212614886 | Central HP <5.4 tons | DAIKIN | HRCU-A-CB (Split System: Heat Pump with Remote Outdoor Unit-Air-Source) | DZ6VSA241EA* |  |  | CA*EA2422*4A* | D*96VC0803BNA* | 23000 | 17 | 8.6 | 23000 | 16100 | 70% | 2 | 0 | 10 |  |  |  |  | R-410A | 1.9167 | Residential & Commercial | USHP | Ducted CEE Tier 1
212614895 | Central HP <5.4 tons | DAIKIN | HRCU-A-CB (Split System: Heat Pump with Remote Outdoor Unit-Air-Source) | DZ6VSA241EA* |  |  | CA*EA3026*4A*+MBVC1600**-1A* | 0 | 23000 | 17 | 8.6 | 23000 | 16100 | 70% | 2 | 0 | 10 |  |  |  |  | R-410A | 1.9167 | Residential & Commercial | USHP | Ducted CEE Tier 1
211229958 | Central HP <5.4 tons | AIRQUEST | HRCU-A-CB (Split System: Heat Pump with Remote Outdoor Unit-Air-Source) | DLCURAH36ABK |  |  | EN(A,D,W)4X48L21** | *80ES(N,L)0902120A* | 36600 | 16 | 8.1 | 39500 | 34800 | 88.1% | 2.04 | 0 | 10.5 |  |  |  |  | R-410A | 3.05 | Residential & Commercial | USHP | Ducted CEE Tier 1
211229999 | Central HP <5.4 tons | AIRQUEST | HRCU-A-CB (Split System: Heat Pump with Remote Outdoor Unit-Air-Source) | DLCURAH36ABK |  |  | EN(A,D,W)4X48L21** | *80VSL0702120A* | 36000 | 16 | 8.1 | 38500 | 34800 | 90.39% | 2.02 | 0 | 10 |  |  |  |  | R-410A | 3 | Residential & Commercial | USHP | Ducted CEE Tier 1
213079656 | Central HP <5.4 tons | HEIL | HRCU-A-CB (Split System: Heat Pump with Remote Outdoor Unit-Air-Source) | DLCURAH36ABK |  |  | EA*4X37L21A* | *92MSN0802120A* | 36800 | 16.5 | 8.5 | 38500 | 34800 | 90.39% | 2.08 | 0 | 10 |  |  |  |  | R-410A | 3.0667 | Residential & Commercial | USHP | Ducted CEE Tier 1
213771254 | Central HP <5.4 tons | TEMPSTAR | HRCU-A-CB (Split System: Heat Pump with Remote Outdoor Unit-Air-Source) | TVH825GKA2* |  |  | EA*4X42L21A*+WALLCON | *80CTL0451712B* | 23600 | 16.5 | 8.1 | 21600 | 16700 | 77.31% | 1.94 | 0 | 10.5 |  |  |  |  | R-410A | 1.9667 | Residential & Commercial | USHP | Ducted CEE Tier 1
213771304 | Central HP <5.4 tons | TEMPSTAR | HRCU-A-CB (Split System: Heat Pump with Remote Outdoor Unit-Air-Source) | TVH825GKA2* |  |  | EA*4X42L21A*+WALLCON | *95CSU0601716B* | 23600 | 16.5 | 8.1 | 21400 | 16700 | 78.04% | 1.96 | 0 | 10.5 |  |  |  |  | R-410A | 1.9667 | Residential & Commercial | USHP | Ducted CEE Tier 1
213774414 | Central HP <5.4 tons | TEMPSTAR | HRCU-A-CB (Split System: Heat Pump with Remote Outdoor Unit-Air-Source) | TVH825GKA3* |  |  | EHD4X42AAL+WALLCON | *80CTL0701716B* | 24200 | 16 | 8.1 | 21400 | 16600 | 77.57% | 1.98 | 0 | 10.5 |  |  |  |  | R-410A | 2.0167 | Residential & Commercial | USHP | Ducted CEE Tier 1
213774464 | Central HP <5.4 tons | TEMPSTAR | HRCU-A-CB (Split System: Heat Pump with Remote Outdoor Unit-Air-Source) | TVH825GKA3* |  |  | EHD4X42AAL+WALLCON | *95CSU0601716B* | 24000 | 16 | 8.1 | 21400 | 16600 | 77.57% | 1.98 | 0 | 10.5 |  |  |  |  | R-410A | 2 | Residential & Commercial | USHP | Ducted CEE Tier 1
216681055 | Central HP <5.4 tons | HEIL | HRCU-A-CB (Split System: Heat Pump with Remote Outdoor Unit-Air-Source) | DLCURAH36ABK |  |  | EA*4X43L21A* | *97VTN0802120A* | 36600 | 16 | 9 | 38500 | 34400 | 89.35% | 1.96 | 0 | 10 |  |  |  |  | R-410A | 3.05 | Residential & Commercial | USHP | Ducted CEE Tier 1
213872273 | Central HP <5.4 tons | DAIKIN | HRCU-A-CB (Split System: Heat Pump with Remote Outdoor Unit-Air-Source) | DZ6VSA481EA* |  |  | CA*EA6030*4A* | D*96VC1005CNA* | 44000 | 17 | 8.5 | 44000 | 31000 | 70.45% | 2 | 0 | 10 |  |  |  |  | R-410A | 3.6667 | Residential & Commercial | USHP | Ducted CEE Tier 1
215933329 | Central HP <5.4 tons | COMFORTMAKER | HRCU-A-CB (Split System: Heat Pump with Remote Outdoor Unit-Air-Source) | C5H3V36*K*AAA* |  |  | ESH5X42M12A*+WALLCON | *80CTL0702120B* | 33600 | 19 | 9 | 34800 | 26600 | 76.44% | 1.92 | 0 | 11 |  |  |  |  | R-454B | 2.8 | Residential & Commercial | USHP | Ducted CEE Tier 1
215933429 | Central HP <5.4 tons | COMFORTMAKER | HRCU-A-CB (Split System: Heat Pump with Remote Outdoor Unit-Air-Source) | C5H3V36*K*AAA* |  |  | ESH5X42M12A*+WALLCON | *97CMN0802120B* | 33600 | 19 | 9 | 34800 | 26600 | 76.44% | 1.94 | 0 | 11.5 |  |  |  |  | R-454B | 2.8 | Residential & Commercial | USHP | Ducted CEE Tier 1
215933749 | Central HP <5.4 tons | COMFORTMAKER | HRCU-A-CB (Split System: Heat Pump with Remote Outdoor Unit-Air-Source) | C5H3V36*K*AAA* |  |  | ESH5X60M12A*+WALLCON | *80CTL0451712B* | 33800 | 19 | 9 | 35200 | 26800 | 76.14% | 1.92 | 0 | 11 |  |  |  |  | R-454B | 2.8167 | Residential & Commercial | USHP | Ducted CEE Tier 1
215934749 | Central HP <5.4 tons | COMFORTMAKER | HRCU-A-CB (Split System: Heat Pump with Remote Outdoor Unit-Air-Source) | C5H3V36*K*AAA* |  |  | EVM5X42M21A*+WALLCON | *96CTN0601714B* | 34000 | 20.5 | 8.1 | 38000 | 27000 | 71.05% | 1.95 | 0 | 11 |  |  |  |  | R-454B | 2.8333 | Residential & Commercial | USHP | Ducted CEE Tier 1
215934449 | Central HP <5.4 tons | COMFORTMAKER | HRCU-A-CB (Split System: Heat Pump with Remote Outdoor Unit-Air-Source) | C5H3V48*K*AAA* |  |  | ESH5X48M12A*+WALLCON | *80CTL0901716B* | 43500 | 20 | 9 | 48500 | 35800 | 73.81% | 1.86 | 0 | 11 |  |  |  |  | R-454B | 3.625 | Residential & Commercial | USHP | Ducted CEE Tier 1
216733203 | Central HP <5.4 tons | TEMPSTAR | HRCU-A-CB (Split System: Heat Pump with Remote Outdoor Unit-Air-Source) | D5CUHAH24AAK |  |  | EA*5X25M17A* | *80MS(N,L)0701716A* | 23000 | 16.5 | 8.5 | 20600 | 18400 | 89.32% | 1.98 | 0 | 11 |  |  |  |  | R-454B | 1.9167 | Residential & Commercial | USHP | Ducted CEE Tier 1
216733504 | Central HP <5.4 tons | TEMPSTAR | HRCU-A-CB (Split System: Heat Pump with Remote Outdoor Unit-Air-Source) | D5CUHAH24AAK |  |  | EA*5X25M17A* | *96VSN0601716B* | 23000 | 16.5 | 8.5 | 20600 | 18400 | 89.32% | 1.98 | 0 | 11 |  |  |  |  | R-454B | 1.9167 | Residential & Commercial | USHP | Ducted CEE Tier 1
216733603 | Central HP <5.4 tons | TEMPSTAR | HRCU-A-CB (Split System: Heat Pump with Remote Outdoor Unit-Air-Source) | D5CUHAH24AAK |  |  | EA*5X25M17A* | *96VTN0801716B* | 23200 | 16.5 | 8.5 | 20800 | 18500 | 88.94% | 1.96 | 0 | 11 |  |  |  |  | R-454B | 1.9333 | Residential & Commercial | USHP | Ducted CEE Tier 1
216733852 | Central HP <5.4 tons | TEMPSTAR | HRCU-A-CB (Split System: Heat Pump with Remote Outdoor Unit-Air-Source) | D5CUHAH24AAK |  |  | EA*5X30M17A* | *80MS(N,L)0701412A* | 22200 | 16.5 | 8.1 | 20800 | 18800 | 90.38% | 1.85 | 0 | 10.5 |  |  |  |  | R-454B | 1.85 | Residential & Commercial | USHP | Ducted CEE Tier 1
216733903 | Central HP <5.4 tons | TEMPSTAR | HRCU-A-CB (Split System: Heat Pump with Remote Outdoor Unit-Air-Source) | D5CUHAH24AAK |  |  | EA*5X30M17A* | *80VSL0701412B* | 22400 | 16.5 | 8.5 | 21000 | 18800 | 89.52% | 1.96 | 0 | 11 |  |  |  |  | R-454B | 1.8667 | Residential & Commercial | USHP | Ducted CEE Tier 1
214573948 | Central HP <5.4 tons | CARRIER | HRCU-A-CB (Split System: Heat Pump with Remote Outdoor Unit-Air-Source) | 25VNA837A*031* |  |  | CAP**4821AL*+UI | 59MN7C080C21**20 | 32200 | 17.5 | 8.5 | 32400 | 25000 | 77.16% | 1.98 | 0 | 11 |  |  |  |  | R-410A | 2.6833 | Residential & Commercial | USHP | Ducted CEE Tier 1
214573978 | Central HP <5.4 tons | CARRIER | HRCU-A-CB (Split System: Heat Pump with Remote Outdoor Unit-Air-Source) | 25VNA837A*031* |  |  | CAP**4824AL*+UI | 59CU5B080C21**20 | 32200 | 17.5 | 8.5 | 32400 | 25000 | 77.16% | 1.98 | 0 | 11 |  |  |  |  | R-410A | 2.6833 | Residential & Commercial | USHP | Ducted CEE Tier 1
214574348 | Central HP <5.4 tons | CARRIER | HRCU-A-CB (Split System: Heat Pump with Remote Outdoor Unit-Air-Source) | 25VNA837A*031* |  |  | CSPH*4812AL*+UI | 59CU5B100C21**22 | 32600 | 17.5 | 8.5 | 32600 | 24800 | 76.07% | 1.98 | 0 | 11 |  |  |  |  | R-410A | 2.7167 | Residential & Commercial | USHP | Ducted CEE Tier 1
214574548 | Central HP <5.4 tons | CARRIER | HRCU-A-CB (Split System: Heat Pump with Remote Outdoor Unit-Air-Source) | 25VNA837A*031* |  |  | CNPV*4221AL*+UI | 59MN7C080C21**20 | 31800 | 17 | 8.1 | 33000 | 24400 | 73.94% | 1.88 | 0 | 11 |  |  |  |  | R-410A | 2.65 | Residential & Commercial | USHP | Ducted CEE Tier 1
216733884 | Central HP <5.4 tons | TEMPSTAR | HRCU-A-CB (Split System: Heat Pump with Remote Outdoor Unit-Air-Source) | D5CUHAH24AAK |  |  | EA*5X30M17A* | *80MS(N,L)0901714A* | 22200 | 16 | 8.1 | 20800 | 18800 | 90.38% | 1.85 | 0 | 10.5 |  |  |  |  | R-454B | 1.85 | Residential & Commercial | USHP | Ducted CEE Tier 1
210474562 | Central HP <5.4 tons | AIRQUEST | HRCU-A-CB (Split System: Heat Pump with Remote Outdoor Unit-Air-Source) | HVH825GKA3* |  |  | EHD4X48AAL+WALLCON | *96CTN1202422A* | 24200 | 16.5 | 8.1 | 21200 | 16600 | 78.3% | 2.02 | 0 | 11 |  |  |  |  | R-410A | 2.0167 | Residential & Commercial | USHP | Ducted CEE Tier 1
216765045 | Central HP <5.4 tons | TRANE | HRCU-A-CB (Split System: Heat Pump with Remote Outdoor Unit-Air-Source) | 5TWX7048A1 |  |  | 5PX*D010AS3 | S8X2C080M5PSC | 43500 | 17 | 9 | 44000 | 32200 | 73.18% | 2.2 | 0 | 12 |  |  |  |  | R-454B | 3.625 | Residential & Commercial | USHP | Ducted CEE Tier 1
216765059 | Central HP <5.4 tons | TRANE | HRCU-A-CB (Split System: Heat Pump with Remote Outdoor Unit-Air-Source) | 5TWX7048A1 |  |  | 5PX*DD10AS3 | S8X2C080M5PTC | 43000 | 16.5 | 9 | 44500 | 32600 | 73.26% | 2.1 | 0 | 11.7 |  |  |  |  | R-454B | 3.5833 | Residential & Commercial | USHP | Ducted CEE Tier 1
216440166 | Central HP <5.4 tons | TRANE | HRCU-A-CB (Split System: Heat Pump with Remote Outdoor Unit-Air-Source) | 5TWV0X36A1 |  |  | 5TXCB006AS3 | S9V2B060U3VSB+LRP | 34200 | 19.2 | 9.4 | 32800 | 24200 | 73.78% | 2.1 | 0 | 12.5 |  |  |  |  | R-454B | 2.85 | Residential & Commercial | USHP | Ducted CEE Tier 1
216440200 | Central HP <5.4 tons | TRANE | HRCU-A-CB (Split System: Heat Pump with Remote Outdoor Unit-Air-Source) | 5TWV0X36A1 |  |  | 5TXCC007AS3 | S9V2C100D4VSB+LRP | 32600 | 18.1 | 9.4 | 31600 | 23600 | 74.68% | 2.1 | 0 | 12 |  |  |  |  | R-454B | 2.7167 | Residential & Commercial | USHP | Ducted CEE Tier 1
216440214 | Central HP <5.4 tons | TRANE | HRCU-A-CB (Split System: Heat Pump with Remote Outdoor Unit-Air-Source) | 5TWV0X36A1 |  |  | 5TXCC007AS3 | S9V2C100U4VSB+LRP | 34200 | 20 | 9.4 | 32600 | 24200 | 74.23% | 2.1 | 0 | 12.5 |  |  |  |  | R-454B | 2.85 | Residential & Commercial | USHP | Ducted CEE Tier 1
216440434 | Central HP <5.4 tons | TRANE | HRCU-A-CB (Split System: Heat Pump with Remote Outdoor Unit-Air-Source) | 5TWV0X60A1 |  |  | 5PX*C009AS3 | S9V2C100U5VSB+LRP | 53000 | 18.6 | 9 | 54000 | 38000 | 70.37% | 2 | 0 | 10.5 |  |  |  |  | R-454B | 4.4167 | Residential & Commercial | USHP | Ducted CEE Tier 1
216440448 | Central HP <5.4 tons | TRANE | HRCU-A-CB (Split System: Heat Pump with Remote Outdoor Unit-Air-Source) | 5TWV0X60A1 |  |  | 5PX*D008AS3 | S9V2D120U5VSB+LRP | 52000 | 18.6 | 9 | 54000 | 38000 | 70.37% | 2 | 0 | 10.5 |  |  |  |  | R-454B | 4.3333 | Residential & Commercial | USHP | Ducted CEE Tier 1
216734656 | Central HP <5.4 tons | COMFORTMAKER | HRCU-A-CB (Split System: Heat Pump with Remote Outdoor Unit-Air-Source) | D5CUHAH24AAK |  |  | EA*5X36M17A* | *96MSN0601412A* | 22400 | 15.5 | 8.1 | 20800 | 18800 | 90.38% | 1.9 | 0 | 10.5 |  |  |  |  | R-454B | 1.8667 | Residential & Commercial | USHP | Ducted CEE Tier 1
216734974 | Central HP <5.4 tons | COMFORTMAKER | HRCU-A-CB (Split System: Heat Pump with Remote Outdoor Unit-Air-Source) | D5CUHAH24AAK |  |  | EA*5X37M17A* | *80VSL0701412B* | 23000 | 16.5 | 8.5 | 20800 | 18500 | 88.94% | 1.94 | 0 | 11 |  |  |  |  | R-454B | 1.9167 | Residential & Commercial | USHP | Ducted CEE Tier 1
216764347 | Central HP <5.4 tons | TRANE | HRCU-A-CB (Split System: Heat Pump with Remote Outdoor Unit-Air-Source) | 5TWX7036A1 |  |  | 5TXCB004AS3 | L9X1A050U3VSA | 31600 | 16 | 8.5 | 33200 | 24600 | 74.1% | 2 | 0 | 10 |  |  |  |  | R-454B | 2.6333 | Residential & Commercial | USHP | Ducted CEE Tier 1
216764360 | Central HP <5.4 tons | TRANE | HRCU-A-CB (Split System: Heat Pump with Remote Outdoor Unit-Air-Source) | 5TWX7036A1 |  |  | 5TXCB006AS3 | L9X1A050U3VSA | 32200 | 16.5 | 8.5 | 32600 | 24400 | 74.85% | 2 | 0 | 11.5 |  |  |  |  | R-454B | 2.6833 | Residential & Commercial | USHP | Ducted CEE Tier 1
216764361 | Central HP <5.4 tons | TRANE | HRCU-A-CB (Split System: Heat Pump with Remote Outdoor Unit-Air-Source) | 5TWX7036A1 |  |  | 5TXCB006AS3 | S9V2B080D4VSB | 31400 | 16 | 8.7 | 31400 | 23600 | 75.16% | 2.1 | 0 | 11.5 |  |  |  |  | R-454B | 2.6167 | Residential & Commercial | USHP | Ducted CEE Tier 1
216764397 | Central HP <5.4 tons | TRANE | HRCU-A-CB (Split System: Heat Pump with Remote Outdoor Unit-Air-Source) | 5TWX7036A1 |  |  | 5TXCC007AS3 | S8X1C080M5PSC | 33800 | 17.5 | 8.7 | 32800 | 24200 | 73.78% | 2.1 | 0 | 12 |  |  |  |  | R-454B | 2.8167 | Residential & Commercial | USHP | Ducted CEE Tier 1
216764414 | Central HP <5.4 tons | TRANE | HRCU-A-CB (Split System: Heat Pump with Remote Outdoor Unit-Air-Source) | 5TWX7036A1 |  |  | 5TXCD008AS3 | S8X1D120M5PSC | 33000 | 17.5 | 9 | 32200 | 23800 | 73.91% | 2.1 | 0 | 12 |  |  |  |  | R-454B | 2.75 | Residential & Commercial | USHP | Ducted CEE Tier 1
216764427 | Central HP <5.4 tons | TRANE | HRCU-A-CB (Split System: Heat Pump with Remote Outdoor Unit-Air-Source) | 5TWX7048A1 |  |  | 5PX*C009AS3 | S9V2C080U5PSC | 43500 | 17.1 | 9 | 43500 | 32000 | 73.56% | 2.1 | 0 | 12 |  |  |  |  | R-454B | 3.625 | Residential & Commercial | USHP | Ducted CEE Tier 1
216764663 | Central HP <5.4 tons | TRANE | HRCU-A-CB (Split System: Heat Pump with Remote Outdoor Unit-Air-Source) | 5TWR7036A1 |  |  | 5PX*C007AS3 | S8X2C100M5PSC | 34200 | 17.1 | 9 | 33000 | 24400 | 73.94% | 2.2 | 0 | 12 |  |  |  |  | R-454B | 2.85 | Residential & Commercial | USHP | Ducted CEE Tier 1
214573928 | Central HP <5.4 tons | CARRIER | HRCU-A-CB (Split System: Heat Pump with Remote Outdoor Unit-Air-Source) | 25VNA837A*031* |  |  | CAP**4821AL*+UI | 59CU5B100C21**22 | 32400 | 17.5 | 8.5 | 32400 | 24800 | 76.54% | 2 | 0 | 11.5 |  |  |  |  | R-410A | 2.7 | Residential & Commercial | USHP | Ducted CEE Tier 1
214574198 | Central HP <5.4 tons | CARRIER | HRCU-A-CB (Split System: Heat Pump with Remote Outdoor Unit-Air-Source) | 25VNA837A*031* |  |  | CAP**6124AL*+UI | 59TN6C080C21**20 | 33200 | 18.5 | 8.5 | 31800 | 24800 | 77.99% | 2.02 | 0 | 11.5 |  |  |  |  | R-410A | 2.7667 | Residential & Commercial | USHP | Ducted CEE Tier 1
216738780 | Central HP <5.4 tons | HEIL | HRCU-A-CB (Split System: Heat Pump with Remote Outdoor Unit-Air-Source) | D5CUHAH24AAK |  |  | ESH5X36M12A* | *96CTN1002122B* | 23000 | 15.5 | 8.1 | 21000 | 18700 | 89.05% | 1.85 | 0 | 11 |  |  |  |  | R-454B | 1.9167 | Residential & Commercial | USHP | Ducted CEE Tier 1
214574598 | Central HP <5.4 tons | CARRIER | HRCU-A-CB (Split System: Heat Pump with Remote Outdoor Unit-Air-Source) | 25VNA837A*031* |  |  | CNPV*4821AL*+UI | 59MN7C060C21**20 | 32200 | 17 | 8.1 | 33000 | 25000 | 75.76% | 1.94 | 0 | 11.5 |  |  |  |  | R-410A | 2.6833 | Residential & Commercial | USHP | Ducted CEE Tier 1
215932059 | Central HP <5.4 tons | COMFORTMAKER | HRCU-A-CB (Split System: Heat Pump with Remote Outdoor Unit-Air-Source) | C5H3V36*K*AAA* |  |  | EA*5X36M17A*+WALLCON | *80CTL0451712B* | 32000 | 19 | 9 | 36000 | 27800 | 77.22% | 1.88 | 0 | 10 |  |  |  |  | R-454B | 2.6667 | Residential & Commercial | USHP | Ducted CEE Tier 1
216765084 | Central HP <5.4 tons | TRANE | HRCU-A-CB (Split System: Heat Pump with Remote Outdoor Unit-Air-Source) | 5TWX7060A1 |  |  | 5PX*D008AS3 | S8X1C080M5PTC | 51500 | 16 | 9 | 51500 | 39000 | 75.73% | 2.1 | 0 | 11 |  |  |  |  | R-454B | 4.2917 | Residential & Commercial | USHP | Ducted CEE Tier 1
216765086 | Central HP <5.4 tons | TRANE | HRCU-A-CB (Split System: Heat Pump with Remote Outdoor Unit-Air-Source) | 5TWX7060A1 |  |  | 5PX*D008AS3 | S8X2C100M5PTC | 51000 | 16.5 | 8.7 | 52000 | 39000 | 75% | 2.1 | 0 | 10 |  |  |  |  | R-454B | 4.25 | Residential & Commercial | USHP | Ducted CEE Tier 1
216765093 | Central HP <5.4 tons | TRANE | HRCU-A-CB (Split System: Heat Pump with Remote Outdoor Unit-Air-Source) | 5TWX7060A1 |  |  | 5PX*D010AS3 | S8X1C080M5PTC | 52500 | 16.5 | 9 | 51000 | 38500 | 75.49% | 2.2 | 0 | 11 |  |  |  |  | R-454B | 4.375 | Residential & Commercial | USHP | Ducted CEE Tier 1
216765118 | Central HP <5.4 tons | TRANE | HRCU-A-CB (Split System: Heat Pump with Remote Outdoor Unit-Air-Source) | 5TWX7060A1 |  |  | 5TXCD010AS3 | S8X1C080M5PTC | 52500 | 16.5 | 9 | 51000 | 38500 | 75.49% | 2.2 | 0 | 11 |  |  |  |  | R-454B | 4.375 | Residential & Commercial | USHP | Ducted CEE Tier 1
216764134 | Central HP <5.4 tons | TRANE | HRCU-A-CB (Split System: Heat Pump with Remote Outdoor Unit-Air-Source) | 5TWX7024A1 |  |  | 5PX*B006AS3 | *UHMB080CCV3 | 24000 | 18 | 9 | 21800 | 17300 | 79.36% | 2 | 0 | 13 |  |  |  |  | R-454B | 2 | Residential & Commercial | USHP | Ducted CEE Tier 1
216764166 | Central HP <5.4 tons | TRANE | HRCU-A-CB (Split System: Heat Pump with Remote Outdoor Unit-Air-Source) | 5TWX7024A1 |  |  | 5TEM6B02AV21+TDR | 0 | 23200 | 17.5 | 9 | 22400 | 17500 | 78.12% | 2 | 0 | 12 |  |  |  |  | R-454B | 1.9333 | Residential & Commercial | USHP | Ducted CEE Tier 1
215935009 | Central HP <5.4 tons | COMFORTMAKER | HRCU-A-CB (Split System: Heat Pump with Remote Outdoor Unit-Air-Source) | C5H3V36*K*AAA* |  |  | EVM5X49M21A*+WALLCON | *80CTL0701716B* | 35400 | 21.5 | 8.5 | 38500 | 29000 | 75.32% | 2.02 | 0 | 12 |  |  |  |  | R-454B | 2.95 | Residential & Commercial | USHP | Ducted CEE Tier 1
215935059 | Central HP <5.4 tons | COMFORTMAKER | HRCU-A-CB (Split System: Heat Pump with Remote Outdoor Unit-Air-Source) | C5H3V36*K*AAA* |  |  | EVM5X49M21A*+WALLCON | *95CSU0601716B* | 35400 | 21.5 | 8.5 | 38500 | 29000 | 75.32% | 2.02 | 0 | 12 |  |  |  |  | R-454B | 2.95 | Residential & Commercial | USHP | Ducted CEE Tier 1
215864799 | Central HP <5.4 tons | TRANE | HRCU-A-CB (Split System: Heat Pump with Remote Outdoor Unit-Air-Source) | 5TWV8X36A1 |  |  | 5PX*BD06AS3 | S9V2B080D4VSB+LRP | 32600 | 18.1 | 8.5 | 34200 | 25800 | 75.44% | 2 | 0 | 10 |  |  |  |  | R-454B | 2.7167 | Residential & Commercial | USHP | Ducted CEE Tier 1
215935179 | Central HP <5.4 tons | COMFORTMAKER | HRCU-A-CB (Split System: Heat Pump with Remote Outdoor Unit-Air-Source) | C5H3V36*K*AAA* |  |  | EVM5X60M21A*+WALLCON | *80CTL0451712B* | 35200 | 21 | 8.5 | 39000 | 29400 | 75.38% | 2 | 0 | 11.7 |  |  |  |  | R-454B | 2.9333 | Residential & Commercial | USHP | Ducted CEE Tier 1
215935259 | Central HP <5.4 tons | COMFORTMAKER | HRCU-A-CB (Split System: Heat Pump with Remote Outdoor Unit-Air-Source) | C5H3V36*K*AAA* |  |  | EVM5X60M21A*+WALLCON | *95CSU1002122B* | 35600 | 22 | 8.5 | 38000 | 28400 | 74.74% | 2.02 | 0 | 12.5 |  |  |  |  | R-454B | 2.9667 | Residential & Commercial | USHP | Ducted CEE Tier 1
213779657 | Central HP <5.4 tons | HEIL | HRCU-A-CB (Split System: Heat Pump with Remote Outdoor Unit-Air-Source) | HVH837GKA** |  |  | EA*4X61L21A*+WALLCON | *80CTL0902120B* | 33200 | 17.5 | 8.5 | 32000 | 24800 | 77.5% | 1.98 | 0 | 11.7 |  |  |  |  | R-410A | 2.7667 | Residential & Commercial | USHP | Ducted CEE Tier 1
213780207 | Central HP <5.4 tons | HEIL | HRCU-A-CB (Split System: Heat Pump with Remote Outdoor Unit-Air-Source) | HVH837GKA** |  |  | EHD4X48AAL+WALLCON | *95CSU0601716B* | 32400 | 16 | 8.1 | 33000 | 25000 | 75.76% | 1.94 | 0 | 11 |  |  |  |  | R-410A | 2.7 | Residential & Commercial | USHP | Ducted CEE Tier 1
213771647 | Central HP <5.4 tons | HEIL | HRCU-A-CB (Split System: Heat Pump with Remote Outdoor Unit-Air-Source) | HVH825GKA2* |  |  | EA*4X48L21A*+WALLCON | *96CTN0601714B* | 24000 | 16.5 | 8.1 | 21000 | 16600 | 79.05% | 2 | 0 | 10.5 |  |  |  |  | R-410A | 2 | Residential & Commercial | USHP | Ducted CEE Tier 1
213771447 | Central HP <5.4 tons | HEIL | HRCU-A-CB (Split System: Heat Pump with Remote Outdoor Unit-Air-Source) | HVH825GKA2* |  |  | EA*4X43L21A*+WALLCON | *80CTL0701716B* | 24400 | 17 | 8.5 | 21200 | 16600 | 78.3% | 2.02 | 0 | 11 |  |  |  |  | R-410A | 2.0333 | Residential & Commercial | USHP | Ducted CEE Tier 1
216754781 | Central HP <5.4 tons | BRYANT HEATING AND COOLING SYSTEMS | HRCU-A-CB (Split System: Heat Pump with Remote Outdoor Unit-Air-Source) | 37MUHAQ30AA3 |  |  | CAA**3721AM* | 83*CA48060C17*** | 31800 | 15.2 | 9 | 34400 | 30200 | 87.79% | 1.8 | 0 | 9.5 |  |  |  |  | R-454B | 2.65 | Residential & Commercial | USHP
216764182 | Central HP <5.4 tons | TRANE | HRCU-A-CB (Split System: Heat Pump with Remote Outdoor Unit-Air-Source) | 5TWX7024A1 |  |  | 5TXCB004AS3 | S9V2B060U3VSB | 23200 | 18 | 9 | 21800 | 17200 | 78.9% | 2 | 0 | 12.5 |  |  |  |  | R-454B | 1.9333 | Residential & Commercial | USHP | Ducted CEE Tier 1
216764184 | Central HP <5.4 tons | TRANE | HRCU-A-CB (Split System: Heat Pump with Remote Outdoor Unit-Air-Source) | 5TWX7024A1 |  |  | 5TXCB004AS3 | S9V2B080U4PSC | 23200 | 17.5 | 8.7 | 21800 | 17200 | 78.9% | 2 | 0 | 12.5 |  |  |  |  | R-454B | 1.9333 | Residential & Commercial | USHP | Ducted CEE Tier 1
214573688 | Central HP <5.4 tons | CARRIER | HRCU-A-CB (Split System: Heat Pump with Remote Outdoor Unit-Air-Source) | 25VNA837A*031* |  |  | CAP**3721AL*+UI | 59CU5B100C21**22 | 33000 | 17.5 | 8.5 | 32600 | 25000 | 76.69% | 2 | 0 | 11.5 |  |  |  |  | R-410A | 2.75 | Residential & Commercial | USHP | Ducted CEE Tier 1
214573888 | Central HP <5.4 tons | CARRIER | HRCU-A-CB (Split System: Heat Pump with Remote Outdoor Unit-Air-Source) | 25VNA837A*031* |  |  | CAP**4321AL*+UI | 59MN7C080C21**20 | 32800 | 17.5 | 8.5 | 32800 | 25200 | 76.83% | 2 | 0 | 11.5 |  |  |  |  | R-410A | 2.7333 | Residential & Commercial | USHP | Ducted CEE Tier 1
214573938 | Central HP <5.4 tons | CARRIER | HRCU-A-CB (Split System: Heat Pump with Remote Outdoor Unit-Air-Source) | 25VNA837A*031* |  |  | CAP**4821AL*+UI | 59MN7C060C21**20 | 32200 | 17 | 8.5 | 32600 | 25200 | 77.3% | 1.96 | 0 | 11 |  |  |  |  | R-410A | 2.6833 | Residential & Commercial | USHP | Ducted CEE Tier 1
215932019 | Central HP <5.4 tons | COMFORTMAKER | HRCU-A-CB (Split System: Heat Pump with Remote Outdoor Unit-Air-Source) | C5H3V36*K*AAA* |  |  | EA*5X30M17A*+WALLCON | *96CTN0401410B* | 30800 | 17.5 | 9 | 34400 | 26600 | 77.33% | 1.9 | 0 | 10 |  |  |  |  | R-454B | 2.5667 | Residential & Commercial | USHP | Ducted CEE Tier 1
214569422 | Central HP <5.4 tons | CARRIER | HRCU-A-CB (Split System: Heat Pump with Remote Outdoor Unit-Air-Source) | 25VNA448A*031* |  |  | CAP**6024AL*+UI | 59CU5B080C21**20 | 44500 | 21 | 10 | 46000 | 36400 | 79.13% | 2.34 | 0 | 11.5 |  |  |  |  | R-410A | 3.7083 | Residential & Commercial | USHP | Ducted CEE Tier 1
214569440 | Central HP <5.4 tons | CARRIER | HRCU-A-CB (Split System: Heat Pump with Remote Outdoor Unit-Air-Source) | 25VNA448A*031* |  |  | CAP**6121AL*+UI | 59MN7C080C21**20 | 45000 | 21 | 10 | 46000 | 36400 | 79.13% | 2.34 | 0 | 11.5 |  |  |  |  | R-410A | 3.75 | Residential & Commercial | USHP | Ducted CEE Tier 1
214569454 | Central HP <5.4 tons | CARRIER | HRCU-A-CB (Split System: Heat Pump with Remote Outdoor Unit-Air-Source) | 25VNA448A*031* |  |  | CAP**6124AL*+UI | 59TN6C080C21**20 | 45500 | 21.5 | 10 | 46000 | 36200 | 78.7% | 2.38 | 0 | 12 |  |  |  |  | R-410A | 3.7917 | Residential & Commercial | USHP | Ducted CEE Tier 1
216764214 | Central HP <5.4 tons | TRANE | HRCU-A-CB (Split System: Heat Pump with Remote Outdoor Unit-Air-Source) | 5TWX7024A1 |  |  | 5TXCB006AS3 | S9V2B080D4VSB | 22400 | 17.1 | 9 | 21400 | 17100 | 79.91% | 2 | 0 | 12 |  |  |  |  | R-454B | 1.8667 | Residential & Commercial | USHP | Ducted CEE Tier 1
214239882 | Central HP <5.4 tons | TEMPSTAR | HRCU-A-CB (Split System: Heat Pump with Remote Outdoor Unit-Air-Source) | TVH837GKA** |  |  | EN(A,D,W)4X48L21**+WALLCON | *80CTL0902120B* | 32400 | 17 | 8.1 | 32600 | 24600 | 75.46% | 1.96 | 0 | 11.7 |  |  |  |  | R-410A | 2.7 | Residential & Commercial | USHP | Ducted CEE Tier 1
214240082 | Central HP <5.4 tons | TEMPSTAR | HRCU-A-CB (Split System: Heat Pump with Remote Outdoor Unit-Air-Source) | TVH837GKA** |  |  | EN(A,D,W)4X60L24**+WALLCON | *97CMN1202422B* | 32800 | 17.5 | 8.1 | 32200 | 24600 | 76.4% | 1.96 | 0 | 11.7 |  |  |  |  | R-410A | 2.7333 | Residential & Commercial | USHP | Ducted CEE Tier 1
211230174 | Central HP <5.4 tons | AIRQUEST | HRCU-A-CB (Split System: Heat Pump with Remote Outdoor Unit-Air-Source) | DLCURAH36ABK |  |  | EN(A,D,W)4X48L21** | *95ESN0801716A* | 35600 | 15.5 | 8.1 | 38500 | 35000 | 90.91% | 2 | 0 | 10 |  |  |  |  | R-410A | 2.9667 | Residential & Commercial | USHP | Ducted CEE Tier 1
211230233 | Central HP <5.4 tons | AIRQUEST | HRCU-A-CB (Split System: Heat Pump with Remote Outdoor Unit-Air-Source) | DLCURAH36ABK |  |  | EN(A,D,W)4X48L21** | *96VSN0801716A* | 35800 | 16 | 8.1 | 38500 | 34800 | 90.39% | 2 | 0 | 10 |  |  |  |  | R-410A | 2.9833 | Residential & Commercial | USHP | Ducted CEE Tier 1
215433894 | Central HP <5.4 tons | DAIKIN | HRCU-A-CB (Split System: Heat Pump with Remote Outdoor Unit-Air-Source) | DH7VSA2410A* |  |  | CA*EA3022*3A*+MBVK16CP1X00A* | 0 | 23200 | 19 | 8.6 | 23200 | 17000 | 73.28% | 2 | 0 | 11 |  |  |  |  | R-32 | 1.9333 | Residential & Commercial | USHP | Ducted CEE Tier 1
212614938 | Central HP <5.4 tons | DAIKIN | HRCU-A-CB (Split System: Heat Pump with Remote Outdoor Unit-Air-Source) | DZ6VSA481EA* |  |  | DFVE60DP0400A* | 0 | 44000 | 17 | 8.6 | 44000 | 31000 | 70.45% | 2 | 0 | 10 |  |  |  |  | R-410A | 3.6667 | Residential & Commercial | USHP | Ducted CEE Tier 1
215433985 | Central HP <5.4 tons | DAIKIN | HRCU-A-CB (Split System: Heat Pump with Remote Outdoor Unit-Air-Source) | DH7VSA2410A* |  |  | CA*EA3626*3A* | D*97MC0603BNA* | 23200 | 19 | 8.6 | 23200 | 17000 | 73.28% | 2 | 0 | 11 |  |  |  |  | R-32 | 1.9333 | Residential & Commercial | USHP | Ducted CEE Tier 1
215434003 | Central HP <5.4 tons | DAIKIN | HRCU-A-CB (Split System: Heat Pump with Remote Outdoor Unit-Air-Source) | DH7VSA2410A* |  |  | CA*EA3626*3A* | D*96TC1005CNA* | 23200 | 19 | 8.6 | 23200 | 17000 | 73.28% | 2 | 0 | 11 |  |  |  |  | R-32 | 1.9333 | Residential & Commercial | USHP | Ducted CEE Tier 1
215434160 | Central HP <5.4 tons | DAIKIN | HRCU-A-CB (Split System: Heat Pump with Remote Outdoor Unit-Air-Source) | DH7VSA3610A* |  |  | CHPEA4830*3A* | D*80TC0805C*A* | 35000 | 18.5 | 8.1 | 35000 | 28400 | 81.14% | 2 | 0 | 10.5 |  |  |  |  | R-32 | 2.9167 | Residential & Commercial | USHP | Ducted CEE Tier 1
215869483 | Central HP <5.4 tons | GE Appliances | HRCU-A-CB (Split System: Heat Pump with Remote Outdoor Unit-Air-Source) | NS18H60HA5*** |  |  | NAM48V1TA5**** | 0 | 47500 | 18 | 9.5 | 48000 | 42000 | 87.5% | 1.75 | 0 | 11.7 |  |  |  |  | R-454B | 3.9583 | Residential & Commercial | USHP | Ducted CEE Tier 1
213780927 | Central HP <5.4 tons | HEIL | HRCU-A-CB (Split System: Heat Pump with Remote Outdoor Unit-Air-Source) | HVH837GKA2* |  |  | EA*4X37L21A*+WALLCON | *97CMN1002122B* | 33000 | 17 | 8.5 | 32600 | 25000 | 76.69% | 1.98 | 0 | 11.5 |  |  |  |  | R-410A | 2.75 | Residential & Commercial | USHP | Ducted CEE Tier 1
213781397 | Central HP <5.4 tons | HEIL | HRCU-A-CB (Split System: Heat Pump with Remote Outdoor Unit-Air-Source) | HVH837GKA2* |  |  | EA*4X48L24A*+WALLCON | *80CTL0902120B* | 32400 | 17 | 8.5 | 32200 | 24800 | 77.02% | 1.98 | 0 | 11.5 |  |  |  |  | R-410A | 2.7 | Residential & Commercial | USHP | Ducted CEE Tier 1
214573658 | Central HP <5.4 tons | CARRIER | HRCU-A-CB (Split System: Heat Pump with Remote Outdoor Unit-Air-Source) | 25VNA837A*031* |  |  | CAP**3621AL*+UI | 59TN6C080C21**20 | 31600 | 17.5 | 8.1 | 32800 | 24200 | 73.78% | 1.86 | 0 | 11 |  |  |  |  | R-410A | 2.6333 | Residential & Commercial | USHP | Ducted CEE Tier 1
214574058 | Central HP <5.4 tons | CARRIER | HRCU-A-CB (Split System: Heat Pump with Remote Outdoor Unit-Air-Source) | 25VNA837A*031* |  |  | CAP**6024AL*+UI | 59MN7C060C21**20 | 32600 | 17.5 | 8.5 | 31800 | 25000 | 78.62% | 1.96 | 0 | 11 |  |  |  |  | R-410A | 2.7167 | Residential & Commercial | USHP | Ducted CEE Tier 1
215934269 | Central HP <5.4 tons | COMFORTMAKER | HRCU-A-CB (Split System: Heat Pump with Remote Outdoor Unit-Air-Source) | C5H3V48*K*AAA* |  |  | EA*5X61M21A*+WALLCON | *97CMN1002122B* | 45500 | 21 | 9.5 | 48500 | 36800 | 75.88% | 2 | 0 | 11 |  |  |  |  | R-454B | 3.7917 | Residential & Commercial | USHP | Ducted CEE Tier 1
214574078 | Central HP <5.4 tons | CARRIER | HRCU-A-CB (Split System: Heat Pump with Remote Outdoor Unit-Air-Source) | 25VNA837A*031* |  |  | CAP**6024AL*+UI | 59TN6C080C21**20 | 32800 | 18 | 8.5 | 31600 | 24600 | 77.85% | 2 | 0 | 11.5 |  |  |  |  | R-410A | 2.7333 | Residential & Commercial | USHP | Ducted CEE Tier 1
215934739 | Central HP <5.4 tons | COMFORTMAKER | HRCU-A-CB (Split System: Heat Pump with Remote Outdoor Unit-Air-Source) | C5H3V36*K*AAA* |  |  | EVM5X42M21A*+WALLCON | *97CMN0601714B* | 34000 | 20 | 8.1 | 38000 | 27000 | 71.05% | 2 | 0 | 11 |  |  |  |  | R-454B | 2.8333 | Residential & Commercial | USHP | Ducted CEE Tier 1
210470260 | Central HP <5.4 tons | DAY & NIGHT | HRCU-A-CB (Split System: Heat Pump with Remote Outdoor Unit-Air-Source) | CVH837GKA2* |  |  | EA*4X60L24A*+WALLCON | *80CSU1002120A* | 32800 | 17 | 8.1 | 32000 | 24800 | 77.5% | 1.96 | 0 | 11 |  |  |  |  | R-410A | 2.7333 | Residential & Commercial | USHP | Ducted CEE Tier 1
213778944 | Central HP <5.4 tons | TEMPSTAR | HRCU-A-CB (Split System: Heat Pump with Remote Outdoor Unit-Air-Source) | TVH837GKA** |  |  | EA*4X37L21A*+WALLCON | *80CTL0451712B* | 32600 | 16.5 | 8.1 | 33200 | 25400 | 76.51% | 1.94 | 0 | 10.5 |  |  |  |  | R-410A | 2.7167 | Residential & Commercial | USHP | Ducted CEE Tier 1
213779494 | Central HP <5.4 tons | TEMPSTAR | HRCU-A-CB (Split System: Heat Pump with Remote Outdoor Unit-Air-Source) | TVH837GKA** |  |  | EA*4X48L24A*+WALLCON | *80CTL0902120B* | 32400 | 17 | 8.5 | 32200 | 24800 | 77.02% | 1.98 | 0 | 11.5 |  |  |  |  | R-410A | 2.7 | Residential & Commercial | USHP | Ducted CEE Tier 1
216764114 | Central HP <5.4 tons | TRANE | HRCU-A-C (Split System: Heat Pump with Remote Outdoor Unit with No Indoor Fan --Air Source) | 5TWX7024A1 |  |  | 5PX*B004AS3 | 0 | 22800 | 16 | 8.7 | 22200 | 17600 | 79.28% | 1.9 | 0 | 11.5 |  |  |  |  | R-454B | 1.9 | Residential & Commercial | USHP | Ducted CEE Tier 1
216764679 | Central HP <5.4 tons | TRANE | HRCU-A-CB (Split System: Heat Pump with Remote Outdoor Unit-Air-Source) | 5TWR7036A1 |  |  | 5PX*CD05AS3 | S8X1C080M5PTC | 32800 | 17.1 | 8.2 | 33400 | 24400 | 73.05% | 2 | 0 | 12 |  |  |  |  | R-454B | 2.7333 | Residential & Commercial | USHP | Ducted CEE Tier 1
216764011 | Central HP <5.4 tons | TRANE | HRCU-A-CB (Split System: Heat Pump with Remote Outdoor Unit-Air-Source) | 5TWR7048A1 |  |  | 5TXCD010AS3 | S8X1C080M5PSC | 44000 | 17.1 | 9 | 44000 | 32200 | 73.18% | 2.2 | 0 | 12 |  |  |  |  | R-454B | 3.6667 | Residential & Commercial | USHP | Ducted CEE Tier 1
216764781 | Central HP <5.4 tons | TRANE | HRCU-A-CB (Split System: Heat Pump with Remote Outdoor Unit-Air-Source) | 5TWR7048A1 |  |  | 5PX*D008AS3 | S8X2C100M5PTC | 43500 | 17.1 | 9 | 45000 | 33000 | 73.33% | 2.2 | 0 | 11.7 |  |  |  |  | R-454B | 3.625 | Residential & Commercial | USHP | Ducted CEE Tier 1
216764797 | Central HP <5.4 tons | TRANE | HRCU-A-CB (Split System: Heat Pump with Remote Outdoor Unit-Air-Source) | 5TWR7048A1 |  |  | 5PX*D010AS3 | S8X2C100M5PSC | 43500 | 17.1 | 9 | 44000 | 32200 | 73.18% | 2.2 | 0 | 12 |  |  |  |  | R-454B | 3.625 | Residential & Commercial | USHP | Ducted CEE Tier 1
216764831 | Central HP <5.4 tons | TRANE | HRCU-A-CB (Split System: Heat Pump with Remote Outdoor Unit-Air-Source) | 5TWR7048A1 |  |  | 5TXCD010AS3 | S8X1C100M5PTC | 43500 | 17.1 | 9 | 44000 | 32200 | 73.18% | 2.2 | 0 | 12 |  |  |  |  | R-454B | 3.625 | Residential & Commercial | USHP | Ducted CEE Tier 1
212614873 | Central HP <5.4 tons | DAIKIN | HRCU-A-CB (Split System: Heat Pump with Remote Outdoor Unit-Air-Source) | DZ6VSA241EA* |  |  | CA*EA2422*4A*+MBVC1200**-1A* | 0 | 23000 | 17 | 8.6 | 23000 | 16100 | 70% | 2 | 0 | 10 |  |  |  |  | R-410A | 1.9167 | Residential & Commercial | USHP | Ducted CEE Tier 1
216764444 | Central HP <5.4 tons | TRANE | HRCU-A-CB (Split System: Heat Pump with Remote Outdoor Unit-Air-Source) | 5TWX7048A1 |  |  | 5PX*D010AS3 | *UHMC100CCV4 | 43000 | 17 | 9 | 43500 | 32000 | 73.56% | 2.1 | 0 | 12 |  |  |  |  | R-454B | 3.5833 | Residential & Commercial | USHP | Ducted CEE Tier 1
213872263 | Central HP <5.4 tons | DAIKIN | HRCU-A-CB (Split System: Heat Pump with Remote Outdoor Unit-Air-Source) | DZ6VSA421EA* |  |  | CA*EA6030*4A* | D*97MC0804CNA* | 40000 | 17 | 8.6 | 40000 | 30600 | 76.5% | 2.2 | 0 | 10 |  |  |  |  | R-410A | 3.3333 | Residential & Commercial | USHP | Ducted CEE Tier 1
212614867 | Central HP <5.4 tons | DAIKIN | HRCU-A-CB (Split System: Heat Pump with Remote Outdoor Unit-Air-Source) | DZ6VSA481EA* |  |  | DFVE60DP1400A* | 0 | 44000 | 17 | 8.6 | 44000 | 31000 | 70.45% | 2 | 0 | 10 |  |  |  |  | R-410A | 3.6667 | Residential & Commercial | USHP | Ducted CEE Tier 1
212614865 | Central HP <5.4 tons | DAIKIN | HRCU-A-CB (Split System: Heat Pump with Remote Outdoor Unit-Air-Source) | DZ6VSA361EA* |  |  | DFVE48DP1400A* | 0 | 34200 | 17.5 | 8.6 | 34200 | 30000 | 87.72% | 2 | 0 | 10 |  |  |  |  | R-410A | 2.85 | Residential & Commercial | USHP | Ducted CEE Tier 1
212928694 | Central HP <5.4 tons | DAIKIN | HRCU-A-CB (Split System: Heat Pump with Remote Outdoor Unit-Air-Source) | DZ6VSA361EA* |  |  | DFVE42CP0400A* | 0 | 34200 | 17.5 | 8.6 | 34200 | 29000 | 84.8% | 2 | 0 | 10 |  |  |  |  | R-410A | 2.85 | Residential & Commercial | USHP | Ducted CEE Tier 1
215941389 | Central HP <5.4 tons | COMFORTMAKER | HRCU-A-CB (Split System: Heat Pump with Remote Outdoor Unit-Air-Source) | C5H3V48*K*AAA* |  |  | EVM5X60M21A*+WALLCON | *96CTN0802120B* | 45500 | 20.5 | 8.1 | 53000 | 38500 | 72.64% | 1.95 | 0 | 11 |  |  |  |  | R-454B | 3.7917 | Residential & Commercial | USHP | Ducted CEE Tier 1
215941609 | Central HP <5.4 tons | COMFORTMAKER | HRCU-A-CB (Split System: Heat Pump with Remote Outdoor Unit-Air-Source) | C5H3V48*K*AAA* |  |  | EVD5X48M24A*+WALLCON | *97CTN1002122A* | 44500 | 20 | 8.1 | 52000 | 38000 | 73.08% | 1.9 | 0 | 11 |  |  |  |  | R-454B | 3.7083 | Residential & Commercial | USHP | Ducted CEE Tier 1
215935189 | Central HP <5.4 tons | COMFORTMAKER | HRCU-A-CB (Split System: Heat Pump with Remote Outdoor Unit-Air-Source) | C5H3V36*K*AAA* |  |  | EVM5X60M21A*+WALLCON | *80CTL0701716B* | 35400 | 21.5 | 8.5 | 38500 | 29000 | 75.32% | 2.02 | 0 | 12 |  |  |  |  | R-454B | 2.95 | Residential & Commercial | USHP | Ducted CEE Tier 1
215942525 | Central HP <5.4 tons | COMFORTMAKER | HRCU-A-CB (Split System: Heat Pump with Remote Outdoor Unit-Air-Source) | C5H3V36*K*AAA* |  |  | EVD5X61M21A*+WALLCON | *97CMN0802120B* | 35800 | 22 | 8.5 | 37400 | 28200 | 75.4% | 2.04 | 0 | 12.5 |  |  |  |  | R-454B | 2.9833 | Residential & Commercial | USHP | Ducted CEE Tier 1
215942545 | Central HP <5.4 tons | COMFORTMAKER | HRCU-A-CB (Split System: Heat Pump with Remote Outdoor Unit-Air-Source) | C5H3V36*K*AAA* |  |  | EVD5X61M21A*+WALLCON | *96CTN1002122B* | 36000 | 22 | 8.5 | 37400 | 28200 | 75.4% | 2.04 | 0 | 12.5 |  |  |  |  | R-454B | 3 | Residential & Commercial | USHP | Ducted CEE Tier 1
215942625 | Central HP <5.4 tons | COMFORTMAKER | HRCU-A-CB (Split System: Heat Pump with Remote Outdoor Unit-Air-Source) | C5H3V36*K*AAA* |  |  | EVD5X61M21A*+WALLCON | *96CTN0802120B* | 35800 | 22 | 8.5 | 37400 | 28400 | 75.94% | 2.04 | 0 | 12.5 |  |  |  |  | R-454B | 2.9833 | Residential & Commercial | USHP | Ducted CEE Tier 1
216764461 | Central HP <5.4 tons | TRANE | HRCU-A-CB (Split System: Heat Pump with Remote Outdoor Unit-Air-Source) | 5TWX7048A1 |  |  | 5TEMCD07AV51+TDR | 0 | 44000 | 17.1 | 9 | 43500 | 31800 | 73.1% | 2.2 | 0 | 12.7 |  |  |  |  | R-454B | 3.6667 | Residential & Commercial | USHP | Ducted CEE Tier 1
216764128 | Central HP <5.4 tons | TRANE | HRCU-A-CB (Split System: Heat Pump with Remote Outdoor Unit-Air-Source) | 5TWX7024A1 |  |  | 5PX*B004AS3 | S9V2B060D3PSC | 21800 | 16.5 | 8.7 | 21400 | 17000 | 79.44% | 1.9 | 0 | 11.5 |  |  |  |  | R-454B | 1.8167 | Residential & Commercial | USHP | Ducted CEE Tier 1
215932269 | Central HP <5.4 tons | COMFORTMAKER | HRCU-A-CB (Split System: Heat Pump with Remote Outdoor Unit-Air-Source) | C5H3V36*K*AAA* |  |  | EA*5X42M21A*+WALLCON | *95CSU0601716B* | 32400 | 19.5 | 9.5 | 35400 | 27200 | 76.84% | 2 | 0 | 11 |  |  |  |  | R-454B | 2.7 | Residential & Commercial | USHP | Ducted CEE Tier 1
215932319 | Central HP <5.4 tons | COMFORTMAKER | HRCU-A-CB (Split System: Heat Pump with Remote Outdoor Unit-Air-Source) | C5H3V36*K*AAA* |  |  | EA*5X42M21A*+WALLCON | *97CMN0802120B* | 32800 | 19.5 | 9.5 | 34800 | 26800 | 77.01% | 2.02 | 0 | 11 |  |  |  |  | R-454B | 2.7333 | Residential & Commercial | USHP | Ducted CEE Tier 1
214569442 | Central HP <5.4 tons | CARRIER | HRCU-A-CB (Split System: Heat Pump with Remote Outdoor Unit-Air-Source) | 25VNA448A*031* |  |  | CAP**6121AL*+UI | 59TN6C080C21**20 | 45500 | 21.5 | 10 | 46000 | 36200 | 78.7% | 2.36 | 0 | 12 |  |  |  |  | R-410A | 3.7917 | Residential & Commercial | USHP | Ducted CEE Tier 1
214569444 | Central HP <5.4 tons | CARRIER | HRCU-A-CB (Split System: Heat Pump with Remote Outdoor Unit-Air-Source) | 25VNA448A*031* |  |  | CAP**6124AL*+UI | 58TN*B070C21**20 | 45000 | 21 | 10 | 46000 | 36400 | 79.13% | 2.34 | 0 | 11.5 |  |  |  |  | R-410A | 3.75 | Residential & Commercial | USHP | Ducted CEE Tier 1
214569478 | Central HP <5.4 tons | CARRIER | HRCU-A-CB (Split System: Heat Pump with Remote Outdoor Unit-Air-Source) | 25VNA448A*031* |  |  | CSPH*6012AL*+UI | 59TN6C080C21**20 | 45000 | 20.5 | 9.5 | 46000 | 36000 | 78.26% | 2.36 | 0 | 12 |  |  |  |  | R-410A | 3.75 | Residential & Commercial | USHP | Ducted CEE Tier 1
211230333 | Central HP <5.4 tons | AIRQUEST | HRCU-A-CB (Split System: Heat Pump with Remote Outdoor Unit-Air-Source) | DLCURAH36ABK |  |  | EN(A,D,W)4X48L21** | *96VTN1002120A* | 36600 | 15.5 | 8.1 | 39500 | 35000 | 88.61% | 2.04 | 0 | 10 |  |  |  |  | R-410A | 3.05 | Residential & Commercial | USHP | Ducted CEE Tier 1
211230360 | Central HP <5.4 tons | AIRQUEST | HRCU-A-CB (Split System: Heat Pump with Remote Outdoor Unit-Air-Source) | DLCURAH36ABK |  |  | EN(A,D,W)4X48L21** | OLV112A16A | 36000 | 15.5 | 8.1 | 38500 | 35000 | 90.91% | 2.02 | 0 | 10 |  |  |  |  | R-410A | 3 | Residential & Commercial | USHP | Ducted CEE Tier 1
215434010 | Central HP <5.4 tons | DAIKIN | HRCU-A-CB (Split System: Heat Pump with Remote Outdoor Unit-Air-Source) | DH7VSA2410A* |  |  | CHPEA3026*3A* | D*96SC0603BUA* | 23200 | 19 | 8.6 | 23200 | 17000 | 73.28% | 2 | 0 | 11 |  |  |  |  | R-32 | 1.9333 | Residential & Commercial | USHP | Ducted CEE Tier 1
215434012 | Central HP <5.4 tons | DAIKIN | HRCU-A-CB (Split System: Heat Pump with Remote Outdoor Unit-Air-Source) | DH7VSA2410A* |  |  | CHPEA3026*3A* | D*80TC0603B*A* | 23200 | 19 | 8.6 | 23200 | 17000 | 73.28% | 2 | 0 | 11 |  |  |  |  | R-32 | 1.9333 | Residential & Commercial | USHP | Ducted CEE Tier 1
211230928 | Central HP <5.4 tons | AIRQUEST | HRCU-A-CB (Split System: Heat Pump with Remote Outdoor Unit-Air-Source) | DLCURAH36ABK |  |  | FXM4X48**AL | 0 | 36800 | 16 | 8.5 | 38500 | 34600 | 89.87% | 2.08 | 0 | 10 |  |  |  |  | R-410A | 3.0667 | Residential & Commercial | USHP | Ducted CEE Tier 1
211230651 | Central HP <5.4 tons | AIRQUEST | HRCU-A-CB (Split System: Heat Pump with Remote Outdoor Unit-Air-Source) | DLCURAH36ABK |  |  | EN(A,D)4X48L24** | *95ESN1002120A* | 36800 | 16 | 8.1 | 39500 | 35000 | 88.61% | 2.06 | 0 | 10.5 |  |  |  |  | R-410A | 3.0667 | Residential & Commercial | USHP | Ducted CEE Tier 1
212614936 | Central HP <5.4 tons | DAIKIN | HRCU-A-CB (Split System: Heat Pump with Remote Outdoor Unit-Air-Source) | DZ6VSA421EA* |  |  | CA*EA6030*4A* | D*96VC1205DNA* | 40000 | 17 | 8.6 | 40000 | 30600 | 76.5% | 2 | 0 | 10 |  |  |  |  | R-410A | 3.3333 | Residential & Commercial | USHP | Ducted CEE Tier 1
215570368 | Central HP <5.4 tons | STEALTH | HRCU-A-CB (Split System: Heat Pump with Remote Outdoor Unit-Air-Source) | ACIQ-30-HPB |  |  | ACIQ-30-AHB | 0 | 30000 | 16.2 | 8.9 | 33000 | 24000 | 72.73% | 1.8 | 11 | 10 |  |  |  |  | R-410A | 2.5 | Residential & Commercial | USHP | Ducted CEE Tier 1
213774614 | Central HP <5.4 tons | TEMPSTAR | HRCU-A-CB (Split System: Heat Pump with Remote Outdoor Unit-Air-Source) | TVH825GKA3* |  |  | EHD4X48AAL+WALLCON | *80CTL1102120B* | 24200 | 16 | 8.1 | 21200 | 16600 | 78.3% | 2.02 | 0 | 10.5 |  |  |  |  | R-410A | 2.0167 | Residential & Commercial | USHP | Ducted CEE Tier 1
215934779 | Central HP <5.4 tons | COMFORTMAKER | HRCU-A-CB (Split System: Heat Pump with Remote Outdoor Unit-Air-Source) | C5H3V36*K*AAA* |  |  | EVM5X44M21A*+WALLCON | *80CSU0401712A* | 35600 | 22 | 8.5 | 38000 | 28800 | 75.79% | 2.02 | 0 | 12 |  |  |  |  | R-454B | 2.9667 | Residential & Commercial | USHP | Ducted CEE Tier 1
214574738 | Central HP <5.4 tons | CARRIER | HRCU-A-CB (Split System: Heat Pump with Remote Outdoor Unit-Air-Source) | 25VNA837A*031* |  |  | CNPV*6024AL*+UI | 59TN6C080C21**20 | 32800 | 19 | 8.5 | 32200 | 24600 | 76.4% | 1.98 | 0 | 12 |  |  |  |  | R-410A | 2.7333 | Residential & Commercial | USHP | Ducted CEE Tier 1
213780014 | Central HP <5.4 tons | TEMPSTAR | HRCU-A-CB (Split System: Heat Pump with Remote Outdoor Unit-Air-Source) | TVH837GKA** |  |  | EHD4X42AAL+WALLCON | *80CTL0901716B* | 32200 | 16.5 | 8.1 | 33000 | 24800 | 75.15% | 1.94 | 0 | 11 |  |  |  |  | R-410A | 2.6833 | Residential & Commercial | USHP | Ducted CEE Tier 1
213780044 | Central HP <5.4 tons | TEMPSTAR | HRCU-A-CB (Split System: Heat Pump with Remote Outdoor Unit-Air-Source) | TVH837GKA** |  |  | EHD4X42AAL+WALLCON | *80CTL1352422B* | 32600 | 16.5 | 8.1 | 33000 | 24600 | 74.55% | 1.96 | 0 | 11 |  |  |  |  | R-410A | 2.7167 | Residential & Commercial | USHP | Ducted CEE Tier 1
213780164 | Central HP <5.4 tons | TEMPSTAR | HRCU-A-CB (Split System: Heat Pump with Remote Outdoor Unit-Air-Source) | TVH837GKA** |  |  | EHD4X48AAL+WALLCON | *80CTL0701716B* | 32600 | 16.5 | 8.1 | 33200 | 25000 | 75.3% | 1.94 | 0 | 11 |  |  |  |  | R-410A | 2.7167 | Residential & Commercial | USHP | Ducted CEE Tier 1
215934189 | Central HP <5.4 tons | COMFORTMAKER | HRCU-A-CB (Split System: Heat Pump with Remote Outdoor Unit-Air-Source) | C5H3V48*K*AAA* |  |  | EA*5X61M21A*+WALLCON | *80CTL0902120B* | 45500 | 21.5 | 9.5 | 48500 | 36600 | 75.46% | 2 | 0 | 11.5 |  |  |  |  | R-454B | 3.7917 | Residential & Commercial | USHP | Ducted CEE Tier 1
216440464 | Central HP <5.4 tons | TRANE | HRCU-A-CB (Split System: Heat Pump with Remote Outdoor Unit-Air-Source) | 5TWV0X60A1 |  |  | 5PX*D010AS3 | S9V2C100U5VSB+LRP | 53000 | 18.8 | 9 | 54000 | 38000 | 70.37% | 2 | 0 | 10.5 |  |  |  |  | R-454B | 4.4167 | Residential & Commercial | USHP | Ducted CEE Tier 1
216440468 | Central HP <5.4 tons | TRANE | HRCU-A-CB (Split System: Heat Pump with Remote Outdoor Unit-Air-Source) | 5TWV0X60A1 |  |  | 5PX*D010AS3 | L8V1C100U5VSB+LRP | 53500 | 19 | 9 | 53500 | 38500 | 71.96% | 2 | 0 | 10.5 |  |  |  |  | R-454B | 4.4583 | Residential & Commercial | USHP | Ducted CEE Tier 1
216738582 | Central HP <5.4 tons | HEIL | HRCU-A-CB (Split System: Heat Pump with Remote Outdoor Unit-Air-Source) | D5CUHAH24AAK |  |  | ESH5X36M12A* | *96MSN1002120A* | 23000 | 15.5 | 8.1 | 21000 | 18600 | 88.57% | 1.9 | 0 | 10.5 |  |  |  |  | R-454B | 1.9167 | Residential & Commercial | USHP | Ducted CEE Tier 1
216738683 | Central HP <5.4 tons | HEIL | HRCU-A-CB (Split System: Heat Pump with Remote Outdoor Unit-Air-Source) | D5CUHAH24AAK |  |  | ESH5X36M12A* | *96VSN1202422B* | 22600 | 15.5 | 8.1 | 20800 | 18400 | 88.46% | 1.85 | 0 | 10.5 |  |  |  |  | R-454B | 1.8833 | Residential & Commercial | USHP | Ducted CEE Tier 1
216738715 | Central HP <5.4 tons | HEIL | HRCU-A-CB (Split System: Heat Pump with Remote Outdoor Unit-Air-Source) | D5CUHAH24AAK |  |  | ESH5X36M12A* | *95MSU0802120A* | 22600 | 16 | 8.1 | 20800 | 18400 | 88.46% | 1.85 | 0 | 11 |  |  |  |  | R-454B | 1.8833 | Residential & Commercial | USHP | Ducted CEE Tier 1
216738366 | Central HP <5.4 tons | HEIL | HRCU-A-CB (Split System: Heat Pump with Remote Outdoor Unit-Air-Source) | D5CUHAH24AAK |  |  | ESH5X36M12A* | *95CSU0601716B* | 22600 | 16 | 8.1 | 20800 | 18500 | 88.94% | 1.85 | 0 | 11 |  |  |  |  | R-454B | 1.8833 | Residential & Commercial | USHP | Ducted CEE Tier 1
216735492 | Central HP <5.4 tons | COMFORTMAKER | HRCU-A-CB (Split System: Heat Pump with Remote Outdoor Unit-Air-Source) | D5CUHAH24AAK |  |  | EA*5X37M21A* | *80MS(N,L)0901714A* | 23000 | 16 | 8.5 | 20600 | 18400 | 89.32% | 1.98 | 0 | 11 |  |  |  |  | R-454B | 1.9167 | Residential & Commercial | USHP | Ducted CEE Tier 1
214573828 | Central HP <5.4 tons | CARRIER | HRCU-A-CB (Split System: Heat Pump with Remote Outdoor Unit-Air-Source) | 25VNA837A*031* |  |  | CAP**4224AL*+UI | 59MN7C080C21**20 | 31800 | 17 | 8.5 | 32800 | 24400 | 74.39% | 1.9 | 0 | 11 |  |  |  |  | R-410A | 2.65 | Residential & Commercial | USHP | Ducted CEE Tier 1
214573848 | Central HP <5.4 tons | CARRIER | HRCU-A-CB (Split System: Heat Pump with Remote Outdoor Unit-Air-Source) | 25VNA837A*031* |  |  | CAP**4321AL*+UI | 58TN*B070C21**20 | 32800 | 17.5 | 8.5 | 32800 | 25200 | 76.83% | 2 | 0 | 11 |  |  |  |  | R-410A | 2.7333 | Residential & Commercial | USHP | Ducted CEE Tier 1
216764216 | Central HP <5.4 tons | TRANE | HRCU-A-C (Split System: Heat Pump with Remote Outdoor Unit with No Indoor Fan --Air Source) | 5TWX7024A1 |  |  | 5TXCC005AS3 | 0 | 22800 | 16 | 8.7 | 22200 | 17600 | 79.28% | 1.9 | 0 | 11.5 |  |  |  |  | R-454B | 1.9 | Residential & Commercial | USHP | Ducted CEE Tier 1
214574048 | Central HP <5.4 tons | CARRIER | HRCU-A-CB (Split System: Heat Pump with Remote Outdoor Unit-Air-Source) | 25VNA837A*031* |  |  | CAP**6024AL*+UI | 59CU5B100C21**22 | 32800 | 17.5 | 8.5 | 31600 | 24800 | 78.48% | 2 | 0 | 11.5 |  |  |  |  | R-410A | 2.7333 | Residential & Commercial | USHP | Ducted CEE Tier 1
214574098 | Central HP <5.4 tons | CARRIER | HRCU-A-CB (Split System: Heat Pump with Remote Outdoor Unit-Air-Source) | 25VNA837A*031* |  |  | CAP**6121AL*+UI | 59CU5B080C21**20 | 33200 | 17.5 | 8.5 | 32000 | 25000 | 78.12% | 2 | 0 | 11.5 |  |  |  |  | R-410A | 2.7667 | Residential & Commercial | USHP | Ducted CEE Tier 1
214574448 | Central HP <5.4 tons | CARRIER | HRCU-A-CB (Split System: Heat Pump with Remote Outdoor Unit-Air-Source) | 25VNA837A*031* |  |  | CNPV*3621AL*+UI | 58TN*B070C21**20 | 31400 | 17 | 8.1 | 33200 | 24200 | 72.89% | 1.82 | 0 | 11 |  |  |  |  | R-410A | 2.6167 | Residential & Commercial | USHP | Ducted CEE Tier 1
212928695 | Central HP <5.4 tons | DAIKIN | HRCU-A-CB (Split System: Heat Pump with Remote Outdoor Unit-Air-Source) | DZ6VSA361EA* |  |  | DFVE42CP1400A* | 0 | 34200 | 17.5 | 8.6 | 34200 | 29000 | 84.8% | 2 | 0 | 10 |  |  |  |  | R-410A | 2.85 | Residential & Commercial | USHP | Ducted CEE Tier 1
215937123 | Central HP <5.4 tons | TEMPSTAR | HRCU-A-CB (Split System: Heat Pump with Remote Outdoor Unit-Air-Source) | T5H3V48*K*AAA* |  |  | EVM5X48M21A*+WALLCON | *96CTN1002122B* | 44500 | 20 | 8.1 | 52000 | 38500 | 74.04% | 2 | 0 | 11 |  |  |  |  | R-454B | 3.7083 | Residential & Commercial | USHP | Ducted CEE Tier 1
215937173 | Central HP <5.4 tons | TEMPSTAR | HRCU-A-CB (Split System: Heat Pump with Remote Outdoor Unit-Air-Source) | T5H3V48*K*AAA* |  |  | EVM5X49M21A*+WALLCON | *80CTL0901716B* | 44500 | 20.5 | 8.1 | 53500 | 37600 | 70.28% | 1.95 | 0 | 11.5 |  |  |  |  | R-454B | 3.7083 | Residential & Commercial | USHP | Ducted CEE Tier 1
213779044 | Central HP <5.4 tons | TEMPSTAR | HRCU-A-CB (Split System: Heat Pump with Remote Outdoor Unit-Air-Source) | TVH837GKA** |  |  | EA*4X37L21A*+WALLCON | *96CTN0801714B* | 32800 | 17 | 8.5 | 33000 | 25200 | 76.36% | 1.96 | 0 | 11 |  |  |  |  | R-410A | 2.7333 | Residential & Commercial | USHP | Ducted CEE Tier 1
213779094 | Central HP <5.4 tons | TEMPSTAR | HRCU-A-CB (Split System: Heat Pump with Remote Outdoor Unit-Air-Source) | TVH837GKA** |  |  | EA*4X42L21A*+WALLCON | *80CTL0902120B* | 31800 | 17 | 8.1 | 32800 | 24200 | 73.78% | 1.88 | 0 | 11 |  |  |  |  | R-410A | 2.65 | Residential & Commercial | USHP | Ducted CEE Tier 1
213779194 | Central HP <5.4 tons | TEMPSTAR | HRCU-A-CB (Split System: Heat Pump with Remote Outdoor Unit-Air-Source) | TVH837GKA** |  |  | EA*4X42L24A*+WALLCON | *80CTL1102120B* | 31800 | 17 | 8.1 | 32800 | 24200 | 73.78% | 1.88 | 0 | 11 |  |  |  |  | R-410A | 2.65 | Residential & Commercial | USHP | Ducted CEE Tier 1
214626073 | Central HP <5.4 tons | LENNOX | HRCU-A-CB (Split System: Heat Pump with Remote Outdoor Unit-Air-Source) | SL25XPV-036-230A** |  |  | CK40HT-42B-0*+TDR | SL280UH090V36B* | 34800 | 22 | 8.8 | 34200 | 26200 | 76.61% | 1.84 | 0 | 13.5 |  |  |  |  | R-410A | 2.9 | Residential & Commercial | USHP | Ducted CEE Tier 1
214626150 | Central HP <5.4 tons | LENNOX | HRCU-A-CB (Split System: Heat Pump with Remote Outdoor Unit-Air-Source) | SL25XPV-036-230A** |  |  | CK40CT-36B-0*+TDR | SL280UH090V36B* | 33400 | 22.2 | 8.6 | 35400 | 26600 | 75.14% | 1.76 | 0 | 13.4 |  |  |  |  | R-410A | 2.7833 | Residential & Commercial | USHP | Ducted CEE Tier 1
214626173 | Central HP <5.4 tons | LENNOX | HRCU-A-CB (Split System: Heat Pump with Remote Outdoor Unit-Air-Source) | SL25XPV-036-230A** |  |  | CK40CT-48C-0*+TDR | EL297UH090XV48C* | 34000 | 22 | 8.8 | 35600 | 27400 | 76.97% | 1.82 | 0 | 13.4 |  |  |  |  | R-410A | 2.8333 | Residential & Commercial | USHP | Ducted CEE Tier 1
214626175 | Central HP <5.4 tons | LENNOX | HRCU-A-CB (Split System: Heat Pump with Remote Outdoor Unit-Air-Source) | SL25XPV-036-230A** |  |  | CK40CT-48C-0*+TDR | EL297UH110XV48C* | 34000 | 21.8 | 8.8 | 35400 | 27600 | 77.97% | 1.82 | 0 | 13.4 |  |  |  |  | R-410A | 2.8333 | Residential & Commercial | USHP | Ducted CEE Tier 1
214626182 | Central HP <5.4 tons | LENNOX | HRCU-A-CB (Split System: Heat Pump with Remote Outdoor Unit-Air-Source) | SL25XPV-036-230A** |  |  | CK40CT-48C-0*+TDR | SL280UH110XV60C* | 34000 | 21 | 8.8 | 35400 | 27400 | 77.4% | 1.84 | 0 | 13.5 |  |  |  |  | R-410A | 2.8333 | Residential & Commercial | USHP | Ducted CEE Tier 1
214626189 | Central HP <5.4 tons | LENNOX | HRCU-A-CB (Split System: Heat Pump with Remote Outdoor Unit-Air-Source) | SL25XPV-036-230A** |  |  | CK40CT-50/60C-0*+TDR | EL296UH090XV36C* | 33600 | 22.2 | 8.7 | 34400 | 26800 | 77.91% | 1.8 | 0 | 13.3 |  |  |  |  | R-410A | 2.8 | Residential & Commercial | USHP | Ducted CEE Tier 1
214626191 | Central HP <5.4 tons | LENNOX | HRCU-A-CB (Split System: Heat Pump with Remote Outdoor Unit-Air-Source) | SL25XPV-036-230A** |  |  | CK40CT-50/60C-0*+TDR | EL296UH090XV60C* | 33600 | 21 | 8.6 | 34400 | 26600 | 77.33% | 1.8 | 0 | 13.3 |  |  |  |  | R-410A | 2.8 | Residential & Commercial | USHP | Ducted CEE Tier 1
215932519 | Central HP <5.4 tons | COMFORTMAKER | HRCU-A-CB (Split System: Heat Pump with Remote Outdoor Unit-Air-Source) | C5H3V36*K*AAA* |  |  | EA*5X48M21A*+WALLCON | *96CTN0801714B* | 33200 | 20 | 9.5 | 34800 | 26600 | 76.44% | 2.02 | 0 | 11 |  |  |  |  | R-454B | 2.7667 | Residential & Commercial | USHP | Ducted CEE Tier 1
215932569 | Central HP <5.4 tons | COMFORTMAKER | HRCU-A-CB (Split System: Heat Pump with Remote Outdoor Unit-Air-Source) | C5H3V36*K*AAA* |  |  | EA*5X60M24A*+WALLCON | *80CTL1352422B* | 34000 | 20.5 | 9.5 | 34000 | 25800 | 75.88% | 2.06 | 0 | 12 |  |  |  |  | R-454B | 2.8333 | Residential & Commercial | USHP | Ducted CEE Tier 1
215932789 | Central HP <5.4 tons | COMFORTMAKER | HRCU-A-CB (Split System: Heat Pump with Remote Outdoor Unit-Air-Source) | C5H3V36*K*AAA* |  |  | EA*5X61M21A*+WALLCON | *97CMN0602120B* | 34200 | 20 | 9 | 34800 | 26600 | 76.44% | 1.92 | 0 | 11.5 |  |  |  |  | R-454B | 2.85 | Residential & Commercial | USHP | Ducted CEE Tier 1
215932819 | Central HP <5.4 tons | COMFORTMAKER | HRCU-A-CB (Split System: Heat Pump with Remote Outdoor Unit-Air-Source) | C5H3V36*K*AAA* |  |  | EA*5X61M21A*+WALLCON | *96CTN0601714B* | 34000 | 20 | 9.4 | 33800 | 25600 | 75.74% | 2.05 | 0 | 11 |  |  |  |  | R-454B | 2.8333 | Residential & Commercial | USHP | Ducted CEE Tier 1
216764145 | Central HP <5.4 tons | TRANE | HRCU-A-CB (Split System: Heat Pump with Remote Outdoor Unit-Air-Source) | 5TWX7024A1 |  |  | 5PX*B006AS3 | S9V2B080U4PSC | 23800 | 18 | 9 | 21800 | 17400 | 79.82% | 2 | 0 | 12.7 |  |  |  |  | R-454B | 1.9833 | Residential & Commercial | USHP | Ducted CEE Tier 1
216764180 | Central HP <5.4 tons | TRANE | HRCU-A-CB (Split System: Heat Pump with Remote Outdoor Unit-Air-Source) | 5TWX7024A1 |  |  | 5TXCB004AS3 | S9V2B040U3PSC | 23200 | 17.5 | 9 | 21800 | 17300 | 79.36% | 2 | 0 | 12.5 |  |  |  |  | R-454B | 1.9333 | Residential & Commercial | USHP | Ducted CEE Tier 1
216764194 | Central HP <5.4 tons | TRANE | HRCU-A-CB (Split System: Heat Pump with Remote Outdoor Unit-Air-Source) | 5TWX7024A1 |  |  | 5TXCB004AS3 | S9V2B060D3PSC | 21600 | 16.5 | 8.5 | 21200 | 16800 | 79.25% | 1.9 | 0 | 11.5 |  |  |  |  | R-454B | 1.8 | Residential & Commercial | USHP | Ducted CEE Tier 1
216764912 | Central HP <5.4 tons | TRANE | HRCU-A-CB (Split System: Heat Pump with Remote Outdoor Unit-Air-Source) | 5TWX7024A1 |  |  | 5PX*B004AS3 | S8X2B060M4PTC | 23000 | 17.5 | 8.7 | 21600 | 17100 | 79.17% | 1.9 | 0 | 12.5 |  |  |  |  | R-454B | 1.9167 | Residential & Commercial | USHP | Ducted CEE Tier 1
216764913 | Central HP <5.4 tons | TRANE | HRCU-A-CB (Split System: Heat Pump with Remote Outdoor Unit-Air-Source) | 5TWX7024A1 |  |  | 5PX*B004AS3 | S8X1B080M4PTC | 22600 | 17.5 | 8.7 | 21600 | 17000 | 78.7% | 1.9 | 0 | 12 |  |  |  |  | R-454B | 1.8833 | Residential & Commercial | USHP | Ducted CEE Tier 1
215934259 | Central HP <5.4 tons | COMFORTMAKER | HRCU-A-CB (Split System: Heat Pump with Remote Outdoor Unit-Air-Source) | C5H3V48*K*AAA* |  |  | EA*5X61M21A*+WALLCON | *97CMN0802120B* | 45000 | 21 | 9.5 | 48500 | 37000 | 76.29% | 2 | 0 | 11 |  |  |  |  | R-454B | 3.75 | Residential & Commercial | USHP | Ducted CEE Tier 1
215934509 | Central HP <5.4 tons | COMFORTMAKER | HRCU-A-CB (Split System: Heat Pump with Remote Outdoor Unit-Air-Source) | C5H3V48*K*AAA* |  |  | ESH5X48M12A*+WALLCON | *97CMN1202422B* | 44000 | 20 | 9 | 48500 | 36600 | 75.46% | 1.82 | 0 | 10.5 |  |  |  |  | R-454B | 3.6667 | Residential & Commercial | USHP | Ducted CEE Tier 1
215934559 | Central HP <5.4 tons | COMFORTMAKER | HRCU-A-CB (Split System: Heat Pump with Remote Outdoor Unit-Air-Source) | C5H3V48*K*AAA* |  |  | ESH5X60M12A*+WALLCON | *80CTL0701412B* | 43500 | 19.5 | 9 | 49500 | 35600 | 71.92% | 1.9 | 0 | 11 |  |  |  |  | R-454B | 3.625 | Residential & Commercial | USHP | Ducted CEE Tier 1
215934609 | Central HP <5.4 tons | COMFORTMAKER | HRCU-A-CB (Split System: Heat Pump with Remote Outdoor Unit-Air-Source) | C5H3V48*K*AAA* |  |  | ESH5X60M12A*+WALLCON | *96CTN0801714B* | 43500 | 19.5 | 9 | 49000 | 35600 | 72.65% | 1.92 | 0 | 11.5 |  |  |  |  | R-454B | 3.625 | Residential & Commercial | USHP | Ducted CEE Tier 1
213771404 | Central HP <5.4 tons | TEMPSTAR | HRCU-A-CB (Split System: Heat Pump with Remote Outdoor Unit-Air-Source) | TVH825GKA2* |  |  | EA*4X42L24A*+WALLCON | *97CMN1002122B* | 23800 | 16.5 | 8.1 | 21400 | 16600 | 77.57% | 1.96 | 0 | 11 |  |  |  |  | R-410A | 1.9833 | Residential & Commercial | USHP | Ducted CEE Tier 1
215932839 | Central HP <5.4 tons | COMFORTMAKER | HRCU-A-CB (Split System: Heat Pump with Remote Outdoor Unit-Air-Source) | C5H3V36*K*AAA* |  |  | EA*5X61M21A*+WALLCON | *96CTN1002122B* | 34400 | 20.5 | 9.5 | 34200 | 26000 | 76.02% | 2.06 | 0 | 12 |  |  |  |  | R-454B | 2.8667 | Residential & Commercial | USHP | Ducted CEE Tier 1
215933139 | Central HP <5.4 tons | COMFORTMAKER | HRCU-A-CB (Split System: Heat Pump with Remote Outdoor Unit-Air-Source) | C5H3V36*K*AAA* |  |  | ESH5X36M12A*+WALLCON | *95CSU0601716B* | 33000 | 18.5 | 9 | 35400 | 27200 | 76.84% | 1.92 | 0 | 11 |  |  |  |  | R-454B | 2.75 | Residential & Commercial | USHP | Ducted CEE Tier 1
215933639 | Central HP <5.4 tons | COMFORTMAKER | HRCU-A-CB (Split System: Heat Pump with Remote Outdoor Unit-Air-Source) | C5H3V36*K*AAA* |  |  | ESH5X48M12A*+WALLCON | *97CMN0601714B* | 33400 | 19 | 9 | 34200 | 26200 | 76.61% | 1.96 | 0 | 10.5 |  |  |  |  | R-454B | 2.7833 | Residential & Commercial | USHP | Ducted CEE Tier 1
215933889 | Central HP <5.4 tons | COMFORTMAKER | HRCU-A-CB (Split System: Heat Pump with Remote Outdoor Unit-Air-Source) | C5H3V36*K*AAA* |  |  | ESH5X60M12A*+WALLCON | *97CMN0802120B* | 34200 | 19.5 | 9 | 34400 | 26000 | 75.58% | 1.94 | 0 | 11.7 |  |  |  |  | R-454B | 2.85 | Residential & Commercial | USHP | Ducted CEE Tier 1
215935309 | Central HP <5.4 tons | COMFORTMAKER | HRCU-A-CB (Split System: Heat Pump with Remote Outdoor Unit-Air-Source) | C5H3V36*K*AAA* |  |  | EVM5X60M21A*+WALLCON | *96CTN0801714B* | 35400 | 21.5 | 8.5 | 38000 | 28800 | 75.79% | 2.02 | 0 | 12 |  |  |  |  | R-454B | 2.95 | Residential & Commercial | USHP | Ducted CEE Tier 1
216764747 | Central HP <5.4 tons | TRANE | HRCU-A-CB (Split System: Heat Pump with Remote Outdoor Unit-Air-Source) | 5TWR7036A1 |  |  | 5TXCC007AS3 | S8X2C100M5PTC | 33400 | 17.1 | 9 | 32600 | 24000 | 73.62% | 2.1 | 0 | 12 |  |  |  |  | R-454B | 2.7833 | Residential & Commercial | USHP | Ducted CEE Tier 1
216763760 | Central HP <5.4 tons | TRANE | HRCU-A-C (Split System: Heat Pump with Remote Outdoor Unit with No Indoor Fan --Air Source) | 5TWR7036A1 |  |  | 5PX*DD10AS3 | 0 | 33000 | 15.2 | 8.7 | 32800 | 24400 | 74.39% | 2.1 | 0 | 11.2 |  |  |  |  | R-454B | 2.75 | Residential & Commercial | USHP | Ducted CEE Tier 1
216764093 | Central HP <5.4 tons | TRANE | HRCU-A-CB (Split System: Heat Pump with Remote Outdoor Unit-Air-Source) | 5TWR7060A1 |  |  | 5TXCD010AS3 | S9V2C080U5PSC | 52500 | 16.5 | 9 | 51000 | 38500 | 75.49% | 2.2 | 0 | 11.2 |  |  |  |  | R-454B | 4.375 | Residential & Commercial | USHP | Ducted CEE Tier 1
216764095 | Central HP <5.4 tons | TRANE | HRCU-A-CB (Split System: Heat Pump with Remote Outdoor Unit-Air-Source) | 5TWR7060A1 |  |  | 5TXCD010AS3 | S8X1D120M5PSC | 52000 | 17 | 9 | 51000 | 38500 | 75.49% | 2.2 | 0 | 11.2 |  |  |  |  | R-454B | 4.3333 | Residential & Commercial | USHP | Ducted CEE Tier 1
212614889 | Central HP <5.4 tons | DAIKIN | HRCU-A-CB (Split System: Heat Pump with Remote Outdoor Unit-Air-Source) | DZ6VSA241EA* |  |  | CA*EA2422*4A* | D*96VC1005CNA* | 23000 | 17 | 8.6 | 23000 | 16100 | 70% | 2 | 0 | 10 |  |  |  |  | R-410A | 1.9167 | Residential & Commercial | USHP | Ducted CEE Tier 1
210473340 | Central HP <5.4 tons | AIRQUEST | HRCU-A-CB (Split System: Heat Pump with Remote Outdoor Unit-Air-Source) | HVH825GKA3* |  |  | EA*4X48L21A*+WALLCON | *80CTL0701716A* | 24000 | 17 | 8.1 | 21000 | 16600 | 79.05% | 2.02 | 0 | 11 |  |  |  |  | R-410A | 2 | Residential & Commercial | USHP | Ducted CEE Tier 1
213780227 | Central HP <5.4 tons | HEIL | HRCU-A-CB (Split System: Heat Pump with Remote Outdoor Unit-Air-Source) | HVH837GKA** |  |  | EHD4X48AAL+WALLCON | *97CMN0801714B* | 32400 | 16.5 | 8.1 | 33000 | 25000 | 75.76% | 1.94 | 0 | 11 |  |  |  |  | R-410A | 2.7 | Residential & Commercial | USHP | Ducted CEE Tier 1
213779507 | Central HP <5.4 tons | HEIL | HRCU-A-CB (Split System: Heat Pump with Remote Outdoor Unit-Air-Source) | HVH837GKA** |  |  | EA*4X48L24A*+WALLCON | *80CTL1352422B* | 32400 | 17.5 | 8.5 | 32400 | 24800 | 76.54% | 1.98 | 0 | 11.5 |  |  |  |  | R-410A | 2.7 | Residential & Commercial | USHP | Ducted CEE Tier 1
214573608 | Central HP <5.4 tons | CARRIER | HRCU-A-CB (Split System: Heat Pump with Remote Outdoor Unit-Air-Source) | 25VNA837A*031* |  |  | CAP**3621AL*+UI | 58TN*B070C21**20 | 31400 | 17 | 8.1 | 33000 | 24200 | 73.33% | 1.86 | 0 | 11 |  |  |  |  | R-410A | 2.6167 | Residential & Commercial | USHP | Ducted CEE Tier 1
214574108 | Central HP <5.4 tons | CARRIER | HRCU-A-CB (Split System: Heat Pump with Remote Outdoor Unit-Air-Source) | 25VNA837A*031* |  |  | CAP**6121AL*+UI | 59CU5B100C21**22 | 33200 | 18.5 | 8.5 | 31800 | 24800 | 77.99% | 2 | 0 | 11.5 |  |  |  |  | R-410A | 2.7667 | Residential & Commercial | USHP | Ducted CEE Tier 1
214574528 | Central HP <5.4 tons | CARRIER | HRCU-A-CB (Split System: Heat Pump with Remote Outdoor Unit-Air-Source) | 25VNA837A*031* |  |  | CNPV*4221AL*+UI | 59CU5B100C21**22 | 31800 | 17 | 8.1 | 33000 | 24400 | 73.94% | 1.9 | 0 | 11.5 |  |  |  |  | R-410A | 2.65 | Residential & Commercial | USHP | Ducted CEE Tier 1
214574578 | Central HP <5.4 tons | CARRIER | HRCU-A-CB (Split System: Heat Pump with Remote Outdoor Unit-Air-Source) | 25VNA837A*031* |  |  | CNPV*4821AL*+UI | 59CU5B080C21**20 | 32400 | 17.5 | 8.1 | 32800 | 24800 | 75.61% | 1.96 | 0 | 11.5 |  |  |  |  | R-410A | 2.7 | Residential & Commercial | USHP | Ducted CEE Tier 1
215932979 | Central HP <5.4 tons | COMFORTMAKER | HRCU-A-CB (Split System: Heat Pump with Remote Outdoor Unit-Air-Source) | C5H3V36*K*AAA* |  |  | ESH5X24M12A*+WALLCON | *96CTN0401410B* | 31200 | 16 | 9 | 34800 | 26600 | 76.44% | 1.92 | 0 | 10 |  |  |  |  | R-454B | 2.6 | Residential & Commercial | USHP | Ducted CEE Tier 1
215933079 | Central HP <5.4 tons | COMFORTMAKER | HRCU-A-CB (Split System: Heat Pump with Remote Outdoor Unit-Air-Source) | C5H3V36*K*AAA* |  |  | ESH5X36M12A*+WALLCON | *80CTL0701716B* | 33200 | 18.5 | 9 | 35200 | 27000 | 76.7% | 1.92 | 0 | 11 |  |  |  |  | R-454B | 2.7667 | Residential & Commercial | USHP | Ducted CEE Tier 1
216764893 | Central HP <5.4 tons | TRANE | HRCU-A-CB (Split System: Heat Pump with Remote Outdoor Unit-Air-Source) | 5TWR7060A1 |  |  | 5PX*DD10AS3 | S8X2D120M5PTC | 51000 | 16.5 | 8.7 | 51000 | 38500 | 75.49% | 2.1 | 0 | 11 |  |  |  |  | R-454B | 4.25 | Residential & Commercial | USHP | Ducted CEE Tier 1
215937993 | Central HP <5.4 tons | TEMPSTAR | HRCU-A-CB (Split System: Heat Pump with Remote Outdoor Unit-Air-Source) | T5H3V48*K*AAA* |  |  | EVD5X48M24A*+WALLCON | *96CTN1202422B* | 45000 | 20.5 | 8.1 | 52000 | 38000 | 73.08% | 1.9 | 0 | 11 |  |  |  |  | R-454B | 3.75 | Residential & Commercial | USHP | Ducted CEE Tier 1
216734934 | Central HP <5.4 tons | COMFORTMAKER | HRCU-A-CB (Split System: Heat Pump with Remote Outdoor Unit-Air-Source) | D5CUHAH24AAK |  |  | EA*5X37M17A* | *80MS(N,L)0701712A* | 23000 | 16.5 | 8.5 | 20800 | 18500 | 88.94% | 1.98 | 0 | 11 |  |  |  |  | R-454B | 1.9167 | Residential & Commercial | USHP | Ducted CEE Tier 1
216734361 | Central HP <5.4 tons | COMFORTMAKER | HRCU-A-CB (Split System: Heat Pump with Remote Outdoor Unit-Air-Source) | D5CUHAH24AAK |  |  | EA*5X36M17A* | *80MS(N,L)0451412A* | 22400 | 16 | 8.5 | 20800 | 18700 | 89.9% | 1.96 | 0 | 11 |  |  |  |  | R-454B | 1.8667 | Residential & Commercial | USHP | Ducted CEE Tier 1
216735013 | Central HP <5.4 tons | COMFORTMAKER | HRCU-A-CB (Split System: Heat Pump with Remote Outdoor Unit-Air-Source) | D5CUHAH24AAK |  |  | EA*5X37M17A* | *80MSU0601716A* | 23200 | 17 | 8.5 | 21000 | 18600 | 88.57% | 1.94 | 0 | 11 |  |  |  |  | R-454B | 1.9333 | Residential & Commercial | USHP | Ducted CEE Tier 1
216735464 | Central HP <5.4 tons | COMFORTMAKER | HRCU-A-CB (Split System: Heat Pump with Remote Outdoor Unit-Air-Source) | D5CUHAH24AAK |  |  | EA*5X37M21A* | *80MS(N,L)0701712A* | 23200 | 16.5 | 8.5 | 20600 | 18400 | 89.32% | 1.96 | 0 | 11 |  |  |  |  | R-454B | 1.9333 | Residential & Commercial | USHP | Ducted CEE Tier 1
216735784 | Central HP <5.4 tons | COMFORTMAKER | HRCU-A-CB (Split System: Heat Pump with Remote Outdoor Unit-Air-Source) | D5CUHAH24AAK |  |  | EA*5X37M21A* | *92MSN0802120A* | 23600 | 16.5 | 8.5 | 20800 | 18500 | 88.94% | 1.96 | 0 | 11 |  |  |  |  | R-454B | 1.9667 | Residential & Commercial | USHP | Ducted CEE Tier 1
215933399 | Central HP <5.4 tons | COMFORTMAKER | HRCU-A-CB (Split System: Heat Pump with Remote Outdoor Unit-Air-Source) | C5H3V36*K*AAA* |  |  | ESH5X42M12A*+WALLCON | *97CMN0601714B* | 33200 | 18.5 | 9 | 34200 | 26200 | 76.61% | 1.94 | 0 | 10.5 |  |  |  |  | R-454B | 2.7667 | Residential & Commercial | USHP | Ducted CEE Tier 1
215933449 | Central HP <5.4 tons | COMFORTMAKER | HRCU-A-CB (Split System: Heat Pump with Remote Outdoor Unit-Air-Source) | C5H3V36*K*AAA* |  |  | ESH5X42M12A*+WALLCON | *97CMN1202422B* | 33600 | 19 | 9 | 34800 | 26600 | 76.44% | 1.94 | 0 | 11.5 |  |  |  |  | R-454B | 2.8 | Residential & Commercial | USHP | Ducted CEE Tier 1
215933499 | Central HP <5.4 tons | COMFORTMAKER | HRCU-A-CB (Split System: Heat Pump with Remote Outdoor Unit-Air-Source) | C5H3V36*K*AAA* |  |  | ESH5X42M12A*+WALLCON | *96CTN1202422B* | 33600 | 19 | 9 | 34600 | 26600 | 76.88% | 1.94 | 0 | 11.5 |  |  |  |  | R-454B | 2.8 | Residential & Commercial | USHP | Ducted CEE Tier 1
215933549 | Central HP <5.4 tons | COMFORTMAKER | HRCU-A-CB (Split System: Heat Pump with Remote Outdoor Unit-Air-Source) | C5H3V36*K*AAA* |  |  | ESH5X48M12A*+WALLCON | *80CTL0701412B* | 33600 | 19 | 9 | 35200 | 27000 | 76.7% | 1.9 | 0 | 11 |  |  |  |  | R-454B | 2.8 | Residential & Commercial | USHP | Ducted CEE Tier 1
216735086 | Central HP <5.4 tons | COMFORTMAKER | HRCU-A-CB (Split System: Heat Pump with Remote Outdoor Unit-Air-Source) | D5CUHAH24AAK |  |  | EA*5X37M17A* | *95CSU0601716B* | 22800 | 16 | 8.5 | 20800 | 18500 | 88.94% | 1.98 | 0 | 11 |  |  |  |  | R-454B | 1.9 | Residential & Commercial | USHP | Ducted CEE Tier 1
214239602 | Central HP <5.4 tons | TEMPSTAR | HRCU-A-CB (Split System: Heat Pump with Remote Outdoor Unit-Air-Source) | TVH837GKA** |  |  | EN(A,D)4X36L21**+WALLCON | *97CMN1002122B* | 31400 | 16.5 | 8.1 | 33000 | 24000 | 72.73% | 1.82 | 0 | 11 |  |  |  |  | R-410A | 2.6167 | Residential & Commercial | USHP | Ducted CEE Tier 1
214239702 | Central HP <5.4 tons | TEMPSTAR | HRCU-A-CB (Split System: Heat Pump with Remote Outdoor Unit-Air-Source) | TVH837GKA** |  |  | END4X42L17**+WALLCON | *97CMN0801714B* | 32000 | 16.5 | 8.1 | 33200 | 24800 | 74.7% | 1.88 | 0 | 11 |  |  |  |  | R-410A | 2.6667 | Residential & Commercial | USHP | Ducted CEE Tier 1
214240102 | Central HP <5.4 tons | TEMPSTAR | HRCU-A-CB (Split System: Heat Pump with Remote Outdoor Unit-Air-Source) | TVH837GKA** |  |  | EN(A,D,W)4X60L24**+WALLCON | *96CTN1202422B* | 32800 | 17.5 | 8.1 | 32200 | 24600 | 76.4% | 1.96 | 0 | 11.7 |  |  |  |  | R-410A | 2.7333 | Residential & Commercial | USHP | Ducted CEE Tier 1
214626076 | Central HP <5.4 tons | LENNOX | HRCU-A-CB (Split System: Heat Pump with Remote Outdoor Unit-Air-Source) | SL25XPV-036-230A** |  |  | CK40HT-42B-0*+TDR | SL297UH040NV36B* | 34600 | 21.4 | 8.8 | 34400 | 26400 | 76.74% | 1.82 | 0 | 13 |  |  |  |  | R-410A | 2.8833 | Residential & Commercial | USHP | Ducted CEE Tier 1
214626077 | Central HP <5.4 tons | LENNOX | HRCU-A-CB (Split System: Heat Pump with Remote Outdoor Unit-Air-Source) | SL25XPV-036-230A** |  |  | CK40HT-42B-0*+TDR | SL297UH060NV36B* | 34600 | 21 | 8.8 | 34400 | 26400 | 76.74% | 1.82 | 0 | 13 |  |  |  |  | R-410A | 2.8833 | Residential & Commercial | USHP | Ducted CEE Tier 1
214626162 | Central HP <5.4 tons | LENNOX | HRCU-A-CB (Split System: Heat Pump with Remote Outdoor Unit-Air-Source) | SL25XPV-036-230A** |  |  | CK40CT-48B-0*+TDR | SL280UH090V48B* | 34000 | 21.8 | 8.8 | 35600 | 27400 | 76.97% | 1.82 | 0 | 13.4 |  |  |  |  | R-410A | 2.8333 | Residential & Commercial | USHP | Ducted CEE Tier 1
214626193 | Central HP <5.4 tons | LENNOX | HRCU-A-CB (Split System: Heat Pump with Remote Outdoor Unit-Air-Source) | SL25XPV-036-230A** |  |  | CK40CT-50/60C-0*+TDR | EL296UH110XV60C* | 33800 | 21.4 | 8.6 | 34400 | 26600 | 77.33% | 1.82 | 0 | 13.5 |  |  |  |  | R-410A | 2.8167 | Residential & Commercial | USHP | Ducted CEE Tier 1
215938323 | Central HP <5.4 tons | TEMPSTAR | HRCU-A-CB (Split System: Heat Pump with Remote Outdoor Unit-Air-Source) | T5H3V48*K*AAA* |  |  | EVD5X60M24A*+WALLCON | *80CTL1352422B* | 45500 | 21 | 8.1 | 52500 | 38000 | 72.38% | 1.95 | 0 | 11.5 |  |  |  |  | R-454B | 3.7917 | Residential & Commercial | USHP | Ducted CEE Tier 1
216733134 | Central HP <5.4 tons | TEMPSTAR | HRCU-A-CB (Split System: Heat Pump with Remote Outdoor Unit-Air-Source) | D5CUHAH24AAK |  |  | EA*5X24M17A* | OMV112K14A | 22400 | 15.5 | 8.5 | 21600 | 19500 | 90.28% | 1.94 | 0 | 10.5 |  |  |  |  | R-454B | 1.8667 | Residential & Commercial | USHP | Ducted CEE Tier 1
216733251 | Central HP <5.4 tons | TEMPSTAR | HRCU-A-CB (Split System: Heat Pump with Remote Outdoor Unit-Air-Source) | D5CUHAH24AAK |  |  | EA*5X25M17A* | *80VSL0901716B* | 23200 | 16.5 | 8.5 | 20800 | 18500 | 88.94% | 1.96 | 0 | 11 |  |  |  |  | R-454B | 1.9333 | Residential & Commercial | USHP | Ducted CEE Tier 1
216733319 | Central HP <5.4 tons | TEMPSTAR | HRCU-A-CB (Split System: Heat Pump with Remote Outdoor Unit-Air-Source) | D5CUHAH24AAK |  |  | EA*5X25M17A* | *80VTL0451412B* | 22800 | 16.5 | 8.5 | 20600 | 18400 | 89.32% | 1.98 | 0 | 11 |  |  |  |  | R-454B | 1.9 | Residential & Commercial | USHP | Ducted CEE Tier 1
216738468 | Central HP <5.4 tons | HEIL | HRCU-A-CB (Split System: Heat Pump with Remote Outdoor Unit-Air-Source) | D5CUHAH24AAK |  |  | ESH5X36M12A* | *92MSN0801716A* | 22600 | 16 | 8.1 | 20800 | 18400 | 88.46% | 1.85 | 0 | 10.5 |  |  |  |  | R-454B | 1.8833 | Residential & Commercial | USHP | Ducted CEE Tier 1
216738601 | Central HP <5.4 tons | HEIL | HRCU-A-CB (Split System: Heat Pump with Remote Outdoor Unit-Air-Source) | D5CUHAH24AAK |  |  | ESH5X36M12A* | *96MSN1202422A* | 23000 | 15.2 | 8.1 | 21000 | 18700 | 89.05% | 1.9 | 0 | 10.5 |  |  |  |  | R-454B | 1.9167 | Residential & Commercial | USHP | Ducted CEE Tier 1
216738852 | Central HP <5.4 tons | HEIL | HRCU-A-CB (Split System: Heat Pump with Remote Outdoor Unit-Air-Source) | D5CUHAH24AAK |  |  | ESH5X36M12A* | *96VTN0802120B* | 22800 | 16 | 8.1 | 21000 | 18600 | 88.57% | 1.85 | 0 | 11 |  |  |  |  | R-454B | 1.9 | Residential & Commercial | USHP | Ducted CEE Tier 1
215934849 | Central HP <5.4 tons | COMFORTMAKER | HRCU-A-CB (Split System: Heat Pump with Remote Outdoor Unit-Air-Source) | C5H3V36*K*AAA* |  |  | EVM5X44M21A*+WALLCON | *80CTL0902120B* | 35600 | 22 | 8.5 | 38000 | 28400 | 74.74% | 2.02 | 0 | 12.5 |  |  |  |  | R-454B | 2.9667 | Residential & Commercial | USHP | Ducted CEE Tier 1
215932559 | Central HP <5.4 tons | COMFORTMAKER | HRCU-A-CB (Split System: Heat Pump with Remote Outdoor Unit-Air-Source) | C5H3V36*K*AAA* |  |  | EA*5X60M24A*+WALLCON | *80CTL1102120B* | 34000 | 20.5 | 9.5 | 34000 | 25800 | 75.88% | 2.04 | 0 | 12 |  |  |  |  | R-454B | 2.8333 | Residential & Commercial | USHP | Ducted CEE Tier 1
215935065 | Central HP <5.4 tons | BRYANT HEATING AND COOLING SYSTEMS | HRCU-A-CB (Split System: Heat Pump with Remote Outdoor Unit-Air-Source) | 293VAN036**AA* |  |  | CVAMA4921XMA*+UI | 935CB60080C21*** | 35600 | 21.5 | 8.5 | 38000 | 28600 | 75.26% | 2.02 | 0 | 12 |  |  |  |  | R-454B | 2.9667 | Residential & Commercial | USHP | Ducted CEE Tier 1
215935215 | Central HP <5.4 tons | BRYANT HEATING AND COOLING SYSTEMS | HRCU-A-CB (Split System: Heat Pump with Remote Outdoor Unit-Air-Source) | 293VAN036**AA* |  |  | CVAMA6021XMA*+UI | 88*TB60090C21*** | 35600 | 22 | 8.5 | 38000 | 28400 | 74.74% | 2.02 | 0 | 12.5 |  |  |  |  | R-454B | 2.9667 | Residential & Commercial | USHP | Ducted CEE Tier 1
215931983 | Central HP <5.4 tons | TEMPSTAR | HRCU-A-CB (Split System: Heat Pump with Remote Outdoor Unit-Air-Source) | T5H3V36*K*AAA* |  |  | EA*5X25M17A*+WALLCON | *96CTN0401410B* | 32400 | 18 | 9 | 33800 | 26000 | 76.92% | 1.96 | 0 | 10.5 |  |  |  |  | R-454B | 2.7 | Residential & Commercial | USHP | Ducted CEE Tier 1
215932153 | Central HP <5.4 tons | TEMPSTAR | HRCU-A-CB (Split System: Heat Pump with Remote Outdoor Unit-Air-Source) | T5H3V36*K*AAA* |  |  | EA*5X37M17A*+WALLCON | *96CTN0401410B* | 32200 | 17.5 | 9 | 34000 | 26200 | 77.06% | 1.96 | 0 | 10.5 |  |  |  |  | R-454B | 2.6833 | Residential & Commercial | USHP | Ducted CEE Tier 1
215932703 | Central HP <5.4 tons | TEMPSTAR | HRCU-A-CB (Split System: Heat Pump with Remote Outdoor Unit-Air-Source) | T5H3V36*K*AAA* |  |  | EA*5X61M21A*+WALLCON | *80CTL0701716B* | 34200 | 20 | 9 | 34800 | 26400 | 75.86% | 1.94 | 0 | 11.7 |  |  |  |  | R-454B | 2.85 | Residential & Commercial | USHP | Ducted CEE Tier 1
211229165 | Central HP <5.4 tons | AIRQUEST | HRCU-A-CB (Split System: Heat Pump with Remote Outdoor Unit-Air-Source) | DLCURAH36ABK |  |  | EA*4X48L21A* | *96VTN0802120A* | 35400 | 16 | 8.1 | 37800 | 34600 | 91.53% | 2.02 | 0 | 10 |  |  |  |  | R-410A | 2.95 | Residential & Commercial | USHP | Ducted CEE Tier 1
215938029 | Central HP <5.4 tons | COMFORTMAKER | HRCU-A-CB (Split System: Heat Pump with Remote Outdoor Unit-Air-Source) | C5H3V48*K*AAA* |  |  | EVD5X49M24A*+WALLCON | *80CTL1102120B* | 45500 | 21 | 8.1 | 52500 | 38000 | 72.38% | 1.95 | 0 | 11.5 |  |  |  |  | R-454B | 3.7917 | Residential & Commercial | USHP | Ducted CEE Tier 1
215936909 | Central HP <5.4 tons | COMFORTMAKER | HRCU-A-CB (Split System: Heat Pump with Remote Outdoor Unit-Air-Source) | C5H3V36*K*AAA* |  |  | EVD5X61M21A*+WALLCON | *97CMN0801714B* | 35600 | 21.5 | 8.5 | 38000 | 28800 | 75.79% | 2.04 | 0 | 12 |  |  |  |  | R-454B | 2.9667 | Residential & Commercial | USHP | Ducted CEE Tier 1
215936959 | Central HP <5.4 tons | COMFORTMAKER | HRCU-A-CB (Split System: Heat Pump with Remote Outdoor Unit-Air-Source) | C5H3V36*K*AAA* |  |  | EVD5X61M24A*+WALLCON | *96CTN1202422B* | 36000 | 22 | 8.5 | 37600 | 28400 | 75.53% | 2.04 | 0 | 12.5 |  |  |  |  | R-454B | 3 | Residential & Commercial | USHP | Ducted CEE Tier 1
210473021 | Central HP <5.4 tons | AIRQUEST | HRCU-A-CB (Split System: Heat Pump with Remote Outdoor Unit-Air-Source) | HVH825GKA3* |  |  | EA*4X42L24A*+WALLCON | *80CTL1352422A* | 23800 | 16.5 | 8.1 | 21400 | 16600 | 77.57% | 1.96 | 0 | 11 |  |  |  |  | R-410A | 1.9833 | Residential & Commercial | USHP | Ducted CEE Tier 1
214660208 | Central HP <5.4 tons | ECOER | HRCU-A-CB (Split System: Heat Pump with Remote Outdoor Unit-Air-Source) | EODA18H-4860BAA | ECOER |  | EBCT4860DAA | MGH96M120D5A | 52000 | 16.5 | 8.5 | 54000 | 37800 | 70% | 1.9 | 0 | 10 |  |  |  |  | R-410A | 4.3333 | Residential & Commercial | USHP | Ducted CEE Tier 1
216682566 | Central HP <5.4 tons | BRYANT HEATING AND COOLING SYSTEMS | HRCU-A-CB (Split System: Heat Pump with Remote Outdoor Unit-Air-Source) | 38MURAQ36AB3* |  |  | CAP**3721AL* | 927TA66100V21*** | 36600 | 16.5 | 9 | 38000 | 34400 | 90.53% | 1.96 | 0 | 10 |  |  |  |  | R-410A | 3.05 | Residential & Commercial | USHP | Ducted CEE Tier 1
216735834 | Central HP <5.4 tons | COMFORTMAKER | HRCU-A-CB (Split System: Heat Pump with Remote Outdoor Unit-Air-Source) | D5CUHAH24AAK |  |  | EA*5X37M21A* | *96MSN0802120A* | 23000 | 16 | 8.5 | 20600 | 18400 | 89.32% | 1.98 | 0 | 11 |  |  |  |  | R-454B | 1.9167 | Residential & Commercial | USHP | Ducted CEE Tier 1
216736002 | Central HP <5.4 tons | COMFORTMAKER | HRCU-A-CB (Split System: Heat Pump with Remote Outdoor Unit-Air-Source) | D5CUHAH24AAK |  |  | EA*5X37M21A* | *96VTN0601716B* | 23000 | 16.5 | 8.5 | 20600 | 18400 | 89.32% | 1.96 | 0 | 11 |  |  |  |  | R-454B | 1.9167 | Residential & Commercial | USHP | Ducted CEE Tier 1
210473406 | Central HP <5.4 tons | AIRQUEST | HRCU-A-CB (Split System: Heat Pump with Remote Outdoor Unit-Air-Source) | HVH825GKA3* |  |  | EA*4X48L21A*+WALLCON | *96CTN1002122A* | 24000 | 16.5 | 8.1 | 21000 | 16500 | 78.57% | 2.02 | 0 | 11 |  |  |  |  | R-410A | 2 | Residential & Commercial | USHP | Ducted CEE Tier 1
210473439 | Central HP <5.4 tons | AIRQUEST | HRCU-A-CB (Split System: Heat Pump with Remote Outdoor Unit-Air-Source) | HVH825GKA3* |  |  | EA*4X48L24A*+WALLCON | *95CSU0802120A* | 24200 | 17 | 8.1 | 21000 | 16500 | 78.57% | 2.02 | 0 | 11 |  |  |  |  | R-410A | 2.0167 | Residential & Commercial | USHP | Ducted CEE Tier 1
210473688 | Central HP <5.4 tons | AIRQUEST | HRCU-A-CB (Split System: Heat Pump with Remote Outdoor Unit-Air-Source) | HVH825GKA3* |  |  | END4X42L17**+WALLCON | *80CTL0701412A* | 24000 | 17 | 8.1 | 21400 | 16600 | 77.57% | 2 | 0 | 11 |  |  |  |  | R-410A | 2 | Residential & Commercial | USHP | Ducted CEE Tier 1
210473974 | Central HP <5.4 tons | AIRQUEST | HRCU-A-CB (Split System: Heat Pump with Remote Outdoor Unit-Air-Source) | HVH825GKA3* |  |  | EN(A,D,W)4X48L21**+WALLCON | *96CTN0601714A* | 24000 | 16.5 | 8.1 | 21400 | 16700 | 78.04% | 2 | 0 | 11 |  |  |  |  | R-410A | 2 | Residential & Commercial | USHP | Ducted CEE Tier 1
211228881 | Central HP <5.4 tons | AIRQUEST | HRCU-A-CB (Split System: Heat Pump with Remote Outdoor Unit-Air-Source) | DLCURAH36ABK |  |  | EA*4X48L21A* | *80ESU0802120A | 37400 | 15.5 | 8.5 | 38500 | 35000 | 90.91% | 2.14 | 0 | 10 |  |  |  |  | R-410A | 3.1167 | Residential & Commercial | USHP | Ducted CEE Tier 1
211229440 | Central HP <5.4 tons | AIRQUEST | HRCU-A-CB (Split System: Heat Pump with Remote Outdoor Unit-Air-Source) | DLCURAH36ABK |  |  | EA*4X48L24A* | *92ESN0802120A* | 35800 | 16.5 | 8.5 | 37800 | 34600 | 91.53% | 2.04 | 0 | 10 |  |  |  |  | R-410A | 2.9833 | Residential & Commercial | USHP | Ducted CEE Tier 1
211229640 | Central HP <5.4 tons | AIRQUEST | HRCU-A-CB (Split System: Heat Pump with Remote Outdoor Unit-Air-Source) | DLCURAH36ABK |  |  | EA*4X48L24A* | OLV154F20A | 37400 | 15.2 | 8.5 | 39000 | 35000 | 89.74% | 2.14 | 0 | 10 |  |  |  |  | R-410A | 3.1167 | Residential & Commercial | USHP | Ducted CEE Tier 1
214573438 | Central HP <5.4 tons | CARRIER | HRCU-A-CB (Split System: Heat Pump with Remote Outdoor Unit-Air-Source) | 25VNA837A*030* |  |  | CNPV*4821AL*+UI | 59CU5B080C21**20 | 32400 | 17.5 | 8.1 | 32800 | 24800 | 75.61% | 1.96 | 0 | 11.5 |  |  |  |  | R-410A | 2.7 | Residential & Commercial | USHP | Ducted CEE Tier 1
216732578 | Central HP <5.4 tons | TEMPSTAR | HRCU-A-CB (Split System: Heat Pump with Remote Outdoor Unit-Air-Source) | D5CUHAH24AAK |  |  | EA*5X24M14A* | *92MSN0601412A* | 22200 | 15.5 | 8.5 | 21200 | 19200 | 90.57% | 1.98 | 0 | 10.5 |  |  |  |  | R-454B | 1.85 | Residential & Commercial | USHP | Ducted CEE Tier 1
216732596 | Central HP <5.4 tons | TEMPSTAR | HRCU-A-CB (Split System: Heat Pump with Remote Outdoor Unit-Air-Source) | D5CUHAH24AAK |  |  | EA*5X24M14A* | *96MSN0601412A* | 22000 | 15.5 | 8.5 | 21000 | 19200 | 91.43% | 1.98 | 0 | 10.5 |  |  |  |  | R-454B | 1.8333 | Residential & Commercial | USHP | Ducted CEE Tier 1
210473373 | Central HP <5.4 tons | AIRQUEST | HRCU-A-CB (Split System: Heat Pump with Remote Outdoor Unit-Air-Source) | HVH825GKA3* |  |  | EA*4X48L21A*+WALLCON | *97CMN0601714A* | 24000 | 16.5 | 8.1 | 21000 | 16700 | 79.52% | 2 | 0 | 11 |  |  |  |  | R-410A | 2 | Residential & Commercial | USHP | Ducted CEE Tier 1
210473505 | Central HP <5.4 tons | AIRQUEST | HRCU-A-CB (Split System: Heat Pump with Remote Outdoor Unit-Air-Source) | HVH825GKA3* |  |  | EA*4X48L24A*+WALLCON | *97CMN1202422A* | 24000 | 16.5 | 8.1 | 21000 | 16600 | 79.05% | 2.02 | 0 | 11 |  |  |  |  | R-410A | 2 | Residential & Commercial | USHP | Ducted CEE Tier 1
210473941 | Central HP <5.4 tons | AIRQUEST | HRCU-A-CB (Split System: Heat Pump with Remote Outdoor Unit-Air-Source) | HVH825GKA3* |  |  | EN(A,D,W)4X48L21**+WALLCON | *80CSU1002120A* | 24000 | 16.5 | 8.1 | 21400 | 16600 | 77.57% | 2 | 0 | 11 |  |  |  |  | R-410A | 2 | Residential & Commercial | USHP | Ducted CEE Tier 1
211259877 | Central HP <5.4 tons | COMFORTMAKER | HRCU-A-CB (Split System: Heat Pump with Remote Outdoor Unit-Air-Source) | DLCURAH18ABK |  |  | EA*4X19L17A* | *96VTN0601714A* | 18200 | 16 | 8.5 | 18200 | 17700 | 97.25% | 2.14 | 0 | 10.5 |  |  |  |  | R-410A | 1.5167 | Residential & Commercial | USHP | Ducted CEE Tier 1
211260060 | Central HP <5.4 tons | COMFORTMAKER | HRCU-A-CB (Split System: Heat Pump with Remote Outdoor Unit-Air-Source) | DLCURAH18ABK |  |  | EA*4X19L17A* | OMV112K14A | 18600 | 15.5 | 8.5 | 18700 | 17500 | 93.58% | 2.12 | 0 | 10.5 |  |  |  |  | R-410A | 1.55 | Residential & Commercial | USHP | Ducted CEE Tier 1
211260378 | Central HP <5.4 tons | COMFORTMAKER | HRCU-A-CB (Split System: Heat Pump with Remote Outdoor Unit-Air-Source) | DLCURAH18ABK |  |  | EA*4X24L17A* | *80ESU0401712A* | 18400 | 16.5 | 9 | 19200 | 18700 | 97.4% | 2.26 | 0 | 11 |  |  |  |  | R-410A | 1.5333 | Residential & Commercial | USHP | Ducted CEE Tier 1
211260761 | Central HP <5.4 tons | COMFORTMAKER | HRCU-A-CB (Split System: Heat Pump with Remote Outdoor Unit-Air-Source) | DLCURAH18ABK |  |  | EA*4X25L17A* | *95ESU0401712A* | 18200 | 16.5 | 8.5 | 18000 | 17600 | 97.78% | 2.12 | 0 | 11 |  |  |  |  | R-410A | 1.5167 | Residential & Commercial | USHP | Ducted CEE Tier 1
216735104 | Central HP <5.4 tons | COMFORTMAKER | HRCU-A-CB (Split System: Heat Pump with Remote Outdoor Unit-Air-Source) | D5CUHAH24AAK |  |  | EA*5X37M17A* | *97CMN0801714B* | 22800 | 16 | 8.5 | 20600 | 18400 | 89.32% | 1.96 | 0 | 11 |  |  |  |  | R-454B | 1.9 | Residential & Commercial | USHP | Ducted CEE Tier 1
216735313 | Central HP <5.4 tons | COMFORTMAKER | HRCU-A-CB (Split System: Heat Pump with Remote Outdoor Unit-Air-Source) | D5CUHAH24AAK |  |  | EA*5X37M17A* | *96VTN0401410B* | 22600 | 15.5 | 8.1 | 20800 | 18500 | 88.94% | 1.85 | 0 | 10.5 |  |  |  |  | R-454B | 1.8833 | Residential & Commercial | USHP | Ducted CEE Tier 1
216735377 | Central HP <5.4 tons | COMFORTMAKER | HRCU-A-CB (Split System: Heat Pump with Remote Outdoor Unit-Air-Source) | D5CUHAH24AAK |  |  | EA*5X37M17A* | *97VTN0801716A* | 23000 | 16.5 | 8.5 | 20800 | 18500 | 88.94% | 1.96 | 0 | 11 |  |  |  |  | R-454B | 1.9167 | Residential & Commercial | USHP | Ducted CEE Tier 1
214241854 | Central HP <5.4 tons | TEMPSTAR | HRCU-A-CB (Split System: Heat Pump with Remote Outdoor Unit-Air-Source) | TVH825GKA3* |  |  | EN(A,D,W)4X36L17**+WALLCON | *96CTN0601714B* | 23400 | 16 | 8.1 | 21600 | 16800 | 77.78% | 1.9 | 0 | 10.5 |  |  |  |  | R-410A | 1.95 | Residential & Commercial | USHP | Ducted CEE Tier 1
214242354 | Central HP <5.4 tons | TEMPSTAR | HRCU-A-CB (Split System: Heat Pump with Remote Outdoor Unit-Air-Source) | TVH825GKA3* |  |  | EN(A,D)4X48L24**+WALLCON | *80CTL1352422B* | 24200 | 17 | 8.1 | 21200 | 16600 | 78.3% | 2 | 0 | 11 |  |  |  |  | R-410A | 2.0167 | Residential & Commercial | USHP | Ducted CEE Tier 1
212970892 | Central HP <5.4 tons | TEMPSTAR | HRCU-A-CB (Split System: Heat Pump with Remote Outdoor Unit-Air-Source) | DLCURAH18ABK |  |  | EA*4X25L17A* | *80VTL0451412B* | 18300 | 16.5 | 8.5 | 18100 | 17600 | 97.24% | 2.14 | 0 | 11 |  |  |  |  | R-410A | 1.525 | Residential & Commercial | USHP | Ducted CEE Tier 1
212971477 | Central HP <5.4 tons | TEMPSTAR | HRCU-A-CB (Split System: Heat Pump with Remote Outdoor Unit-Air-Source) | DLCURAH18ABK |  |  | EA*4X30L17A* | *80VTL0701716B* | 17700 | 16.5 | 8.5 | 18200 | 19200 | 105.5% | 2.3 | 0 | 10.5 |  |  |  |  | R-410A | 1.475 | Residential & Commercial | USHP | Ducted CEE Tier 1
214592621 | Central HP <5.4 tons | ECOER | HRCU-A-CB (Split System: Heat Pump with Remote Outdoor Unit-Air-Source) | EODA18H-4860B | ECOER |  | EBCT4860DAA | MGH96M100D5A | 52000 | 16.5 | 8.5 | 54000 | 37800 | 70% | 1.9 | 0 | 10 |  |  |  |  | R-410A | 4.3333 | Residential & Commercial | USHP | Ducted CEE Tier 1
216682626 | Central HP <5.4 tons | BRYANT HEATING AND COOLING SYSTEMS | HRCU-A-CB (Split System: Heat Pump with Remote Outdoor Unit-Air-Source) | 38MURAQ36AB3* |  |  | CSPH*4812AL* | 927TA66100V21*** | 36000 | 16 | 8.5 | 38000 | 34400 | 90.53% | 1.82 | 0 | 10 |  |  |  |  | R-410A | 3 | Residential & Commercial | USHP | Ducted CEE Tier 1
215864457 | Central HP <5.4 tons | TRANE | HRCU-A-CB (Split System: Heat Pump with Remote Outdoor Unit-Air-Source) | 5TWV8X24A1 |  |  | 5TXCB003AS3 | *UHMB080CCV3+LRP | 21400 | 18.1 | 8.5 | 24200 | 18700 | 77.27% | 2.2 | 0 | 11.5 |  |  |  |  | R-454B | 1.7833 | Residential & Commercial | USHP | Ducted CEE Tier 1
214569316 | Central HP <5.4 tons | CARRIER | HRCU-A-CB (Split System: Heat Pump with Remote Outdoor Unit-Air-Source) | 25VNA424A*031* |  |  | CAP**3621AL*+UI | 58TN*B070C21**20 | 23400 | 20.5 | 10.5 | 26600 | 19800 | 74.44% | 2.44 | 0 | 13 |  |  |  |  | R-410A | 1.95 | Residential & Commercial | USHP | Ducted CEE Tier 1
214569368 | Central HP <5.4 tons | CARRIER | HRCU-A-CB (Split System: Heat Pump with Remote Outdoor Unit-Air-Source) | 25VNA424A*031* |  |  | CSPH*3612AL*+UI | 59CU5B100C21**22 | 23800 | 19.5 | 10.5 | 26600 | 19700 | 74.06% | 2.5 | 0 | 13 |  |  |  |  | R-410A | 1.9833 | Residential & Commercial | USHP | Ducted CEE Tier 1
214569472 | Central HP <5.4 tons | CARRIER | HRCU-A-CB (Split System: Heat Pump with Remote Outdoor Unit-Air-Source) | 25VNA448A*031* |  |  | CSPH*6012AL*+UI | 59CU5B100C21**22 | 45000 | 20.5 | 9.5 | 46000 | 36000 | 78.26% | 2.36 | 0 | 12 |  |  |  |  | R-410A | 3.75 | Residential & Commercial | USHP | Ducted CEE Tier 1
212614899 | Central HP <5.4 tons | DAIKIN | HRCU-A-CB (Split System: Heat Pump with Remote Outdoor Unit-Air-Source) | DZ6VSA241EA* |  |  | CA*EA3026*4A* | D*80VC0803B*A* | 23000 | 17 | 8.6 | 23000 | 16100 | 70% | 2 | 0 | 10 |  |  |  |  | R-410A | 1.9167 | Residential & Commercial | USHP | Ducted CEE Tier 1
210473131 | Central HP <5.4 tons | AIRQUEST | HRCU-A-CB (Split System: Heat Pump with Remote Outdoor Unit-Air-Source) | HVH825GKA3* |  |  | EA*4X43L21A*+WALLCON | *80CSU0601716A* | 24400 | 17 | 8.1 | 21200 | 16600 | 78.3% | 2.02 | 0 | 11 |  |  |  |  | R-410A | 2.0333 | Residential & Commercial | USHP | Ducted CEE Tier 1
210473699 | Central HP <5.4 tons | AIRQUEST | HRCU-A-CB (Split System: Heat Pump with Remote Outdoor Unit-Air-Source) | HVH825GKA3* |  |  | END4X42L17**+WALLCON | *80CTL0901716A* | 24000 | 17 | 8.1 | 21400 | 16600 | 77.57% | 2 | 0 | 11.5 |  |  |  |  | R-410A | 2 | Residential & Commercial | USHP | Ducted CEE Tier 1
210473897 | Central HP <5.4 tons | AIRQUEST | HRCU-A-CB (Split System: Heat Pump with Remote Outdoor Unit-Air-Source) | HVH825GKA3* |  |  | EN(A,D,W)4X48L21**+WALLCON | *95CSU0802120A* | 24200 | 17 | 8.1 | 21200 | 16600 | 78.3% | 2.02 | 0 | 11.5 |  |  |  |  | R-410A | 2.0167 | Residential & Commercial | USHP | Ducted CEE Tier 1
210474232 | Central HP <5.4 tons | AIRQUEST | HRCU-A-CB (Split System: Heat Pump with Remote Outdoor Unit-Air-Source) | HVH825GKA3* |  |  | EHD4X42AAL+WALLCON | *95CSU0802120A* | 24200 | 16 | 8.1 | 21400 | 16600 | 77.57% | 2 | 0 | 11 |  |  |  |  | R-410A | 2.0167 | Residential & Commercial | USHP | Ducted CEE Tier 1
210474485 | Central HP <5.4 tons | AIRQUEST | HRCU-A-CB (Split System: Heat Pump with Remote Outdoor Unit-Air-Source) | HVH825GKA3* |  |  | EHD4X48AAL+WALLCON | *80CSU0601716A* | 24200 | 16.5 | 8.1 | 21200 | 16600 | 78.3% | 2 | 0 | 10.5 |  |  |  |  | R-410A | 2.0167 | Residential & Commercial | USHP | Ducted CEE Tier 1
214241857 | Central HP <5.4 tons | HEIL | HRCU-A-CB (Split System: Heat Pump with Remote Outdoor Unit-Air-Source) | HVH825GKA3* |  |  | EN(A,D,W)4X36L17**+WALLCON | *96CTN0801714B* | 23400 | 16.5 | 8.1 | 21600 | 16700 | 77.31% | 1.9 | 0 | 10.5 |  |  |  |  | R-410A | 1.95 | Residential & Commercial | USHP | Ducted CEE Tier 1
214239635 | Central HP <5.4 tons | HEIL | HRCU-A-CB (Split System: Heat Pump with Remote Outdoor Unit-Air-Source) | HVH837GKA** |  |  | END4X42L17**+WALLCON | *80CTL0451712B* | 31800 | 16.5 | 8.1 | 33400 | 25000 | 74.85% | 1.86 | 0 | 11 |  |  |  |  | R-410A | 2.65 | Residential & Commercial | USHP | Ducted CEE Tier 1
214239685 | Central HP <5.4 tons | HEIL | HRCU-A-CB (Split System: Heat Pump with Remote Outdoor Unit-Air-Source) | HVH837GKA** |  |  | END4X42L17**+WALLCON | *97CMN0601714B* | 31800 | 16.5 | 8.1 | 33200 | 25000 | 75.3% | 1.88 | 0 | 11 |  |  |  |  | R-410A | 2.65 | Residential & Commercial | USHP | Ducted CEE Tier 1
216734460 | Central HP <5.4 tons | COMFORTMAKER | HRCU-A-CB (Split System: Heat Pump with Remote Outdoor Unit-Air-Source) | D5CUHAH24AAK |  |  | EA*5X36M17A* | *80MSU0401712A* | 22400 | 16.5 | 8.5 | 20800 | 18700 | 89.9% | 1.96 | 0 | 11 |  |  |  |  | R-454B | 1.8667 | Residential & Commercial | USHP | Ducted CEE Tier 1
216735355 | Central HP <5.4 tons | COMFORTMAKER | HRCU-A-CB (Split System: Heat Pump with Remote Outdoor Unit-Air-Source) | D5CUHAH24AAK |  |  | EA*5X37M17A* | *96VTN0801716B* | 23000 | 16.5 | 8.5 | 20800 | 18500 | 88.94% | 1.96 | 0 | 11 |  |  |  |  | R-454B | 1.9167 | Residential & Commercial | USHP | Ducted CEE Tier 1
214574138 | Central HP <5.4 tons | CARRIER | HRCU-A-CB (Split System: Heat Pump with Remote Outdoor Unit-Air-Source) | 25VNA837A*031* |  |  | CAP**6121AL*+UI | 59TN6C080C21**20 | 33200 | 18.5 | 8.5 | 31800 | 24800 | 77.99% | 2 | 0 | 11.5 |  |  |  |  | R-410A | 2.7667 | Residential & Commercial | USHP | Ducted CEE Tier 1
216734553 | Central HP <5.4 tons | COMFORTMAKER | HRCU-A-CB (Split System: Heat Pump with Remote Outdoor Unit-Air-Source) | D5CUHAH24AAK |  |  | EA*5X36M17A* | *97CMN0601714B* | 22200 | 16 | 8.1 | 20800 | 18700 | 89.9% | 1.85 | 0 | 10.5 |  |  |  |  | R-454B | 1.85 | Residential & Commercial | USHP | Ducted CEE Tier 1
216735285 | Central HP <5.4 tons | COMFORTMAKER | HRCU-A-CB (Split System: Heat Pump with Remote Outdoor Unit-Air-Source) | D5CUHAH24AAK |  |  | EA*5X37M17A* | *96CTN0401410B* | 22800 | 15.2 | 8.5 | 20800 | 18600 | 89.42% | 1.96 | 0 | 10.5 |  |  |  |  | R-454B | 1.9 | Residential & Commercial | USHP | Ducted CEE Tier 1
216682298 | Central HP <5.4 tons | BRYANT HEATING AND COOLING SYSTEMS | HRCU-A-CB (Split System: Heat Pump with Remote Outdoor Unit-Air-Source) | 38MURAQ24AB3* |  |  | CAP**3621AL* | 927TA60100V21*** | 23600 | 17 | 9 | 25600 | 23200 | 90.62% | 1.82 | 0 | 10 |  |  |  |  | R-410A | 1.9667 | Residential & Commercial | USHP | Ducted CEE Tier 1
210473930 | Central HP <5.4 tons | AIRQUEST | HRCU-A-CB (Split System: Heat Pump with Remote Outdoor Unit-Air-Source) | HVH825GKA3* |  |  | EN(A,D,W)4X48L21**+WALLCON | *80CSU0601716A* | 24200 | 17 | 8.1 | 21400 | 16600 | 77.57% | 2 | 0 | 11 |  |  |  |  | R-410A | 2.0167 | Residential & Commercial | USHP | Ducted CEE Tier 1
210474265 | Central HP <5.4 tons | AIRQUEST | HRCU-A-CB (Split System: Heat Pump with Remote Outdoor Unit-Air-Source) | HVH825GKA3* |  |  | EHD4X42AAL+WALLCON | *80CSU0601716A* | 24200 | 16 | 8.1 | 21400 | 16600 | 77.57% | 2 | 0 | 10.5 |  |  |  |  | R-410A | 2.0167 | Residential & Commercial | USHP | Ducted CEE Tier 1
210473395 | Central HP <5.4 tons | AIRQUEST | HRCU-A-CB (Split System: Heat Pump with Remote Outdoor Unit-Air-Source) | HVH825GKA3* |  |  | EA*4X48L21A*+WALLCON | *97CMN1002122A* | 24000 | 16.5 | 8.1 | 21000 | 16500 | 78.57% | 2.02 | 0 | 11 |  |  |  |  | R-410A | 2 | Residential & Commercial | USHP | Ducted CEE Tier 1
210474518 | Central HP <5.4 tons | AIRQUEST | HRCU-A-CB (Split System: Heat Pump with Remote Outdoor Unit-Air-Source) | HVH825GKA3* |  |  | EHD4X48AAL+WALLCON | *80CTL0701716A* | 24200 | 16.5 | 8.1 | 21200 | 16600 | 78.3% | 2.02 | 0 | 10.5 |  |  |  |  | R-410A | 2.0167 | Residential & Commercial | USHP | Ducted CEE Tier 1
210474584 | Central HP <5.4 tons | AIRQUEST | HRCU-A-CB (Split System: Heat Pump with Remote Outdoor Unit-Air-Source) | HVH825GKA3* |  |  | EHD4X48AAL+WALLCON | *97CMN0801714A* | 24200 | 16 | 8.1 | 21400 | 16700 | 78.04% | 2 | 0 | 10.5 |  |  |  |  | R-410A | 2.0167 | Residential & Commercial | USHP | Ducted CEE Tier 1
213774540 | Central HP <5.4 tons | COMFORTMAKER | HRCU-A-CB (Split System: Heat Pump with Remote Outdoor Unit-Air-Source) | CVH825GKA3* |  |  | EHD4X42AAL+WALLCON | *96CTN1002122B* | 24200 | 16 | 8.1 | 21400 | 16600 | 77.57% | 2 | 0 | 10.5 |  |  |  |  | R-410A | 2.0167 | Residential & Commercial | USHP | Ducted CEE Tier 1
214500305 | Central HP <5.4 tons | DAIKIN | HRCU-A-CB (Split System: Heat Pump with Remote Outdoor Unit-Air-Source) | DZ6VSA1810A* |  |  | CA*EA1818*4B*+MBVK12BP1X00A* | 0 | 16600 | 17.5 | 8.5 | 17400 | 13000 | 74.71% | 2.1 | 0 | 10.9 |  |  |  |  | R-410A | 1.3833 | Residential & Commercial | USHP | Ducted CEE Tier 1
214660197 | Central HP <5.4 tons | ECOER | HRCU-A-CB (Split System: Heat Pump with Remote Outdoor Unit-Air-Source) | EODA18H-4860BAA | ECOER |  | EBCT3036BAA | MGH96M080B3A | 33000 | 17.5 | 8.8 | 35000 | 27000 | 77.14% | 2.1 | 0 | 11.7 |  |  |  |  | R-410A | 2.75 | Residential & Commercial | USHP | Ducted CEE Tier 1
216604775 | Central HP <5.4 tons | GE Appliances | HRCU-A-C (Split System: Heat Pump with Remote Outdoor Unit with No Indoor Fan --Air Source) | NS18H36HA5*** |  |  | NCHC30AT5****+TDR | 0 | 33400 | 15.2 | 8.1 | 34000 | 29000 | 85.29% | 1.9 | 0 | 10 |  |  |  |  | R-454B | 2.7833 | Residential & Commercial | USHP | Ducted CEE Tier 1
214569492 | Central HP <5.4 tons | CARRIER | HRCU-A-CB (Split System: Heat Pump with Remote Outdoor Unit-Air-Source) | 25VNA448A*031* |  |  | CNPV*4824AL*+UI | 58TN*B070C21**20 | 43500 | 21 | 9 | 46500 | 36600 | 78.71% | 2.16 | 0 | 11.5 |  |  |  |  | R-410A | 3.625 | Residential & Commercial | USHP | Ducted CEE Tier 1
216682966 | Central HP <5.4 tons | BRYANT HEATING AND COOLING SYSTEMS | HRCU-A-CB (Split System: Heat Pump with Remote Outdoor Unit-Air-Source) | 38MURAQ24AB3* |  |  | CAP**3621AL* | 927TA66100V21*** | 24200 | 17 | 9 | 26000 | 22600 | 86.92% | 1.78 | 0 | 10 |  |  |  |  | R-410A | 2.0167 | Residential & Commercial | USHP | Ducted CEE Tier 1
212972711 | Central HP <5.4 tons | TEMPSTAR | HRCU-A-CB (Split System: Heat Pump with Remote Outdoor Unit-Air-Source) | DLCURAH18ABK |  |  | EA*4X30L14A* | *96VSN0401410B* | 17300 | 16 | 8.5 | 18100 | 18800 | 103.9% | 2.24 | 0 | 10.5 |  |  |  |  | R-410A | 1.4417 | Residential & Commercial | USHP | Ducted CEE Tier 1
214569386 | Central HP <5.4 tons | CARRIER | HRCU-A-CB (Split System: Heat Pump with Remote Outdoor Unit-Air-Source) | 25VNA424A*031* |  |  | CNPV*3621AL*+UI | 59MN7C060C21**20 | 23200 | 19.5 | 10 | 26800 | 20000 | 74.63% | 2.38 | 0 | 13 |  |  |  |  | R-410A | 1.9333 | Residential & Commercial | USHP | Ducted CEE Tier 1
210474639 | Central HP <5.4 tons | AIRQUEST | HRCU-A-CB (Split System: Heat Pump with Remote Outdoor Unit-Air-Source) | HVH825GKA3* |  |  | EHD4X48AAL+WALLCON | *80CTL0901716A* | 24400 | 17 | 8.1 | 21200 | 16500 | 77.83% | 2.04 | 0 | 11 |  |  |  |  | R-410A | 2.0333 | Residential & Commercial | USHP | Ducted CEE Tier 1
216683194 | Central HP <5.4 tons | BRYANT HEATING AND COOLING SYSTEMS | HRCU-A-CB (Split System: Heat Pump with Remote Outdoor Unit-Air-Source) | 38MURAQ36AB3* |  |  | CSPH*3612AL* | 927TA66120V24*** | 35600 | 15.5 | 8.5 | 38500 | 34600 | 89.87% | 1.78 | 0 | 9.8 |  |  |  |  | R-410A | 2.9667 | Residential & Commercial | USHP
215933165 | Central HP <5.4 tons | BRYANT HEATING AND COOLING SYSTEMS | HRCU-A-CB (Split System: Heat Pump with Remote Outdoor Unit-Air-Source) | 293VAN036**AA* |  |  | CSAH*3612AM*+UI | 987MC42060C17*** | 33000 | 18.5 | 9 | 34400 | 26200 | 76.16% | 1.92 | 0 | 10.5 |  |  |  |  | R-454B | 2.75 | Residential & Commercial | USHP | Ducted CEE Tier 1
210473049 | Central HP <5.4 tons | TEMPSTAR | HRCU-A-CB (Split System: Heat Pump with Remote Outdoor Unit-Air-Source) | TVH825GKA3* |  |  | EA*4X42L24A*+WALLCON | *97CMN1002122A* | 23800 | 16.5 | 8.1 | 21400 | 16600 | 77.57% | 1.96 | 0 | 11 |  |  |  |  | R-410A | 1.9833 | Residential & Commercial | USHP | Ducted CEE Tier 1
210473401 | Central HP <5.4 tons | TEMPSTAR | HRCU-A-CB (Split System: Heat Pump with Remote Outdoor Unit-Air-Source) | TVH825GKA3* |  |  | EA*4X48L21A*+WALLCON | *97CMN1002122A* | 24000 | 16.5 | 8.1 | 21000 | 16500 | 78.57% | 2.02 | 0 | 11 |  |  |  |  | R-410A | 2 | Residential & Commercial | USHP | Ducted CEE Tier 1
210474035 | Central HP <5.4 tons | TEMPSTAR | HRCU-A-CB (Split System: Heat Pump with Remote Outdoor Unit-Air-Source) | TVH825GKA3* |  |  | EN(A,D,W)4X48L21**+WALLCON | *96CTN1002122A* | 24200 | 17 | 8.1 | 21400 | 16600 | 77.57% | 2.02 | 0 | 11.5 |  |  |  |  | R-410A | 2.0167 | Residential & Commercial | USHP | Ducted CEE Tier 1
216604753 | Central HP <5.4 tons | GE Appliances | HRCU-A-CB (Split System: Heat Pump with Remote Outdoor Unit-Air-Source) | NS18H36HA5*** |  |  | NAM42V2TA5**** | 0 | 36000 | 19 | 9.4 | 36000 | 29400 | 81.67% | 1.95 | 0 | 11.7 |  |  |  |  | R-454B | 3 | Residential & Commercial | USHP | Ducted CEE Tier 1
214572628 | Central HP <5.4 tons | CARRIER | HRCU-A-CB (Split System: Heat Pump with Remote Outdoor Unit-Air-Source) | 25VNA837A*030* |  |  | CAP**4221AL*+UI | 59MN7C080C21**20 | 31800 | 17 | 8.5 | 32800 | 24400 | 74.39% | 1.9 | 0 | 11 |  |  |  |  | R-410A | 2.65 | Residential & Commercial | USHP | Ducted CEE Tier 1
214573228 | Central HP <5.4 tons | CARRIER | HRCU-A-CB (Split System: Heat Pump with Remote Outdoor Unit-Air-Source) | 25VNA837A*030* |  |  | CSPH*4812AL*+UI | 59MN7C080C21**20 | 32600 | 17 | 8.5 | 32800 | 25000 | 76.22% | 1.98 | 0 | 11 |  |  |  |  | R-410A | 2.7167 | Residential & Commercial | USHP | Ducted CEE Tier 1
214573328 | Central HP <5.4 tons | CARRIER | HRCU-A-CB (Split System: Heat Pump with Remote Outdoor Unit-Air-Source) | 25VNA837A*030* |  |  | CNPV*3621AL*+UI | 59CU5B100C21**22 | 31400 | 17 | 8.1 | 33000 | 24000 | 72.73% | 1.84 | 0 | 11 |  |  |  |  | R-410A | 2.6167 | Residential & Commercial | USHP | Ducted CEE Tier 1
214573378 | Central HP <5.4 tons | CARRIER | HRCU-A-CB (Split System: Heat Pump with Remote Outdoor Unit-Air-Source) | 25VNA837A*030* |  |  | CNPV*4221AL*+UI | 59CU5B080C21**20 | 31800 | 17 | 8.1 | 33000 | 24600 | 74.55% | 1.88 | 0 | 11 |  |  |  |  | R-410A | 2.65 | Residential & Commercial | USHP | Ducted CEE Tier 1
216682616 | Central HP <5.4 tons | BRYANT HEATING AND COOLING SYSTEMS | HRCU-A-CB (Split System: Heat Pump with Remote Outdoor Unit-Air-Source) | 38MURAQ36AB3* |  |  | CSPH*4212AL* | 927TA66100V21*** | 35800 | 16 | 8.5 | 38500 | 34400 | 89.35% | 1.8 | 0 | 10 |  |  |  |  | R-410A | 2.9833 | Residential & Commercial | USHP | Ducted CEE Tier 1
215869481 | Central HP <5.4 tons | GE Appliances | HRCU-A-CB (Split System: Heat Pump with Remote Outdoor Unit-Air-Source) | NS18H36HA5*** |  |  | NAM36V1TA5**** | 0 | 36000 | 18 | 9.5 | 36000 | 30000 | 83.33% | 1.8 | 0 | 11.7 |  |  |  |  | R-454B | 3 | Residential & Commercial | USHP | Ducted CEE Tier 1
214241630 | Central HP <5.4 tons | COMFORTMAKER | HRCU-A-CB (Split System: Heat Pump with Remote Outdoor Unit-Air-Source) | CVH825GKA3* |  |  | EN(A,D)4X24L17**+WALLCON | *96CTN0601714B* | 23200 | 15.5 | 8.1 | 22200 | 16900 | 76.13% | 1.9 | 0 | 10.5 |  |  |  |  | R-410A | 1.9333 | Residential & Commercial | USHP | Ducted CEE Tier 1
216581395 | Central HP <5.4 tons | LENNOX | HRCU-A-C (Split System: Heat Pump with Remote Outdoor Unit with No Indoor Fan --Air Source) | EL18KSLV-060-230A** |  |  | CK40[C,U]T-60C-**+TDR | 0 | 51000 | 15.2 | 8.5 | 54000 | 40000 | 74.07% | 1.75 | 0 | 10 |  |  |  |  | R-454B | 4.25 | Residential & Commercial | USHP | Ducted CEE Tier 1
214491649 | Central HP <5.4 tons | DAIKIN | HRCU-A-CB (Split System: Heat Pump with Remote Outdoor Unit-Air-Source) | DZ6VSA1810A* |  |  | CA*EA2422*4B* | D*80VC0803B*A* | 16600 | 17.5 | 8.5 | 17400 | 13000 | 74.71% | 2.1 | 0 | 10.9 |  |  |  |  | R-410A | 1.3833 | Residential & Commercial | USHP | Ducted CEE Tier 1
214491632 | Central HP <5.4 tons | DAIKIN | HRCU-A-CB (Split System: Heat Pump with Remote Outdoor Unit-Air-Source) | DZ6VSA1810A* |  |  | CA*EA1818*4B* | D*96SC0603BUA* | 16600 | 17.5 | 8.5 | 17400 | 13000 | 74.71% | 2.1 | 0 | 10.9 |  |  |  |  | R-410A | 1.3833 | Residential & Commercial | USHP | Ducted CEE Tier 1
216679725 | Central HP <5.4 tons | HEIL | HRCU-A-CB (Split System: Heat Pump with Remote Outdoor Unit-Air-Source) | DLCURAH18ABK |  |  | EA*4X30L17A* | *97VTN0601716A* | 17600 | 16 | 8.5 | 18100 | 18300 | 101.1% | 2.12 | 0 | 10.5 |  |  |  |  | R-410A | 1.4667 | Residential & Commercial | USHP | Ducted CEE Tier 1
215932869 | Central HP <5.4 tons | COMFORTMAKER | HRCU-A-CB (Split System: Heat Pump with Remote Outdoor Unit-Air-Source) | C5H3V36*K*AAA* |  |  | EA*5X61M24A*+WALLCON | *80CTL0902120B* | 34600 | 20.5 | 9.5 | 34200 | 25800 | 75.44% | 2.06 | 0 | 12 |  |  |  |  | R-454B | 2.8833 | Residential & Commercial | USHP | Ducted CEE Tier 1
215932969 | Central HP <5.4 tons | COMFORTMAKER | HRCU-A-CB (Split System: Heat Pump with Remote Outdoor Unit-Air-Source) | C5H3V36*K*AAA* |  |  | ESH5X24M12A*+WALLCON | *97CMN0601714B* | 32000 | 17.5 | 9 | 35000 | 27000 | 77.14% | 1.9 | 0 | 10 |  |  |  |  | R-454B | 2.6667 | Residential & Commercial | USHP | Ducted CEE Tier 1
213779294 | Central HP <5.4 tons | TEMPSTAR | HRCU-A-CB (Split System: Heat Pump with Remote Outdoor Unit-Air-Source) | TVH837GKA** |  |  | EA*4X43L21A*+WALLCON | *80CTL1102120B* | 33000 | 17 | 8.5 | 32600 | 25000 | 76.69% | 1.98 | 0 | 11.5 |  |  |  |  | R-410A | 2.75 | Residential & Commercial | USHP | Ducted CEE Tier 1
210474379 | Central HP <5.4 tons | KEEPRITE | HRCU-A-CB (Split System: Heat Pump with Remote Outdoor Unit-Air-Source) | CVH825GKA3* |  |  | EHD4X42AAL+WALLCON | *97CMN1002122A* | 24200 | 16 | 8.1 | 21400 | 16600 | 77.57% | 2 | 0 | 10.5 |  |  |  |  | R-410A | 2.0167 | Residential & Commercial | USHP | Ducted CEE Tier 1
216743609 | Central HP <5.4 tons | GE Appliances | HRCU-A-CB (Split System: Heat Pump with Remote Outdoor Unit-Air-Source) | NS18H60HA5*** |  |  | NCUC60CT5****+TDR | NF97U110V5C*** | 54500 | 16.9 | 8.5 | 54500 | 40000 | 73.39% | 1.9 | 0 | 10 |  |  |  |  | R-454B | 4.5417 | Residential & Commercial | USHP | Ducted CEE Tier 1
214572468 | Central HP <5.4 tons | CARRIER | HRCU-A-CB (Split System: Heat Pump with Remote Outdoor Unit-Air-Source) | 25VNA837A*030* |  |  | CAP**3621AL*+UI | 58TN*B070C21**20 | 31400 | 17 | 8.1 | 33000 | 24200 | 73.33% | 1.86 | 0 | 11 |  |  |  |  | R-410A | 2.6167 | Residential & Commercial | USHP | Ducted CEE Tier 1
214572568 | Central HP <5.4 tons | CARRIER | HRCU-A-CB (Split System: Heat Pump with Remote Outdoor Unit-Air-Source) | 25VNA837A*030* |  |  | CAP**3721AL*+UI | 59MN7C080C21**20 | 32800 | 17.5 | 8.5 | 32800 | 25200 | 76.83% | 2 | 0 | 11.5 |  |  |  |  | R-410A | 2.7333 | Residential & Commercial | USHP | Ducted CEE Tier 1
214572668 | Central HP <5.4 tons | CARRIER | HRCU-A-CB (Split System: Heat Pump with Remote Outdoor Unit-Air-Source) | 25VNA837A*030* |  |  | CAP**4224AL*+UI | 59CU5B100C21**22 | 31800 | 17.5 | 8.5 | 32800 | 24400 | 74.39% | 1.9 | 0 | 11 |  |  |  |  | R-410A | 2.65 | Residential & Commercial | USHP | Ducted CEE Tier 1
214279724 | Central HP <5.4 tons | HEIL | HRCU-A-CB (Split System: Heat Pump with Remote Outdoor Unit-Air-Source) | DLCURAH18ABK |  |  | EA*4X19L17A* | *96MSN0601716A* | 17700 | 16.5 | 8.5 | 17700 | 17900 | 101.1% | 2.16 | 0 | 10.5 |  |  |  |  | R-410A | 1.475 | Residential & Commercial | USHP | Ducted CEE Tier 1
214241604 | Central HP <5.4 tons | TEMPSTAR | HRCU-A-CB (Split System: Heat Pump with Remote Outdoor Unit-Air-Source) | TVH825GKA3* |  |  | EN(A,D)4X24L17**+WALLCON | *97CMN0601714B* | 23200 | 15.5 | 8.1 | 22200 | 16900 | 76.13% | 1.9 | 0 | 10.5 |  |  |  |  | R-410A | 1.9333 | Residential & Commercial | USHP | Ducted CEE Tier 1
214241634 | Central HP <5.4 tons | TEMPSTAR | HRCU-A-CB (Split System: Heat Pump with Remote Outdoor Unit-Air-Source) | TVH825GKA3* |  |  | EN(A,D)4X24L17**+WALLCON | *96CTN0601714B* | 23200 | 15.5 | 8.1 | 22200 | 16900 | 76.13% | 1.9 | 0 | 10.5 |  |  |  |  | R-410A | 1.9333 | Residential & Commercial | USHP | Ducted CEE Tier 1
216736108 | Central HP <5.4 tons | COMFORTMAKER | HRCU-A-CB (Split System: Heat Pump with Remote Outdoor Unit-Air-Source) | D5CUHAH24AAK |  |  | EA*5X37M21A* | OMV098J12* | 23200 | 15.2 | 8.5 | 20600 | 18500 | 89.81% | 1.98 | 0 | 11 |  |  |  |  | R-454B | 1.9333 | Residential & Commercial | USHP | Ducted CEE Tier 1
216743578 | Central HP <5.4 tons | GE Appliances | HRCU-A-CB (Split System: Heat Pump with Remote Outdoor Unit-Air-Source) | NS18H36HA5*** |  |  | NCUC36BT5****+TDR | NF97U045V3B*** | 34400 | 17.35 | 8.5 | 35600 | 28400 | 79.78% | 1.85 | 0 | 11 |  |  |  |  | R-454B | 2.8667 | Residential & Commercial | USHP | Ducted CEE Tier 1
216021001 | Central HP <5.4 tons | GE Appliances | HRCU-A-C (Split System: Heat Pump with Remote Outdoor Unit with No Indoor Fan --Air Source) | NS18H60HA5*** |  |  | NCUC60CT5****+TDR | 0 | 51000 | 15.2 | 8.5 | 54000 | 40000 | 74.07% | 1.75 | 0 | 10 |  |  |  |  | R-454B | 4.25 | Residential & Commercial | USHP | Ducted CEE Tier 1
216733693 | Central HP <5.4 tons | TEMPSTAR | HRCU-A-CB (Split System: Heat Pump with Remote Outdoor Unit-Air-Source) | D5CUHAH24AAK |  |  | EA*5X30M14A* | *80VSL0701412B* | 22400 | 16.5 | 8.5 | 20800 | 18800 | 90.38% | 1.96 | 0 | 11 |  |  |  |  | R-454B | 1.8667 | Residential & Commercial | USHP | Ducted CEE Tier 1
214569464 | Central HP <5.4 tons | CARRIER | HRCU-A-CB (Split System: Heat Pump with Remote Outdoor Unit-Air-Source) | 25VNA448A*031* |  |  | CSPH*4812AL*+UI | 59MN7C080C21**20 | 44000 | 20 | 9.5 | 46500 | 36600 | 78.71% | 2.2 | 0 | 11 |  |  |  |  | R-410A | 3.6667 | Residential & Commercial | USHP | Ducted CEE Tier 1
214569480 | Central HP <5.4 tons | CARRIER | HRCU-A-CB (Split System: Heat Pump with Remote Outdoor Unit-Air-Source) | 25VNA448A*031* |  |  | CNPV*4821AL*+UI | 58TN*B070C21**20 | 43500 | 21 | 9 | 46500 | 36600 | 78.71% | 2.16 | 0 | 11.5 |  |  |  |  | R-410A | 3.625 | Residential & Commercial | USHP | Ducted CEE Tier 1
214569496 | Central HP <5.4 tons | CARRIER | HRCU-A-CB (Split System: Heat Pump with Remote Outdoor Unit-Air-Source) | 25VNA448A*031* |  |  | CNPV*4824AL*+UI | 59CU5B100C21**22 | 44000 | 21 | 9 | 46500 | 36200 | 77.85% | 2.18 | 0 | 12 |  |  |  |  | R-410A | 3.6667 | Residential & Commercial | USHP | Ducted CEE Tier 1
214569532 | Central HP <5.4 tons | CARRIER | HRCU-A-CB (Split System: Heat Pump with Remote Outdoor Unit-Air-Source) | 25VNA436A*031* |  |  | CAP**4221AL*+UI | 59CU5B100C21**22 | 33200 | 19 | 9.5 | 37800 | 26600 | 70.37% | 2 | 0 | 11.5 |  |  |  |  | R-410A | 2.7667 | Residential & Commercial | USHP | Ducted CEE Tier 1
213080776 | Central HP <5.4 tons | CARRIER | HRCU-A-CB (Split System: Heat Pump with Remote Outdoor Unit-Air-Source) | 38MURAQ36AB3* |  |  | CAP**3621AL* | 59SU5B080M21**20 | 35000 | 16 | 8.1 | 38500 | 35200 | 91.43% | 1.82 | 0 | 9.5 |  |  |  |  | R-410A | 2.9167 | Residential & Commercial | USHP
216743579 | Central HP <5.4 tons | GE Appliances | HRCU-A-CB (Split System: Heat Pump with Remote Outdoor Unit-Air-Source) | NS18H36HA5*** |  |  | NCUC36BT5****+TDR | NF97U070V3B*** | 34600 | 17.6 | 8.5 | 35600 | 28200 | 79.21% | 1.85 | 0 | 11 |  |  |  |  | R-454B | 2.8833 | Residential & Commercial | USHP | Ducted CEE Tier 1
210435108 | Central HP <5.4 tons | DAIKIN | HRCU-A-CB (Split System: Heat Pump with Remote Outdoor Unit-Air-Source) | DZ6VSA1810A* |  |  | CA*EA1818*4A* | D*96VC0603BNA* | 16600 | 17.5 | 8.5 | 17400 | 13000 | 74.71% | 2.1 | 0 | 10.9 |  |  |  |  | R-410A | 1.3833 | Residential & Commercial | USHP | Ducted CEE Tier 1
215934459 | Central HP <5.4 tons | COMFORTMAKER | HRCU-A-CB (Split System: Heat Pump with Remote Outdoor Unit-Air-Source) | C5H3V48*K*AAA* |  |  | ESH5X48M12A*+WALLCON | *80CTL0902120B* | 44500 | 20.5 | 9 | 48500 | 36400 | 75.05% | 1.82 | 0 | 11 |  |  |  |  | R-454B | 3.7083 | Residential & Commercial | USHP | Ducted CEE Tier 1
216743587 | Central HP <5.4 tons | GE Appliances | HRCU-A-CB (Split System: Heat Pump with Remote Outdoor Unit-Air-Source) | NS18H36HA5*** |  |  | NCHC36BT5****+TDR | NF97U070V3B*** | 34000 | 17.5 | 8.5 | 35600 | 28400 | 79.78% | 1.85 | 0 | 11 |  |  |  |  | R-454B | 2.8333 | Residential & Commercial | USHP | Ducted CEE Tier 1
216743582 | Central HP <5.4 tons | GE Appliances | HRCU-A-CB (Split System: Heat Pump with Remote Outdoor Unit-Air-Source) | NS18H36HA5*** |  |  | NCHC30BT5****+TDR | NF97U045V3B*** | 34400 | 17.3 | 8.5 | 35600 | 28400 | 79.78% | 1.85 | 0 | 11 |  |  |  |  | R-454B | 2.8667 | Residential & Commercial | USHP | Ducted CEE Tier 1
216604751 | Central HP <5.4 tons | GE Appliances | HRCU-A-CB (Split System: Heat Pump with Remote Outdoor Unit-Air-Source) | NS18H36HA5*** |  |  | NAM42V1TA5**** | 0 | 36000 | 18.2 | 9 | 36000 | 30000 | 83.33% | 1.9 | 0 | 11.7 |  |  |  |  | R-454B | 3 | Residential & Commercial | USHP | Ducted CEE Tier 1
214572718 | Central HP <5.4 tons | CARRIER | HRCU-A-CB (Split System: Heat Pump with Remote Outdoor Unit-Air-Source) | 25VNA837A*030* |  |  | CAP**4321AL*+UI | 59CU5B080C21**20 | 32800 | 17.5 | 8.5 | 32800 | 25200 | 76.83% | 2 | 0 | 11 |  |  |  |  | R-410A | 2.7333 | Residential & Commercial | USHP | Ducted CEE Tier 1
214572968 | Central HP <5.4 tons | CARRIER | HRCU-A-CB (Split System: Heat Pump with Remote Outdoor Unit-Air-Source) | 25VNA837A*030* |  |  | CAP**6121AL*+UI | 59CU5B100C21**22 | 33200 | 18.5 | 8.5 | 31800 | 24800 | 77.99% | 2 | 0 | 11.5 |  |  |  |  | R-410A | 2.7667 | Residential & Commercial | USHP | Ducted CEE Tier 1
214573238 | Central HP <5.4 tons | CARRIER | HRCU-A-CB (Split System: Heat Pump with Remote Outdoor Unit-Air-Source) | 25VNA837A*030* |  |  | CSPH*4812AL*+UI | 59TN6C080C21**20 | 32600 | 17.5 | 8.5 | 32600 | 24800 | 76.07% | 1.98 | 0 | 11 |  |  |  |  | R-410A | 2.7167 | Residential & Commercial | USHP | Ducted CEE Tier 1
216618935 | Central HP <5.4 tons | LENNOX | HRCU-A-C (Split System: Heat Pump with Remote Outdoor Unit with No Indoor Fan --Air Source) | EL18KSLV-036-230A** |  |  | CK40[C,U]T-36A-**+TDR | 0 | 33400 | 15.2 | 8.1 | 34000 | 29000 | 85.29% | 1.85 | 0 | 10 |  |  |  |  | R-454B | 2.7833 | Residential & Commercial | USHP | Ducted CEE Tier 1
210474441 | Central HP <5.4 tons | AIRQUEST | HRCU-A-CB (Split System: Heat Pump with Remote Outdoor Unit-Air-Source) | HVH825GKA3* |  |  | EHD4X48AAL+WALLCON | *95CSU0601716A* | 24200 | 16 | 8.1 | 21400 | 16700 | 78.04% | 2 | 0 | 10.5 |  |  |  |  | R-410A | 2.0167 | Residential & Commercial | USHP | Ducted CEE Tier 1
216769877 | Central HP <5.4 tons | AMERICAN STANDARD | HRCU-A-CB (Split System: Heat Pump with Remote Outdoor Unit-Air-Source) | 5A6H7024A1 |  |  | 5PX*C005AS3 | *UHMC100CCV4 | 23000 | 17.1 | 8.7 | 21400 | 16900 | 78.97% | 2 | 0 | 12.5 |  |  |  |  | R-454B | 1.9167 | Residential & Commercial | USHP | Ducted CEE Tier 1
213774620 | Central HP <5.4 tons | COMFORTMAKER | HRCU-A-CB (Split System: Heat Pump with Remote Outdoor Unit-Air-Source) | CVH825GKA3* |  |  | EHD4X48AAL+WALLCON | *80CTL1352422B* | 24200 | 16 | 8.1 | 21200 | 16600 | 78.3% | 2 | 0 | 10.5 |  |  |  |  | R-410A | 2.0167 | Residential & Commercial | USHP | Ducted CEE Tier 1
214500306 | Central HP <5.4 tons | DAIKIN | HRCU-A-CB (Split System: Heat Pump with Remote Outdoor Unit-Air-Source) | DZ6VSA1810A* |  |  | CA*EA1818*4B*+MBVK16CP1X00A* | 0 | 16600 | 17.5 | 8.5 | 17400 | 13000 | 74.71% | 2.1 | 0 | 10.9 |  |  |  |  | R-410A | 1.3833 | Residential & Commercial | USHP | Ducted CEE Tier 1
216764462 | Central HP <5.4 tons | TRANE | HRCU-A-CB (Split System: Heat Pump with Remote Outdoor Unit-Air-Source) | 5TWX7048A1 |  |  | 5TXCC009AS3 | S8X1C080M5PSC | 43500 | 16.5 | 9 | 44000 | 32200 | 73.18% | 2.2 | 0 | 12 |  |  |  |  | R-454B | 3.625 | Residential & Commercial | USHP | Ducted CEE Tier 1
216764479 | Central HP <5.4 tons | TRANE | HRCU-A-CB (Split System: Heat Pump with Remote Outdoor Unit-Air-Source) | 5TWX7048A1 |  |  | 5TXCD010AS3 | *UHMD120CCV5 | 43500 | 16.5 | 9 | 44000 | 32000 | 72.73% | 2.1 | 0 | 12 |  |  |  |  | R-454B | 3.625 | Residential & Commercial | USHP | Ducted CEE Tier 1
210596718 | Central HP <5.4 tons | DAY & NIGHT | HRCU-A-CB (Split System: Heat Pump with Remote Outdoor Unit-Air-Source) | CVH825GKA2* |  |  | EA*4X42L24A*+WALLCON | *80CTL1352422A* | 23800 | 16.5 | 8.1 | 21400 | 16600 | 77.57% | 1.96 | 0 | 11 |  |  |  |  | R-410A | 1.9833 | Residential & Commercial | USHP | Ducted CEE Tier 1
210596786 | Central HP <5.4 tons | DAY & NIGHT | HRCU-A-CB (Split System: Heat Pump with Remote Outdoor Unit-Air-Source) | CVH825GKA2* |  |  | EA*4X43L21A*+WALLCON | *96CTN0601714A* | 24400 | 16.5 | 8.1 | 21200 | 16700 | 78.77% | 2.02 | 0 | 11 |  |  |  |  | R-410A | 2.0333 | Residential & Commercial | USHP | Ducted CEE Tier 1
210596885 | Central HP <5.4 tons | DAY & NIGHT | HRCU-A-CB (Split System: Heat Pump with Remote Outdoor Unit-Air-Source) | CVH825GKA2* |  |  | EHD4X42AAL+WALLCON | *80CSU0601716A* | 24200 | 16 | 8.1 | 21400 | 16600 | 77.57% | 2 | 0 | 10.5 |  |  |  |  | R-410A | 2.0167 | Residential & Commercial | USHP | Ducted CEE Tier 1
215933315 | Central HP <5.4 tons | BRYANT HEATING AND COOLING SYSTEMS | HRCU-A-CB (Split System: Heat Pump with Remote Outdoor Unit-Air-Source) | 293VAN036**AA* |  |  | CSAH*4212AM*+UI | 88*TB48070C17*** | 33400 | 19 | 9 | 35200 | 26800 | 76.14% | 1.9 | 0 | 11 |  |  |  |  | R-454B | 2.7833 | Residential & Commercial | USHP | Ducted CEE Tier 1
215933815 | Central HP <5.4 tons | BRYANT HEATING AND COOLING SYSTEMS | HRCU-A-CB (Split System: Heat Pump with Remote Outdoor Unit-Air-Source) | 293VAN036**AA* |  |  | CSAH*6012AM*+UI | 88*TB66135C24*** | 34200 | 19.5 | 9 | 34400 | 26000 | 75.58% | 1.96 | 0 | 11.7 |  |  |  |  | R-454B | 2.85 | Residential & Commercial | USHP | Ducted CEE Tier 1
215933915 | Central HP <5.4 tons | BRYANT HEATING AND COOLING SYSTEMS | HRCU-A-CB (Split System: Heat Pump with Remote Outdoor Unit-Air-Source) | 293VAN036**AA* |  |  | CSAH*6012AM*+UI | 986TD42060C17*** | 33800 | 19 | 9 | 33800 | 25600 | 75.74% | 1.94 | 0 | 11 |  |  |  |  | R-454B | 2.8167 | Residential & Commercial | USHP | Ducted CEE Tier 1
215933515 | Central HP <5.4 tons | BRYANT HEATING AND COOLING SYSTEMS | HRCU-A-CB (Split System: Heat Pump with Remote Outdoor Unit-Air-Source) | 293VAN036**AA* |  |  | CSAH*4812AM*+UI | 83*CA48060C17*** | 33600 | 19.5 | 9 | 34800 | 26600 | 76.44% | 1.92 | 0 | 11 |  |  |  |  | R-454B | 2.8 | Residential & Commercial | USHP | Ducted CEE Tier 1
215934985 | Central HP <5.4 tons | BRYANT HEATING AND COOLING SYSTEMS | HRCU-A-CB (Split System: Heat Pump with Remote Outdoor Unit-Air-Source) | 293VAN036**AA* |  |  | CVAMA4921XMA*+UI | 83*CA60100C21*** | 35600 | 21.5 | 8.5 | 38000 | 28800 | 75.79% | 2.02 | 0 | 12 |  |  |  |  | R-454B | 2.9667 | Residential & Commercial | USHP | Ducted CEE Tier 1
215934835 | Central HP <5.4 tons | BRYANT HEATING AND COOLING SYSTEMS | HRCU-A-CB (Split System: Heat Pump with Remote Outdoor Unit-Air-Source) | 293VAN036**AA* |  |  | CVAMA4421XMA*+UI | 88*TB48090C17*** | 35600 | 22 | 8.5 | 38000 | 28600 | 75.26% | 2.02 | 0 | 12 |  |  |  |  | R-454B | 2.9667 | Residential & Commercial | USHP | Ducted CEE Tier 1
216604764 | Central HP <5.4 tons | GE Appliances | HRCU-A-C (Split System: Heat Pump with Remote Outdoor Unit with No Indoor Fan --Air Source) | NS18H24HA5*** |  |  | NCUC36BT5****+TDR | 0 | 24000 | 15.2 | 8.5 | 24000 | 21000 | 87.5% | 1.8 | 0 | 11.7 |  |  |  |  | R-454B | 2 | Residential & Commercial | USHP | Ducted CEE Tier 1
216604778 | Central HP <5.4 tons | GE Appliances | HRCU-A-C (Split System: Heat Pump with Remote Outdoor Unit with No Indoor Fan --Air Source) | NS18H36HA5*** |  |  | NCHC36BT5****+TDR | 0 | 33000 | 15.2 | 8.1 | 34000 | 29400 | 86.47% | 1.8 | 0 | 10 |  |  |  |  | R-454B | 2.75 | Residential & Commercial | USHP | Ducted CEE Tier 1
216743576 | Central HP <5.4 tons | GE Appliances | HRCU-A-CB (Split System: Heat Pump with Remote Outdoor Unit-Air-Source) | NS18H36HA5*** |  |  | NCUC36BT5****+TDR | NF97X040V3B*** | 34600 | 17.7 | 8.5 | 35600 | 28400 | 79.78% | 1.85 | 0 | 11 |  |  |  |  | R-454B | 2.8833 | Residential & Commercial | USHP | Ducted CEE Tier 1
216743583 | Central HP <5.4 tons | GE Appliances | HRCU-A-CB (Split System: Heat Pump with Remote Outdoor Unit-Air-Source) | NS18H36HA5*** |  |  | NCHC30BT5****+TDR | NF97U070V3B*** | 34400 | 17.55 | 8.5 | 35600 | 28400 | 79.78% | 1.85 | 0 | 11 |  |  |  |  | R-454B | 2.8667 | Residential & Commercial | USHP | Ducted CEE Tier 1
216743585 | Central HP <5.4 tons | GE Appliances | HRCU-A-CB (Split System: Heat Pump with Remote Outdoor Unit-Air-Source) | NS18H36HA5*** |  |  | NCHC36BT5****+TDR | NF97X060V3B*** | 33800 | 17.35 | 8.5 | 35600 | 28400 | 79.78% | 1.85 | 0 | 11 |  |  |  |  | R-454B | 2.8167 | Residential & Commercial | USHP | Ducted CEE Tier 1
216769587 | Central HP <5.4 tons | LENNOX | HRCU-A-CB (Split System: Heat Pump with Remote Outdoor Unit-Air-Source) | EL18KSLV-036-230A** |  |  | CK40[C,U]T-36B-**+TDR | EL297UH070XV36B* | 34600 | 17.6 | 8.5 | 35600 | 28200 | 79.21% | 1.85 | 0 | 11 |  |  |  |  | R-454B | 2.8833 | Residential & Commercial | USHP | Ducted CEE Tier 1
213770894 | Central HP <5.4 tons | TEMPSTAR | HRCU-A-CB (Split System: Heat Pump with Remote Outdoor Unit-Air-Source) | TVH825GKA2* |  |  | EA*4X36L17A*+WALLCON | *96CTN0601714B* | 23400 | 16 | 8.1 | 21600 | 16700 | 77.31% | 1.92 | 0 | 10.5 |  |  |  |  | R-410A | 1.95 | Residential & Commercial | USHP | Ducted CEE Tier 1
215935619 | Central HP <5.4 tons | COMFORTMAKER | HRCU-A-CB (Split System: Heat Pump with Remote Outdoor Unit-Air-Source) | C5H3V36*K*AAA* |  |  | EVD5X36M21A*+WALLCON | *80CTL0451712B* | 34000 | 20 | 8.5 | 39500 | 29000 | 73.42% | 2.02 | 0 | 11 |  |  |  |  | R-454B | 2.8333 | Residential & Commercial | USHP | Ducted CEE Tier 1
215434376 | Central HP <5.4 tons | DAIKIN | HRCU-A-CB (Split System: Heat Pump with Remote Outdoor Unit-Air-Source) | DH7VSA4810A* |  |  | CHPEA6030*3A* | D*80TC0805C*A* | 45500 | 16.5 | 8.5 | 46500 | 33600 | 72.26% | 2 | 0 | 10 |  |  |  |  | R-32 | 3.7917 | Residential & Commercial | USHP | Ducted CEE Tier 1
216743598 | Central HP <5.4 tons | GE Appliances | HRCU-A-CB (Split System: Heat Pump with Remote Outdoor Unit-Air-Source) | NS18H60HA5*** |  |  | NCUC49CT5****+TDR | NF97U090V5C*** | 45500 | 17.1 | 9 | 48000 | 39500 | 82.29% | 1.85 | 0 | 10 |  |  |  |  | R-454B | 3.7917 | Residential & Commercial | USHP | Ducted CEE Tier 1
215434142 | Central HP <5.4 tons | DAIKIN | HRCU-A-CB (Split System: Heat Pump with Remote Outdoor Unit-Air-Source) | DH7VSA3610A* |  |  | CA*EA4830*3A* | D*80TC0804C*A* | 34800 | 18.5 | 8.5 | 35000 | 28400 | 81.14% | 2 | 0 | 10.5 |  |  |  |  | R-32 | 2.9 | Residential & Commercial | USHP | Ducted CEE Tier 1
216759801 | Central HP <5.4 tons | GE Appliances | HRCU-A-CB (Split System: Heat Pump with Remote Outdoor Unit-Air-Source) | NS18H60HA5*** |  |  | NCHC51CT5****+TDR | NF97X080V5C*** | 53000 | 16 | 8.5 | 55000 | 41000 | 74.55% | 1.85 | 0 | 9.8 |  |  |  |  | R-454B | 4.4167 | Residential & Commercial | USHP
214572958 | Central HP <5.4 tons | CARRIER | HRCU-A-CB (Split System: Heat Pump with Remote Outdoor Unit-Air-Source) | 25VNA837A*030* |  |  | CAP**6121AL*+UI | 59CU5B080C21**20 | 33200 | 17.5 | 8.5 | 32000 | 25000 | 78.12% | 2 | 0 | 11.5 |  |  |  |  | R-410A | 2.7667 | Residential & Commercial | USHP | Ducted CEE Tier 1
215931679 | Central HP <5.4 tons | COMFORTMAKER | HRCU-A-CB (Split System: Heat Pump with Remote Outdoor Unit-Air-Source) | C5H3V60*K*AAA* |  |  | EA*5X61M24A*+WALLCON | *80CSU1002120A* | 57000 | 19 | 8.5 | 60500 | 46500 | 76.86% | 2.02 | 0 | 11 |  |  |  |  | R-454B | 4.75 | Residential & Commercial | USHP | Ducted CEE Tier 1
216743590 | Central HP <5.4 tons | GE Appliances | HRCU-A-CB (Split System: Heat Pump with Remote Outdoor Unit-Air-Source) | NS18H36HA5*** |  |  | NCDC42BT5****+TDR | NF97D070V4B*** | 35000 | 17.2 | 8.5 | 36000 | 28600 | 79.44% | 1.9 | 0 | 10 |  |  |  |  | R-454B | 2.9167 | Residential & Commercial | USHP | Ducted CEE Tier 1
216743574 | Central HP <5.4 tons | GE Appliances | HRCU-A-CB (Split System: Heat Pump with Remote Outdoor Unit-Air-Source) | NS18H36HA5*** |  |  | NCUC30BT5****+TDR | NF97U045V3B*** | 33800 | 17 | 8.5 | 35600 | 28600 | 80.34% | 1.8 | 0 | 11 |  |  |  |  | R-454B | 2.8167 | Residential & Commercial | USHP | Ducted CEE Tier 1
216759845 | Central HP <5.4 tons | TRANE | HRCU-A-C (Split System: Heat Pump with Remote Outdoor Unit with No Indoor Fan --Air Source) | 5TWX7036A1 |  |  | 5TXCD010AS3 | 0 | 34400 | 16 | 8.2 | 32600 | 24400 | 74.85% | 2.12 | 0 | 11.7 |  |  |  |  | R-454B | 2.8667 | Residential & Commercial | USHP | Ducted CEE Tier 1
216764523 | Central HP <5.4 tons | TRANE | HRCU-A-C (Split System: Heat Pump with Remote Outdoor Unit with No Indoor Fan --Air Source) | 5TWX7060A1 |  |  | 5TXCD008AS3 | 0 | 51000 | 15.2 | 8.7 | 52000 | 39500 | 75.96% | 2.1 | 0 | 10 |  |  |  |  | R-454B | 4.25 | Residential & Commercial | USHP | Ducted CEE Tier 1
216581389 | Central HP <5.4 tons | LENNOX | HRCU-A-CB (Split System: Heat Pump with Remote Outdoor Unit-Air-Source) | EL18KSLV-036-230A** |  |  | CBK45UHVT-036-230-** | 0 | 36000 | 18 | 9.5 | 36000 | 30000 | 83.33% | 1.8 | 0 | 11.7 |  |  |  |  | R-454B | 3 | Residential & Commercial | USHP | Ducted CEE Tier 1
206133320 | Central HP <5.4 tons | DAY & NIGHT | HRCU-A-CB (Split System: Heat Pump with Remote Outdoor Unit-Air-Source) | CVH825GKA2* |  |  | EA*4X25L17A*+WALLCON | *80CSU0401712A* | 24400 | 17 | 8.1 | 21200 | 16600 | 78.3% | 2.02 | 11.5 | 11 |  |  |  |  | R-410A | 2.0333 | Residential & Commercial | USHP | Ducted CEE Tier 1
210435109 | Central HP <5.4 tons | DAIKIN | HRCU-A-CB (Split System: Heat Pump with Remote Outdoor Unit-Air-Source) | DZ6VSA1810A* |  |  | CA*EA1818*4A* | D*96VC0803BNA* | 16600 | 17.5 | 8.5 | 17400 | 13000 | 74.71% | 2.1 | 0 | 10.9 |  |  |  |  | R-410A | 1.3833 | Residential & Commercial | USHP | Ducted CEE Tier 1
210435110 | Central HP <5.4 tons | DAIKIN | HRCU-A-CB (Split System: Heat Pump with Remote Outdoor Unit-Air-Source) | DZ6VSA1810A* |  |  | CA*EA1818*4A* | D*97MC0603BNA* | 16600 | 17.5 | 8.5 | 17400 | 13000 | 74.71% | 2.1 | 0 | 10.9 |  |  |  |  | R-410A | 1.3833 | Residential & Commercial | USHP | Ducted CEE Tier 1
210435124 | Central HP <5.4 tons | DAIKIN | HRCU-A-CB (Split System: Heat Pump with Remote Outdoor Unit-Air-Source) | DZ6VSA1810A* |  |  | CA*EA2422*4A* | D*96SC0603BUA* | 16600 | 17.5 | 8.5 | 17400 | 13000 | 74.71% | 2.1 | 0 | 10.9 |  |  |  |  | R-410A | 1.3833 | Residential & Commercial | USHP | Ducted CEE Tier 1
210435125 | Central HP <5.4 tons | DAIKIN | HRCU-A-CB (Split System: Heat Pump with Remote Outdoor Unit-Air-Source) | DZ6VSA1810A* |  |  | CA*EA2422*4A* | D*96VC0403BNA* | 16600 | 17.5 | 8.5 | 17400 | 13000 | 74.71% | 2.1 | 0 | 10.9 |  |  |  |  | R-410A | 1.3833 | Residential & Commercial | USHP | Ducted CEE Tier 1
210435127 | Central HP <5.4 tons | DAIKIN | HRCU-A-CB (Split System: Heat Pump with Remote Outdoor Unit-Air-Source) | DZ6VSA1810A* |  |  | CA*EA2422*4A* | D*96VC0803BNA* | 16600 | 17.5 | 8.5 | 17400 | 13000 | 74.71% | 2.1 | 0 | 10.9 |  |  |  |  | R-410A | 1.3833 | Residential & Commercial | USHP | Ducted CEE Tier 1
216764494 | Central HP <5.4 tons | TRANE | HRCU-A-CB (Split System: Heat Pump with Remote Outdoor Unit-Air-Source) | 5TWX7060A1 |  |  | 5PX*D008AS3 | S9V2C100U5PSC | 50500 | 15.5 | 9 | 52000 | 39500 | 75.96% | 2.1 | 0 | 10 |  |  |  |  | R-454B | 4.2083 | Residential & Commercial | USHP | Ducted CEE Tier 1
216764497 | Central HP <5.4 tons | TRANE | HRCU-A-CB (Split System: Heat Pump with Remote Outdoor Unit-Air-Source) | 5TWX7060A1 |  |  | 5PX*D008AS3 | S8X1C100M5PSC | 51000 | 16.5 | 8.7 | 52000 | 39000 | 75% | 2.1 | 0 | 10 |  |  |  |  | R-454B | 4.25 | Residential & Commercial | USHP | Ducted CEE Tier 1
216764511 | Central HP <5.4 tons | TRANE | HRCU-A-CB (Split System: Heat Pump with Remote Outdoor Unit-Air-Source) | 5TWX7060A1 |  |  | 5PX*DD10AS3 | S8X1C080M5PSC | 51000 | 16 | 8.7 | 51000 | 38500 | 75.49% | 2.1 | 0 | 10 |  |  |  |  | R-454B | 4.25 | Residential & Commercial | USHP | Ducted CEE Tier 1
216764512 | Central HP <5.4 tons | TRANE | HRCU-A-CB (Split System: Heat Pump with Remote Outdoor Unit-Air-Source) | 5TWX7060A1 |  |  | 5PX*DD10AS3 | *DHMD120CCV5 | 50500 | 15.5 | 8.7 | 51000 | 38500 | 75.49% | 2.1 | 0 | 10 |  |  |  |  | R-454B | 4.2083 | Residential & Commercial | USHP | Ducted CEE Tier 1
216764527 | Central HP <5.4 tons | TRANE | HRCU-A-CB (Split System: Heat Pump with Remote Outdoor Unit-Air-Source) | 5TWX7060A1 |  |  | 5TXCD008AS3 | S9V2C080U5PSC | 51000 | 16 | 9 | 51500 | 39000 | 75.73% | 2.1 | 0 | 11 |  |  |  |  | R-454B | 4.25 | Residential & Commercial | USHP | Ducted CEE Tier 1
216764528 | Central HP <5.4 tons | TRANE | HRCU-A-CB (Split System: Heat Pump with Remote Outdoor Unit-Air-Source) | 5TWX7060A1 |  |  | 5TXCD008AS3 | S9V2D120U5VSB | 51500 | 16 | 9 | 51500 | 39000 | 75.73% | 2.1 | 0 | 11 |  |  |  |  | R-454B | 4.2917 | Residential & Commercial | USHP | Ducted CEE Tier 1
215434159 | Central HP <5.4 tons | DAIKIN | HRCU-A-CB (Split System: Heat Pump with Remote Outdoor Unit-Air-Source) | DH7VSA3610A* |  |  | CHPEA4830*3A* | D*80TC0805D*A* | 35000 | 18.5 | 8.1 | 35000 | 28400 | 81.14% | 2 | 0 | 10.5 |  |  |  |  | R-32 | 2.9167 | Residential & Commercial | USHP | Ducted CEE Tier 1
216618904 | Central HP <5.4 tons | LENNOX | HRCU-A-CB (Split System: Heat Pump with Remote Outdoor Unit-Air-Source) | EL18KSLV-024-230A** |  |  | CBK45UHET-030-230-** | 0 | 24000 | 17.5 | 9.4 | 24000 | 23200 | 96.67% | 1.75 | 0 | 12 |  |  |  |  | R-454B | 2 | Residential & Commercial | USHP | Ducted CEE Tier 1
216618905 | Central HP <5.4 tons | LENNOX | HRCU-A-CB (Split System: Heat Pump with Remote Outdoor Unit-Air-Source) | EL18KSLV-024-230A** |  |  | CBK45UHVT-030-230-** | 0 | 24000 | 17.5 | 9.4 | 24000 | 23200 | 96.67% | 1.75 | 0 | 12 |  |  |  |  | R-454B | 2 | Residential & Commercial | USHP | Ducted CEE Tier 1
216618907 | Central HP <5.4 tons | LENNOX | HRCU-A-CB (Split System: Heat Pump with Remote Outdoor Unit-Air-Source) | EL18KSLV-024-230A** |  |  | CBK48MVT-030-230-** | 0 | 24000 | 18 | 9.5 | 24000 | 22600 | 94.17% | 1.8 | 0 | 12 |  |  |  |  | R-454B | 2 | Residential & Commercial | USHP | Ducted CEE Tier 1
216618920 | Central HP <5.4 tons | LENNOX | HRCU-A-CB (Split System: Heat Pump with Remote Outdoor Unit-Air-Source) | EL18KSLV-060-230A** |  |  | CBK45UHET-060-230-** | 0 | 55000 | 16.8 | 9 | 55500 | 43000 | 77.48% | 1.8 | 0 | 10 |  |  |  |  | R-454B | 4.5833 | Residential & Commercial | USHP | Ducted CEE Tier 1
216618922 | Central HP <5.4 tons | LENNOX | HRCU-A-C (Split System: Heat Pump with Remote Outdoor Unit with No Indoor Fan --Air Source) | EL18KSLV-024-230A** |  |  | CK40[C,U]T-30A-**+TDR | 0 | 24000 | 15.2 | 8.5 | 24000 | 21400 | 89.17% | 1.75 | 0 | 11.7 |  |  |  |  | R-454B | 2 | Residential & Commercial | USHP | Ducted CEE Tier 1
216683183 | Central HP <5.4 tons | BRYANT HEATING AND COOLING SYSTEMS | HRCU-A-CB (Split System: Heat Pump with Remote Outdoor Unit-Air-Source) | 38MURAQ36AB3* |  |  | CAP**4824AL* | 927TA66120V24*** | 35600 | 16 | 8.5 | 37400 | 34200 | 91.44% | 1.96 | 0 | 10 |  |  |  |  | R-410A | 2.9667 | Residential & Commercial | USHP | Ducted CEE Tier 1
216618939 | Central HP <5.4 tons | LENNOX | HRCU-A-C (Split System: Heat Pump with Remote Outdoor Unit with No Indoor Fan --Air Source) | EL18KSLV-036-230A** |  |  | CK40HT-36B-**+TDR | 0 | 33000 | 15.2 | 8.1 | 34000 | 29400 | 86.47% | 1.8 | 0 | 10 |  |  |  |  | R-454B | 2.75 | Residential & Commercial | USHP | Ducted CEE Tier 1
214569540 | Central HP <5.4 tons | CARRIER | HRCU-A-CB (Split System: Heat Pump with Remote Outdoor Unit-Air-Source) | 25VNA436A*031* |  |  | CAP**4224AL*+UI | 59CU5B080C21**20 | 33200 | 19 | 9.5 | 37800 | 26600 | 70.37% | 1.98 | 0 | 11.5 |  |  |  |  | R-410A | 2.7667 | Residential & Commercial | USHP | Ducted CEE Tier 1
216764930 | Central HP <5.4 tons | TRANE | HRCU-A-CB (Split System: Heat Pump with Remote Outdoor Unit-Air-Source) | 5TWX7036A1 |  |  | 5PX*B004AS3 | S8X2B080M4PSC | 31800 | 17.1 | 8.5 | 32000 | 23800 | 74.38% | 2 | 0 | 11.7 |  |  |  |  | R-454B | 2.65 | Residential & Commercial | USHP | Ducted CEE Tier 1
216764931 | Central HP <5.4 tons | TRANE | HRCU-A-CB (Split System: Heat Pump with Remote Outdoor Unit-Air-Source) | 5TWX7036A1 |  |  | 5PX*B004AS3 | S8X1A040M3PTC | 32400 | 17.1 | 8.7 | 32600 | 24200 | 74.23% | 2.1 | 0 | 11.5 |  |  |  |  | R-454B | 2.7 | Residential & Commercial | USHP | Ducted CEE Tier 1
216764947 | Central HP <5.4 tons | TRANE | HRCU-A-CB (Split System: Heat Pump with Remote Outdoor Unit-Air-Source) | 5TWX7036A1 |  |  | 5PX*BD04AS3 | S8X2A040M3PSC | 32400 | 17.1 | 8.2 | 33600 | 24600 | 73.21% | 1.9 | 0 | 11.5 |  |  |  |  | R-454B | 2.7 | Residential & Commercial | USHP | Ducted CEE Tier 1
216764996 | Central HP <5.4 tons | TRANE | HRCU-A-CB (Split System: Heat Pump with Remote Outdoor Unit-Air-Source) | 5TWX7036A1 |  |  | 5TXCB004AS3 | S8X2A040M3PTC | 32400 | 17.1 | 8.7 | 32600 | 24200 | 74.23% | 2.1 | 0 | 11.5 |  |  |  |  | R-454B | 2.7 | Residential & Commercial | USHP | Ducted CEE Tier 1
216765013 | Central HP <5.4 tons | TRANE | HRCU-A-CB (Split System: Heat Pump with Remote Outdoor Unit-Air-Source) | 5TWX7036A1 |  |  | 5TXCC005AS3 | S8X2C100M5PSC | 33000 | 17.1 | 8.7 | 32800 | 24400 | 74.39% | 2.1 | 0 | 11.5 |  |  |  |  | R-454B | 2.75 | Residential & Commercial | USHP | Ducted CEE Tier 1
216765048 | Central HP <5.4 tons | TRANE | HRCU-A-CB (Split System: Heat Pump with Remote Outdoor Unit-Air-Source) | 5TWX7048A1 |  |  | 5PX*D010AS3 | S8X2C080M5PTC | 43500 | 17 | 9 | 44000 | 32200 | 73.18% | 2.2 | 0 | 12 |  |  |  |  | R-454B | 3.625 | Residential & Commercial | USHP | Ducted CEE Tier 1
216765064 | Central HP <5.4 tons | TRANE | HRCU-A-CB (Split System: Heat Pump with Remote Outdoor Unit-Air-Source) | 5TWX7048A1 |  |  | 5TXCC009AS3 | S8X2C100M5PSC | 43500 | 17 | 9 | 44000 | 32200 | 73.18% | 2.1 | 0 | 12 |  |  |  |  | R-454B | 3.625 | Residential & Commercial | USHP | Ducted CEE Tier 1
215935285 | Central HP <5.4 tons | BRYANT HEATING AND COOLING SYSTEMS | HRCU-A-CB (Split System: Heat Pump with Remote Outdoor Unit-Air-Source) | 293VAN036**AA* |  |  | CVAMA6021XMA*+UI | 987MC60080C21*** | 35600 | 21.5 | 8.5 | 38000 | 28600 | 75.26% | 2.02 | 0 | 12 |  |  |  |  | R-454B | 2.9667 | Residential & Commercial | USHP | Ducted CEE Tier 1
216618911 | Central HP <5.4 tons | LENNOX | HRCU-A-CB (Split System: Heat Pump with Remote Outdoor Unit-Air-Source) | EL18KSLV-036-230A** |  |  | CBK45UHET-042-230-** | 0 | 35800 | 18 | 9 | 36000 | 30000 | 83.33% | 1.9 | 0 | 11.7 |  |  |  |  | R-454B | 2.9833 | Residential & Commercial | USHP | Ducted CEE Tier 1
211229649 | Central HP <5.4 tons | AIRQUEST | HRCU-A-CB (Split System: Heat Pump with Remote Outdoor Unit-Air-Source) | DLCURAH36ABK |  |  | EA*4X48L24A* | OMV154L20A | 36800 | 16 | 8.5 | 38500 | 34800 | 90.39% | 2.1 | 0 | 10 |  |  |  |  | R-410A | 3.0667 | Residential & Commercial | USHP | Ducted CEE Tier 1
216769588 | Central HP <5.4 tons | LENNOX | HRCU-A-CB (Split System: Heat Pump with Remote Outdoor Unit-Air-Source) | EL18KSLV-036-230A** |  |  | CK40HT-30B-**+TDR | SL297UH040NV36B* | 34400 | 17.6 | 8.5 | 35600 | 28400 | 79.78% | 1.85 | 0 | 11 |  |  |  |  | R-454B | 2.8667 | Residential & Commercial | USHP | Ducted CEE Tier 1
215935095 | Central HP <5.4 tons | BRYANT HEATING AND COOLING SYSTEMS | HRCU-A-CB (Split System: Heat Pump with Remote Outdoor Unit-Air-Source) | 293VAN036**AA* |  |  | CVAMA4921XMA*+UI | 987MC42080C17*** | 35400 | 21.5 | 8.5 | 38500 | 29000 | 75.32% | 2.02 | 0 | 12 |  |  |  |  | R-454B | 2.95 | Residential & Commercial | USHP | Ducted CEE Tier 1
213785042 | Central HP <5.4 tons | BRYANT HEATING AND COOLING SYSTEMS | HRCU-A-CB (Split System: Heat Pump with Remote Outdoor Unit-Air-Source) | 284ANV024*0**B* |  |  | CAP**2517AL*+UI | 986TD42060C17*** | 24000 | 19.5 | 10.5 | 26600 | 19900 | 74.81% | 2.5 | 0 | 13 |  |  |  |  | R-410A | 2 | Residential & Commercial | USHP | Ducted CEE Tier 1
216618941 | Central HP <5.4 tons | LENNOX | HRCU-A-C (Split System: Heat Pump with Remote Outdoor Unit with No Indoor Fan --Air Source) | EL18KSLV-036-230A** |  |  | CK40DT-30/36B-**+TDR | 0 | 33400 | 15.2 | 8.1 | 34000 | 29000 | 85.29% | 1.8 | 0 | 10 |  |  |  |  | R-454B | 2.7833 | Residential & Commercial | USHP | Ducted CEE Tier 1
215934819 | Central HP <5.4 tons | COMFORTMAKER | HRCU-A-CB (Split System: Heat Pump with Remote Outdoor Unit-Air-Source) | C5H3V36*K*AAA* |  |  | EVM5X44M21A*+WALLCON | *80CTL0701716B* | 35400 | 21.5 | 8.5 | 38500 | 29000 | 75.32% | 2.02 | 0 | 12 |  |  |  |  | R-454B | 2.95 | Residential & Commercial | USHP | Ducted CEE Tier 1
215935019 | Central HP <5.4 tons | COMFORTMAKER | HRCU-A-CB (Split System: Heat Pump with Remote Outdoor Unit-Air-Source) | C5H3V36*K*AAA* |  |  | EVM5X49M21A*+WALLCON | *80CTL0702120B* | 35600 | 21.5 | 8.5 | 38000 | 28600 | 75.26% | 2.02 | 0 | 12 |  |  |  |  | R-454B | 2.9667 | Residential & Commercial | USHP | Ducted CEE Tier 1
215940739 | Central HP <5.4 tons | COMFORTMAKER | HRCU-A-CB (Split System: Heat Pump with Remote Outdoor Unit-Air-Source) | C5H3V36*K*AAA* |  |  | EVD5X48M24A*+WALLCON | *97CTN0802120A* | 35000 | 21 | 8.5 | 38500 | 28400 | 73.77% | 2.04 | 0 | 12 |  |  |  |  | R-454B | 2.9167 | Residential & Commercial | USHP | Ducted CEE Tier 1
216769591 | Central HP <5.4 tons | LENNOX | HRCU-A-CB (Split System: Heat Pump with Remote Outdoor Unit-Air-Source) | EL18KSLV-036-230A** |  |  | CK40HT-30B-**+TDR | EL297UH070XV36B* | 34400 | 17.55 | 8.5 | 35600 | 28400 | 79.78% | 1.85 | 0 | 11 |  |  |  |  | R-454B | 2.8667 | Residential & Commercial | USHP | Ducted CEE Tier 1
216769593 | Central HP <5.4 tons | LENNOX | HRCU-A-CB (Split System: Heat Pump with Remote Outdoor Unit-Air-Source) | EL18KSLV-036-230A** |  |  | CK40HT-36B-**+TDR | SL297UH060NV36B* | 33800 | 17.35 | 8.5 | 35600 | 28400 | 79.78% | 1.85 | 0 | 11 |  |  |  |  | R-454B | 2.8167 | Residential & Commercial | USHP | Ducted CEE Tier 1
214569614 | Central HP <5.4 tons | CARRIER | HRCU-A-CB (Split System: Heat Pump with Remote Outdoor Unit-Air-Source) | 25VNA436A*031* |  |  | CAP**6124AL*+UI | 59MN7C060C21**20 | 34600 | 19 | 9 | 36000 | 25200 | 70% | 2 | 0 | 12 |  |  |  |  | R-410A | 2.8833 | Residential & Commercial | USHP | Ducted CEE Tier 1
214569632 | Central HP <5.4 tons | CARRIER | HRCU-A-CB (Split System: Heat Pump with Remote Outdoor Unit-Air-Source) | 25VNA436A*031* |  |  | CSPH*4212AL*+UI | 58TN*B070C21**20 | 34000 | 18.5 | 9 | 36600 | 26000 | 71.04% | 2.04 | 0 | 11.5 |  |  |  |  | R-410A | 2.8333 | Residential & Commercial | USHP | Ducted CEE Tier 1
214569682 | Central HP <5.4 tons | CARRIER | HRCU-A-CB (Split System: Heat Pump with Remote Outdoor Unit-Air-Source) | 25VNA436A*031* |  |  | CNPV*4821AL*+UI | 59TN6C080C21**20 | 34000 | 19.5 | 9 | 36600 | 26000 | 71.04% | 2.04 | 0 | 12.5 |  |  |  |  | R-410A | 2.8333 | Residential & Commercial | USHP | Ducted CEE Tier 1
216618916 | Central HP <5.4 tons | LENNOX | HRCU-A-CB (Split System: Heat Pump with Remote Outdoor Unit-Air-Source) | EL18KSLV-060-230A** |  |  | CBK45UHVT-042-230-** | 0 | 45500 | 17.6 | 9 | 48000 | 43000 | 89.58% | 1.8 | 0 | 11 |  |  |  |  | R-454B | 3.7917 | Residential & Commercial | USHP | Ducted CEE Tier 1
214569570 | Central HP <5.4 tons | CARRIER | HRCU-A-CB (Split System: Heat Pump with Remote Outdoor Unit-Air-Source) | 25VNA436A*031* |  |  | CAP**4821AL*+UI | 59TN6C080C21**20 | 33800 | 19.5 | 9.5 | 36400 | 25800 | 70.88% | 2.04 | 0 | 12 |  |  |  |  | R-410A | 2.8167 | Residential & Commercial | USHP | Ducted CEE Tier 1
214569584 | Central HP <5.4 tons | CARRIER | HRCU-A-CB (Split System: Heat Pump with Remote Outdoor Unit-Air-Source) | 25VNA436A*031* |  |  | CAP**6024AL*+UI | 58TN*B070C21**20 | 34200 | 19.5 | 9 | 35800 | 25200 | 70.39% | 2.02 | 0 | 12 |  |  |  |  | R-410A | 2.85 | Residential & Commercial | USHP | Ducted CEE Tier 1
214569620 | Central HP <5.4 tons | CARRIER | HRCU-A-CB (Split System: Heat Pump with Remote Outdoor Unit-Air-Source) | 25VNA436A*031* |  |  | CSPH*3612AL*+UI | 58TN*B070C21**20 | 33600 | 18 | 9 | 37000 | 26200 | 70.81% | 2.02 | 0 | 11.5 |  |  |  |  | R-410A | 2.8 | Residential & Commercial | USHP | Ducted CEE Tier 1
214239985 | Central HP <5.4 tons | HEIL | HRCU-A-CB (Split System: Heat Pump with Remote Outdoor Unit-Air-Source) | HVH837GKA** |  |  | EN(A,D)4X48L24**+WALLCON | *80CTL1352422B* | 32400 | 17 | 8.1 | 32600 | 24600 | 75.46% | 1.96 | 0 | 11.7 |  |  |  |  | R-410A | 2.7 | Residential & Commercial | USHP | Ducted CEE Tier 1
211230074 | Central HP <5.4 tons | AIRQUEST | HRCU-A-CB (Split System: Heat Pump with Remote Outdoor Unit-Air-Source) | DLCURAH36ABK |  |  | EN(A,D,W)4X48L21** | *80VTL0902120A* | 35800 | 16.5 | 8.1 | 38500 | 34800 | 90.39% | 2 | 0 | 10 |  |  |  |  | R-410A | 2.9833 | Residential & Commercial | USHP | Ducted CEE Tier 1
211230224 | Central HP <5.4 tons | AIRQUEST | HRCU-A-CB (Split System: Heat Pump with Remote Outdoor Unit-Air-Source) | DLCURAH36ABK |  |  | EN(A,D,W)4X48L21** | *96VSN0601714A* | 35600 | 15.5 | 8.1 | 38500 | 35000 | 90.91% | 2 | 0 | 10 |  |  |  |  | R-410A | 2.9667 | Residential & Commercial | USHP | Ducted CEE Tier 1
211230369 | Central HP <5.4 tons | AIRQUEST | HRCU-A-CB (Split System: Heat Pump with Remote Outdoor Unit-Air-Source) | DLCURAH36ABK |  |  | EN(A,D,W)4X48L21** | OMV098J12* | 35800 | 15.5 | 8.1 | 38500 | 35000 | 90.91% | 2 | 0 | 10 |  |  |  |  | R-410A | 2.9833 | Residential & Commercial | USHP | Ducted CEE Tier 1
214609720 | Central HP <5.4 tons | AMERICAN STANDARD | HRCU-A-CB (Split System: Heat Pump with Remote Outdoor Unit-Air-Source) | 4A6V0X48A1 | ADP |  | H,TG74960 | S9V2C080U5PSB+RP | 46500 | 19 | 8.5 | 40000 | 28000 | 70% | 1.8 | 0 | 11.7 |  |  |  |  | R-410A | 3.875 | Residential & Commercial | USHP | Ducted CEE Tier 1
213785078 | Central HP <5.4 tons | BRYANT HEATING AND COOLING SYSTEMS | HRCU-A-CB (Split System: Heat Pump with Remote Outdoor Unit-Air-Source) | 284ANV024*0**B* |  |  | CAP**3617AL*+UI | 987MC42080C17*** | 23200 | 19.5 | 10 | 26800 | 20000 | 74.63% | 2.38 | 0 | 12.5 |  |  |  |  | R-410A | 1.9333 | Residential & Commercial | USHP | Ducted CEE Tier 1
213785110 | Central HP <5.4 tons | BRYANT HEATING AND COOLING SYSTEMS | HRCU-A-CB (Split System: Heat Pump with Remote Outdoor Unit-Air-Source) | 284ANV024*0**B* |  |  | CAP**3721AL*+UI | 88*TB48070C17*** | 23800 | 20 | 10.5 | 26400 | 19800 | 75% | 2.52 | 0 | 13 |  |  |  |  | R-410A | 1.9833 | Residential & Commercial | USHP | Ducted CEE Tier 1
213785126 | Central HP <5.4 tons | BRYANT HEATING AND COOLING SYSTEMS | HRCU-A-CB (Split System: Heat Pump with Remote Outdoor Unit-Air-Source) | 284ANV024*0**B* |  |  | CAP**3721AL*+UI | 986TD42080C17*** | 24000 | 20 | 10.5 | 26400 | 19800 | 75% | 2.52 | 0 | 13 |  |  |  |  | R-410A | 2 | Residential & Commercial | USHP | Ducted CEE Tier 1
213785142 | Central HP <5.4 tons | BRYANT HEATING AND COOLING SYSTEMS | HRCU-A-CB (Split System: Heat Pump with Remote Outdoor Unit-Air-Source) | 284ANV024*0**B* |  |  | CAP**4221AL*+UI | 987MC42080C17*** | 23400 | 20 | 10 | 26600 | 19900 | 74.81% | 2.44 | 0 | 12.5 |  |  |  |  | R-410A | 1.95 | Residential & Commercial | USHP | Ducted CEE Tier 1
213785178 | Central HP <5.4 tons | BRYANT HEATING AND COOLING SYSTEMS | HRCU-A-CB (Split System: Heat Pump with Remote Outdoor Unit-Air-Source) | 284ANV024*0**B* |  |  | CAP**4321AL*+UI | 987MC66100C21*** | 24200 | 20 | 10.5 | 26400 | 19700 | 74.62% | 2.54 | 0 | 13 |  |  |  |  | R-410A | 2.0167 | Residential & Commercial | USHP | Ducted CEE Tier 1
213785210 | Central HP <5.4 tons | BRYANT HEATING AND COOLING SYSTEMS | HRCU-A-CB (Split System: Heat Pump with Remote Outdoor Unit-Air-Source) | 284ANV024*0**B* |  |  | CSPH*3012AL*+UI | 986TD42080C17*** | 23400 | 19 | 9 | 27000 | 20000 | 74.07% | 2.42 | 0 | 12.5 |  |  |  |  | R-410A | 1.95 | Residential & Commercial | USHP | Ducted CEE Tier 1
216743605 | Central HP <5.4 tons | GE Appliances | HRCU-A-CB (Split System: Heat Pump with Remote Outdoor Unit-Air-Source) | NS18H60HA5*** |  |  | NCDC42BT5****+TDR | NF97D070V4B*** | 43500 | 16 | 9 | 48000 | 40000 | 83.33% | 1.85 | 0 | 10 |  |  |  |  | R-454B | 3.625 | Residential & Commercial | USHP | Ducted CEE Tier 1
216618929 | Central HP <5.4 tons | LENNOX | HRCU-A-C (Split System: Heat Pump with Remote Outdoor Unit with No Indoor Fan --Air Source) | EL18KSLV-024-230A** |  |  | CK40HT-30A-**+TDR | 0 | 24000 | 16 | 9 | 24000 | 22600 | 94.17% | 1.8 | 0 | 11.7 |  |  |  |  | R-454B | 2 | Residential & Commercial | USHP | Ducted CEE Tier 1
216769582 | Central HP <5.4 tons | LENNOX | HRCU-A-CB (Split System: Heat Pump with Remote Outdoor Unit-Air-Source) | EL18KSLV-036-230A** |  |  | CK40[C,U]T-30B-**+TDR | EL297UH045XV36B* | 33800 | 17 | 8.5 | 35600 | 28600 | 80.34% | 1.8 | 0 | 11 |  |  |  |  | R-454B | 2.8167 | Residential & Commercial | USHP | Ducted CEE Tier 1
216769598 | Central HP <5.4 tons | LENNOX | HRCU-A-CB (Split System: Heat Pump with Remote Outdoor Unit-Air-Source) | EL18KSLV-036-230A** |  |  | CK40DT-30/36B-**+TDR | EL297DF070XV48B* | 34000 | 16.5 | 8.5 | 35800 | 28600 | 79.89% | 1.85 | 0 | 10 |  |  |  |  | R-454B | 2.8333 | Residential & Commercial | USHP | Ducted CEE Tier 1
215931909 | Central HP <5.4 tons | COMFORTMAKER | HRCU-A-CB (Split System: Heat Pump with Remote Outdoor Unit-Air-Source) | C5H3V60*K*AAA* |  |  | ESH5X60M12A*+WALLCON | *96CTN1002122B* | 56500 | 18 | 8.1 | 61000 | 46000 | 75.41% | 1.95 | 0 | 11 |  |  |  |  | R-454B | 4.7083 | Residential & Commercial | USHP | Ducted CEE Tier 1
214575783 | Central HP <5.4 tons | CARRIER | HRCU-A-CB (Split System: Heat Pump with Remote Outdoor Unit-Air-Source) | 25VNA436A*031* |  |  | CAP**4221AL*+UI | 59MN7C060C21**20 | 33000 | 18.5 | 9.5 | 38000 | 26800 | 70.53% | 1.98 | 0 | 11.5 |  |  |  |  | R-410A | 2.75 | Residential & Commercial | USHP | Ducted CEE Tier 1
214575785 | Central HP <5.4 tons | CARRIER | HRCU-A-CB (Split System: Heat Pump with Remote Outdoor Unit-Air-Source) | 25VNA436A*031* |  |  | CAP**4224AL*+UI | 59MN7C060C21**20 | 33000 | 18.5 | 9.5 | 38000 | 26600 | 70% | 1.98 | 0 | 11.5 |  |  |  |  | R-410A | 2.75 | Residential & Commercial | USHP | Ducted CEE Tier 1
215934139 | Central HP <5.4 tons | COMFORTMAKER | HRCU-A-CB (Split System: Heat Pump with Remote Outdoor Unit-Air-Source) | C5H3V48*K*AAA* |  |  | EA*5X61M21A*+WALLCON | *80CSU1002120A* | 45000 | 21 | 9.5 | 48500 | 37000 | 76.29% | 2 | 0 | 11 |  |  |  |  | R-454B | 3.75 | Residential & Commercial | USHP | Ducted CEE Tier 1
214569578 | Central HP <5.4 tons | CARRIER | HRCU-A-CB (Split System: Heat Pump with Remote Outdoor Unit-Air-Source) | 25VNA436A*031* |  |  | CAP**4824AL*+UI | 59MN7C060C21**20 | 33600 | 19 | 9.5 | 36600 | 25800 | 70.49% | 2.02 | 0 | 11.5 |  |  |  |  | R-410A | 2.8 | Residential & Commercial | USHP | Ducted CEE Tier 1
216769590 | Central HP <5.4 tons | LENNOX | HRCU-A-CB (Split System: Heat Pump with Remote Outdoor Unit-Air-Source) | EL18KSLV-036-230A** |  |  | CK40HT-30B-**+TDR | EL297UH045XV36B* | 34400 | 17.3 | 8.5 | 35600 | 28400 | 79.78% | 1.85 | 0 | 11 |  |  |  |  | R-454B | 2.8667 | Residential & Commercial | USHP | Ducted CEE Tier 1
216769595 | Central HP <5.4 tons | LENNOX | HRCU-A-CB (Split System: Heat Pump with Remote Outdoor Unit-Air-Source) | EL18KSLV-036-230A** |  |  | CK40HT-36B-**+TDR | EL297UH070XV36B* | 34000 | 17.5 | 8.5 | 35600 | 28400 | 79.78% | 1.85 | 0 | 11 |  |  |  |  | R-454B | 2.8333 | Residential & Commercial | USHP | Ducted CEE Tier 1
211230619 | Central HP <5.4 tons | AIRQUEST | HRCU-A-CB (Split System: Heat Pump with Remote Outdoor Unit-Air-Source) | DLCURAH36ABK |  |  | EN(A,D)4X48L24** | *92ESN1002122A* | 37600 | 15.5 | 8.5 | 39500 | 35000 | 88.61% | 2.08 | 0 | 10.5 |  |  |  |  | R-410A | 3.1333 | Residential & Commercial | USHP | Ducted CEE Tier 1
211230701 | Central HP <5.4 tons | AIRQUEST | HRCU-A-CB (Split System: Heat Pump with Remote Outdoor Unit-Air-Source) | DLCURAH36ABK |  |  | EN(A,D)4X48L24** | *96VSN1002120A* | 36200 | 16 | 8.1 | 38500 | 34800 | 90.39% | 2.02 | 0 | 10 |  |  |  |  | R-410A | 3.0167 | Residential & Commercial | USHP | Ducted CEE Tier 1
214569636 | Central HP <5.4 tons | CARRIER | HRCU-A-CB (Split System: Heat Pump with Remote Outdoor Unit-Air-Source) | 25VNA436A*031* |  |  | CSPH*4212AL*+UI | 59CU5B100C21**22 | 34000 | 18.5 | 9 | 36600 | 26000 | 71.04% | 2.04 | 0 | 12 |  |  |  |  | R-410A | 2.8333 | Residential & Commercial | USHP | Ducted CEE Tier 1
214575777 | Central HP <5.4 tons | CARRIER | HRCU-A-CB (Split System: Heat Pump with Remote Outdoor Unit-Air-Source) | 25VNA436A*031* |  |  | CAP**3621AL*+UI | 59MN7C060C21**20 | 32600 | 18.5 | 9.5 | 38500 | 27000 | 70.13% | 1.94 | 0 | 11.5 |  |  |  |  | R-410A | 2.7167 | Residential & Commercial | USHP | Ducted CEE Tier 1
214569696 | Central HP <5.4 tons | CARRIER | HRCU-A-CB (Split System: Heat Pump with Remote Outdoor Unit-Air-Source) | 25VNA436A*031* |  |  | CNPV*6024AL*+UI | 58TN*B070C21**20 | 34200 | 20 | 9 | 36200 | 25600 | 70.72% | 2.02 | 0 | 12.5 |  |  |  |  | R-410A | 2.85 | Residential & Commercial | USHP | Ducted CEE Tier 1
215434366 | Central HP <5.4 tons | DAIKIN | HRCU-A-CB (Split System: Heat Pump with Remote Outdoor Unit-Air-Source) | DH7VSA4810A* |  |  | CHPEA4830*3A* | D*96TC0804CNA* | 45500 | 16.2 | 8.5 | 46000 | 33600 | 73.04% | 2 | 0 | 10 |  |  |  |  | R-32 | 3.7917 | Residential & Commercial | USHP | Ducted CEE Tier 1
215434385 | Central HP <5.4 tons | DAIKIN | HRCU-A-CB (Split System: Heat Pump with Remote Outdoor Unit-Air-Source) | DH7VSA4810A* |  |  | CHPEA6030*3A* | D*96TC1205DNA* | 45500 | 16.5 | 8.5 | 46500 | 33600 | 72.26% | 2 | 0 | 10 |  |  |  |  | R-32 | 3.7917 | Residential & Commercial | USHP | Ducted CEE Tier 1
215853282 | Central HP <5.4 tons | YORK | HRCU-A-CB (Split System: Heat Pump with Remote Outdoor Unit-Air-Source) | HH836E2S11 |  |  | CTM36C5CDS1 | Y91E080C20SMPS1 | 34200 | 18 | 8.5 | 32200 | 26400 | 81.99% | 2 | 0 | 11 |  |  |  |  | R-454B | 2.85 | Residential & Commercial | USHP | Ducted CEE Tier 1
215434351 | Central HP <5.4 tons | DAIKIN | HRCU-A-CB (Split System: Heat Pump with Remote Outdoor Unit-Air-Source) | DH7VSA4810A* |  |  | CA*EA6030*3A* | D*80TC1005C*A* | 45500 | 16.5 | 8.8 | 47000 | 33600 | 71.49% | 2 | 0 | 10 |  |  |  |  | R-32 | 3.7917 | Residential & Commercial | USHP | Ducted CEE Tier 1
214569604 | Central HP <5.4 tons | CARRIER | HRCU-A-CB (Split System: Heat Pump with Remote Outdoor Unit-Air-Source) | 25VNA436A*031* |  |  | CAP**6121AL*+UI | 59MN7C080C21**20 | 34800 | 19.5 | 9 | 35800 | 25200 | 70.39% | 2.02 | 0 | 12 |  |  |  |  | R-410A | 2.9 | Residential & Commercial | USHP | Ducted CEE Tier 1
214569672 | Central HP <5.4 tons | CARRIER | HRCU-A-CB (Split System: Heat Pump with Remote Outdoor Unit-Air-Source) | 25VNA436A*031* |  |  | CNPV*4821AL*+UI | 58TN*B070C21**20 | 33800 | 19.5 | 9 | 36800 | 26000 | 70.65% | 2.04 | 0 | 12.5 |  |  |  |  | R-410A | 2.8167 | Residential & Commercial | USHP | Ducted CEE Tier 1
214569674 | Central HP <5.4 tons | CARRIER | HRCU-A-CB (Split System: Heat Pump with Remote Outdoor Unit-Air-Source) | 25VNA436A*031* |  |  | CNPV*4821AL*+UI | 59CU5B080C21**20 | 33800 | 19 | 9 | 36800 | 26000 | 70.65% | 2.04 | 0 | 12.5 |  |  |  |  | R-410A | 2.8167 | Residential & Commercial | USHP | Ducted CEE Tier 1
213782147 | Central HP <5.4 tons | HEIL | HRCU-A-CB (Split System: Heat Pump with Remote Outdoor Unit-Air-Source) | HVH837GKA2* |  |  | EHD4X48AAL+WALLCON | *97CMN1002122B* | 32600 | 16.5 | 8.1 | 33000 | 24800 | 75.15% | 1.96 | 0 | 11 |  |  |  |  | R-410A | 2.7167 | Residential & Commercial | USHP | Ducted CEE Tier 1
216618923 | Central HP <5.4 tons | LENNOX | HRCU-A-C (Split System: Heat Pump with Remote Outdoor Unit with No Indoor Fan --Air Source) | EL18KSLV-024-230A** |  |  | CK40[C,U]T-30B-**+TDR | 0 | 24000 | 15.2 | 8.5 | 24000 | 21400 | 89.17% | 1.75 | 0 | 11.7 |  |  |  |  | R-454B | 2 | Residential & Commercial | USHP | Ducted CEE Tier 1
216618954 | Central HP <5.4 tons | LENNOX | HRCU-A-C (Split System: Heat Pump with Remote Outdoor Unit with No Indoor Fan --Air Source) | EL18KSLV-060-230A** |  |  | CK40DT-50/60C-**+TDR | 0 | 51000 | 15.2 | 8.5 | 54000 | 41500 | 76.85% | 1.95 | 0 | 10 |  |  |  |  | R-454B | 4.25 | Residential & Commercial | USHP | Ducted CEE Tier 1
213781457 | Central HP <5.4 tons | HEIL | HRCU-A-CB (Split System: Heat Pump with Remote Outdoor Unit-Air-Source) | HVH837GKA2* |  |  | EA*4X48L24A*+WALLCON | *96CTN1202422B* | 32400 | 17 | 8.5 | 32400 | 24800 | 76.54% | 1.98 | 0 | 11 |  |  |  |  | R-410A | 2.7 | Residential & Commercial | USHP | Ducted CEE Tier 1
213781707 | Central HP <5.4 tons | HEIL | HRCU-A-CB (Split System: Heat Pump with Remote Outdoor Unit-Air-Source) | HVH837GKA2* |  |  | EA*4X61L24A*+WALLCON | *96CTN1002122B* | 33200 | 17.5 | 8.5 | 32000 | 24800 | 77.5% | 2 | 0 | 11.7 |  |  |  |  | R-410A | 2.7667 | Residential & Commercial | USHP | Ducted CEE Tier 1
214569678 | Central HP <5.4 tons | CARRIER | HRCU-A-CB (Split System: Heat Pump with Remote Outdoor Unit-Air-Source) | 25VNA436A*031* |  |  | CNPV*4821AL*+UI | 59MN7C060C21**20 | 33600 | 19 | 9 | 36800 | 26200 | 71.2% | 2.02 | 0 | 12 |  |  |  |  | R-410A | 2.8 | Residential & Commercial | USHP | Ducted CEE Tier 1
215434371 | Central HP <5.4 tons | DAIKIN | HRCU-A-CB (Split System: Heat Pump with Remote Outdoor Unit-Air-Source) | DH7VSA4810A* |  |  | CHPEA4830*3A* | D*96TC1005DNA* | 45500 | 16.5 | 8.5 | 46000 | 33600 | 73.04% | 2 | 0 | 10 |  |  |  |  | R-32 | 3.7917 | Residential & Commercial | USHP | Ducted CEE Tier 1
210596795 | Central HP <5.4 tons | DAY & NIGHT | HRCU-A-CB (Split System: Heat Pump with Remote Outdoor Unit-Air-Source) | CVH825GKA2* |  |  | EA*4X43L21A*+WALLCON | *97CMN0601714A* | 24200 | 16.5 | 8.1 | 21200 | 16800 | 79.25% | 2 | 0 | 11 |  |  |  |  | R-410A | 2.0167 | Residential & Commercial | USHP | Ducted CEE Tier 1
210596942 | Central HP <5.4 tons | DAY & NIGHT | HRCU-A-CB (Split System: Heat Pump with Remote Outdoor Unit-Air-Source) | CVH825GKA2* |  |  | EHD4X48AAL+WALLCON | *80CSU0401712A* | 24200 | 16.5 | 8.1 | 21200 | 16600 | 78.3% | 2.02 | 0 | 11 |  |  |  |  | R-410A | 2.0167 | Residential & Commercial | USHP | Ducted CEE Tier 1
210596945 | Central HP <5.4 tons | DAY & NIGHT | HRCU-A-CB (Split System: Heat Pump with Remote Outdoor Unit-Air-Source) | CVH825GKA2* |  |  | EHD4X48AAL+WALLCON | *80CSU0601716A* | 24200 | 16.5 | 8.1 | 21200 | 16600 | 78.3% | 2.02 | 0 | 11 |  |  |  |  | R-410A | 2.0167 | Residential & Commercial | USHP | Ducted CEE Tier 1
210597077 | Central HP <5.4 tons | DAY & NIGHT | HRCU-A-CB (Split System: Heat Pump with Remote Outdoor Unit-Air-Source) | CVH825GKA2* |  |  | EN(A,D,W)4X48L21**+WALLCON | *80CSU0401712A* | 24200 | 17.5 | 8.1 | 21200 | 16600 | 78.3% | 2.02 | 0 | 11.5 |  |  |  |  | R-410A | 2.0167 | Residential & Commercial | USHP | Ducted CEE Tier 1
210597110 | Central HP <5.4 tons | DAY & NIGHT | HRCU-A-CB (Split System: Heat Pump with Remote Outdoor Unit-Air-Source) | CVH825GKA2* |  |  | EN(A,D,W)4X48L21**+WALLCON | *96CTN1002122A* | 24200 | 17 | 8.1 | 21400 | 16600 | 77.57% | 2.02 | 0 | 11.5 |  |  |  |  | R-410A | 2.0167 | Residential & Commercial | USHP | Ducted CEE Tier 1
213785140 | Central HP <5.4 tons | BRYANT HEATING AND COOLING SYSTEMS | HRCU-A-CB (Split System: Heat Pump with Remote Outdoor Unit-Air-Source) | 284ANV024*0**B* |  |  | CAP**4221AL*+UI | 987MC42060C17*** | 23200 | 19.5 | 10 | 26800 | 19900 | 74.25% | 2.42 | 0 | 12.5 |  |  |  |  | R-410A | 1.9333 | Residential & Commercial | USHP | Ducted CEE Tier 1
211245646 | Central HP <5.4 tons | AIRQUEST | HRCU-A-CB (Split System: Heat Pump with Remote Outdoor Unit-Air-Source) | DLCURAH24ABK |  |  | EN(A,D)4X36L21** | *80ES(N,L)1102120A* | 24800 | 16 | 8.5 | 26800 | 22200 | 82.84% | 1.82 | 0 | 10.5 |  |  |  |  | R-410A | 2.0667 | Residential & Commercial | USHP | Ducted CEE Tier 1
213785174 | Central HP <5.4 tons | BRYANT HEATING AND COOLING SYSTEMS | HRCU-A-CB (Split System: Heat Pump with Remote Outdoor Unit-Air-Source) | 284ANV024*0**B* |  |  | CAP**4321AL*+UI | 987MC42060C17*** | 24000 | 19.5 | 10.5 | 26400 | 19900 | 75.38% | 2.5 | 0 | 13 |  |  |  |  | R-410A | 2 | Residential & Commercial | USHP | Ducted CEE Tier 1
216618914 | Central HP <5.4 tons | LENNOX | HRCU-A-CB (Split System: Heat Pump with Remote Outdoor Unit-Air-Source) | EL18KSLV-036-230A** |  |  | CBK48MVT-042-230-** | 0 | 36000 | 19 | 9.4 | 36000 | 29400 | 81.67% | 1.95 | 0 | 11.7 |  |  |  |  | R-454B | 3 | Residential & Commercial | USHP | Ducted CEE Tier 1
216618913 | Central HP <5.4 tons | LENNOX | HRCU-A-CB (Split System: Heat Pump with Remote Outdoor Unit-Air-Source) | EL18KSLV-036-230A** |  |  | CBK48MVT-036-230-** | 0 | 35000 | 18.5 | 9.4 | 36000 | 29400 | 81.67% | 1.9 | 0 | 11 |  |  |  |  | R-454B | 2.9167 | Residential & Commercial | USHP | Ducted CEE Tier 1
213781087 | Central HP <5.4 tons | HEIL | HRCU-A-CB (Split System: Heat Pump with Remote Outdoor Unit-Air-Source) | HVH837GKA2* |  |  | EA*4X42L24A*+WALLCON | *80CTL0902120B* | 31800 | 17 | 8.1 | 32800 | 24200 | 73.78% | 1.88 | 0 | 11 |  |  |  |  | R-410A | 2.65 | Residential & Commercial | USHP | Ducted CEE Tier 1
214441906 | Central HP <5.4 tons | BRYANT HEATING AND COOLING SYSTEMS | HRCU-A-CB (Split System: Heat Pump with Remote Outdoor Unit-Air-Source) | 284ANV024*0**B* | ADP |  | V,C36H***P219 | 88*TB36070C14*** | 23400 | 20 | 10.5 | 25000 | 19500 | 78% | 2.42 | 0 | 13 |  |  |  |  | R-410A | 1.95 | Residential & Commercial | USHP | Ducted CEE Tier 1
214575791 | Central HP <5.4 tons | CARRIER | HRCU-A-CB (Split System: Heat Pump with Remote Outdoor Unit-Air-Source) | 25VNA436A*031* |  |  | CNPV*3621AL*+UI | 59CU5B100C21**22 | 32800 | 18.5 | 9 | 38500 | 27000 | 70.13% | 1.94 | 0 | 12 |  |  |  |  | R-410A | 2.7333 | Residential & Commercial | USHP | Ducted CEE Tier 1
214575805 | Central HP <5.4 tons | CARRIER | HRCU-A-CB (Split System: Heat Pump with Remote Outdoor Unit-Air-Source) | 25VNA436A*031* |  |  | CNPV*4221AL*+UI | 59MN7C080C21**20 | 33200 | 18.5 | 9 | 38000 | 26600 | 70% | 1.98 | 0 | 12 |  |  |  |  | R-410A | 2.7667 | Residential & Commercial | USHP | Ducted CEE Tier 1
216020999 | Central HP <5.4 tons | GE Appliances | HRCU-A-C (Split System: Heat Pump with Remote Outdoor Unit with No Indoor Fan --Air Source) | NS18H36HA5*** |  |  | NCUC36BT5****+TDR | 0 | 34000 | 15.2 | 8.5 | 34000 | 28800 | 84.71% | 1.75 | 0 | 10.6 |  |  |  |  | R-454B | 2.8333 | Residential & Commercial | USHP | Ducted CEE Tier 1
216618903 | Central HP <5.4 tons | LENNOX | HRCU-A-CB (Split System: Heat Pump with Remote Outdoor Unit-Air-Source) | EL18KSLV-024-230A** |  |  | CBK45UHET-024-230-** | 0 | 23600 | 17.5 | 9.5 | 24000 | 23000 | 95.83% | 1.8 | 0 | 12 |  |  |  |  | R-454B | 1.9667 | Residential & Commercial | USHP | Ducted CEE Tier 1
216759803 | Central HP <5.4 tons | GE Appliances | HRCU-A-CB (Split System: Heat Pump with Remote Outdoor Unit-Air-Source) | NS18H60HA5*** |  |  | NCHC51CT5****+TDR | NF97U090V5C*** | 53000 | 16.05 | 8.5 | 55000 | 40500 | 73.64% | 1.85 | 0 | 10 |  |  |  |  | R-454B | 4.4167 | Residential & Commercial | USHP | Ducted CEE Tier 1
216618942 | Central HP <5.4 tons | LENNOX | HRCU-A-C (Split System: Heat Pump with Remote Outdoor Unit with No Indoor Fan --Air Source) | EL18KSLV-036-230A** |  |  | CK40DT-42B-**+TDR | 0 | 34000 | 15.2 | 8.1 | 34000 | 29000 | 85.29% | 1.9 | 0 | 11 |  |  |  |  | R-454B | 2.8333 | Residential & Commercial | USHP | Ducted CEE Tier 1
214626023 | Central HP <5.4 tons | LENNOX | HRCU-A-CB (Split System: Heat Pump with Remote Outdoor Unit-Air-Source) | SL25XPV-024-230A** |  |  | CK40HT-42B-0*+TDR | EL297UH070XV36B* | 22800 | 23.2 | 9.5 | 21200 | 20000 | 94.34% | 1.96 | 0 | 14.5 |  |  |  |  | R-410A | 1.9 | Residential & Commercial | USHP | Ducted CEE Tier 1
216618909 | Central HP <5.4 tons | LENNOX | HRCU-A-CB (Split System: Heat Pump with Remote Outdoor Unit-Air-Source) | EL18KSLV-036-230A** |  |  | CBK45UHET-036-230-** | 0 | 36000 | 18.5 | 9 | 36000 | 30000 | 83.33% | 1.9 | 0 | 11.7 |  |  |  |  | R-454B | 3 | Residential & Commercial | USHP | Ducted CEE Tier 1
213782117 | Central HP <5.4 tons | HEIL | HRCU-A-CB (Split System: Heat Pump with Remote Outdoor Unit-Air-Source) | HVH837GKA2* |  |  | EHD4X48AAL+WALLCON | *95CSU0601716B* | 32400 | 16 | 8.1 | 33000 | 25000 | 75.76% | 1.94 | 0 | 11 |  |  |  |  | R-410A | 2.7 | Residential & Commercial | USHP | Ducted CEE Tier 1
213782137 | Central HP <5.4 tons | HEIL | HRCU-A-CB (Split System: Heat Pump with Remote Outdoor Unit-Air-Source) | HVH837GKA2* |  |  | EHD4X48AAL+WALLCON | *97CMN0801714B* | 32400 | 16.5 | 8.1 | 33000 | 25000 | 75.76% | 1.94 | 0 | 11 |  |  |  |  | R-410A | 2.7 | Residential & Commercial | USHP | Ducted CEE Tier 1
215931809 | Central HP <5.4 tons | COMFORTMAKER | HRCU-A-CB (Split System: Heat Pump with Remote Outdoor Unit-Air-Source) | C5H3V60*K*AAA* |  |  | ESH5X60M12A*+WALLCON | *80CSU1002120A* | 56000 | 18 | 8.1 | 61000 | 46000 | 75.41% | 1.95 | 0 | 11 |  |  |  |  | R-454B | 4.6667 | Residential & Commercial | USHP | Ducted CEE Tier 1
216743561 | Central HP <5.4 tons | GE Appliances | HRCU-A-CB (Split System: Heat Pump with Remote Outdoor Unit-Air-Source) | NS18H24HA5*** |  |  | NCUC36BT5****+TDR | NF97X060V3B*** | 24000 | 17.35 | 9 | 24000 | 20600 | 85.83% | 1.85 | 0 | 12 |  |  |  |  | R-454B | 2 | Residential & Commercial | USHP | Ducted CEE Tier 1
216743593 | Central HP <5.4 tons | GE Appliances | HRCU-A-CB (Split System: Heat Pump with Remote Outdoor Unit-Air-Source) | NS18H60HA5*** |  |  | NCUC48CT5****+TDR | NF97U110V5C*** | 44000 | 16.75 | 8.5 | 47500 | 39500 | 83.16% | 1.8 | 0 | 10 |  |  |  |  | R-454B | 3.6667 | Residential & Commercial | USHP | Ducted CEE Tier 1
216743611 | Central HP <5.4 tons | GE Appliances | HRCU-A-CB (Split System: Heat Pump with Remote Outdoor Unit-Air-Source) | NS18H60HA5*** |  |  | NCUC60DT5****+TDR | NF97U135V5D*** | 54000 | 16.65 | 8.5 | 54500 | 40500 | 74.31% | 1.85 | 0 | 10 |  |  |  |  | R-454B | 4.5 | Residential & Commercial | USHP | Ducted CEE Tier 1
214660192 | Central HP <5.4 tons | ECOER | HRCU-A-CB (Split System: Heat Pump with Remote Outdoor Unit-Air-Source) | EODA18H-2436BAA | ECOER |  | EBCT2430BAA | MGH96M080B3A | 22800 | 18 | 8.8 | 24000 | 19200 | 80% | 2.1 | 0 | 12.5 |  |  |  |  | R-410A | 1.9 | Residential & Commercial | USHP | Ducted CEE Tier 1
214626030 | Central HP <5.4 tons | LENNOX | HRCU-A-CB (Split System: Heat Pump with Remote Outdoor Unit-Air-Source) | SL25XPV-024-230A** |  |  | CK40HT-42B-0*+TDR | SL297UH060NV36B* | 22800 | 22.6 | 9.5 | 21200 | 20000 | 94.34% | 1.96 | 0 | 14.5 |  |  |  |  | R-410A | 1.9 | Residential & Commercial | USHP | Ducted CEE Tier 1
214626032 | Central HP <5.4 tons | LENNOX | HRCU-A-CB (Split System: Heat Pump with Remote Outdoor Unit-Air-Source) | SL25XPV-024-230A** |  |  | CK40HT-42C-0*+TDR | EL296UH090XV36C* | 22200 | 22.4 | 9.3 | 21400 | 20200 | 94.39% | 1.9 | 0 | 14.5 |  |  |  |  | R-410A | 1.85 | Residential & Commercial | USHP | Ducted CEE Tier 1
214626039 | Central HP <5.4 tons | LENNOX | HRCU-A-CB (Split System: Heat Pump with Remote Outdoor Unit-Air-Source) | SL25XPV-024-230A** |  |  | CK40HT-42C-0*+TDR | SL297UH080NV48C* | 22200 | 21.4 | 9.3 | 21400 | 20200 | 94.39% | 1.9 | 0 | 14.4 |  |  |  |  | R-410A | 1.85 | Residential & Commercial | USHP | Ducted CEE Tier 1
215933189 | Central HP <5.4 tons | COMFORTMAKER | HRCU-A-CB (Split System: Heat Pump with Remote Outdoor Unit-Air-Source) | C5H3V36*K*AAA* |  |  | ESH5X36M12A*+WALLCON | *97CMN0801714B* | 33000 | 18.5 | 9 | 35600 | 27200 | 76.4% | 1.92 | 0 | 10.5 |  |  |  |  | R-454B | 2.75 | Residential & Commercial | USHP | Ducted CEE Tier 1
215933339 | Central HP <5.4 tons | COMFORTMAKER | HRCU-A-CB (Split System: Heat Pump with Remote Outdoor Unit-Air-Source) | C5H3V36*K*AAA* |  |  | ESH5X42M12A*+WALLCON | *80CTL0901716B* | 33600 | 19 | 9 | 34800 | 26600 | 76.44% | 1.92 | 0 | 11 |  |  |  |  | R-454B | 2.8 | Residential & Commercial | USHP | Ducted CEE Tier 1
213781137 | Central HP <5.4 tons | HEIL | HRCU-A-CB (Split System: Heat Pump with Remote Outdoor Unit-Air-Source) | HVH837GKA2* |  |  | EA*4X42L24A*+WALLCON | *96CTN1002122B* | 31800 | 17 | 8.1 | 33000 | 24200 | 73.33% | 1.88 | 0 | 11 |  |  |  |  | R-410A | 2.65 | Residential & Commercial | USHP | Ducted CEE Tier 1
213781287 | Central HP <5.4 tons | HEIL | HRCU-A-CB (Split System: Heat Pump with Remote Outdoor Unit-Air-Source) | HVH837GKA2* |  |  | EA*4X48L21A*+WALLCON | *80CTL0701716B* | 32200 | 17 | 8.1 | 32600 | 25000 | 76.69% | 1.96 | 0 | 11 |  |  |  |  | R-410A | 2.6833 | Residential & Commercial | USHP | Ducted CEE Tier 1
213781437 | Central HP <5.4 tons | HEIL | HRCU-A-CB (Split System: Heat Pump with Remote Outdoor Unit-Air-Source) | HVH837GKA2* |  |  | EA*4X48L24A*+WALLCON | *97CMN1202422B* | 32200 | 17 | 8.1 | 32600 | 24800 | 76.07% | 1.98 | 0 | 11 |  |  |  |  | R-410A | 2.6833 | Residential & Commercial | USHP | Ducted CEE Tier 1
213781487 | Central HP <5.4 tons | HEIL | HRCU-A-CB (Split System: Heat Pump with Remote Outdoor Unit-Air-Source) | HVH837GKA2* |  |  | EA*4X60L24A*+WALLCON | *80CTL1352422B* | 32800 | 17.5 | 8.1 | 31800 | 24600 | 77.36% | 1.98 | 0 | 11.5 |  |  |  |  | R-410A | 2.7333 | Residential & Commercial | USHP | Ducted CEE Tier 1
211241394 | Central HP <5.4 tons | AIRQUEST | HRCU-A-CB (Split System: Heat Pump with Remote Outdoor Unit-Air-Source) | DLCURAH24ABK |  |  | EA*4X30L17A* | *96VSN0601714A* | 23400 | 16.5 | 8.5 | 25800 | 24200 | 93.8% | 2.02 | 0 | 10 |  |  |  |  | R-410A | 1.95 | Residential & Commercial | USHP | Ducted CEE Tier 1
211241662 | Central HP <5.4 tons | AIRQUEST | HRCU-A-CB (Split System: Heat Pump with Remote Outdoor Unit-Air-Source) | DLCURAH24ABK |  |  | EA*4X30L17A* | *80ES(N,L)0701712A* | 24400 | 16.5 | 8.5 | 26400 | 22800 | 86.36% | 1.88 | 0 | 10 |  |  |  |  | R-410A | 2.0333 | Residential & Commercial | USHP | Ducted CEE Tier 1
215434365 | Central HP <5.4 tons | DAIKIN | HRCU-A-CB (Split System: Heat Pump with Remote Outdoor Unit-Air-Source) | DH7VSA4810A* |  |  | CHPEA4830*3A* | D*96SC0805CUA* | 45500 | 16.2 | 8.5 | 46000 | 33600 | 73.04% | 2 | 0 | 10 |  |  |  |  | R-32 | 3.7917 | Residential & Commercial | USHP | Ducted CEE Tier 1
215433915 | Central HP <5.4 tons | DAIKIN | HRCU-A-CB (Split System: Heat Pump with Remote Outdoor Unit-Air-Source) | DH7VSA3610A* |  |  | CHPEA4830*3A*+MBVK20DP1X00A* | 0 | 35000 | 19 | 8.1 | 35000 | 28400 | 81.14% | 2 | 0 | 10.5 |  |  |  |  | R-32 | 2.9167 | Residential & Commercial | USHP | Ducted CEE Tier 1
216618915 | Central HP <5.4 tons | LENNOX | HRCU-A-CB (Split System: Heat Pump with Remote Outdoor Unit-Air-Source) | EL18KSLV-060-230A** |  |  | CBK45UHET-042-230-** | 0 | 44500 | 17.6 | 9 | 48000 | 43000 | 89.58% | 1.8 | 0 | 10.5 |  |  |  |  | R-454B | 3.7083 | Residential & Commercial | USHP | Ducted CEE Tier 1
215941189 | Central HP <5.4 tons | COMFORTMAKER | HRCU-A-CB (Split System: Heat Pump with Remote Outdoor Unit-Air-Source) | C5H3V48*K*AAA* |  |  | ESH5X48M12A*+WALLCON | *97CTN1002122A* | 44000 | 20 | 9 | 48500 | 36400 | 75.05% | 1.82 | 0 | 10.5 |  |  |  |  | R-454B | 3.6667 | Residential & Commercial | USHP | Ducted CEE Tier 1
216618932 | Central HP <5.4 tons | LENNOX | HRCU-A-C (Split System: Heat Pump with Remote Outdoor Unit with No Indoor Fan --Air Source) | EL18KSLV-024-230A** |  |  | CK40DT-24B-**+TDR | 0 | 24000 | 15.2 | 8.5 | 24000 | 22600 | 94.17% | 1.75 | 0 | 11.7 |  |  |  |  | R-454B | 2 | Residential & Commercial | USHP | Ducted CEE Tier 1
216769608 | Central HP <5.4 tons | LENNOX | HRCU-A-CB (Split System: Heat Pump with Remote Outdoor Unit-Air-Source) | EL18KSLV-060-230A** |  |  | CK40HT-42C-**+TDR | SL297UH080NV48C* | 44000 | 16 | 8.5 | 48000 | 40000 | 83.33% | 1.8 | 0 | 10 |  |  |  |  | R-454B | 3.6667 | Residential & Commercial | USHP | Ducted CEE Tier 1
213785224 | Central HP <5.4 tons | BRYANT HEATING AND COOLING SYSTEMS | HRCU-A-CB (Split System: Heat Pump with Remote Outdoor Unit-Air-Source) | 284ANV024*0**B* |  |  | CSPH*3612AL*+UI | 88*TB60090C21*** | 23800 | 19 | 10 | 26600 | 19700 | 74.06% | 2.48 | 0 | 13 |  |  |  |  | R-410A | 1.9833 | Residential & Commercial | USHP | Ducted CEE Tier 1
213785238 | Central HP <5.4 tons | BRYANT HEATING AND COOLING SYSTEMS | HRCU-A-CB (Split System: Heat Pump with Remote Outdoor Unit-Air-Source) | 284ANV024*0**B* |  |  | CSPH*3612AL*+UI | 986TD42060C17*** | 23600 | 19 | 9 | 26600 | 19900 | 74.81% | 2.46 | 0 | 12.5 |  |  |  |  | R-410A | 1.9667 | Residential & Commercial | USHP | Ducted CEE Tier 1
215937573 | Central HP <5.4 tons | TEMPSTAR | HRCU-A-CB (Split System: Heat Pump with Remote Outdoor Unit-Air-Source) | T5H3V48*K*AAA* |  |  | EVM5X60M24A*+WALLCON | *96CTN1202422B* | 45500 | 20.5 | 8.1 | 52500 | 38000 | 72.38% | 1.95 | 0 | 11.5 |  |  |  |  | R-454B | 3.7917 | Residential & Commercial | USHP | Ducted CEE Tier 1
215937753 | Central HP <5.4 tons | TEMPSTAR | HRCU-A-CB (Split System: Heat Pump with Remote Outdoor Unit-Air-Source) | T5H3V48*K*AAA* |  |  | EVD5X48M21A*+WALLCON | *80CTL0901716B* | 43500 | 20 | 8.1 | 52500 | 37600 | 71.62% | 2 | 0 | 11.5 |  |  |  |  | R-454B | 3.625 | Residential & Commercial | USHP | Ducted CEE Tier 1
216440514 | Central HP <5.4 tons | TRANE | HRCU-A-CB (Split System: Heat Pump with Remote Outdoor Unit-Air-Source) | 5TWV0X60A1 |  |  | 5TXCC009AS3 | S9V2C080U5VSB+LRP | 53000 | 18.6 | 9 | 54000 | 38000 | 70.37% | 2 | 0 | 10.5 |  |  |  |  | R-454B | 4.4167 | Residential & Commercial | USHP | Ducted CEE Tier 1
216440518 | Central HP <5.4 tons | TRANE | HRCU-A-CB (Split System: Heat Pump with Remote Outdoor Unit-Air-Source) | 5TWV0X60A1 |  |  | 5TXCC009AS3 | S9V2C100U5VSB+LRP | 53000 | 18.6 | 9 | 54000 | 38000 | 70.37% | 2 | 0 | 10.5 |  |  |  |  | R-454B | 4.4167 | Residential & Commercial | USHP | Ducted CEE Tier 1
216735764 | Central HP <5.4 tons | COMFORTMAKER | HRCU-A-CB (Split System: Heat Pump with Remote Outdoor Unit-Air-Source) | D5CUHAH24AAK |  |  | EA*5X37M21A* | *92MSN0601714A* | 23000 | 16 | 8.5 | 20600 | 18400 | 89.32% | 1.98 | 0 | 11 |  |  |  |  | R-454B | 1.9167 | Residential & Commercial | USHP | Ducted CEE Tier 1
216618919 | Central HP <5.4 tons | LENNOX | HRCU-A-CB (Split System: Heat Pump with Remote Outdoor Unit-Air-Source) | EL18KSLV-060-230A** |  |  | CBK48MVT-048-230-** | 0 | 46500 | 17.5 | 9 | 48000 | 43000 | 89.58% | 1.8 | 0 | 10.5 |  |  |  |  | R-454B | 3.875 | Residential & Commercial | USHP | Ducted CEE Tier 1
216618924 | Central HP <5.4 tons | LENNOX | HRCU-A-C (Split System: Heat Pump with Remote Outdoor Unit with No Indoor Fan --Air Source) | EL18KSLV-024-230A** |  |  | CK40[C,U]T-36A-**+TDR | 0 | 24000 | 15.2 | 8.5 | 24000 | 21000 | 87.5% | 1.8 | 0 | 11.7 |  |  |  |  | R-454B | 2 | Residential & Commercial | USHP | Ducted CEE Tier 1
216732610 | Central HP <5.4 tons | COMFORTMAKER | HRCU-A-CB (Split System: Heat Pump with Remote Outdoor Unit-Air-Source) | D5CUHAH24AAK |  |  | EA*5X24M14A* | *96VSN0601412B* | 21800 | 15.5 | 8.5 | 21000 | 19100 | 90.95% | 1.96 | 0 | 10.5 |  |  |  |  | R-454B | 1.8167 | Residential & Commercial | USHP | Ducted CEE Tier 1
216732640 | Central HP <5.4 tons | COMFORTMAKER | HRCU-A-CB (Split System: Heat Pump with Remote Outdoor Unit-Air-Source) | D5CUHAH24AAK |  |  | EA*5X24M14A* | *96VTN0601412B* | 21800 | 15.5 | 8.5 | 21000 | 19100 | 90.95% | 1.96 | 0 | 10.5 |  |  |  |  | R-454B | 1.8167 | Residential & Commercial | USHP | Ducted CEE Tier 1
211682981 | Central HP <5.4 tons | DAIKIN | HRCU-A-CB (Split System: Heat Pump with Remote Outdoor Unit-Air-Source) | RXSQ24TBVJU* |  |  | CXTQ24TASBLUA* | D*80VC0603B*A* | 22600 | 15.4 | 8.2 | 26000 | 18400 | 70.77% | 2.1 | 0 | 10.3 |  |  |  |  | R-410A | 1.8833 | Residential & Commercial | USHP | Ducted CEE Tier 1
211682978 | Central HP <5.4 tons | DAIKIN | HRCU-A-CB (Split System: Heat Pump with Remote Outdoor Unit-Air-Source) | RXSQ24TBVJU* |  |  | CXTQ24TASBLUA* | D*80VC0803B*A* | 22600 | 15.4 | 8.2 | 26000 | 18400 | 70.77% | 2.1 | 0 | 10.3 |  |  |  |  | R-410A | 1.8833 | Residential & Commercial | USHP | Ducted CEE Tier 1
211682980 | Central HP <5.4 tons | DAIKIN | HRCU-A-CB (Split System: Heat Pump with Remote Outdoor Unit-Air-Source) | RXSQ24TBVJU* |  |  | CXTQ24TASBLUA* | D*80VC0604B*A* | 22600 | 15.4 | 8.2 | 26000 | 18400 | 70.77% | 2.1 | 0 | 10.3 |  |  |  |  | R-410A | 1.8833 | Residential & Commercial | USHP | Ducted CEE Tier 1
215937773 | Central HP <5.4 tons | TEMPSTAR | HRCU-A-CB (Split System: Heat Pump with Remote Outdoor Unit-Air-Source) | T5H3V48*K*AAA* |  |  | EVD5X48M21A*+WALLCON | *80CTL1102120B* | 44500 | 20 | 8.1 | 52000 | 38000 | 73.08% | 1.9 | 0 | 11 |  |  |  |  | R-454B | 3.7083 | Residential & Commercial | USHP | Ducted CEE Tier 1
216736542 | Central HP <5.4 tons | COMFORTMAKER | HRCU-A-CB (Split System: Heat Pump with Remote Outdoor Unit-Air-Source) | D5CUHAH24AAK |  |  | ESH5X24M12A* | *92MSN0802120A* | 22400 | 15.2 | 8.1 | 21200 | 19000 | 89.62% | 1.9 | 0 | 10.5 |  |  |  |  | R-454B | 1.8667 | Residential & Commercial | USHP | Ducted CEE Tier 1
216618921 | Central HP <5.4 tons | LENNOX | HRCU-A-CB (Split System: Heat Pump with Remote Outdoor Unit-Air-Source) | EL18KSLV-060-230A** |  |  | CBK48MVT-060-230-** | 0 | 55500 | 16.6 | 9 | 56000 | 43000 | 76.79% | 1.85 | 0 | 10 |  |  |  |  | R-454B | 4.625 | Residential & Commercial | USHP | Ducted CEE Tier 1
216769568 | Central HP <5.4 tons | LENNOX | HRCU-A-CB (Split System: Heat Pump with Remote Outdoor Unit-Air-Source) | EL18KSLV-024-230A** |  |  | CK40[C,U]T-36B-**+TDR | SL297UH040NV36B* | 24000 | 17.75 | 9 | 24000 | 20600 | 85.83% | 1.85 | 0 | 12 |  |  |  |  | R-454B | 2 | Residential & Commercial | USHP | Ducted CEE Tier 1
216769600 | Central HP <5.4 tons | LENNOX | HRCU-A-CB (Split System: Heat Pump with Remote Outdoor Unit-Air-Source) | EL18KSLV-060-230A** |  |  | CK40[C,U]T-48C-**+TDR | SL297UH080NV48C* | 44000 | 16.4 | 8.5 | 47500 | 39500 | 83.16% | 1.8 | 0 | 10 |  |  |  |  | R-454B | 3.6667 | Residential & Commercial | USHP | Ducted CEE Tier 1
215433968 | Central HP <5.4 tons | DAIKIN | HRCU-A-CB (Split System: Heat Pump with Remote Outdoor Unit-Air-Source) | DH7VSA2410A* |  |  | CA*EA3022*3A* | D*97MC0803BNA* | 23200 | 19 | 8.6 | 23200 | 17000 | 73.28% | 2 | 0 | 11 |  |  |  |  | R-32 | 1.9333 | Residential & Commercial | USHP | Ducted CEE Tier 1
215433982 | Central HP <5.4 tons | DAIKIN | HRCU-A-CB (Split System: Heat Pump with Remote Outdoor Unit-Air-Source) | DH7VSA2410A* |  |  | CA*EA3022*3A* | D*96TC0803BNA* | 23200 | 19 | 8.6 | 23200 | 17000 | 73.28% | 2 | 0 | 11 |  |  |  |  | R-32 | 1.9333 | Residential & Commercial | USHP | Ducted CEE Tier 1
215434016 | Central HP <5.4 tons | DAIKIN | HRCU-A-CB (Split System: Heat Pump with Remote Outdoor Unit-Air-Source) | DH7VSA2410A* |  |  | CHPEA3026*3A* | D*80TC0805C*A* | 23200 | 19 | 8.6 | 23200 | 17000 | 73.28% | 2 | 0 | 11 |  |  |  |  | R-32 | 1.9333 | Residential & Commercial | USHP | Ducted CEE Tier 1
216581392 | Central HP <5.4 tons | LENNOX | HRCU-A-C (Split System: Heat Pump with Remote Outdoor Unit with No Indoor Fan --Air Source) | EL18KSLV-024-230A** |  |  | CK40[C,U]T-24B-**+TDR | 0 | 23600 | 15.8 | 8.5 | 24000 | 20000 | 83.33% | 1.75 | 0 | 11.7 |  |  |  |  | R-454B | 1.9667 | Residential & Commercial | USHP | Ducted CEE Tier 1
216618925 | Central HP <5.4 tons | LENNOX | HRCU-A-C (Split System: Heat Pump with Remote Outdoor Unit with No Indoor Fan --Air Source) | EL18KSLV-024-230A** |  |  | CK40[C,U]T-36B-**+TDR | 0 | 24000 | 15.2 | 8.5 | 24000 | 21000 | 87.5% | 1.8 | 0 | 11.7 |  |  |  |  | R-454B | 2 | Residential & Commercial | USHP | Ducted CEE Tier 1
216618900 | Central HP <5.4 tons | LENNOX | HRCU-A-CB (Split System: Heat Pump with Remote Outdoor Unit-Air-Source) | EL18KSLV-024-230A** |  |  | CBK45UHPT-018-230-** | 0 | 23200 | 15.2 | 9 | 24000 | 23200 | 96.67% | 1.75 | 0 | 11.7 |  |  |  |  | R-454B | 1.9333 | Residential & Commercial | USHP | Ducted CEE Tier 1
216618918 | Central HP <5.4 tons | LENNOX | HRCU-A-CB (Split System: Heat Pump with Remote Outdoor Unit-Air-Source) | EL18KSLV-060-230A** |  |  | CBK48MVT-042-230-** | 0 | 46500 | 18 | 9.5 | 48000 | 42500 | 88.54% | 1.85 | 0 | 11 |  |  |  |  | R-454B | 3.875 | Residential & Commercial | USHP | Ducted CEE Tier 1
215434164 | Central HP <5.4 tons | DAIKIN | HRCU-A-CB (Split System: Heat Pump with Remote Outdoor Unit-Air-Source) | DH7VSA3610A* |  |  | CHPEA4830*3A* | D*97MC1205DNA* | 35000 | 18.5 | 8.1 | 35000 | 28400 | 81.14% | 2 | 0 | 10.5 |  |  |  |  | R-32 | 2.9167 | Residential & Commercial | USHP | Ducted CEE Tier 1
213781557 | Central HP <5.4 tons | HEIL | HRCU-A-CB (Split System: Heat Pump with Remote Outdoor Unit-Air-Source) | HVH837GKA2* |  |  | EA*4X61L21A*+WALLCON | *80CTL0901716B* | 33200 | 17.5 | 8.1 | 32000 | 24800 | 77.5% | 1.98 | 0 | 11.5 |  |  |  |  | R-410A | 2.7667 | Residential & Commercial | USHP | Ducted CEE Tier 1
213781577 | Central HP <5.4 tons | HEIL | HRCU-A-CB (Split System: Heat Pump with Remote Outdoor Unit-Air-Source) | HVH837GKA2* |  |  | EA*4X61L21A*+WALLCON | *80CTL1102120B* | 33200 | 17.5 | 8.5 | 32000 | 24800 | 77.5% | 1.98 | 0 | 11.5 |  |  |  |  | R-410A | 2.7667 | Residential & Commercial | USHP | Ducted CEE Tier 1
213782217 | Central HP <5.4 tons | HEIL | HRCU-A-CB (Split System: Heat Pump with Remote Outdoor Unit-Air-Source) | HVH837GKA2* |  |  | EHD4X60AAL+WALLCON | *80CTL0701412B* | 32800 | 16.5 | 8.1 | 32400 | 25600 | 79.01% | 2 | 0 | 11 |  |  |  |  | R-410A | 2.7333 | Residential & Commercial | USHP | Ducted CEE Tier 1
216765786 | Central HP <5.4 tons | TRANE | HRCU-A-CB (Split System: Heat Pump with Remote Outdoor Unit-Air-Source) | 5TWR7024A1 |  |  | 5PX*B004AS3 | S9X1B040U3PSB | 23200 | 17.1 | 8.7 | 21800 | 17200 | 78.9% | 2.02 | 0 | 12.5 |  |  |  |  | R-454B | 1.9333 | Residential & Commercial | USHP | Ducted CEE Tier 1
214572578 | Central HP <5.4 tons | CARRIER | HRCU-A-CB (Split System: Heat Pump with Remote Outdoor Unit-Air-Source) | 25VNA837A*030* |  |  | CAP**3721AL*+UI | 59TN6C080C21**20 | 33000 | 17.5 | 8.5 | 32600 | 25000 | 76.69% | 2 | 0 | 11.5 |  |  |  |  | R-410A | 2.75 | Residential & Commercial | USHP | Ducted CEE Tier 1
214572608 | Central HP <5.4 tons | CARRIER | HRCU-A-CB (Split System: Heat Pump with Remote Outdoor Unit-Air-Source) | 25VNA837A*030* |  |  | CAP**4221AL*+UI | 59CU5B100C21**22 | 31800 | 17.5 | 8.5 | 32800 | 24400 | 74.39% | 1.9 | 0 | 11 |  |  |  |  | R-410A | 2.65 | Residential & Commercial | USHP | Ducted CEE Tier 1
214572708 | Central HP <5.4 tons | CARRIER | HRCU-A-CB (Split System: Heat Pump with Remote Outdoor Unit-Air-Source) | 25VNA837A*030* |  |  | CAP**4321AL*+UI | 58TN*B070C21**20 | 32800 | 17.5 | 8.5 | 32800 | 25200 | 76.83% | 2 | 0 | 11 |  |  |  |  | R-410A | 2.7333 | Residential & Commercial | USHP | Ducted CEE Tier 1
210470836 | Central HP <5.4 tons | AIRQUEST | HRCU-A-CB (Split System: Heat Pump with Remote Outdoor Unit-Air-Source) | HVH837GKA2* |  |  | EN(A,D)4X48L24**+WALLCON | *95CSU0802120A* | 32400 | 17.5 | 8.1 | 32800 | 24800 | 75.61% | 1.96 | 0 | 11.7 |  |  |  |  | R-410A | 2.7 | Residential & Commercial | USHP | Ducted CEE Tier 1
211682983 | Central HP <5.4 tons | DAIKIN | HRCU-A-CB (Split System: Heat Pump with Remote Outdoor Unit-Air-Source) | RXSQ24TBVJU* |  |  | CXTQ24TASBLUA* | D*97MC0603BNA* | 22600 | 15.4 | 8.2 | 26000 | 18400 | 70.77% | 2.1 | 0 | 10.3 |  |  |  |  | R-410A | 1.8833 | Residential & Commercial | USHP | Ducted CEE Tier 1
214572728 | Central HP <5.4 tons | CARRIER | HRCU-A-CB (Split System: Heat Pump with Remote Outdoor Unit-Air-Source) | 25VNA837A*030* |  |  | CAP**4321AL*+UI | 59CU5B100C21**22 | 33000 | 17.5 | 8.5 | 32600 | 25000 | 76.69% | 2 | 0 | 11.5 |  |  |  |  | R-410A | 2.75 | Residential & Commercial | USHP | Ducted CEE Tier 1
214572878 | Central HP <5.4 tons | CARRIER | HRCU-A-CB (Split System: Heat Pump with Remote Outdoor Unit-Air-Source) | 25VNA837A*030* |  |  | CAP**4824AL*+UI | 59TN6C080C21**20 | 32400 | 17.5 | 8.5 | 32200 | 24800 | 77.02% | 2 | 0 | 11.5 |  |  |  |  | R-410A | 2.7 | Residential & Commercial | USHP | Ducted CEE Tier 1
216618906 | Central HP <5.4 tons | LENNOX | HRCU-A-CB (Split System: Heat Pump with Remote Outdoor Unit-Air-Source) | EL18KSLV-024-230A** |  |  | CBK48MVT-018/024-230-** | 0 | 24000 | 17 | 9.4 | 24000 | 23200 | 96.67% | 1.8 | 0 | 11.7 |  |  |  |  | R-454B | 2 | Residential & Commercial | USHP | Ducted CEE Tier 1
215434006 | Central HP <5.4 tons | DAIKIN | HRCU-A-CB (Split System: Heat Pump with Remote Outdoor Unit-Air-Source) | DH7VSA2410A* |  |  | CHPEA3026*3A* | D*97MC0804CNA* | 23200 | 19 | 8.6 | 23200 | 17000 | 73.28% | 2 | 0 | 11 |  |  |  |  | R-32 | 1.9333 | Residential & Commercial | USHP | Ducted CEE Tier 1
214238982 | Central HP <5.4 tons | TEMPSTAR | HRCU-A-CB (Split System: Heat Pump with Remote Outdoor Unit-Air-Source) | TVH837GKA2* |  |  | END4X42L17**+WALLCON | *80CTL0701716B* | 32000 | 16.5 | 8.1 | 33000 | 24800 | 75.15% | 1.9 | 0 | 11 |  |  |  |  | R-410A | 2.6667 | Residential & Commercial | USHP | Ducted CEE Tier 1
216769569 | Central HP <5.4 tons | LENNOX | HRCU-A-CB (Split System: Heat Pump with Remote Outdoor Unit-Air-Source) | EL18KSLV-024-230A** |  |  | CK40[C,U]T-36B-**+TDR | SL297UH060NV36B* | 24000 | 17.35 | 9 | 24000 | 20600 | 85.83% | 1.85 | 0 | 12 |  |  |  |  | R-454B | 2 | Residential & Commercial | USHP | Ducted CEE Tier 1
216769601 | Central HP <5.4 tons | LENNOX | HRCU-A-CB (Split System: Heat Pump with Remote Outdoor Unit-Air-Source) | EL18KSLV-060-230A** |  |  | CK40[C,U]T-48C-**+TDR | SL297UH080NV60C* | 44000 | 16.75 | 8.5 | 47500 | 39500 | 83.16% | 1.8 | 0 | 10 |  |  |  |  | R-454B | 3.6667 | Residential & Commercial | USHP | Ducted CEE Tier 1
216769602 | Central HP <5.4 tons | LENNOX | HRCU-A-CB (Split System: Heat Pump with Remote Outdoor Unit-Air-Source) | EL18KSLV-060-230A** |  |  | CK40[C,U]T-48C-**+TDR | EL297UH110XV60C* | 44000 | 16.75 | 8.5 | 47500 | 39500 | 83.16% | 1.8 | 0 | 10 |  |  |  |  | R-454B | 3.6667 | Residential & Commercial | USHP | Ducted CEE Tier 1
215434137 | Central HP <5.4 tons | DAIKIN | HRCU-A-CB (Split System: Heat Pump with Remote Outdoor Unit-Air-Source) | DH7VSA3610A* |  |  | CA*EA4830*3A* | D*96TC1005CNA* | 34800 | 18.5 | 8.5 | 35000 | 28400 | 81.14% | 2 | 0 | 10.5 |  |  |  |  | R-32 | 2.9 | Residential & Commercial | USHP | Ducted CEE Tier 1
216618917 | Central HP <5.4 tons | LENNOX | HRCU-A-CB (Split System: Heat Pump with Remote Outdoor Unit-Air-Source) | EL18KSLV-060-230A** |  |  | CBK45UHET-048-230-** | 0 | 46000 | 17.5 | 9 | 48000 | 43000 | 89.58% | 1.8 | 0 | 11 |  |  |  |  | R-454B | 3.8333 | Residential & Commercial | USHP | Ducted CEE Tier 1
215933539 | Central HP <5.4 tons | COMFORTMAKER | HRCU-A-CB (Split System: Heat Pump with Remote Outdoor Unit-Air-Source) | C5H3V36*K*AAA* |  |  | ESH5X48M12A*+WALLCON | *80CTL0451712B* | 33400 | 18.5 | 9 | 35600 | 27400 | 76.97% | 1.9 | 0 | 10.5 |  |  |  |  | R-454B | 2.7833 | Residential & Commercial | USHP | Ducted CEE Tier 1
215933689 | Central HP <5.4 tons | COMFORTMAKER | HRCU-A-CB (Split System: Heat Pump with Remote Outdoor Unit-Air-Source) | C5H3V36*K*AAA* |  |  | ESH5X48M12A*+WALLCON | *96CTN0401410B* | 32200 | 17.5 | 9 | 33800 | 26000 | 76.92% | 1.94 | 0 | 10.5 |  |  |  |  | R-454B | 2.6833 | Residential & Commercial | USHP | Ducted CEE Tier 1
211240393 | Central HP <5.4 tons | AIRQUEST | HRCU-A-CB (Split System: Heat Pump with Remote Outdoor Unit-Air-Source) | DLCURAH24ABK |  |  | EA*4X24L17A* | *96VSN0401410A* | 23400 | 15.5 | 8.5 | 26800 | 24800 | 92.54% | 2.04 | 0 | 9.5 |  |  |  |  | R-410A | 1.95 | Residential & Commercial | USHP
214573178 | Central HP <5.4 tons | CARRIER | HRCU-A-CB (Split System: Heat Pump with Remote Outdoor Unit-Air-Source) | 25VNA837A*030* |  |  | CSPH*4212AL*+UI | 59TN6C080C21**20 | 32600 | 17.5 | 8.5 | 32800 | 24800 | 75.61% | 1.96 | 0 | 11 |  |  |  |  | R-410A | 2.7167 | Residential & Commercial | USHP | Ducted CEE Tier 1
215434258 | Central HP <5.4 tons | DAIKIN | HRCU-A-CB (Split System: Heat Pump with Remote Outdoor Unit-Air-Source) | DH7VSA4210A* |  |  | CHPEA6030*3A* | D*97MC1005CNA* | 40500 | 16.5 | 8.6 | 41000 | 31000 | 75.61% | 2 | 0 | 10 |  |  |  |  | R-32 | 3.375 | Residential & Commercial | USHP | Ducted CEE Tier 1
215434260 | Central HP <5.4 tons | DAIKIN | HRCU-A-CB (Split System: Heat Pump with Remote Outdoor Unit-Air-Source) | DH7VSA4210A* |  |  | CHPEA6030*3A* | D*80SC0805CUA* | 40500 | 17 | 8.6 | 41000 | 31000 | 75.61% | 2 | 0 | 10 |  |  |  |  | R-32 | 3.375 | Residential & Commercial | USHP | Ducted CEE Tier 1
215433975 | Central HP <5.4 tons | DAIKIN | HRCU-A-CB (Split System: Heat Pump with Remote Outdoor Unit-Air-Source) | DH7VSA2410A* |  |  | CA*EA3022*3A* | D*80TC0603B*A* | 23200 | 19 | 8.6 | 23200 | 17000 | 73.28% | 2 | 0 | 11 |  |  |  |  | R-32 | 1.9333 | Residential & Commercial | USHP | Ducted CEE Tier 1
215433976 | Central HP <5.4 tons | DAIKIN | HRCU-A-CB (Split System: Heat Pump with Remote Outdoor Unit-Air-Source) | DH7VSA2410A* |  |  | CA*EA3022*3A* | D*80TC0803B*A* | 23200 | 19 | 8.6 | 23200 | 17000 | 73.28% | 2 | 0 | 11 |  |  |  |  | R-32 | 1.9333 | Residential & Commercial | USHP | Ducted CEE Tier 1
215433993 | Central HP <5.4 tons | DAIKIN | HRCU-A-CB (Split System: Heat Pump with Remote Outdoor Unit-Air-Source) | DH7VSA2410A* |  |  | CA*EA3626*3A* | D*80TC0603B*A* | 23200 | 19 | 8.6 | 23200 | 17000 | 73.28% | 2 | 0 | 11 |  |  |  |  | R-32 | 1.9333 | Residential & Commercial | USHP | Ducted CEE Tier 1
215434009 | Central HP <5.4 tons | DAIKIN | HRCU-A-CB (Split System: Heat Pump with Remote Outdoor Unit-Air-Source) | DH7VSA2410A* |  |  | CHPEA3026*3A* | D*80SC0805CUA* | 23200 | 19 | 8.6 | 23200 | 17000 | 73.28% | 2 | 0 | 11 |  |  |  |  | R-32 | 1.9333 | Residential & Commercial | USHP | Ducted CEE Tier 1
213782247 | Central HP <5.4 tons | HEIL | HRCU-A-CB (Split System: Heat Pump with Remote Outdoor Unit-Air-Source) | HVH837GKA2* |  |  | EHD4X60AAL+WALLCON | *80CTL0902120B* | 33000 | 16.5 | 8.1 | 32200 | 24800 | 77.02% | 2 | 0 | 11.5 |  |  |  |  | R-410A | 2.75 | Residential & Commercial | USHP | Ducted CEE Tier 1
213781607 | Central HP <5.4 tons | HEIL | HRCU-A-CB (Split System: Heat Pump with Remote Outdoor Unit-Air-Source) | HVH837GKA2* |  |  | EA*4X61L21A*+WALLCON | *97CMN0801714B* | 33000 | 17 | 8.1 | 32200 | 25000 | 77.64% | 1.96 | 0 | 11 |  |  |  |  | R-410A | 2.75 | Residential & Commercial | USHP | Ducted CEE Tier 1
213781657 | Central HP <5.4 tons | HEIL | HRCU-A-CB (Split System: Heat Pump with Remote Outdoor Unit-Air-Source) | HVH837GKA2* |  |  | EA*4X61L24A*+WALLCON | *80CTL0902120B* | 33200 | 17.5 | 8.5 | 32000 | 24800 | 77.5% | 2 | 0 | 11.7 |  |  |  |  | R-410A | 2.7667 | Residential & Commercial | USHP | Ducted CEE Tier 1
214569558 | Central HP <5.4 tons | CARRIER | HRCU-A-CB (Split System: Heat Pump with Remote Outdoor Unit-Air-Source) | 25VNA436A*031* |  |  | CAP**4321AL*+UI | 59TN6C080C21**20 | 34600 | 19.5 | 9.5 | 36400 | 25600 | 70.33% | 2.06 | 0 | 12 |  |  |  |  | R-410A | 2.8833 | Residential & Commercial | USHP | Ducted CEE Tier 1
210471137 | Central HP <5.4 tons | AIRQUEST | HRCU-A-CB (Split System: Heat Pump with Remote Outdoor Unit-Air-Source) | HVH837GKA2* |  |  | EHD4X60AAL+WALLCON | *80CSU0401712A* | 33000 | 17 | 8.1 | 32200 | 24800 | 77.02% | 1.98 | 0 | 11 |  |  |  |  | R-410A | 2.75 | Residential & Commercial | USHP | Ducted CEE Tier 1
210471247 | Central HP <5.4 tons | AIRQUEST | HRCU-A-CB (Split System: Heat Pump with Remote Outdoor Unit-Air-Source) | HVH837GKA2* |  |  | EHD4X60AAL+WALLCON | *97CMN1002122A* | 33000 | 17 | 8.1 | 32200 | 24800 | 77.02% | 2.02 | 0 | 11.5 |  |  |  |  | R-410A | 2.75 | Residential & Commercial | USHP | Ducted CEE Tier 1
216733009 | Central HP <5.4 tons | COMFORTMAKER | HRCU-A-CB (Split System: Heat Pump with Remote Outdoor Unit-Air-Source) | D5CUHAH24AAK |  |  | EA*5X24M17A* | *95MSU0601716A* | 22000 | 16 | 8.5 | 21000 | 19100 | 90.95% | 1.96 | 0 | 10.5 |  |  |  |  | R-454B | 1.8333 | Residential & Commercial | USHP | Ducted CEE Tier 1
216733927 | Central HP <5.4 tons | COMFORTMAKER | HRCU-A-CB (Split System: Heat Pump with Remote Outdoor Unit-Air-Source) | D5CUHAH24AAK |  |  | EA*5X30M17A* | *80MSU0401712A* | 22200 | 16.5 | 8.5 | 20800 | 18800 | 90.38% | 1.96 | 0 | 10.5 |  |  |  |  | R-454B | 1.85 | Residential & Commercial | USHP | Ducted CEE Tier 1
216732540 | Central HP <5.4 tons | COMFORTMAKER | HRCU-A-CB (Split System: Heat Pump with Remote Outdoor Unit-Air-Source) | D5CUHAH24AAK |  |  | EA*5X24M14A* | *80CTL0701412B* | 22000 | 16 | 8.5 | 21000 | 19100 | 90.95% | 1.96 | 0 | 10.5 |  |  |  |  | R-454B | 1.8333 | Residential & Commercial | USHP | Ducted CEE Tier 1
216734029 | Central HP <5.4 tons | COMFORTMAKER | HRCU-A-CB (Split System: Heat Pump with Remote Outdoor Unit-Air-Source) | D5CUHAH24AAK |  |  | EA*5X30M17A* | *97CMN0801714B* | 22000 | 15.5 | 8.1 | 20800 | 18700 | 89.9% | 1.9 | 0 | 10.5 |  |  |  |  | R-454B | 1.8333 | Residential & Commercial | USHP | Ducted CEE Tier 1
211245471 | Central HP <5.4 tons | AIRQUEST | HRCU-A-CB (Split System: Heat Pump with Remote Outdoor Unit-Air-Source) | DLCURAH24ABK |  |  | EN(A,D)4X36L21** | *80ESU0401712A* | 24000 | 17 | 8.1 | 26000 | 23200 | 89.23% | 1.92 | 0 | 10.5 |  |  |  |  | R-410A | 2 | Residential & Commercial | USHP | Ducted CEE Tier 1
210597363 | Central HP <5.4 tons | DAY & NIGHT | HRCU-A-CB (Split System: Heat Pump with Remote Outdoor Unit-Air-Source) | CVH837GKA** |  |  | EA*4X42L21A*+WALLCON | *80CSU1002120A* | 31800 | 17 | 8.1 | 33200 | 24400 | 73.49% | 1.88 | 0 | 11 |  |  |  |  | R-410A | 2.65 | Residential & Commercial | USHP | Ducted CEE Tier 1
212986176 | Central HP <5.4 tons | BRYANT HEATING AND COOLING SYSTEMS | HRCU-A-CB (Split System: Heat Pump with Remote Outdoor Unit-Air-Source) | 38MURAQ24AB3* |  |  | CAP**3017AL* | 916SA30040M14*** | 23400 | 16 | 8.5 | 26400 | 24600 | 93.18% | 2.04 | 0 | 10 |  |  |  |  | R-410A | 1.95 | Residential & Commercial | USHP | Ducted CEE Tier 1
204300415 | Central HP <5.4 tons | DAY & NIGHT | HRCU-A-CB (Split System: Heat Pump with Remote Outdoor Unit-Air-Source) | CVH837GKA** |  |  | EHD4X42AAL+WALLCON | *97CMN0602120A* | 32400 | 16.5 | 8.1 | 33400 | 25200 | 75.45% | 1.94 | 11.5 | 10.5 |  |  |  |  | R-410A | 2.7 | Residential & Commercial | USHP | Ducted CEE Tier 1
204300465 | Central HP <5.4 tons | DAY & NIGHT | HRCU-A-CB (Split System: Heat Pump with Remote Outdoor Unit-Air-Source) | CVH837GKA** |  |  | EHD4X48AAL+WALLCON | *80CTL1352422A* | 32600 | 17 | 8.1 | 33000 | 24800 | 75.15% | 1.98 | 11 | 11 |  |  |  |  | R-410A | 2.7167 | Residential & Commercial | USHP | Ducted CEE Tier 1
216618937 | Central HP <5.4 tons | LENNOX | HRCU-A-C (Split System: Heat Pump with Remote Outdoor Unit with No Indoor Fan --Air Source) | EL18KSLV-036-230A** |  |  | CK40HT-30B-**+TDR | 0 | 33400 | 15.2 | 8.1 | 34000 | 29000 | 85.29% | 1.85 | 0 | 10 |  |  |  |  | R-454B | 2.7833 | Residential & Commercial | USHP | Ducted CEE Tier 1
216618940 | Central HP <5.4 tons | LENNOX | HRCU-A-C (Split System: Heat Pump with Remote Outdoor Unit with No Indoor Fan --Air Source) | EL18KSLV-036-230A** |  |  | CK40HT-36C-**+TDR | 0 | 33400 | 15.2 | 8.1 | 34000 | 29000 | 85.29% | 1.85 | 0 | 10 |  |  |  |  | R-454B | 2.7833 | Residential & Commercial | USHP | Ducted CEE Tier 1
216769616 | Central HP <5.4 tons | LENNOX | HRCU-A-CB (Split System: Heat Pump with Remote Outdoor Unit-Air-Source) | EL18KSLV-060-230A** |  |  | CK40DT-48C-**+TDR | EL297DF110XV60C* | 44500 | 16.65 | 9 | 48000 | 40000 | 83.33% | 1.85 | 0 | 10 |  |  |  |  | R-454B | 3.7083 | Residential & Commercial | USHP | Ducted CEE Tier 1
216769617 | Central HP <5.4 tons | LENNOX | HRCU-A-CB (Split System: Heat Pump with Remote Outdoor Unit-Air-Source) | EL18KSLV-060-230A** |  |  | CK40[C,U]T-60C-**+TDR | SL297UH080NV60C* | 54500 | 16.45 | 8.5 | 55000 | 40500 | 73.64% | 1.9 | 0 | 10 |  |  |  |  | R-454B | 4.5417 | Residential & Commercial | USHP | Ducted CEE Tier 1
216769618 | Central HP <5.4 tons | LENNOX | HRCU-A-CB (Split System: Heat Pump with Remote Outdoor Unit-Air-Source) | EL18KSLV-060-230A** |  |  | CK40[C,U]T-60C-**+TDR | EL297UH110XV60C* | 54500 | 16.9 | 8.5 | 54500 | 40000 | 73.39% | 1.9 | 0 | 10 |  |  |  |  | R-454B | 4.5417 | Residential & Commercial | USHP | Ducted CEE Tier 1
216682996 | Central HP <5.4 tons | BRYANT HEATING AND COOLING SYSTEMS | HRCU-A-CB (Split System: Heat Pump with Remote Outdoor Unit-Air-Source) | 38MURAQ24AB3* |  |  | CSPH*3012AL* | 927TA66100V21*** | 23800 | 16 | 9 | 26000 | 22800 | 87.69% | 1.76 | 0 | 10 |  |  |  |  | R-410A | 1.9833 | Residential & Commercial | USHP | Ducted CEE Tier 1
216683016 | Central HP <5.4 tons | BRYANT HEATING AND COOLING SYSTEMS | HRCU-A-CB (Split System: Heat Pump with Remote Outdoor Unit-Air-Source) | 38MURAQ24AB3* |  |  | CNPV*3621AL* | 927TA66100V21*** | 23800 | 17 | 9 | 26000 | 23200 | 89.23% | 1.8 | 0 | 10.5 |  |  |  |  | R-410A | 1.9833 | Residential & Commercial | USHP | Ducted CEE Tier 1
216440216 | Central HP <5.4 tons | TRANE | HRCU-A-CB (Split System: Heat Pump with Remote Outdoor Unit-Air-Source) | 5TWV0X36A1 |  |  | 5TXCC009AS3 | S9V2C100U5VSB+LRP | 34800 | 20 | 9.4 | 32400 | 23800 | 73.46% | 2.1 | 0 | 12.7 |  |  |  |  | R-454B | 2.9 | Residential & Commercial | USHP | Ducted CEE Tier 1
216675411 | Central HP <5.4 tons | HEIL | HRCU-A-CB (Split System: Heat Pump with Remote Outdoor Unit-Air-Source) | D5CURAH24AAK |  |  | EA*5X36M17A* | *80CSU0401712A* | 24400 | 16 | 9 | 24200 | 19400 | 80.17% | 2.02 | 0 | 10 |  |  |  |  | R-454B | 2.0333 | Residential & Commercial | USHP | Ducted CEE Tier 1
215434370 | Central HP <5.4 tons | DAIKIN | HRCU-A-CB (Split System: Heat Pump with Remote Outdoor Unit-Air-Source) | DH7VSA4810A* |  |  | CHPEA4830*3A* | D*80TC0805D*A* | 45500 | 17 | 8.5 | 46000 | 33600 | 73.04% | 2 | 0 | 10 |  |  |  |  | R-32 | 3.7917 | Residential & Commercial | USHP | Ducted CEE Tier 1
216680493 | Central HP <5.4 tons | HEIL | HRCU-A-CB (Split System: Heat Pump with Remote Outdoor Unit-Air-Source) | DLCURAH24ABK |  |  | EA*4X24L17A* | *97VTN0801716A* | 23600 | 16.5 | 9.5 | 26600 | 24600 | 92.48% | 1.96 | 0 | 10 |  |  |  |  | R-410A | 1.9667 | Residential & Commercial | USHP | Ducted CEE Tier 1
214572528 | Central HP <5.4 tons | CARRIER | HRCU-A-CB (Split System: Heat Pump with Remote Outdoor Unit-Air-Source) | 25VNA837A*030* |  |  | CAP**3721AL*+UI | 58TN*B070C21**20 | 32800 | 17.5 | 8.5 | 32800 | 25200 | 76.83% | 2 | 0 | 11 |  |  |  |  | R-410A | 2.7333 | Residential & Commercial | USHP | Ducted CEE Tier 1
214572778 | Central HP <5.4 tons | CARRIER | HRCU-A-CB (Split System: Heat Pump with Remote Outdoor Unit-Air-Source) | 25VNA837A*030* |  |  | CAP**4821AL*+UI | 59CU5B080C21**20 | 32200 | 17.5 | 8.5 | 32400 | 25000 | 77.16% | 1.98 | 0 | 11 |  |  |  |  | R-410A | 2.6833 | Residential & Commercial | USHP | Ducted CEE Tier 1
216680577 | Central HP <5.4 tons | HEIL | HRCU-A-CB (Split System: Heat Pump with Remote Outdoor Unit-Air-Source) | DLCURAH24ABK |  |  | EHD4X24AAL | *97VTN0801716A* | 23600 | 16 | 9 | 26200 | 23600 | 90.08% | 1.82 | 0 | 10 |  |  |  |  | R-410A | 1.9667 | Residential & Commercial | USHP | Ducted CEE Tier 1
216735862 | Central HP <5.4 tons | COMFORTMAKER | HRCU-A-CB (Split System: Heat Pump with Remote Outdoor Unit-Air-Source) | D5CUHAH24AAK |  |  | EA*5X37M21A* | *96VSN0401712B* | 23000 | 16 | 8.5 | 20800 | 18500 | 88.94% | 1.96 | 0 | 10.5 |  |  |  |  | R-454B | 1.9167 | Residential & Commercial | USHP | Ducted CEE Tier 1
216735898 | Central HP <5.4 tons | COMFORTMAKER | HRCU-A-CB (Split System: Heat Pump with Remote Outdoor Unit-Air-Source) | D5CUHAH24AAK |  |  | EA*5X37M21A* | *96VSN1002120B* | 23400 | 16.5 | 8.5 | 20800 | 18500 | 88.94% | 1.96 | 0 | 11 |  |  |  |  | R-454B | 1.95 | Residential & Commercial | USHP | Ducted CEE Tier 1
216618949 | Central HP <5.4 tons | LENNOX | HRCU-A-C (Split System: Heat Pump with Remote Outdoor Unit with No Indoor Fan --Air Source) | EL18KSLV-060-230A** |  |  | CK40DT-42B-**+TDR | 0 | 47500 | 15.2 | 8.5 | 47500 | 39500 | 83.16% | 1.85 | 0 | 10 |  |  |  |  | R-454B | 3.9583 | Residential & Commercial | USHP | Ducted CEE Tier 1
216618951 | Central HP <5.4 tons | LENNOX | HRCU-A-C (Split System: Heat Pump with Remote Outdoor Unit with No Indoor Fan --Air Source) | EL18KSLV-060-230A** |  |  | CK40[C,U]T-60D-**+TDR | 0 | 52000 | 15.2 | 8.1 | 54000 | 41500 | 76.85% | 1.8 | 0 | 10 |  |  |  |  | R-454B | 4.3333 | Residential & Commercial | USHP | Ducted CEE Tier 1
216735928 | Central HP <5.4 tons | COMFORTMAKER | HRCU-A-CB (Split System: Heat Pump with Remote Outdoor Unit-Air-Source) | D5CUHAH24AAK |  |  | EA*5X37M21A* | *95MSU0802120A* | 22800 | 16 | 8.5 | 20400 | 18300 | 89.71% | 1.98 | 0 | 11 |  |  |  |  | R-454B | 1.9 | Residential & Commercial | USHP | Ducted CEE Tier 1
211240246 | Central HP <5.4 tons | AIRQUEST | HRCU-A-CB (Split System: Heat Pump with Remote Outdoor Unit-Air-Source) | DLCURAH24ABK |  |  | EA*4X24L14A* | *96VSN0601412A* | 23200 | 16 | 8.5 | 26400 | 25600 | 96.97% | 2.14 | 0 | 10 |  |  |  |  | R-410A | 1.9333 | Residential & Commercial | USHP | Ducted CEE Tier 1
211240321 | Central HP <5.4 tons | AIRQUEST | HRCU-A-CB (Split System: Heat Pump with Remote Outdoor Unit-Air-Source) | DLCURAH24ABK |  |  | EA*4X24L14A* | *80ES(N,L)0451412A* | 24200 | 16 | 8.5 | 27200 | 23400 | 86.03% | 1.9 | 0 | 10 |  |  |  |  | R-410A | 2.0167 | Residential & Commercial | USHP | Ducted CEE Tier 1
211240478 | Central HP <5.4 tons | AIRQUEST | HRCU-A-CB (Split System: Heat Pump with Remote Outdoor Unit-Air-Source) | DLCURAH24ABK |  |  | EA*4X24L17A* | *80VSL0701716A* | 23600 | 16.5 | 8.5 | 26600 | 24600 | 92.48% | 2.04 | 0 | 10 |  |  |  |  | R-410A | 1.9667 | Residential & Commercial | USHP | Ducted CEE Tier 1
214573028 | Central HP <5.4 tons | CARRIER | HRCU-A-CB (Split System: Heat Pump with Remote Outdoor Unit-Air-Source) | 25VNA837A*030* |  |  | CAP**6124AL*+UI | 59CU5B100C21**22 | 33200 | 18.5 | 8.5 | 31800 | 24800 | 77.99% | 2 | 0 | 11.5 |  |  |  |  | R-410A | 2.7667 | Residential & Commercial | USHP | Ducted CEE Tier 1
214573428 | Central HP <5.4 tons | CARRIER | HRCU-A-CB (Split System: Heat Pump with Remote Outdoor Unit-Air-Source) | 25VNA837A*030* |  |  | CNPV*4821AL*+UI | 58TN*B070C21**20 | 32400 | 18.5 | 8.1 | 32800 | 24800 | 75.61% | 1.96 | 0 | 11.5 |  |  |  |  | R-410A | 2.7 | Residential & Commercial | USHP | Ducted CEE Tier 1
211240628 | Central HP <5.4 tons | AIRQUEST | HRCU-A-CB (Split System: Heat Pump with Remote Outdoor Unit-Air-Source) | DLCURAH24ABK |  |  | EA*4X24L17A* | *80ES(N,L)0451412A* | 24400 | 16 | 8.5 | 27200 | 23200 | 85.29% | 1.9 | 0 | 10 |  |  |  |  | R-410A | 2.0333 | Residential & Commercial | USHP | Ducted CEE Tier 1
210470290 | Central HP <5.4 tons | AIRQUEST | HRCU-A-CB (Split System: Heat Pump with Remote Outdoor Unit-Air-Source) | HVH837GKA2* |  |  | EA*4X60L24A*+WALLCON | *96CTN1202422A* | 32800 | 18 | 8.5 | 31800 | 24800 | 77.99% | 2 | 0 | 11.7 |  |  |  |  | R-410A | 2.7333 | Residential & Commercial | USHP | Ducted CEE Tier 1
210470554 | Central HP <5.4 tons | AIRQUEST | HRCU-A-CB (Split System: Heat Pump with Remote Outdoor Unit-Air-Source) | HVH837GKA2* |  |  | EA*4X61L24A*+WALLCON | *80CTL0902120A* | 33200 | 18 | 8.5 | 32000 | 24800 | 77.5% | 2 | 0 | 12 |  |  |  |  | R-410A | 2.7667 | Residential & Commercial | USHP | Ducted CEE Tier 1
210471022 | Central HP <5.4 tons | AIRQUEST | HRCU-A-CB (Split System: Heat Pump with Remote Outdoor Unit-Air-Source) | HVH837GKA2* |  |  | EHD4X36AAL+WALLCON | *95CSU0802120A* | 32200 | 16.5 | 8.1 | 33200 | 24600 | 74.1% | 1.94 | 0 | 11 |  |  |  |  | R-410A | 2.6833 | Residential & Commercial | USHP | Ducted CEE Tier 1
210471192 | Central HP <5.4 tons | AIRQUEST | HRCU-A-CB (Split System: Heat Pump with Remote Outdoor Unit-Air-Source) | HVH837GKA2* |  |  | EHD4X60AAL+WALLCON | *80CTL1352422A* | 33000 | 17 | 8.1 | 32200 | 24800 | 77.02% | 2.02 | 0 | 11.5 |  |  |  |  | R-410A | 2.75 | Residential & Commercial | USHP | Ducted CEE Tier 1
210470890 | Central HP <5.4 tons | AIRQUEST | HRCU-A-CB (Split System: Heat Pump with Remote Outdoor Unit-Air-Source) | HVH837GKA2* |  |  | EN(A,D,W)4X60L24**+WALLCON | *95CSU1002122A* | 32800 | 18 | 8.1 | 32200 | 24600 | 76.4% | 1.98 | 0 | 12 |  |  |  |  | R-410A | 2.7333 | Residential & Commercial | USHP | Ducted CEE Tier 1
210470956 | Central HP <5.4 tons | AIRQUEST | HRCU-A-CB (Split System: Heat Pump with Remote Outdoor Unit-Air-Source) | HVH837GKA2* |  |  | EN(A,D,W)4X60L24**+WALLCON | *97CMN1002122A* | 32800 | 18 | 8.1 | 32200 | 24600 | 76.4% | 1.98 | 0 | 12 |  |  |  |  | R-410A | 2.7333 | Residential & Commercial | USHP | Ducted CEE Tier 1
216675525 | Central HP <5.4 tons | HEIL | HRCU-A-CB (Split System: Heat Pump with Remote Outdoor Unit-Air-Source) | D5CURAH24AAK |  |  | EA*5X25M17A* | *80CSU0601716A* | 25200 | 16 | 9 | 23600 | 19300 | 81.78% | 2.06 | 0 | 10 |  |  |  |  | R-454B | 2.1 | Residential & Commercial | USHP | Ducted CEE Tier 1
216763430 | Central HP <5.4 tons | TRANE | HRCU-A-C (Split System: Heat Pump with Remote Outdoor Unit with No Indoor Fan --Air Source) | 5TWR7024A1 |  |  | 5PX*BD04AS3 | 0 | 23000 | 16 | 8.1 | 22600 | 17600 | 77.88% | 1.8 | 0 | 11.7 |  |  |  |  | R-454B | 1.9167 | Residential & Commercial | USHP | Ducted CEE Tier 1
216735547 | Central HP <5.4 tons | COMFORTMAKER | HRCU-A-CB (Split System: Heat Pump with Remote Outdoor Unit-Air-Source) | D5CUHAH24AAK |  |  | EA*5X37M21A* | *80VSL1102122B* | 23000 | 15.5 | 8.5 | 20600 | 18300 | 88.83% | 1.98 | 0 | 11 |  |  |  |  | R-454B | 1.9167 | Residential & Commercial | USHP | Ducted CEE Tier 1
216735663 | Central HP <5.4 tons | COMFORTMAKER | HRCU-A-CB (Split System: Heat Pump with Remote Outdoor Unit-Air-Source) | D5CUHAH24AAK |  |  | EA*5X37M21A* | *80VTL0902120B* | 23400 | 16 | 8.5 | 20800 | 18600 | 89.42% | 1.98 | 0 | 11 |  |  |  |  | R-454B | 1.95 | Residential & Commercial | USHP | Ducted CEE Tier 1
216735947 | Central HP <5.4 tons | COMFORTMAKER | HRCU-A-CB (Split System: Heat Pump with Remote Outdoor Unit-Air-Source) | D5CUHAH24AAK |  |  | EA*5X37M21A* | *95MSU1002122A* | 23600 | 17 | 8.5 | 21000 | 18600 | 88.57% | 1.96 | 0 | 11 |  |  |  |  | R-454B | 1.9667 | Residential & Commercial | USHP | Ducted CEE Tier 1
216736022 | Central HP <5.4 tons | COMFORTMAKER | HRCU-A-CB (Split System: Heat Pump with Remote Outdoor Unit-Air-Source) | D5CUHAH24AAK |  |  | EA*5X37M21A* | *96VTN0802120B* | 23200 | 16.5 | 8.5 | 20800 | 18500 | 88.94% | 1.96 | 0 | 11 |  |  |  |  | R-454B | 1.9333 | Residential & Commercial | USHP | Ducted CEE Tier 1
216736081 | Central HP <5.4 tons | COMFORTMAKER | HRCU-A-CB (Split System: Heat Pump with Remote Outdoor Unit-Air-Source) | D5CUHAH24AAK |  |  | EA*5X37M21A* | *97VTN1002120A* | 22800 | 16.5 | 8.5 | 20400 | 18300 | 89.71% | 1.98 | 0 | 11 |  |  |  |  | R-454B | 1.9 | Residential & Commercial | USHP | Ducted CEE Tier 1
211241945 | Central HP <5.4 tons | AIRQUEST | HRCU-A-CB (Split System: Heat Pump with Remote Outdoor Unit-Air-Source) | DLCURAH24ABK |  |  | EA*4X36L17A* | *80ESU0401712A* | 24000 | 17.5 | 8.5 | 26000 | 22800 | 87.69% | 1.9 | 0 | 10 |  |  |  |  | R-410A | 2 | Residential & Commercial | USHP | Ducted CEE Tier 1
211242043 | Central HP <5.4 tons | AIRQUEST | HRCU-A-CB (Split System: Heat Pump with Remote Outdoor Unit-Air-Source) | DLCURAH24ABK |  |  | EA*4X36L17A* | *96VTN0601412A* | 23600 | 16.5 | 8.5 | 25800 | 23400 | 90.7% | 1.94 | 0 | 10 |  |  |  |  | R-410A | 1.9667 | Residential & Commercial | USHP | Ducted CEE Tier 1
216769565 | Central HP <5.4 tons | LENNOX | HRCU-A-CB (Split System: Heat Pump with Remote Outdoor Unit-Air-Source) | EL18KSLV-024-230A** |  |  | CK40[C,U]T-30B-**+TDR | SL297UH060NV36B* | 23800 | 17 | 9 | 24000 | 20800 | 86.67% | 1.8 | 0 | 11.7 |  |  |  |  | R-454B | 1.9833 | Residential & Commercial | USHP | Ducted CEE Tier 1
216769574 | Central HP <5.4 tons | LENNOX | HRCU-A-CB (Split System: Heat Pump with Remote Outdoor Unit-Air-Source) | EL18KSLV-024-230A** |  |  | CK40HT-24B-**+TDR | EL297UH045XV36B* | 24000 | 17.3 | 9 | 24000 | 20800 | 86.67% | 1.8 | 0 | 11.7 |  |  |  |  | R-454B | 2 | Residential & Commercial | USHP | Ducted CEE Tier 1
216769604 | Central HP <5.4 tons | LENNOX | HRCU-A-CB (Split System: Heat Pump with Remote Outdoor Unit-Air-Source) | EL18KSLV-060-230A** |  |  | CK40[C,U]T-49C-**+TDR | SL297UH080NV48C* | 45500 | 16.8 | 9 | 48000 | 39500 | 82.29% | 1.85 | 0 | 10 |  |  |  |  | R-454B | 3.7917 | Residential & Commercial | USHP | Ducted CEE Tier 1
216769622 | Central HP <5.4 tons | LENNOX | HRCU-A-CB (Split System: Heat Pump with Remote Outdoor Unit-Air-Source) | EL18KSLV-060-230A** |  |  | CK40HT-51/61C-**+TDR | EL297UH090XV60C* | 53000 | 16.05 | 8.5 | 55000 | 40500 | 73.64% | 1.85 | 0 | 10 |  |  |  |  | R-454B | 4.4167 | Residential & Commercial | USHP | Ducted CEE Tier 1
215935125 | Central HP <5.4 tons | BRYANT HEATING AND COOLING SYSTEMS | HRCU-A-CB (Split System: Heat Pump with Remote Outdoor Unit-Air-Source) | 293VAN036**AA* |  |  | CVAMA4921XMA*+UI | 986TD42080C17*** | 35400 | 21.5 | 8.5 | 38500 | 28800 | 74.81% | 2.02 | 0 | 12 |  |  |  |  | R-454B | 2.95 | Residential & Commercial | USHP | Ducted CEE Tier 1
215935345 | Central HP <5.4 tons | BRYANT HEATING AND COOLING SYSTEMS | HRCU-A-CB (Split System: Heat Pump with Remote Outdoor Unit-Air-Source) | 293VAN036**AA* |  |  | CVAMA6024XMA*+UI | 88*TB60090C21*** | 35600 | 22 | 8.5 | 38000 | 28400 | 74.74% | 2.04 | 0 | 12.5 |  |  |  |  | R-454B | 2.9667 | Residential & Commercial | USHP | Ducted CEE Tier 1
216734262 | Central HP <5.4 tons | COMFORTMAKER | HRCU-A-CB (Split System: Heat Pump with Remote Outdoor Unit-Air-Source) | D5CUHAH24AAK |  |  | EA*5X30M17A* | *96VTN0601412B* | 22200 | 16 | 8.1 | 20800 | 18800 | 90.38% | 1.85 | 0 | 10.5 |  |  |  |  | R-454B | 1.85 | Residential & Commercial | USHP | Ducted CEE Tier 1
215434149 | Central HP <5.4 tons | DAIKIN | HRCU-A-CB (Split System: Heat Pump with Remote Outdoor Unit-Air-Source) | DH7VSA3610A* |  |  | CA*EA6030*3A* | D*80TC0805D*A* | 35000 | 18.5 | 8.5 | 35000 | 28400 | 81.14% | 2 | 0 | 10.5 |  |  |  |  | R-32 | 2.9167 | Residential & Commercial | USHP | Ducted CEE Tier 1
215434151 | Central HP <5.4 tons | DAIKIN | HRCU-A-CB (Split System: Heat Pump with Remote Outdoor Unit-Air-Source) | DH7VSA3610A* |  |  | CA*EA6030*3A* | D*80TC0804C*A* | 35000 | 18.5 | 8.5 | 35000 | 28400 | 81.14% | 2 | 0 | 10.5 |  |  |  |  | R-32 | 2.9167 | Residential & Commercial | USHP | Ducted CEE Tier 1
216769592 | Central HP <5.4 tons | LENNOX | HRCU-A-CB (Split System: Heat Pump with Remote Outdoor Unit-Air-Source) | EL18KSLV-036-230A** |  |  | CK40HT-36B-**+TDR | SL297UH040NV36B* | 33800 | 17.6 | 8.5 | 35600 | 28400 | 79.78% | 1.85 | 0 | 11 |  |  |  |  | R-454B | 2.8167 | Residential & Commercial | USHP | Ducted CEE Tier 1
214570400 | Central HP <5.4 tons | HEIL | HRCU-A-CB (Split System: Heat Pump with Remote Outdoor Unit-Air-Source) | HVH825GKA3* |  |  | EA*4X36L21A*+WALLCON | *97CMN0602120B* | 23600 | 16 | 8.1 | 21400 | 16700 | 78.04% | 1.92 | 0 | 10.5 |  |  |  |  | R-410A | 1.9667 | Residential & Commercial | USHP | Ducted CEE Tier 1
216679401 | Central HP <5.4 tons | HEIL | HRCU-A-CB (Split System: Heat Pump with Remote Outdoor Unit-Air-Source) | DLCURAH24ABK |  |  | EA*4X30L17A* | *97VTN0601716A* | 23600 | 16.5 | 9 | 25800 | 23800 | 92.25% | 1.86 | 0 | 10 |  |  |  |  | R-410A | 1.9667 | Residential & Commercial | USHP | Ducted CEE Tier 1
214574408 | Central HP <5.4 tons | CARRIER | HRCU-A-CB (Split System: Heat Pump with Remote Outdoor Unit-Air-Source) | 25VNA837A*031* |  |  | CSPH*6012AL*+UI | 59CU5B100C21**22 | 33000 | 18 | 8.5 | 32000 | 24800 | 77.5% | 2.02 | 0 | 11.5 |  |  |  |  | R-410A | 2.75 | Residential & Commercial | USHP | Ducted CEE Tier 1
216769589 | Central HP <5.4 tons | LENNOX | HRCU-A-CB (Split System: Heat Pump with Remote Outdoor Unit-Air-Source) | EL18KSLV-036-230A** |  |  | CK40HT-30B-**+TDR | SL297UH060NV36B* | 34400 | 17.4 | 8.5 | 35600 | 28400 | 79.78% | 1.85 | 0 | 11 |  |  |  |  | R-454B | 2.8667 | Residential & Commercial | USHP | Ducted CEE Tier 1
216618936 | Central HP <5.4 tons | LENNOX | HRCU-A-C (Split System: Heat Pump with Remote Outdoor Unit with No Indoor Fan --Air Source) | EL18KSLV-036-230A** |  |  | CK40HT-30A-**+TDR | 0 | 33400 | 15.2 | 8.1 | 34000 | 29000 | 85.29% | 1.9 | 0 | 10 |  |  |  |  | R-454B | 2.7833 | Residential & Commercial | USHP | Ducted CEE Tier 1
216743572 | Central HP <5.4 tons | GE Appliances | HRCU-A-CB (Split System: Heat Pump with Remote Outdoor Unit-Air-Source) | NS18H36HA5*** |  |  | NCUC30BT5****+TDR | NF97X040V3B*** | 33800 | 17.35 | 8.5 | 35600 | 28600 | 80.34% | 1.8 | 0 | 11 |  |  |  |  | R-454B | 2.8167 | Residential & Commercial | USHP | Ducted CEE Tier 1
216618912 | Central HP <5.4 tons | LENNOX | HRCU-A-CB (Split System: Heat Pump with Remote Outdoor Unit-Air-Source) | EL18KSLV-036-230A** |  |  | CBK45UHVT-042-230-** | 0 | 36000 | 18.2 | 9 | 36000 | 30000 | 83.33% | 1.9 | 0 | 11.7 |  |  |  |  | R-454B | 3 | Residential & Commercial | USHP | Ducted CEE Tier 1
216764396 | Central HP <5.4 tons | TRANE | HRCU-A-C (Split System: Heat Pump with Remote Outdoor Unit with No Indoor Fan --Air Source) | 5TWX7036A1 |  |  | 5TXCC007AS3 | 0 | 33400 | 16 | 8.7 | 33200 | 24600 | 74.1% | 2.1 | 0 | 11.2 |  |  |  |  | R-454B | 2.7833 | Residential & Commercial | USHP | Ducted CEE Tier 1
216743603 | Central HP <5.4 tons | GE Appliances | HRCU-A-CB (Split System: Heat Pump with Remote Outdoor Unit-Air-Source) | NS18H60HA5*** |  |  | NCHC48CT5****+TDR | NF97X080V5C*** | 43500 | 16.05 | 8.5 | 47500 | 40000 | 84.21% | 1.8 | 0 | 10 |  |  |  |  | R-454B | 3.625 | Residential & Commercial | USHP | Ducted CEE Tier 1
215433914 | Central HP <5.4 tons | DAIKIN | HRCU-A-CB (Split System: Heat Pump with Remote Outdoor Unit-Air-Source) | DH7VSA3610A* |  |  | CA*EA6030*3A*+MBVK16CP1X00A* | 0 | 35000 | 19 | 8.5 | 35000 | 28400 | 81.14% | 2 | 0 | 10.5 |  |  |  |  | R-32 | 2.9167 | Residential & Commercial | USHP | Ducted CEE Tier 1
211242144 | Central HP <5.4 tons | AIRQUEST | HRCU-A-CB (Split System: Heat Pump with Remote Outdoor Unit-Air-Source) | DLCURAH24ABK |  |  | EA*4X36L17A* | *92ESN0801716A* | 24400 | 17 | 8.5 | 26200 | 22400 | 85.5% | 1.86 | 0 | 10 |  |  |  |  | R-410A | 2.0333 | Residential & Commercial | USHP | Ducted CEE Tier 1
211242414 | Central HP <5.4 tons | AIRQUEST | HRCU-A-CB (Split System: Heat Pump with Remote Outdoor Unit-Air-Source) | DLCURAH24ABK |  |  | EA*4X36L21A* | *80VSL0902120A* | 24200 | 17 | 8.5 | 26000 | 22800 | 87.69% | 1.88 | 0 | 10 |  |  |  |  | R-410A | 2.0167 | Residential & Commercial | USHP | Ducted CEE Tier 1
211242530 | Central HP <5.4 tons | AIRQUEST | HRCU-A-CB (Split System: Heat Pump with Remote Outdoor Unit-Air-Source) | DLCURAH24ABK |  |  | EA*4X36L21A* | *96VTN1002120A* | 24000 | 17 | 8.5 | 26000 | 22800 | 87.69% | 1.9 | 0 | 10 |  |  |  |  | R-410A | 2 | Residential & Commercial | USHP | Ducted CEE Tier 1
211242598 | Central HP <5.4 tons | AIRQUEST | HRCU-A-CB (Split System: Heat Pump with Remote Outdoor Unit-Air-Source) | DLCURAH24ABK |  |  | EA*4X36L21A* | *80ES(N,L)0902120A* | 24800 | 17 | 8.5 | 26600 | 22000 | 82.71% | 1.82 | 0 | 10 |  |  |  |  | R-410A | 2.0667 | Residential & Commercial | USHP | Ducted CEE Tier 1
211242914 | Central HP <5.4 tons | AIRQUEST | HRCU-A-CB (Split System: Heat Pump with Remote Outdoor Unit-Air-Source) | DLCURAH24ABK |  |  | EA*4X37L17A* | *96VTN0401712A* | 24600 | 15.5 | 8.5 | 25800 | 21600 | 83.72% | 1.78 | 0 | 10 |  |  |  |  | R-410A | 2.05 | Residential & Commercial | USHP | Ducted CEE Tier 1
211240905 | Central HP <5.4 tons | AIRQUEST | HRCU-A-CB (Split System: Heat Pump with Remote Outdoor Unit-Air-Source) | DLCURAH24ABK |  |  | EA*4X25L17A* | *80VSL0451716A* | 24800 | 16.5 | 8.5 | 25600 | 21200 | 82.81% | 1.78 | 0 | 10 |  |  |  |  | R-410A | 2.0667 | Residential & Commercial | USHP | Ducted CEE Tier 1
211241289 | Central HP <5.4 tons | AIRQUEST | HRCU-A-CB (Split System: Heat Pump with Remote Outdoor Unit-Air-Source) | DLCURAH24ABK |  |  | EA*4X30L14A* | *95ESN0601412A* | 24200 | 15.5 | 8.5 | 26600 | 22800 | 85.71% | 1.86 | 0 | 10 |  |  |  |  | R-410A | 2.0167 | Residential & Commercial | USHP | Ducted CEE Tier 1
211241848 | Central HP <5.4 tons | AIRQUEST | HRCU-A-CB (Split System: Heat Pump with Remote Outdoor Unit-Air-Source) | DLCURAH24ABK |  |  | EA*4X36L17A* | *96VSN0401712A* | 23400 | 16 | 8.5 | 25800 | 23600 | 91.47% | 1.96 | 0 | 10 |  |  |  |  | R-410A | 1.95 | Residential & Commercial | USHP | Ducted CEE Tier 1
211242000 | Central HP <5.4 tons | AIRQUEST | HRCU-A-CB (Split System: Heat Pump with Remote Outdoor Unit-Air-Source) | DLCURAH24ABK |  |  | EA*4X36L17A* | *95ESN0401410A* | 24400 | 15.2 | 8.5 | 26600 | 22400 | 84.21% | 1.82 | 0 | 10 |  |  |  |  | R-410A | 2.0333 | Residential & Commercial | USHP | Ducted CEE Tier 1
211242332 | Central HP <5.4 tons | AIRQUEST | HRCU-A-CB (Split System: Heat Pump with Remote Outdoor Unit-Air-Source) | DLCURAH24ABK |  |  | EA*4X36L21A* | *80ES(N,L)0701716A* | 25000 | 16.5 | 8.5 | 26800 | 21800 | 81.34% | 1.8 | 0 | 10 |  |  |  |  | R-410A | 2.0833 | Residential & Commercial | USHP | Ducted CEE Tier 1
215434138 | Central HP <5.4 tons | DAIKIN | HRCU-A-CB (Split System: Heat Pump with Remote Outdoor Unit-Air-Source) | DH7VSA3610A* |  |  | CA*EA4830*3A* | D*96TC0804CNA* | 34800 | 18.5 | 8.5 | 35000 | 28400 | 81.14% | 2 | 0 | 10.5 |  |  |  |  | R-32 | 2.9 | Residential & Commercial | USHP | Ducted CEE Tier 1
215434145 | Central HP <5.4 tons | DAIKIN | HRCU-A-CB (Split System: Heat Pump with Remote Outdoor Unit-Air-Source) | DH7VSA3610A* |  |  | CA*EA4830*3A* | D*97MC1205DNA* | 34800 | 18.5 | 8.5 | 35000 | 28400 | 81.14% | 2 | 0 | 10.5 |  |  |  |  | R-32 | 2.9 | Residential & Commercial | USHP | Ducted CEE Tier 1
211242550 | Central HP <5.4 tons | AIRQUEST | HRCU-A-CB (Split System: Heat Pump with Remote Outdoor Unit-Air-Source) | DLCURAH24ABK |  |  | EA*4X36L21A* | *80ES(N,L)0451712A* | 24200 | 17 | 8.5 | 26200 | 22600 | 86.26% | 1.86 | 0 | 10 |  |  |  |  | R-410A | 2.0167 | Residential & Commercial | USHP | Ducted CEE Tier 1
216736336 | Central HP <5.4 tons | COMFORTMAKER | HRCU-A-CB (Split System: Heat Pump with Remote Outdoor Unit-Air-Source) | D5CUHAH24AAK |  |  | ESH5X24M12A* | *80MSU0401712A* | 22400 | 15.5 | 8.1 | 21200 | 19000 | 89.62% | 1.85 | 0 | 10.5 |  |  |  |  | R-454B | 1.8667 | Residential & Commercial | USHP | Ducted CEE Tier 1
216769911 | Central HP <5.4 tons | AMERICAN STANDARD | HRCU-A-CB (Split System: Heat Pump with Remote Outdoor Unit-Air-Source) | 5A6H7036A1 |  |  | 5PX*C007AS3 | *UHMC100CCV4 | 33800 | 17.1 | 9 | 32600 | 24000 | 73.62% | 2.2 | 0 | 12 |  |  |  |  | R-454B | 2.8167 | Residential & Commercial | USHP | Ducted CEE Tier 1
216769959 | Central HP <5.4 tons | AMERICAN STANDARD | HRCU-A-CB (Split System: Heat Pump with Remote Outdoor Unit-Air-Source) | 5A6H7036A1 |  |  | 5TXCC005AS3 | S8X2C100M5PTC | 32200 | 16 | 8.7 | 32200 | 23800 | 73.91% | 2.12 | 0 | 11.7 |  |  |  |  | R-454B | 2.6833 | Residential & Commercial | USHP | Ducted CEE Tier 1
216736369 | Central HP <5.4 tons | COMFORTMAKER | HRCU-A-CB (Split System: Heat Pump with Remote Outdoor Unit-Air-Source) | D5CUHAH24AAK |  |  | ESH5X24M12A* | *80MSU1002120A* | 22800 | 15.5 | 8.5 | 21400 | 19300 | 90.19% | 1.96 | 0 | 10.5 |  |  |  |  | R-454B | 1.9 | Residential & Commercial | USHP | Ducted CEE Tier 1
216736938 | Central HP <5.4 tons | COMFORTMAKER | HRCU-A-CB (Split System: Heat Pump with Remote Outdoor Unit-Air-Source) | D5CUHAH24AAK |  |  | ESH5X24M12A* | *97VTN1002120A* | 22400 | 15.5 | 8.1 | 21200 | 19100 | 90.09% | 1.85 | 0 | 10.5 |  |  |  |  | R-454B | 1.8667 | Residential & Commercial | USHP | Ducted CEE Tier 1
210471148 | Central HP <5.4 tons | AIRQUEST | HRCU-A-CB (Split System: Heat Pump with Remote Outdoor Unit-Air-Source) | HVH837GKA2* |  |  | EHD4X60AAL+WALLCON | *80CSU0601716A* | 33000 | 16.5 | 8.1 | 32400 | 24800 | 76.54% | 1.98 | 0 | 11 |  |  |  |  | R-410A | 2.75 | Residential & Commercial | USHP | Ducted CEE Tier 1
214573508 | Central HP <5.4 tons | CARRIER | HRCU-A-CB (Split System: Heat Pump with Remote Outdoor Unit-Air-Source) | 25VNA837A*030* |  |  | CNPV*4824AL*+UI | 59CU5B100C21**22 | 32400 | 17.5 | 8.5 | 32600 | 24800 | 76.07% | 1.98 | 0 | 11.5 |  |  |  |  | R-410A | 2.7 | Residential & Commercial | USHP | Ducted CEE Tier 1
216618928 | Central HP <5.4 tons | LENNOX | HRCU-A-C (Split System: Heat Pump with Remote Outdoor Unit with No Indoor Fan --Air Source) | EL18KSLV-024-230A** |  |  | CK40HT-24B-**+TDR | 0 | 24000 | 15.2 | 8.5 | 24000 | 22800 | 95% | 1.75 | 0 | 11.7 |  |  |  |  | R-454B | 2 | Residential & Commercial | USHP | Ducted CEE Tier 1
216618930 | Central HP <5.4 tons | LENNOX | HRCU-A-C (Split System: Heat Pump with Remote Outdoor Unit with No Indoor Fan --Air Source) | EL18KSLV-024-230A** |  |  | CK40HT-30B-**+TDR | 0 | 24000 | 15.2 | 8.5 | 24000 | 23400 | 97.5% | 1.75 | 0 | 11.7 |  |  |  |  | R-454B | 2 | Residential & Commercial | USHP | Ducted CEE Tier 1
216618931 | Central HP <5.4 tons | LENNOX | HRCU-A-C (Split System: Heat Pump with Remote Outdoor Unit with No Indoor Fan --Air Source) | EL18KSLV-024-230A** |  |  | CK40DT-24A-**+TDR | 0 | 24000 | 15.2 | 8.5 | 24000 | 22600 | 94.17% | 1.75 | 0 | 11.7 |  |  |  |  | R-454B | 2 | Residential & Commercial | USHP | Ducted CEE Tier 1
211240402 | Central HP <5.4 tons | AIRQUEST | HRCU-A-CB (Split System: Heat Pump with Remote Outdoor Unit-Air-Source) | DLCURAH24ABK |  |  | EA*4X24L17A* | *96VSN0401712A* | 23000 | 15.5 | 8.5 | 26400 | 26000 | 98.48% | 2.18 | 0 | 9.5 |  |  |  |  | R-410A | 1.9167 | Residential & Commercial | USHP
211240847 | Central HP <5.4 tons | AIRQUEST | HRCU-A-CB (Split System: Heat Pump with Remote Outdoor Unit-Air-Source) | DLCURAH24ABK |  |  | EA*4X25L17A* | *96VSN0601412A* | 24000 | 16.5 | 8.1 | 25200 | 21600 | 85.71% | 1.82 | 0 | 10 |  |  |  |  | R-410A | 2 | Residential & Commercial | USHP | Ducted CEE Tier 1
211240597 | Central HP <5.4 tons | AIRQUEST | HRCU-A-CB (Split System: Heat Pump with Remote Outdoor Unit-Air-Source) | DLCURAH24ABK |  |  | EA*4X24L17A* | *96VTN0601412A* | 23200 | 16.5 | 8.5 | 26400 | 25600 | 96.97% | 2.14 | 0 | 10 |  |  |  |  | R-410A | 1.9333 | Residential & Commercial | USHP | Ducted CEE Tier 1
215934039 | Central HP <5.4 tons | COMFORTMAKER | HRCU-A-CB (Split System: Heat Pump with Remote Outdoor Unit-Air-Source) | C5H3V48*K*AAA* |  |  | EA*5X48M21A*+WALLCON | *95CSU1002122B* | 44000 | 21 | 9.5 | 48000 | 36200 | 75.42% | 2 | 0 | 11 |  |  |  |  | R-454B | 3.6667 | Residential & Commercial | USHP | Ducted CEE Tier 1
211241440 | Central HP <5.4 tons | AIRQUEST | HRCU-A-CB (Split System: Heat Pump with Remote Outdoor Unit-Air-Source) | DLCURAH24ABK |  |  | EA*4X30L17A* | *95ESU0401712A* | 23600 | 16.5 | 8.5 | 26000 | 23800 | 91.54% | 1.98 | 0 | 10 |  |  |  |  | R-410A | 1.9667 | Residential & Commercial | USHP | Ducted CEE Tier 1
211241479 | Central HP <5.4 tons | AIRQUEST | HRCU-A-CB (Split System: Heat Pump with Remote Outdoor Unit-Air-Source) | DLCURAH24ABK |  |  | EA*4X30L17A* | *80VSL0451716A* | 24200 | 16.5 | 8.5 | 26400 | 23000 | 87.12% | 1.9 | 0 | 10 |  |  |  |  | R-410A | 2.0167 | Residential & Commercial | USHP | Ducted CEE Tier 1
215934659 | Central HP <5.4 tons | COMFORTMAKER | HRCU-A-CB (Split System: Heat Pump with Remote Outdoor Unit-Air-Source) | C5H3V36*K*AAA* |  |  | EVM5X30M17A*+WALLCON | *96CTN0601714B* | 34000 | 20 | 8.1 | 38000 | 27200 | 71.58% | 2 | 0 | 11 |  |  |  |  | R-454B | 2.8333 | Residential & Commercial | USHP | Ducted CEE Tier 1
215934909 | Central HP <5.4 tons | COMFORTMAKER | HRCU-A-CB (Split System: Heat Pump with Remote Outdoor Unit-Air-Source) | C5H3V36*K*AAA* |  |  | EVM5X44M21A*+WALLCON | *97CMN0801714B* | 35400 | 21.5 | 8.5 | 38500 | 29000 | 75.32% | 2.02 | 0 | 12 |  |  |  |  | R-454B | 2.95 | Residential & Commercial | USHP | Ducted CEE Tier 1
211241488 | Central HP <5.4 tons | AIRQUEST | HRCU-A-CB (Split System: Heat Pump with Remote Outdoor Unit-Air-Source) | DLCURAH24ABK |  |  | EA*4X30L17A* | *80VSL0701716A* | 23800 | 16.5 | 8.5 | 26200 | 23400 | 89.31% | 1.94 | 0 | 10 |  |  |  |  | R-410A | 1.9833 | Residential & Commercial | USHP | Ducted CEE Tier 1
211241597 | Central HP <5.4 tons | AIRQUEST | HRCU-A-CB (Split System: Heat Pump with Remote Outdoor Unit-Air-Source) | DLCURAH24ABK |  |  | EA*4X30L17A* | *96VTN0401410A* | 23200 | 16 | 8.5 | 25800 | 24200 | 93.8% | 2.02 | 0 | 10 |  |  |  |  | R-410A | 1.9333 | Residential & Commercial | USHP | Ducted CEE Tier 1
216769624 | Central HP <5.4 tons | LENNOX | HRCU-A-CB (Split System: Heat Pump with Remote Outdoor Unit-Air-Source) | EL18KSLV-060-230A** |  |  | CK40DT-60D-**+TDR | EL297DF090XV60C* | 52500 | 16 | 8.5 | 55000 | 40500 | 73.64% | 1.9 | 0 | 9.8 |  |  |  |  | R-454B | 4.375 | Residential & Commercial | USHP
210597429 | Central HP <5.4 tons | DAY & NIGHT | HRCU-A-CB (Split System: Heat Pump with Remote Outdoor Unit-Air-Source) | CVH837GKA** |  |  | EA*4X61L21A*+WALLCON | *95CSU0802120A* | 33200 | 18 | 8.5 | 32000 | 24800 | 77.5% | 2 | 0 | 11.5 |  |  |  |  | R-410A | 2.7667 | Residential & Commercial | USHP | Ducted CEE Tier 1
210597480 | Central HP <5.4 tons | DAY & NIGHT | HRCU-A-CB (Split System: Heat Pump with Remote Outdoor Unit-Air-Source) | CVH837GKA** |  |  | EA*4X61L24A*+WALLCON | *97CMN1002122A* | 33200 | 18 | 8.5 | 32000 | 24800 | 77.5% | 2 | 0 | 12 |  |  |  |  | R-410A | 2.7667 | Residential & Commercial | USHP | Ducted CEE Tier 1
214570450 | Central HP <5.4 tons | HEIL | HRCU-A-CB (Split System: Heat Pump with Remote Outdoor Unit-Air-Source) | HVH825GKA3* |  |  | EA*4X37L21A*+WALLCON | *95CSU1002122B* | 24400 | 16.5 | 8.5 | 21200 | 16600 | 78.3% | 2.04 | 0 | 11 |  |  |  |  | R-410A | 2.0333 | Residential & Commercial | USHP | Ducted CEE Tier 1
214395020 | Central HP <5.4 tons | BRYANT HEATING AND COOLING SYSTEMS | HRCU-A-CB (Split System: Heat Pump with Remote Outdoor Unit-Air-Source) | 38MURAQ24AB3* |  |  | CNPV*3017AL* | 916SA48060M17*** | 23400 | 16.5 | 9 | 25800 | 24200 | 93.8% | 2 | 0 | 10 |  |  |  |  | R-410A | 1.95 | Residential & Commercial | USHP | Ducted CEE Tier 1
210474007 | Central HP <5.4 tons | AIRQUEST | HRCU-A-CB (Split System: Heat Pump with Remote Outdoor Unit-Air-Source) | HVH825GKA3* |  |  | EN(A,D,W)4X48L21**+WALLCON | *97CMN0801714A* | 24000 | 16.5 | 8.1 | 21400 | 16700 | 78.04% | 2 | 0 | 11 |  |  |  |  | R-410A | 2 | Residential & Commercial | USHP | Ducted CEE Tier 1
210474073 | Central HP <5.4 tons | AIRQUEST | HRCU-A-CB (Split System: Heat Pump with Remote Outdoor Unit-Air-Source) | HVH825GKA3* |  |  | EN(A,D)4X48L24**+WALLCON | *95CSU1002122A* | 24200 | 17 | 8.1 | 21200 | 16600 | 78.3% | 2.02 | 0 | 11.5 |  |  |  |  | R-410A | 2.0167 | Residential & Commercial | USHP | Ducted CEE Tier 1
215934286 | Central HP <5.4 tons | HEIL | HRCU-A-CB (Split System: Heat Pump with Remote Outdoor Unit-Air-Source) | H5H3V48*K*AAA* |  |  | EA*5X61M21A*+WALLCON | *96CTN1002122B* | 45500 | 21 | 9.5 | 48500 | 36800 | 75.88% | 2 | 0 | 11 |  |  |  |  | R-454B | 3.7917 | Residential & Commercial | USHP | Ducted CEE Tier 1
215934436 | Central HP <5.4 tons | HEIL | HRCU-A-CB (Split System: Heat Pump with Remote Outdoor Unit-Air-Source) | H5H3V48*K*AAA* |  |  | ESH5X48M12A*+WALLCON | *80CTL0701412B* | 43000 | 19.5 | 8.5 | 49000 | 35400 | 72.24% | 1.8 | 0 | 11 |  |  |  |  | R-454B | 3.5833 | Residential & Commercial | USHP | Ducted CEE Tier 1
216736090 | Central HP <5.4 tons | COMFORTMAKER | HRCU-A-CB (Split System: Heat Pump with Remote Outdoor Unit-Air-Source) | D5CUHAH24AAK |  |  | EA*5X37M21A* | *97VTN1002122A* | 23200 | 16 | 8.5 | 20800 | 18500 | 88.94% | 1.96 | 0 | 11 |  |  |  |  | R-454B | 1.9333 | Residential & Commercial | USHP | Ducted CEE Tier 1
216736154 | Central HP <5.4 tons | COMFORTMAKER | HRCU-A-CB (Split System: Heat Pump with Remote Outdoor Unit-Air-Source) | D5CUHAH24AAK |  |  | ESH5X24M12A* | *80MS(N,L)0701412A* | 22400 | 15.2 | 8.1 | 21200 | 19000 | 89.62% | 1.85 | 0 | 10.5 |  |  |  |  | R-454B | 1.8667 | Residential & Commercial | USHP | Ducted CEE Tier 1
216736290 | Central HP <5.4 tons | COMFORTMAKER | HRCU-A-CB (Split System: Heat Pump with Remote Outdoor Unit-Air-Source) | D5CUHAH24AAK |  |  | ESH5X24M12A* | *80VSL0701716B* | 22400 | 16 | 8.1 | 21200 | 19100 | 90.09% | 1.85 | 0 | 10.5 |  |  |  |  | R-454B | 1.8667 | Residential & Commercial | USHP | Ducted CEE Tier 1
216736299 | Central HP <5.4 tons | COMFORTMAKER | HRCU-A-CB (Split System: Heat Pump with Remote Outdoor Unit-Air-Source) | D5CUHAH24AAK |  |  | ESH5X24M12A* | *80VSL0901716B* | 22200 | 15.2 | 8.1 | 21000 | 19000 | 90.48% | 1.9 | 0 | 10.5 |  |  |  |  | R-454B | 1.85 | Residential & Commercial | USHP | Ducted CEE Tier 1
216735427 | Central HP <5.4 tons | COMFORTMAKER | HRCU-A-CB (Split System: Heat Pump with Remote Outdoor Unit-Air-Source) | D5CUHAH24AAK |  |  | EA*5X37M21A* | *80CSU0601716A* | 23800 | 17 | 8.5 | 21000 | 18700 | 89.05% | 1.96 | 0 | 11 |  |  |  |  | R-454B | 1.9833 | Residential & Commercial | USHP | Ducted CEE Tier 1
216735445 | Central HP <5.4 tons | COMFORTMAKER | HRCU-A-CB (Split System: Heat Pump with Remote Outdoor Unit-Air-Source) | D5CUHAH24AAK |  |  | EA*5X37M21A* | *80CSU1002120A* | 23800 | 16.5 | 8.5 | 21400 | 18900 | 88.32% | 1.96 | 0 | 11 |  |  |  |  | R-454B | 1.9833 | Residential & Commercial | USHP | Ducted CEE Tier 1
216581390 | Central HP <5.4 tons | LENNOX | HRCU-A-CB (Split System: Heat Pump with Remote Outdoor Unit-Air-Source) | EL18KSLV-060-230A** |  |  | CBK45UHVT-048-230-** | 0 | 47500 | 18 | 9.5 | 48000 | 42000 | 87.5% | 1.75 | 0 | 11.7 |  |  |  |  | R-454B | 3.9583 | Residential & Commercial | USHP | Ducted CEE Tier 1
216738872 | Central HP <5.4 tons | HEIL | HRCU-A-CB (Split System: Heat Pump with Remote Outdoor Unit-Air-Source) | D5CUHAH24AAK |  |  | ESH5X36M12A* | *96VTN1002122B* | 23000 | 15.5 | 8.1 | 21000 | 18600 | 88.57% | 1.85 | 0 | 11 |  |  |  |  | R-454B | 1.9167 | Residential & Commercial | USHP | Ducted CEE Tier 1
216739097 | Central HP <5.4 tons | HEIL | HRCU-A-CB (Split System: Heat Pump with Remote Outdoor Unit-Air-Source) | D5CUHAH24AAK |  |  | FM(C,U)5Z30**AL* | 0 | 23200 | 17 | 9 | 21400 | 19300 | 90.19% | 2.08 | 0 | 11 |  |  |  |  | R-454B | 1.9333 | Residential & Commercial | USHP | Ducted CEE Tier 1
216738479 | Central HP <5.4 tons | HEIL | HRCU-A-CB (Split System: Heat Pump with Remote Outdoor Unit-Air-Source) | D5CUHAH24AAK |  |  | ESH5X36M12A* | *92MSN0802120A* | 23200 | 15.5 | 8.1 | 21000 | 18700 | 89.05% | 1.9 | 0 | 11 |  |  |  |  | R-454B | 1.9333 | Residential & Commercial | USHP | Ducted CEE Tier 1
216618944 | Central HP <5.4 tons | LENNOX | HRCU-A-C (Split System: Heat Pump with Remote Outdoor Unit with No Indoor Fan --Air Source) | EL18KSLV-060-230A** |  |  | CK40[C,U]T-49C-**+TDR | 0 | 48000 | 15.2 | 8.1 | 47500 | 39500 | 83.16% | 1.8 | 0 | 10 |  |  |  |  | R-454B | 4 | Residential & Commercial | USHP | Ducted CEE Tier 1
215433933 | Central HP <5.4 tons | DAIKIN | HRCU-A-CB (Split System: Heat Pump with Remote Outdoor Unit-Air-Source) | DH7VSA4210A* |  |  | CHPEA6030*3A*+MBVK16CP1X00A* | 0 | 41000 | 17.5 | 8.8 | 41000 | 31000 | 75.61% | 2 | 0 | 10 |  |  |  |  | R-32 | 3.4167 | Residential & Commercial | USHP | Ducted CEE Tier 1
215433934 | Central HP <5.4 tons | DAIKIN | HRCU-A-CB (Split System: Heat Pump with Remote Outdoor Unit-Air-Source) | DH7VSA4210A* |  |  | CHPEA6030*3A*+MBVK20DP1X00A* | 0 | 41000 | 17.5 | 8.8 | 41000 | 31000 | 75.61% | 2 | 0 | 10 |  |  |  |  | R-32 | 3.4167 | Residential & Commercial | USHP | Ducted CEE Tier 1
215433981 | Central HP <5.4 tons | DAIKIN | HRCU-A-CB (Split System: Heat Pump with Remote Outdoor Unit-Air-Source) | DH7VSA2410A* |  |  | CA*EA3022*3A* | D*96TC0603BNA* | 23200 | 19 | 8.6 | 23200 | 17000 | 73.28% | 2 | 0 | 11 |  |  |  |  | R-32 | 1.9333 | Residential & Commercial | USHP | Ducted CEE Tier 1
215434015 | Central HP <5.4 tons | DAIKIN | HRCU-A-CB (Split System: Heat Pump with Remote Outdoor Unit-Air-Source) | DH7VSA2410A* |  |  | CHPEA3026*3A* | D*80TC0804C*A* | 23200 | 19 | 8.6 | 23200 | 17000 | 73.28% | 2 | 0 | 11 |  |  |  |  | R-32 | 1.9333 | Residential & Commercial | USHP | Ducted CEE Tier 1
216618945 | Central HP <5.4 tons | LENNOX | HRCU-A-C (Split System: Heat Pump with Remote Outdoor Unit with No Indoor Fan --Air Source) | EL18KSLV-060-230A** |  |  | CK40HT-42B-**+TDR | 0 | 48000 | 15.2 | 8.5 | 47500 | 39500 | 83.16% | 1.85 | 0 | 10 |  |  |  |  | R-454B | 4 | Residential & Commercial | USHP | Ducted CEE Tier 1
215434150 | Central HP <5.4 tons | DAIKIN | HRCU-A-CB (Split System: Heat Pump with Remote Outdoor Unit-Air-Source) | DH7VSA3610A* |  |  | CA*EA6030*3A* | D*80TC0805C*A* | 35000 | 18.5 | 8.5 | 35000 | 28400 | 81.14% | 2 | 0 | 10.5 |  |  |  |  | R-32 | 2.9167 | Residential & Commercial | USHP | Ducted CEE Tier 1
214574100 | Central HP <5.4 tons | HEIL | HRCU-A-CB (Split System: Heat Pump with Remote Outdoor Unit-Air-Source) | HVH837GKA2* |  |  | EA*4X61L21A*+WALLCON | *95CSU0802120B* | 33200 | 17.5 | 8.5 | 32000 | 25000 | 78.12% | 2 | 0 | 11.5 |  |  |  |  | R-410A | 2.7667 | Residential & Commercial | USHP | Ducted CEE Tier 1
214574150 | Central HP <5.4 tons | HEIL | HRCU-A-CB (Split System: Heat Pump with Remote Outdoor Unit-Air-Source) | HVH837GKA2* |  |  | EA*4X61L24A*+WALLCON | *80CTL0702120B* | 33200 | 18 | 8.5 | 32000 | 24800 | 77.5% | 2 | 0 | 11.5 |  |  |  |  | R-410A | 2.7667 | Residential & Commercial | USHP | Ducted CEE Tier 1
214573800 | Central HP <5.4 tons | HEIL | HRCU-A-CB (Split System: Heat Pump with Remote Outdoor Unit-Air-Source) | HVH837GKA2* |  |  | EA*4X42L24A*+WALLCON | *95CSU0802120B* | 31800 | 17 | 8.5 | 33000 | 24400 | 73.94% | 1.9 | 0 | 11 |  |  |  |  | R-410A | 2.65 | Residential & Commercial | USHP | Ducted CEE Tier 1
213607654 | Central HP <5.4 tons | HEIL | HRCU-A-CB (Split System: Heat Pump with Remote Outdoor Unit-Air-Source) | DLCURAH24ABK |  |  | FTMA4X24L0B* | 0 | 24600 | 17 | 9.5 | 26000 | 22200 | 85.38% | 1.84 | 0 | 10 |  |  |  |  | R-410A | 2.05 | Residential & Commercial | USHP | Ducted CEE Tier 1
210470323 | Central HP <5.4 tons | AIRQUEST | HRCU-A-CB (Split System: Heat Pump with Remote Outdoor Unit-Air-Source) | HVH837GKA2* |  |  | EA*4X60L24A*+WALLCON | *97CMN1202422A* | 32800 | 17.5 | 8.5 | 32000 | 24800 | 77.5% | 1.98 | 0 | 11.7 |  |  |  |  | R-410A | 2.7333 | Residential & Commercial | USHP | Ducted CEE Tier 1
215434165 | Central HP <5.4 tons | DAIKIN | HRCU-A-CB (Split System: Heat Pump with Remote Outdoor Unit-Air-Source) | DH7VSA3610A* |  |  | CHPEA4830*3A* | D*97MC1005CNA* | 35000 | 18.5 | 8.1 | 35000 | 28400 | 81.14% | 2 | 0 | 10.5 |  |  |  |  | R-32 | 2.9167 | Residential & Commercial | USHP | Ducted CEE Tier 1
215434166 | Central HP <5.4 tons | DAIKIN | HRCU-A-CB (Split System: Heat Pump with Remote Outdoor Unit-Air-Source) | DH7VSA3610A* |  |  | CHPEA4830*3A* | D*97MC0804CNA* | 35000 | 18.5 | 8.1 | 35000 | 28400 | 81.14% | 2 | 0 | 10.5 |  |  |  |  | R-32 | 2.9167 | Residential & Commercial | USHP | Ducted CEE Tier 1
216735632 | Central HP <5.4 tons | COMFORTMAKER | HRCU-A-CB (Split System: Heat Pump with Remote Outdoor Unit-Air-Source) | D5CUHAH24AAK |  |  | EA*5X37M21A* | *80CTL0902120B* | 23400 | 16 | 8.5 | 20800 | 18600 | 89.42% | 1.98 | 0 | 11 |  |  |  |  | R-454B | 1.95 | Residential & Commercial | USHP | Ducted CEE Tier 1
216736787 | Central HP <5.4 tons | COMFORTMAKER | HRCU-A-CB (Split System: Heat Pump with Remote Outdoor Unit-Air-Source) | D5CUHAH24AAK |  |  | ESH5X24M12A* | *96CTN0601714B* | 22400 | 15.5 | 8.1 | 21200 | 19000 | 89.62% | 1.85 | 0 | 10.5 |  |  |  |  | R-454B | 1.8667 | Residential & Commercial | USHP | Ducted CEE Tier 1
216736985 | Central HP <5.4 tons | COMFORTMAKER | HRCU-A-CB (Split System: Heat Pump with Remote Outdoor Unit-Air-Source) | D5CUHAH24AAK |  |  | ESH5X30M12A* | *80CSU0601716A* | 23000 | 16 | 8.5 | 21400 | 19100 | 89.25% | 1.96 | 0 | 10.5 |  |  |  |  | R-454B | 1.9167 | Residential & Commercial | USHP | Ducted CEE Tier 1
216769577 | Central HP <5.4 tons | LENNOX | HRCU-A-CB (Split System: Heat Pump with Remote Outdoor Unit-Air-Source) | EL18KSLV-024-230A** |  |  | CK40HT-30B-**+TDR | SL297UH060NV36B* | 24000 | 17.25 | 9 | 24000 | 20800 | 86.67% | 1.8 | 0 | 12 |  |  |  |  | R-454B | 2 | Residential & Commercial | USHP | Ducted CEE Tier 1
216769578 | Central HP <5.4 tons | LENNOX | HRCU-A-CB (Split System: Heat Pump with Remote Outdoor Unit-Air-Source) | EL18KSLV-024-230A** |  |  | CK40HT-30B-**+TDR | EL297UH045XV36B* | 24000 | 17.25 | 9 | 24000 | 20800 | 86.67% | 1.8 | 0 | 11.7 |  |  |  |  | R-454B | 2 | Residential & Commercial | USHP | Ducted CEE Tier 1
216769893 | Central HP <5.4 tons | AMERICAN STANDARD | HRCU-A-CB (Split System: Heat Pump with Remote Outdoor Unit-Air-Source) | 5A6H7024A1 |  |  | 5TXCC007AS3 | *UHMC100CCV4 | 23600 | 17.1 | 9 | 21600 | 17100 | 79.17% | 2.06 | 0 | 12.5 |  |  |  |  | R-454B | 1.9667 | Residential & Commercial | USHP | Ducted CEE Tier 1
216769610 | Central HP <5.4 tons | LENNOX | HRCU-A-CB (Split System: Heat Pump with Remote Outdoor Unit-Air-Source) | EL18KSLV-060-230A** |  |  | CK40HT-42C-**+TDR | EL297UH110XV60C* | 44000 | 16.35 | 8.5 | 47500 | 39500 | 83.16% | 1.8 | 0 | 10 |  |  |  |  | R-454B | 3.6667 | Residential & Commercial | USHP | Ducted CEE Tier 1
211242966 | Central HP <5.4 tons | AIRQUEST | HRCU-A-CB (Split System: Heat Pump with Remote Outdoor Unit-Air-Source) | DLCURAH24ABK |  |  | EA*4X37L17A* | *95ESN0601412A* | 25000 | 16 | 8.5 | 26000 | 21200 | 81.54% | 1.76 | 0 | 10 |  |  |  |  | R-410A | 2.0833 | Residential & Commercial | USHP | Ducted CEE Tier 1
211243030 | Central HP <5.4 tons | AIRQUEST | HRCU-A-CB (Split System: Heat Pump with Remote Outdoor Unit-Air-Source) | DLCURAH24ABK |  |  | EA*4X37L17A* | *80ES(N,L)0451712A* | 24600 | 16.5 | 8.5 | 25600 | 21600 | 84.38% | 1.8 | 0 | 10 |  |  |  |  | R-410A | 2.05 | Residential & Commercial | USHP | Ducted CEE Tier 1
211243265 | Central HP <5.4 tons | AIRQUEST | HRCU-A-CB (Split System: Heat Pump with Remote Outdoor Unit-Air-Source) | DLCURAH24ABK |  |  | EA*4X37L21A* | *95ESU0401712A* | 24400 | 17 | 8.5 | 25200 | 21200 | 84.13% | 1.78 | 0 | 10 |  |  |  |  | R-410A | 2.0333 | Residential & Commercial | USHP | Ducted CEE Tier 1
211243464 | Central HP <5.4 tons | AIRQUEST | HRCU-A-CB (Split System: Heat Pump with Remote Outdoor Unit-Air-Source) | DLCURAH24ABK |  |  | EA*4X37L21A* | *96VTN0802120A* | 24200 | 17 | 8.1 | 25000 | 21400 | 85.6% | 1.8 | 0 | 10 |  |  |  |  | R-410A | 2.0167 | Residential & Commercial | USHP | Ducted CEE Tier 1
211243484 | Central HP <5.4 tons | AIRQUEST | HRCU-A-CB (Split System: Heat Pump with Remote Outdoor Unit-Air-Source) | DLCURAH24ABK |  |  | EA*4X37L21A* | *80VTL1102122A* | 24400 | 17 | 8.5 | 25200 | 21200 | 84.13% | 1.8 | 0 | 10.5 |  |  |  |  | R-410A | 2.0333 | Residential & Commercial | USHP | Ducted CEE Tier 1
211243865 | Central HP <5.4 tons | AIRQUEST | HRCU-A-CB (Split System: Heat Pump with Remote Outdoor Unit-Air-Source) | DLCURAH24ABK |  |  | EN(A,D)4X24L17** | *96VSN0401410A* | 23400 | 15.5 | 8.5 | 26600 | 24000 | 90.23% | 1.96 | 0 | 10 |  |  |  |  | R-410A | 1.95 | Residential & Commercial | USHP | Ducted CEE Tier 1
211243950 | Central HP <5.4 tons | AIRQUEST | HRCU-A-CB (Split System: Heat Pump with Remote Outdoor Unit-Air-Source) | DLCURAH24ABK |  |  | EN(A,D)4X24L17** | *80VSL0701716A* | 23400 | 16 | 8.5 | 26600 | 24000 | 90.23% | 1.98 | 0 | 10 |  |  |  |  | R-410A | 1.95 | Residential & Commercial | USHP | Ducted CEE Tier 1
211243982 | Central HP <5.4 tons | AIRQUEST | HRCU-A-CB (Split System: Heat Pump with Remote Outdoor Unit-Air-Source) | DLCURAH24ABK |  |  | EN(A,D)4X24L17** | *80VTL0451412A* | 23800 | 16 | 8.5 | 26800 | 23200 | 86.57% | 1.92 | 0 | 10 |  |  |  |  | R-410A | 1.9833 | Residential & Commercial | USHP | Ducted CEE Tier 1
215434252 | Central HP <5.4 tons | DAIKIN | HRCU-A-CB (Split System: Heat Pump with Remote Outdoor Unit-Air-Source) | DH7VSA4210A* |  |  | CHPEA4830*3A* | D*80TC1005C*A* | 40500 | 17 | 8.6 | 41000 | 31000 | 75.61% | 2 | 0 | 10 |  |  |  |  | R-32 | 3.375 | Residential & Commercial | USHP | Ducted CEE Tier 1
216679377 | Central HP <5.4 tons | HEIL | HRCU-A-CB (Split System: Heat Pump with Remote Outdoor Unit-Air-Source) | DLCURAH24ABK |  |  | EA*4X24L17A* | *97VTN0601716A* | 23200 | 16.5 | 9.5 | 26400 | 25400 | 96.21% | 2.08 | 0 | 10 |  |  |  |  | R-410A | 1.9333 | Residential & Commercial | USHP | Ducted CEE Tier 1
216679497 | Central HP <5.4 tons | HEIL | HRCU-A-CB (Split System: Heat Pump with Remote Outdoor Unit-Air-Source) | DLCURAH24ABK |  |  | EN(A,D)4X24L17** | *97VTN0601716A* | 23200 | 16.5 | 9 | 26400 | 24400 | 92.42% | 1.86 | 0 | 10 |  |  |  |  | R-410A | 1.9333 | Residential & Commercial | USHP | Ducted CEE Tier 1
215932849 | Central HP <5.4 tons | COMFORTMAKER | HRCU-A-CB (Split System: Heat Pump with Remote Outdoor Unit-Air-Source) | C5H3V36*K*AAA* |  |  | EA*5X61M24A*+WALLCON | *80CSU1002120A* | 34400 | 20.5 | 9 | 34400 | 26200 | 76.16% | 1.96 | 0 | 11.7 |  |  |  |  | R-454B | 2.8667 | Residential & Commercial | USHP | Ducted CEE Tier 1
213815730 | Central HP <5.4 tons | DAIKIN | HRCU-A-CB (Split System: Heat Pump with Remote Outdoor Unit-Air-Source) | DZ6VSA361EA* |  |  | CA*EA6030*4A*+MBVK20DP1X00A* | 0 | 34200 | 17.5 | 8.6 | 34200 | 30000 | 87.72% | 2 | 0 | 10 |  |  |  |  | R-410A | 2.85 | Residential & Commercial | USHP | Ducted CEE Tier 1
214573208 | Central HP <5.4 tons | CARRIER | HRCU-A-CB (Split System: Heat Pump with Remote Outdoor Unit-Air-Source) | 25VNA837A*030* |  |  | CSPH*4812AL*+UI | 59CU5B100C21**22 | 32600 | 17.5 | 8.5 | 32600 | 24800 | 76.07% | 1.98 | 0 | 11 |  |  |  |  | R-410A | 2.7167 | Residential & Commercial | USHP | Ducted CEE Tier 1
216769575 | Central HP <5.4 tons | LENNOX | HRCU-A-CB (Split System: Heat Pump with Remote Outdoor Unit-Air-Source) | EL18KSLV-024-230A** |  |  | CK40HT-24B-**+TDR | EL297UH070XV36B* | 24000 | 17.45 | 9 | 24000 | 20800 | 86.67% | 1.8 | 0 | 12 |  |  |  |  | R-454B | 2 | Residential & Commercial | USHP | Ducted CEE Tier 1
216769609 | Central HP <5.4 tons | LENNOX | HRCU-A-CB (Split System: Heat Pump with Remote Outdoor Unit-Air-Source) | EL18KSLV-060-230A** |  |  | CK40HT-42C-**+TDR | SL297UH080NV60C* | 44000 | 16.35 | 8.5 | 47500 | 39500 | 83.16% | 1.8 | 0 | 10 |  |  |  |  | R-454B | 3.6667 | Residential & Commercial | USHP | Ducted CEE Tier 1
216769625 | Central HP <5.4 tons | LENNOX | HRCU-A-CB (Split System: Heat Pump with Remote Outdoor Unit-Air-Source) | EL18KSLV-060-230A** |  |  | CK40DT-60D-**+TDR | EL297DF110XV60C* | 52500 | 16 | 8.5 | 55000 | 41000 | 74.55% | 1.9 | 0 | 9.8 |  |  |  |  | R-454B | 4.375 | Residential & Commercial | USHP
216769626 | Central HP <5.4 tons | LENNOX | HRCU-A-CB (Split System: Heat Pump with Remote Outdoor Unit-Air-Source) | EL18KSLV-060-230A** |  |  | CK40HT-60D-**+TDR | EL297UH135XV60D* | 53500 | 16.4 | 8.5 | 54500 | 40500 | 74.31% | 1.85 | 0 | 10 |  |  |  |  | R-454B | 4.4583 | Residential & Commercial | USHP | Ducted CEE Tier 1
215941659 | Central HP <5.4 tons | COMFORTMAKER | HRCU-A-CB (Split System: Heat Pump with Remote Outdoor Unit-Air-Source) | C5H3V48*K*AAA* |  |  | EVD5X49M24A*+WALLCON | *97CTN1202422A* | 45500 | 20.5 | 8.1 | 52500 | 38000 | 72.38% | 1.95 | 0 | 11.5 |  |  |  |  | R-454B | 3.7917 | Residential & Commercial | USHP | Ducted CEE Tier 1
216675451 | Central HP <5.4 tons | CARRIER | HRCU-A-CB (Split System: Heat Pump with Remote Outdoor Unit-Air-Source) | 37MURAQ24AA3 |  |  | CAA**3721AM* | 58CU*A040C17**12 | 25400 | 16.5 | 9 | 23400 | 19200 | 82.05% | 2.06 | 0 | 10 |  |  |  |  | R-454B | 2.1167 | Residential & Commercial | USHP | Ducted CEE Tier 1
212986858 | Central HP <5.4 tons | BRYANT HEATING AND COOLING SYSTEMS | HRCU-A-CB (Split System: Heat Pump with Remote Outdoor Unit-Air-Source) | 38MURAQ24AB3* |  |  | CAP**2414AL* | 916SA36060M14*** | 23200 | 16.5 | 8.5 | 27000 | 26400 | 97.78% | 2.22 | 0 | 10 |  |  |  |  | R-410A | 1.9333 | Residential & Commercial | USHP | Ducted CEE Tier 1
213076388 | Central HP <5.4 tons | COMFORTMAKER | HRCU-A-CB (Split System: Heat Pump with Remote Outdoor Unit-Air-Source) | DLCURAH18ABK |  |  | EA*4X24L17A* | *96VTN0601716B* | 17400 | 16 | 8.5 | 18400 | 19500 | 106% | 2.34 | 0 | 10.5 |  |  |  |  | R-410A | 1.45 | Residential & Commercial | USHP | Ducted CEE Tier 1
212987796 | Central HP <5.4 tons | BRYANT HEATING AND COOLING SYSTEMS | HRCU-A-CB (Split System: Heat Pump with Remote Outdoor Unit-Air-Source) | 38MURAQ24AB3* |  |  | CAP**3621AL* | 916SA60080M21*** | 23800 | 17 | 8.5 | 26200 | 23600 | 90.08% | 1.96 | 0 | 10 |  |  |  |  | R-410A | 1.9833 | Residential & Commercial | USHP | Ducted CEE Tier 1
212988650 | Central HP <5.4 tons | BRYANT HEATING AND COOLING SYSTEMS | HRCU-A-CB (Split System: Heat Pump with Remote Outdoor Unit-Air-Source) | 38MURAQ24AB3* |  |  | CAP**2517AL* | 935SB36040M17*** | 24200 | 16.5 | 8.5 | 25200 | 21800 | 86.51% | 1.82 | 0 | 10 |  |  |  |  | R-410A | 2.0167 | Residential & Commercial | USHP | Ducted CEE Tier 1
211260527 | Central HP <5.4 tons | HEIL | HRCU-A-CB (Split System: Heat Pump with Remote Outdoor Unit-Air-Source) | DLCURAH18ABK |  |  | EA*4X24L17A* | *96VTN0601714A* | 17600 | 15.5 | 8.5 | 18600 | 19100 | 102.7% | 2.3 | 0 | 10.5 |  |  |  |  | R-410A | 1.4667 | Residential & Commercial | USHP | Ducted CEE Tier 1
211260797 | Central HP <5.4 tons | HEIL | HRCU-A-CB (Split System: Heat Pump with Remote Outdoor Unit-Air-Source) | DLCURAH18ABK |  |  | EA*4X25L17A* | *80VSL0451716A* | 18100 | 16 | 8.5 | 18000 | 17500 | 97.22% | 2.12 | 0 | 10.5 |  |  |  |  | R-410A | 1.5083 | Residential & Commercial | USHP | Ducted CEE Tier 1
212985507 | Central HP <5.4 tons | BRYANT HEATING AND COOLING SYSTEMS | HRCU-A-CB (Split System: Heat Pump with Remote Outdoor Unit-Air-Source) | 38MURAQ36AB3* |  |  | CAP**4821AL* | 912SE66100M21*** | 35800 | 16.5 | 8.5 | 37800 | 34600 | 91.53% | 2.02 | 0 | 10 |  |  |  |  | R-410A | 2.9833 | Residential & Commercial | USHP | Ducted CEE Tier 1
216736958 | Central HP <5.4 tons | COMFORTMAKER | HRCU-A-CB (Split System: Heat Pump with Remote Outdoor Unit-Air-Source) | D5CUHAH24AAK |  |  | ESH5X24M12A* | *97VTN1202422A* | 22400 | 15.2 | 8.1 | 21200 | 19100 | 90.09% | 1.85 | 0 | 10.5 |  |  |  |  | R-454B | 1.8667 | Residential & Commercial | USHP | Ducted CEE Tier 1
216737065 | Central HP <5.4 tons | COMFORTMAKER | HRCU-A-CB (Split System: Heat Pump with Remote Outdoor Unit-Air-Source) | D5CUHAH24AAK |  |  | ESH5X30M12A* | *80MS(N,L)0702116A* | 22400 | 15.2 | 8.1 | 21000 | 18900 | 90% | 1.9 | 0 | 10.5 |  |  |  |  | R-454B | 1.8667 | Residential & Commercial | USHP | Ducted CEE Tier 1
214573528 | Central HP <5.4 tons | CARRIER | HRCU-A-CB (Split System: Heat Pump with Remote Outdoor Unit-Air-Source) | 25VNA837A*030* |  |  | CNPV*4824AL*+UI | 59MN7C080C21**20 | 32400 | 17.5 | 8.5 | 32800 | 24800 | 75.61% | 1.96 | 0 | 11.5 |  |  |  |  | R-410A | 2.7 | Residential & Commercial | USHP | Ducted CEE Tier 1
216737151 | Central HP <5.4 tons | COMFORTMAKER | HRCU-A-CB (Split System: Heat Pump with Remote Outdoor Unit-Air-Source) | D5CUHAH24AAK |  |  | ESH5X30M12A* | *80VSL0451412B* | 22200 | 15.5 | 8.1 | 20800 | 18700 | 89.9% | 1.85 | 0 | 10.5 |  |  |  |  | R-454B | 1.85 | Residential & Commercial | USHP | Ducted CEE Tier 1
216763973 | Central HP <5.4 tons | TRANE | HRCU-A-C (Split System: Heat Pump with Remote Outdoor Unit with No Indoor Fan --Air Source) | 5TWR7048A1 |  |  | 5PX*D010AS3 | 0 | 43500 | 16 | 9 | 44500 | 32800 | 73.71% | 2.1 | 0 | 11.7 |  |  |  |  | R-454B | 3.625 | Residential & Commercial | USHP | Ducted CEE Tier 1
210470923 | Central HP <5.4 tons | AIRQUEST | HRCU-A-CB (Split System: Heat Pump with Remote Outdoor Unit-Air-Source) | HVH837GKA2* |  |  | EN(A,D,W)4X60L24**+WALLCON | *80CTL1352422A* | 32800 | 18 | 8.1 | 32200 | 24600 | 76.4% | 1.98 | 0 | 12 |  |  |  |  | R-410A | 2.7333 | Residential & Commercial | USHP | Ducted CEE Tier 1
210470989 | Central HP <5.4 tons | AIRQUEST | HRCU-A-CB (Split System: Heat Pump with Remote Outdoor Unit-Air-Source) | HVH837GKA2* |  |  | EN(A,D,W)4X60L24**+WALLCON | *96CTN1002122A* | 32800 | 18 | 8.1 | 32200 | 24600 | 76.4% | 1.98 | 0 | 12 |  |  |  |  | R-410A | 2.7333 | Residential & Commercial | USHP | Ducted CEE Tier 1
216618955 | Central HP <5.4 tons | LENNOX | HRCU-A-C (Split System: Heat Pump with Remote Outdoor Unit with No Indoor Fan --Air Source) | EL18KSLV-060-230A** |  |  | CK40DT-60D-**+TDR | 0 | 51000 | 15.2 | 8.5 | 54000 | 41500 | 76.85% | 1.95 | 0 | 10 |  |  |  |  | R-454B | 4.25 | Residential & Commercial | USHP | Ducted CEE Tier 1
213080142 | Central HP <5.4 tons | HEIL | HRCU-A-CB (Split System: Heat Pump with Remote Outdoor Unit-Air-Source) | DLCURAH36ABK |  |  | EA*4X36L21A* | *96MSN0802120A* | 35200 | 16 | 8.1 | 39000 | 35200 | 90.26% | 1.84 | 0 | 9.5 |  |  |  |  | R-410A | 2.9333 | Residential & Commercial | USHP
213492167 | Central HP <5.4 tons | STEALTH | HRCU-A-C (Split System: Heat Pump with Remote Outdoor Unit with No Indoor Fan --Air Source) | ACIQ-18-HPB |  |  | ACIQ-24-ACL | 0 | 18000 | 16.1 | 9.5 | 19000 | 15000 | 78.95% | 2.2 | 11.6 | 11.7 |  |  |  |  | R-410A | 1.5 | Residential & Commercial | USHP | Ducted CEE Tier 1
215433971 | Central HP <5.4 tons | DAIKIN | HRCU-A-CB (Split System: Heat Pump with Remote Outdoor Unit-Air-Source) | DH7VSA2410A* |  |  | CA*EA3022*3A* | D*80SC0604BUA* | 23200 | 19 | 8.6 | 23200 | 17000 | 73.28% | 2 | 0 | 11 |  |  |  |  | R-32 | 1.9333 | Residential & Commercial | USHP | Ducted CEE Tier 1
215864465 | Central HP <5.4 tons | TRANE | HRCU-A-CB (Split System: Heat Pump with Remote Outdoor Unit-Air-Source) | 5TWV8X24A1 |  |  | 5TXCB003AS3 | S9V2B060U3VSB+LRP | 21400 | 18.1 | 8.5 | 24400 | 18900 | 77.46% | 2.1 | 0 | 11.5 |  |  |  |  | R-454B | 1.7833 | Residential & Commercial | USHP | Ducted CEE Tier 1
216612199 | Central HP <5.4 tons | TRANE | HRCU-A-CB (Split System: Heat Pump with Remote Outdoor Unit-Air-Source) | 5TWV0X24A1 |  |  | 5PX*B006AS3 | S9V2B080U4VSB+LRP | 22200 | 21 | 10 | 22600 | 18000 | 79.65% | 2.2 | 0 | 12 |  |  |  |  | R-454B | 1.85 | Residential & Commercial | USHP | Ducted CEE Tier 1
215728609 | Central HP <5.4 tons | LENNOX | HRCU-A-CB (Split System: Heat Pump with Remote Outdoor Unit-Air-Source) | SL25XPV-036-230A** |  |  | CK40DT-50/60C-0*+TDR | EL296DF110XV60C* | 34200 | 21 | 9.3 | 36000 | 29000 | 80.56% | 1.86 | 0 | 13.5 |  |  |  |  | R-410A | 2.85 | Residential & Commercial | USHP | Ducted CEE Tier 1
214505257 | Central HP <5.4 tons | DAIKIN | HRCU-A-CB (Split System: Heat Pump with Remote Outdoor Unit-Air-Source) | DZ6VSA241EA* |  |  | CA*EA3026*4B* | D*96VC0803BNA* | 23000 | 17 | 8.6 | 23000 | 16100 | 70% | 2 | 0 | 10 |  |  |  |  | R-410A | 1.9167 | Residential & Commercial | USHP | Ducted CEE Tier 1
216612215 | Central HP <5.4 tons | TRANE | HRCU-A-CB (Split System: Heat Pump with Remote Outdoor Unit-Air-Source) | 5TWV0X24A1 |  |  | 5TXCB006AS3 | S9V2B080U4PSC+LRP | 22200 | 21.2 | 10 | 22800 | 18200 | 79.82% | 2.2 | 0 | 12 |  |  |  |  | R-454B | 1.85 | Residential & Commercial | USHP | Ducted CEE Tier 1
215853260 | Central HP <5.4 tons | YORK | HRCU-A-CB (Split System: Heat Pump with Remote Outdoor Unit-Air-Source) | HH860E2S11 |  |  | CTM60D5CJS1 | Y91E120D20SMPS1 | 53000 | 18 | 9 | 55000 | 40000 | 72.73% | 2 | 0 | 10 |  |  |  |  | R-454B | 4.4167 | Residential & Commercial | USHP | Ducted CEE Tier 1
214595719 | Central HP <5.4 tons | CARRIER | HRCU-A-CB (Split System: Heat Pump with Remote Outdoor Unit-Air-Source) | 38MURAQ24AB3* |  |  | CAP**3017AL* | GG96VTAB48060B** | 23600 | 16.5 | 9 | 26000 | 24000 | 92.31% | 2 | 0 | 10 |  |  |  |  | R-410A | 1.9667 | Residential & Commercial | USHP | Ducted CEE Tier 1
210472988 | Central HP <5.4 tons | AIRQUEST | HRCU-A-CB (Split System: Heat Pump with Remote Outdoor Unit-Air-Source) | HVH825GKA3* |  |  | EA*4X42L24A*+WALLCON | *95CSU0802120A* | 23800 | 17 | 8.1 | 21400 | 16600 | 77.57% | 1.96 | 0 | 11 |  |  |  |  | R-410A | 1.9833 | Residential & Commercial | USHP | Ducted CEE Tier 1
210473120 | Central HP <5.4 tons | AIRQUEST | HRCU-A-CB (Split System: Heat Pump with Remote Outdoor Unit-Air-Source) | HVH825GKA3* |  |  | EA*4X43L21A*+WALLCON | *80CSU0401712A* | 24400 | 17 | 8.5 | 21200 | 16600 | 78.3% | 2.02 | 0 | 11 |  |  |  |  | R-410A | 2.0333 | Residential & Commercial | USHP | Ducted CEE Tier 1
210473186 | Central HP <5.4 tons | AIRQUEST | HRCU-A-CB (Split System: Heat Pump with Remote Outdoor Unit-Air-Source) | HVH825GKA3* |  |  | EA*4X43L21A*+WALLCON | *96CTN0801714A* | 24400 | 16.5 | 8.1 | 21200 | 16700 | 78.77% | 2.02 | 0 | 11 |  |  |  |  | R-410A | 2.0333 | Residential & Commercial | USHP | Ducted CEE Tier 1
216769576 | Central HP <5.4 tons | LENNOX | HRCU-A-CB (Split System: Heat Pump with Remote Outdoor Unit-Air-Source) | EL18KSLV-024-230A** |  |  | CK40HT-30B-**+TDR | SL297UH040NV36B* | 24000 | 17.65 | 9 | 24000 | 20800 | 86.67% | 1.8 | 0 | 12 |  |  |  |  | R-454B | 2 | Residential & Commercial | USHP | Ducted CEE Tier 1
215942595 | Central HP <5.4 tons | COMFORTMAKER | HRCU-A-CB (Split System: Heat Pump with Remote Outdoor Unit-Air-Source) | C5H3V48*K*AAA* |  |  | EVD5X61M21A*+WALLCON | *96CTN0801714B* | 44500 | 20 | 8.1 | 54000 | 37800 | 70% | 1.95 | 0 | 11.5 |  |  |  |  | R-454B | 3.7083 | Residential & Commercial | USHP | Ducted CEE Tier 1
214280270 | Central HP <5.4 tons | HEIL | HRCU-A-CB (Split System: Heat Pump with Remote Outdoor Unit-Air-Source) | DLCURAH36ABK |  |  | EA*4X37L21A* | *96MSN0601716A* | 36000 | 15.5 | 8.5 | 38000 | 35000 | 92.11% | 2.06 | 0 | 10 |  |  |  |  | R-410A | 3 | Residential & Commercial | USHP | Ducted CEE Tier 1
214570718 | Central HP <5.4 tons | CARRIER | HRCU-A-CB (Split System: Heat Pump with Remote Outdoor Unit-Air-Source) | 25VNA825A*032* |  |  | CAP**4821AL*+UI | 59TN6C080C21**20 | 24200 | 17 | 8.5 | 20800 | 16500 | 79.33% | 2.02 | 0 | 11 |  |  |  |  | R-410A | 2.0167 | Residential & Commercial | USHP | Ducted CEE Tier 1
214570768 | Central HP <5.4 tons | CARRIER | HRCU-A-CB (Split System: Heat Pump with Remote Outdoor Unit-Air-Source) | 25VNA825A*032* |  |  | CAP**4824AL*+UI | 59MN7C080C21**20 | 24000 | 16.5 | 8.5 | 21000 | 16500 | 78.57% | 2.02 | 0 | 11 |  |  |  |  | R-410A | 2 | Residential & Commercial | USHP | Ducted CEE Tier 1
215934975 | Central HP <5.4 tons | BRYANT HEATING AND COOLING SYSTEMS | HRCU-A-CB (Split System: Heat Pump with Remote Outdoor Unit-Air-Source) | 293VAN036**AA* |  |  | CVAMA4921XMA*+UI | 83*CA36040C17*** | 35600 | 22 | 8.5 | 38000 | 28800 | 75.79% | 2.02 | 0 | 12 |  |  |  |  | R-454B | 2.9667 | Residential & Commercial | USHP | Ducted CEE Tier 1
210473472 | Central HP <5.4 tons | AIRQUEST | HRCU-A-CB (Split System: Heat Pump with Remote Outdoor Unit-Air-Source) | HVH825GKA3* |  |  | EA*4X48L24A*+WALLCON | *80CTL1352422A* | 24200 | 17 | 8.1 | 21000 | 16500 | 78.57% | 2.02 | 0 | 11 |  |  |  |  | R-410A | 2.0167 | Residential & Commercial | USHP | Ducted CEE Tier 1
216769573 | Central HP <5.4 tons | LENNOX | HRCU-A-CB (Split System: Heat Pump with Remote Outdoor Unit-Air-Source) | EL18KSLV-024-230A** |  |  | CK40HT-24B-**+TDR | SL297UH060NV36B* | 24000 | 17.3 | 9 | 24000 | 20800 | 86.67% | 1.8 | 0 | 12 |  |  |  |  | R-454B | 2 | Residential & Commercial | USHP | Ducted CEE Tier 1
216769614 | Central HP <5.4 tons | LENNOX | HRCU-A-CB (Split System: Heat Pump with Remote Outdoor Unit-Air-Source) | EL18KSLV-060-230A** |  |  | CK40DT-42B-**+TDR | EL297DF070XV48B* | 43500 | 16 | 9 | 48000 | 40000 | 83.33% | 1.85 | 0 | 10 |  |  |  |  | R-454B | 3.625 | Residential & Commercial | USHP | Ducted CEE Tier 1
214569350 | Central HP <5.4 tons | CARRIER | HRCU-A-CB (Split System: Heat Pump with Remote Outdoor Unit-Air-Source) | 25VNA424A*031* |  |  | CAP**4321AL*+UI | 59CU5B080C21**20 | 24200 | 20.5 | 11 | 26400 | 19700 | 74.62% | 2.56 | 0 | 13 |  |  |  |  | R-410A | 2.0167 | Residential & Commercial | USHP | Ducted CEE Tier 1
212614903 | Central HP <5.4 tons | DAIKIN | HRCU-A-CB (Split System: Heat Pump with Remote Outdoor Unit-Air-Source) | DZ6VSA241EA* |  |  | CA*EA3026*4A* | D*80VC1005C*A* | 23000 | 17 | 8.6 | 23000 | 16100 | 70% | 2 | 0 | 10 |  |  |  |  | R-410A | 1.9167 | Residential & Commercial | USHP | Ducted CEE Tier 1
211242424 | Central HP <5.4 tons | AIRQUEST | HRCU-A-CB (Split System: Heat Pump with Remote Outdoor Unit-Air-Source) | DLCURAH24ABK |  |  | EA*4X36L21A* | *95ESU0601716A* | 24400 | 17 | 8.5 | 26200 | 22400 | 85.5% | 1.86 | 0 | 10 |  |  |  |  | R-410A | 2.0333 | Residential & Commercial | USHP | Ducted CEE Tier 1
216612231 | Central HP <5.4 tons | TRANE | HRCU-A-CB (Split System: Heat Pump with Remote Outdoor Unit-Air-Source) | 5TWV0X36A1 |  |  | 5PX*B006AS3 | S9V2B060D3VSB+LRP | 32800 | 18 | 9.7 | 31400 | 24400 | 77.71% | 2.1 | 0 | 11.5 |  |  |  |  | R-454B | 2.7333 | Residential & Commercial | USHP | Ducted CEE Tier 1
214574458 | Central HP <5.4 tons | CARRIER | HRCU-A-CB (Split System: Heat Pump with Remote Outdoor Unit-Air-Source) | 25VNA837A*031* |  |  | CNPV*3621AL*+UI | 59CU5B080C21**20 | 31400 | 16.5 | 8.1 | 33200 | 24200 | 72.89% | 1.82 | 0 | 11 |  |  |  |  | R-410A | 2.6167 | Residential & Commercial | USHP | Ducted CEE Tier 1
216737468 | Central HP <5.4 tons | HEIL | HRCU-A-CB (Split System: Heat Pump with Remote Outdoor Unit-Air-Source) | D5CUHAH24AAK |  |  | ESH5X30M12A* | *92MSN0601714A* | 22400 | 15.5 | 8.1 | 21000 | 18800 | 89.52% | 1.9 | 0 | 10.5 |  |  |  |  | R-454B | 1.8667 | Residential & Commercial | USHP | Ducted CEE Tier 1
212614902 | Central HP <5.4 tons | DAIKIN | HRCU-A-CB (Split System: Heat Pump with Remote Outdoor Unit-Air-Source) | DZ6VSA241EA* |  |  | CA*EA3026*4A* | D*80SC0805CUA* | 23000 | 17 | 8.6 | 23000 | 16100 | 70% | 2 | 0 | 10 |  |  |  |  | R-410A | 1.9167 | Residential & Commercial | USHP | Ducted CEE Tier 1
215434155 | Central HP <5.4 tons | DAIKIN | HRCU-A-CB (Split System: Heat Pump with Remote Outdoor Unit-Air-Source) | DH7VSA3610A* |  |  | CHPEA4830*3A* | D*96TC1005DNA* | 35000 | 18.5 | 8.1 | 35000 | 28400 | 81.14% | 2 | 0 | 10.5 |  |  |  |  | R-32 | 2.9167 | Residential & Commercial | USHP | Ducted CEE Tier 1
216738411 | Central HP <5.4 tons | HEIL | HRCU-A-CB (Split System: Heat Pump with Remote Outdoor Unit-Air-Source) | D5CUHAH24AAK |  |  | ESH5X36M12A* | *97CMN0801714B* | 22600 | 15.2 | 8.1 | 20600 | 18400 | 89.32% | 1.85 | 0 | 10.5 |  |  |  |  | R-454B | 1.8833 | Residential & Commercial | USHP | Ducted CEE Tier 1
216737509 | Central HP <5.4 tons | HEIL | HRCU-A-CB (Split System: Heat Pump with Remote Outdoor Unit-Air-Source) | D5CUHAH24AAK |  |  | ESH5X30M12A* | *92MSN1002122A* | 22800 | 15.2 | 8.1 | 21200 | 19000 | 89.62% | 1.85 | 0 | 10.5 |  |  |  |  | R-454B | 1.9 | Residential & Commercial | USHP | Ducted CEE Tier 1
214569324 | Central HP <5.4 tons | CARRIER | HRCU-A-CB (Split System: Heat Pump with Remote Outdoor Unit-Air-Source) | 25VNA424A*031* |  |  | CAP**3721AL*+UI | 58TN*B070C21**20 | 24200 | 20.5 | 11 | 26400 | 19700 | 74.62% | 2.54 | 0 | 13 |  |  |  |  | R-410A | 2.0167 | Residential & Commercial | USHP | Ducted CEE Tier 1
216612201 | Central HP <5.4 tons | TRANE | HRCU-A-CB (Split System: Heat Pump with Remote Outdoor Unit-Air-Source) | 5TWV0X24A1 |  |  | 5PX*BD04AS3 | S9V2B080D4VSB+LRP | 21600 | 20.6 | 9.7 | 23200 | 18000 | 77.59% | 2.2 | 0 | 11.7 |  |  |  |  | R-454B | 1.8 | Residential & Commercial | USHP | Ducted CEE Tier 1
216769583 | Central HP <5.4 tons | LENNOX | HRCU-A-CB (Split System: Heat Pump with Remote Outdoor Unit-Air-Source) | EL18KSLV-036-230A** |  |  | CK40[C,U]T-30B-**+TDR | EL297UH070XV36B* | 34000 | 17.3 | 8.5 | 35600 | 28400 | 79.78% | 1.85 | 0 | 11 |  |  |  |  | R-454B | 2.8333 | Residential & Commercial | USHP | Ducted CEE Tier 1
216769585 | Central HP <5.4 tons | LENNOX | HRCU-A-CB (Split System: Heat Pump with Remote Outdoor Unit-Air-Source) | EL18KSLV-036-230A** |  |  | CK40[C,U]T-36B-**+TDR | SL297UH060NV36B* | 34600 | 17.45 | 8.5 | 35600 | 28400 | 79.78% | 1.85 | 0 | 11 |  |  |  |  | R-454B | 2.8833 | Residential & Commercial | USHP | Ducted CEE Tier 1
215434140 | Central HP <5.4 tons | DAIKIN | HRCU-A-CB (Split System: Heat Pump with Remote Outdoor Unit-Air-Source) | DH7VSA3610A* |  |  | CA*EA4830*3A* | D*80TC0805D*A* | 34800 | 18.5 | 8.5 | 35000 | 28400 | 81.14% | 2 | 0 | 10.5 |  |  |  |  | R-32 | 2.9 | Residential & Commercial | USHP | Ducted CEE Tier 1
215434141 | Central HP <5.4 tons | DAIKIN | HRCU-A-CB (Split System: Heat Pump with Remote Outdoor Unit-Air-Source) | DH7VSA3610A* |  |  | CA*EA4830*3A* | D*80TC0805C*A* | 34800 | 18.5 | 8.5 | 35000 | 28400 | 81.14% | 2 | 0 | 10.5 |  |  |  |  | R-32 | 2.9 | Residential & Commercial | USHP | Ducted CEE Tier 1
215434157 | Central HP <5.4 tons | DAIKIN | HRCU-A-CB (Split System: Heat Pump with Remote Outdoor Unit-Air-Source) | DH7VSA3610A* |  |  | CHPEA4830*3A* | D*96TC0804CNA* | 35000 | 18.5 | 8.1 | 35000 | 28400 | 81.14% | 2 | 0 | 10.5 |  |  |  |  | R-32 | 2.9167 | Residential & Commercial | USHP | Ducted CEE Tier 1
215935025 | Central HP <5.4 tons | BRYANT HEATING AND COOLING SYSTEMS | HRCU-A-CB (Split System: Heat Pump with Remote Outdoor Unit-Air-Source) | 293VAN036**AA* |  |  | CVAMA4921XMA*+UI | 88*TB48090C17*** | 35600 | 22 | 8.5 | 38000 | 28600 | 75.26% | 2.02 | 0 | 12 |  |  |  |  | R-454B | 2.9667 | Residential & Commercial | USHP | Ducted CEE Tier 1
213080358 | Central HP <5.4 tons | HEIL | HRCU-A-CB (Split System: Heat Pump with Remote Outdoor Unit-Air-Source) | DLCURAH36ABK |  |  | EN(A,D,W)4X48L21** | *96MSN1002120A* | 36000 | 16.5 | 8.1 | 38500 | 34800 | 90.39% | 2.02 | 0 | 10 |  |  |  |  | R-410A | 3 | Residential & Commercial | USHP | Ducted CEE Tier 1
215939726 | Central HP <5.4 tons | HEIL | HRCU-A-CB (Split System: Heat Pump with Remote Outdoor Unit-Air-Source) | H5H3V36*K*AAA* |  |  | EA*5X48M21A*+WALLCON | *80CSU0401712B* | 33400 | 20.5 | 9.5 | 34400 | 26200 | 76.16% | 2.04 | 0 | 11.7 |  |  |  |  | R-454B | 2.7833 | Residential & Commercial | USHP | Ducted CEE Tier 1
215939776 | Central HP <5.4 tons | HEIL | HRCU-A-CB (Split System: Heat Pump with Remote Outdoor Unit-Air-Source) | H5H3V36*K*AAA* |  |  | EA*5X48M21A*+WALLCON | *97CTN1002122A* | 33400 | 20 | 9.5 | 34400 | 26200 | 76.16% | 2.04 | 0 | 11.7 |  |  |  |  | R-454B | 2.7833 | Residential & Commercial | USHP | Ducted CEE Tier 1
215939826 | Central HP <5.4 tons | HEIL | HRCU-A-CB (Split System: Heat Pump with Remote Outdoor Unit-Air-Source) | H5H3V36*K*AAA* |  |  | EA*5X61M21A*+WALLCON | *96CTN0802120B* | 34400 | 20 | 9 | 34400 | 26200 | 76.16% | 1.95 | 0 | 11.7 |  |  |  |  | R-454B | 2.8667 | Residential & Commercial | USHP | Ducted CEE Tier 1
215939846 | Central HP <5.4 tons | HEIL | HRCU-A-CB (Split System: Heat Pump with Remote Outdoor Unit-Air-Source) | H5H3V36*K*AAA* |  |  | EA*5X61M21A*+WALLCON | *80CSU0601716B* | 34400 | 20.5 | 9.5 | 34400 | 26000 | 75.58% | 2.06 | 0 | 12 |  |  |  |  | R-454B | 2.8667 | Residential & Commercial | USHP | Ducted CEE Tier 1
215939996 | Central HP <5.4 tons | HEIL | HRCU-A-CB (Split System: Heat Pump with Remote Outdoor Unit-Air-Source) | H5H3V36*K*AAA* |  |  | ESH5X36M12A*+WALLCON | *97CTN1002122A* | 33400 | 19 | 9 | 34800 | 26600 | 76.44% | 1.92 | 0 | 11 |  |  |  |  | R-454B | 2.7833 | Residential & Commercial | USHP | Ducted CEE Tier 1
214229297 | Central HP <5.4 tons | TEMPSTAR | HRCU-A-CB (Split System: Heat Pump with Remote Outdoor Unit-Air-Source) | DLCURAH36ABK |  |  | EA*4X37L17A* | *80MSU0601716A* | 36000 | 16 | 8.5 | 38500 | 34800 | 90.39% | 2.02 | 0 | 10 |  |  |  |  | R-410A | 3 | Residential & Commercial | USHP | Ducted CEE Tier 1
215864480 | Central HP <5.4 tons | AMERICAN STANDARD | HRCU-A-CB (Split System: Heat Pump with Remote Outdoor Unit-Air-Source) | 5A6V8X36A1 |  |  | 5PX*B004AS3 | S9V2B080U4PSC+LRP | 31600 | 18.1 | 8.5 | 32800 | 25600 | 78.05% | 2 | 0 | 10 |  |  |  |  | R-454B | 2.6333 | Residential & Commercial | USHP | Ducted CEE Tier 1
215864494 | Central HP <5.4 tons | AMERICAN STANDARD | HRCU-A-CB (Split System: Heat Pump with Remote Outdoor Unit-Air-Source) | 5A6V8X36A1 |  |  | 5PX*B004AS3 | S8V2B060M4PDB | 31600 | 18.1 | 8.5 | 32800 | 25400 | 77.44% | 2 | 0 | 10 |  |  |  |  | R-454B | 2.6333 | Residential & Commercial | USHP | Ducted CEE Tier 1
215864562 | Central HP <5.4 tons | AMERICAN STANDARD | HRCU-A-CB (Split System: Heat Pump with Remote Outdoor Unit-Air-Source) | 5A6V8X36A1 |  |  | 5PX*CD05AS3 | S8V2C080M5PDB | 32000 | 18.1 | 8.5 | 33800 | 25600 | 75.74% | 2 | 0 | 10 |  |  |  |  | R-454B | 2.6667 | Residential & Commercial | USHP | Ducted CEE Tier 1
215864596 | Central HP <5.4 tons | AMERICAN STANDARD | HRCU-A-CB (Split System: Heat Pump with Remote Outdoor Unit-Air-Source) | 5A6V8X36A1 |  |  | 5TXCB006AS3 | *UHMB060CCV3+LRP | 32800 | 18.1 | 8.5 | 33600 | 25800 | 76.79% | 2.1 | 0 | 10 |  |  |  |  | R-454B | 2.7333 | Residential & Commercial | USHP | Ducted CEE Tier 1
215864612 | Central HP <5.4 tons | AMERICAN STANDARD | HRCU-A-CB (Split System: Heat Pump with Remote Outdoor Unit-Air-Source) | 5A6V8X36A1 |  |  | 5TXCB006AS3 | S8V2B080M4PDB | 32800 | 18.1 | 8.5 | 33600 | 25800 | 76.79% | 2.1 | 0 | 10 |  |  |  |  | R-454B | 2.7333 | Residential & Commercial | USHP | Ducted CEE Tier 1
216738612 | Central HP <5.4 tons | HEIL | HRCU-A-CB (Split System: Heat Pump with Remote Outdoor Unit-Air-Source) | D5CUHAH24AAK |  |  | ESH5X36M12A* | *96MSN1402422A* | 22800 | 15.2 | 8.1 | 20800 | 18600 | 89.42% | 1.85 | 0 | 10.5 |  |  |  |  | R-454B | 1.9 | Residential & Commercial | USHP | Ducted CEE Tier 1
216738862 | Central HP <5.4 tons | HEIL | HRCU-A-CB (Split System: Heat Pump with Remote Outdoor Unit-Air-Source) | D5CUHAH24AAK |  |  | ESH5X36M12A* | *96VTN1002120B* | 22600 | 16 | 8.1 | 20800 | 18400 | 88.46% | 1.85 | 0 | 11 |  |  |  |  | R-454B | 1.8833 | Residential & Commercial | USHP | Ducted CEE Tier 1
216738989 | Central HP <5.4 tons | HEIL | HRCU-A-CB (Split System: Heat Pump with Remote Outdoor Unit-Air-Source) | D5CUHAH24AAK |  |  | FCMA5X24L0B*+WALLCON | 0 | 22600 | 16 | 8.5 | 21000 | 18800 | 89.52% | 1.96 | 0 | 11 |  |  |  |  | R-454B | 1.8833 | Residential & Commercial | USHP | Ducted CEE Tier 1
216738119 | Central HP <5.4 tons | HEIL | HRCU-A-CB (Split System: Heat Pump with Remote Outdoor Unit-Air-Source) | D5CUHAH24AAK |  |  | ESH5X36M12A* | *80MS(N,L)1352420A* | 23200 | 15.2 | 8.1 | 21200 | 18700 | 88.21% | 1.9 | 0 | 11 |  |  |  |  | R-454B | 1.9333 | Residential & Commercial | USHP | Ducted CEE Tier 1
215940076 | Central HP <5.4 tons | HEIL | HRCU-A-CB (Split System: Heat Pump with Remote Outdoor Unit-Air-Source) | H5H3V36*K*AAA* |  |  | ESH5X42M12A*+WALLCON | *97CTN1002122A* | 33600 | 19 | 9 | 34600 | 26600 | 76.88% | 1.94 | 0 | 11.5 |  |  |  |  | R-454B | 2.8 | Residential & Commercial | USHP | Ducted CEE Tier 1
215940096 | Central HP <5.4 tons | HEIL | HRCU-A-CB (Split System: Heat Pump with Remote Outdoor Unit-Air-Source) | H5H3V36*K*AAA* |  |  | ESH5X48M12A*+WALLCON | *96CTN0802120B* | 33800 | 19.5 | 9 | 34800 | 26600 | 76.44% | 1.94 | 0 | 11.5 |  |  |  |  | R-454B | 2.8167 | Residential & Commercial | USHP | Ducted CEE Tier 1
215940346 | Central HP <5.4 tons | HEIL | HRCU-A-CB (Split System: Heat Pump with Remote Outdoor Unit-Air-Source) | H5H3V36*K*AAA* |  |  | EVM5X49M21A*+WALLCON | *80CSU0601716B* | 35600 | 22 | 8.5 | 38000 | 28600 | 75.26% | 2.02 | 0 | 12.5 |  |  |  |  | R-454B | 2.9667 | Residential & Commercial | USHP | Ducted CEE Tier 1
215940396 | Central HP <5.4 tons | HEIL | HRCU-A-CB (Split System: Heat Pump with Remote Outdoor Unit-Air-Source) | H5H3V36*K*AAA* |  |  | EVM5X60M21A*+WALLCON | *96CTN0802120B* | 35600 | 21.5 | 8.5 | 38000 | 28600 | 75.26% | 2.04 | 0 | 12 |  |  |  |  | R-454B | 2.9667 | Residential & Commercial | USHP | Ducted CEE Tier 1
211712909 | Central HP <5.4 tons | AIRQUEST | HRCU-A-CB (Split System: Heat Pump with Remote Outdoor Unit-Air-Source) | DLCURAH30ABK |  |  | EA*4X42L24A* | *92ESN1002120A* | 30600 | 15.2 | 8.1 | 34200 | 27000 | 78.95% | 1.82 | 0 | 9 |  |  |  |  | R-410A | 2.55 | Residential & Commercial | USHP
215864614 | Central HP <5.4 tons | AMERICAN STANDARD | HRCU-A-CB (Split System: Heat Pump with Remote Outdoor Unit-Air-Source) | 5A6V8X36A1 |  |  | 5TXCB006AS3 | S8V2B080M4PCB | 32800 | 18.1 | 8.5 | 33600 | 25800 | 76.79% | 2.1 | 0 | 10 |  |  |  |  | R-454B | 2.7333 | Residential & Commercial | USHP | Ducted CEE Tier 1
215864648 | Central HP <5.4 tons | AMERICAN STANDARD | HRCU-A-CB (Split System: Heat Pump with Remote Outdoor Unit-Air-Source) | 5A6V8X48A1 |  |  | 5PX*C007AS3 | L8V1C100U5VSB+LRP | 45500 | 18.1 | 8.5 | 45500 | 35200 | 77.36% | 2.2 | 0 | 10.5 |  |  |  |  | R-454B | 3.7917 | Residential & Commercial | USHP | Ducted CEE Tier 1
215864748 | Central HP <5.4 tons | AMERICAN STANDARD | HRCU-A-CB (Split System: Heat Pump with Remote Outdoor Unit-Air-Source) | 5A6V8X60A1 |  |  | 5TXCD008AS3 | S8V2C080M5PDB | 53000 | 18.1 | 8.5 | 55500 | 40000 | 72.07% | 2 | 0 | 10 |  |  |  |  | R-454B | 4.4167 | Residential & Commercial | USHP | Ducted CEE Tier 1
215864762 | Central HP <5.4 tons | AMERICAN STANDARD | HRCU-A-CB (Split System: Heat Pump with Remote Outdoor Unit-Air-Source) | 5A6V8X60A1 |  |  | 5TXCD010AS3 | S9V2D120U5PSC+LRP | 54500 | 18.1 | 8.5 | 55000 | 39500 | 71.82% | 2 | 0 | 10.5 |  |  |  |  | R-454B | 4.5417 | Residential & Commercial | USHP | Ducted CEE Tier 1
215864828 | Central HP <5.4 tons | AMERICAN STANDARD | HRCU-A-CB (Split System: Heat Pump with Remote Outdoor Unit-Air-Source) | 5A6V8X48A1 |  |  | 5PX*C009AS3 | S9V2C100U4VSB+LRP | 46000 | 18.1 | 8.5 | 45500 | 34800 | 76.48% | 2.1 | 0 | 10.5 |  |  |  |  | R-454B | 3.8333 | Residential & Commercial | USHP | Ducted CEE Tier 1
215864832 | Central HP <5.4 tons | AMERICAN STANDARD | HRCU-A-CB (Split System: Heat Pump with Remote Outdoor Unit-Air-Source) | 5A6V8X48A1 |  |  | 5PX*C009AS3 | S8V2C100M5PDB | 46000 | 18.1 | 8.5 | 45500 | 35000 | 76.92% | 2.1 | 0 | 10 |  |  |  |  | R-454B | 3.8333 | Residential & Commercial | USHP | Ducted CEE Tier 1
211010176 | Central HP <5.4 tons | YORK | HRCU-A-CB (Split System: Heat Pump with Remote Outdoor Unit-Air-Source) | YZV24B21 |  |  | JHVVB24DE1C2N1+CC | 0 | 23000 | 19 | 8.5 | 22400 | 19600 | 87.5% | 1.9 | 0 | 12.4 |  |  |  |  | R-410A | 1.9167 | Residential & Commercial | USHP | Ducted CEE Tier 1
215932264 | Central HP <5.4 tons | CARRIER | HRCU-A-CB (Split System: Heat Pump with Remote Outdoor Unit-Air-Source) | 27VNA336A*030* |  |  | CAA**4221AM*+UI | 59CU5B060C17**16 | 32400 | 19.5 | 9.5 | 35400 | 27200 | 76.84% | 2 | 0 | 11 |  |  |  |  | R-454B | 2.7 | Residential & Commercial | USHP | Ducted CEE Tier 1
215433978 | Central HP <5.4 tons | DAIKIN | HRCU-A-CB (Split System: Heat Pump with Remote Outdoor Unit-Air-Source) | DH7VSA2410A* |  |  | CA*EA3022*3A* | D*80TC0805C*A* | 23200 | 19 | 8.6 | 23200 | 17000 | 73.28% | 2 | 0 | 11 |  |  |  |  | R-32 | 1.9333 | Residential & Commercial | USHP | Ducted CEE Tier 1
215433987 | Central HP <5.4 tons | DAIKIN | HRCU-A-CB (Split System: Heat Pump with Remote Outdoor Unit-Air-Source) | DH7VSA2410A* |  |  | CA*EA3626*3A* | D*97MC0804CNA* | 23200 | 19 | 8.6 | 23200 | 17000 | 73.28% | 2 | 0 | 11 |  |  |  |  | R-32 | 1.9333 | Residential & Commercial | USHP | Ducted CEE Tier 1
214569342 | Central HP <5.4 tons | CARRIER | HRCU-A-CB (Split System: Heat Pump with Remote Outdoor Unit-Air-Source) | 25VNA424A*031* |  |  | CAP**4224AL*+UI | 59CU5B080C21**20 | 23400 | 20.5 | 10.5 | 26600 | 19700 | 74.06% | 2.46 | 0 | 13 |  |  |  |  | R-410A | 1.95 | Residential & Commercial | USHP | Ducted CEE Tier 1
214569344 | Central HP <5.4 tons | CARRIER | HRCU-A-CB (Split System: Heat Pump with Remote Outdoor Unit-Air-Source) | 25VNA424A*031* |  |  | CAP**4224AL*+UI | 59CU5B100C21**22 | 23400 | 20.5 | 11 | 26600 | 19700 | 74.06% | 2.48 | 0 | 13 |  |  |  |  | R-410A | 1.95 | Residential & Commercial | USHP | Ducted CEE Tier 1
215935175 | Central HP <5.4 tons | BRYANT HEATING AND COOLING SYSTEMS | HRCU-A-CB (Split System: Heat Pump with Remote Outdoor Unit-Air-Source) | 293VAN036**AA* |  |  | CVAMA6021XMA*+UI | 88*TB36045C17*** | 35200 | 21 | 8.5 | 39000 | 29400 | 75.38% | 2 | 0 | 11.7 |  |  |  |  | R-454B | 2.9333 | Residential & Commercial | USHP | Ducted CEE Tier 1
215935195 | Central HP <5.4 tons | BRYANT HEATING AND COOLING SYSTEMS | HRCU-A-CB (Split System: Heat Pump with Remote Outdoor Unit-Air-Source) | 293VAN036**AA* |  |  | CVAMA6021XMA*+UI | 88*TB60070C21*** | 35600 | 21.5 | 8.5 | 38000 | 28600 | 75.26% | 2.02 | 0 | 12 |  |  |  |  | R-454B | 2.9667 | Residential & Commercial | USHP | Ducted CEE Tier 1
215434380 | Central HP <5.4 tons | DAIKIN | HRCU-A-CB (Split System: Heat Pump with Remote Outdoor Unit-Air-Source) | DH7VSA4810A* |  |  | CHPEA6030*3A* | D*96TC1005CNA* | 45500 | 16.2 | 8.5 | 46500 | 33600 | 72.26% | 2 | 0 | 10 |  |  |  |  | R-32 | 3.7917 | Residential & Commercial | USHP | Ducted CEE Tier 1
211242900 | Central HP <5.4 tons | AIRQUEST | HRCU-A-CB (Split System: Heat Pump with Remote Outdoor Unit-Air-Source) | DLCURAH24ABK |  |  | EA*4X37L17A* | *80VTL0451412A* | 24800 | 16.5 | 8.5 | 25600 | 21400 | 83.59% | 1.8 | 0 | 10 |  |  |  |  | R-410A | 2.0667 | Residential & Commercial | USHP | Ducted CEE Tier 1
211242977 | Central HP <5.4 tons | AIRQUEST | HRCU-A-CB (Split System: Heat Pump with Remote Outdoor Unit-Air-Source) | DLCURAH24ABK |  |  | EA*4X37L17A* | *96VTN0401410A* | 24200 | 16 | 8.5 | 25600 | 21800 | 85.16% | 1.8 | 0 | 10 |  |  |  |  | R-410A | 2.0167 | Residential & Commercial | USHP | Ducted CEE Tier 1
211243018 | Central HP <5.4 tons | AIRQUEST | HRCU-A-CB (Split System: Heat Pump with Remote Outdoor Unit-Air-Source) | DLCURAH24ABK |  |  | EA*4X37L17A* | *80ES(N,L)0451412A* | 25200 | 16 | 8.5 | 26200 | 21000 | 80.15% | 1.76 | 0 | 10 |  |  |  |  | R-410A | 2.1 | Residential & Commercial | USHP | Ducted CEE Tier 1
216681011 | Central HP <5.4 tons | HEIL | HRCU-A-CB (Split System: Heat Pump with Remote Outdoor Unit-Air-Source) | DLCURAH36ABK |  |  | EA*4X36L21A* | *97VTN0802120A* | 34800 | 16 | 8.5 | 38500 | 34800 | 90.39% | 1.75 | 0 | 9.8 |  |  |  |  | R-410A | 2.9 | Residential & Commercial | USHP
215935399 | Central HP <5.4 tons | COMFORTMAKER | HRCU-A-CB (Split System: Heat Pump with Remote Outdoor Unit-Air-Source) | C5H3V36*K*AAA* |  |  | EVM5X60M24A*+WALLCON | *97CMN0602120B* | 35200 | 21 | 8.5 | 38500 | 28800 | 74.81% | 2.02 | 0 | 12 |  |  |  |  | R-454B | 2.9333 | Residential & Commercial | USHP | Ducted CEE Tier 1
215935899 | Central HP <5.4 tons | COMFORTMAKER | HRCU-A-CB (Split System: Heat Pump with Remote Outdoor Unit-Air-Source) | C5H3V36*K*AAA* |  |  | EVD5X38M17A*+WALLCON | *96CTN0601714B* | 35200 | 21 | 8.5 | 38000 | 28000 | 73.68% | 2 | 0 | 11.7 |  |  |  |  | R-454B | 2.9333 | Residential & Commercial | USHP | Ducted CEE Tier 1
215936049 | Central HP <5.4 tons | COMFORTMAKER | HRCU-A-CB (Split System: Heat Pump with Remote Outdoor Unit-Air-Source) | C5H3V36*K*AAA* |  |  | EVD5X42M21A*+WALLCON | *95CSU0802120B* | 34400 | 20.5 | 8.5 | 38500 | 28200 | 73.25% | 2.04 | 0 | 11.7 |  |  |  |  | R-454B | 2.8667 | Residential & Commercial | USHP | Ducted CEE Tier 1
215936199 | Central HP <5.4 tons | COMFORTMAKER | HRCU-A-CB (Split System: Heat Pump with Remote Outdoor Unit-Air-Source) | C5H3V36*K*AAA* |  |  | EVD5X42M24A*+WALLCON | *95CSU0802120B* | 35400 | 21.5 | 8.5 | 38000 | 28600 | 75.26% | 2.04 | 0 | 12 |  |  |  |  | R-454B | 2.95 | Residential & Commercial | USHP | Ducted CEE Tier 1
215936249 | Central HP <5.4 tons | COMFORTMAKER | HRCU-A-CB (Split System: Heat Pump with Remote Outdoor Unit-Air-Source) | C5H3V36*K*AAA* |  |  | EVD5X42M24A*+WALLCON | *97CMN1202422B* | 35400 | 22 | 8.5 | 38000 | 28400 | 74.74% | 2.04 | 0 | 12.5 |  |  |  |  | R-454B | 2.95 | Residential & Commercial | USHP | Ducted CEE Tier 1
215936319 | Central HP <5.4 tons | COMFORTMAKER | HRCU-A-CB (Split System: Heat Pump with Remote Outdoor Unit-Air-Source) | C5H3V36*K*AAA* |  |  | EVD5X48M24A*+WALLCON | *80CTL0902120B* | 35200 | 21.5 | 8.5 | 38000 | 28200 | 74.21% | 2.04 | 0 | 12 |  |  |  |  | R-454B | 2.9333 | Residential & Commercial | USHP | Ducted CEE Tier 1
216678825 | Central HP <5.4 tons | HEIL | HRCU-A-CB (Split System: Heat Pump with Remote Outdoor Unit-Air-Source) | DLCURAH36ABK |  |  | EN(A,D,W)4X48L21** | *97VTN0601716A* | 35800 | 15.5 | 8.5 | 38500 | 34600 | 89.87% | 1.8 | 0 | 10 |  |  |  |  | R-410A | 2.9833 | Residential & Commercial | USHP | Ducted CEE Tier 1
216681022 | Central HP <5.4 tons | HEIL | HRCU-A-CB (Split System: Heat Pump with Remote Outdoor Unit-Air-Source) | DLCURAH36ABK |  |  | EA*4X37L21A* | *97VTN0802120A* | 36600 | 16 | 9 | 38500 | 34400 | 89.35% | 1.96 | 0 | 10 |  |  |  |  | R-410A | 3.05 | Residential & Commercial | USHP | Ducted CEE Tier 1
216769571 | Central HP <5.4 tons | LENNOX | HRCU-A-CB (Split System: Heat Pump with Remote Outdoor Unit-Air-Source) | EL18KSLV-024-230A** |  |  | CK40[C,U]T-36B-**+TDR | EL297UH070XV36B* | 24000 | 17.45 | 9 | 24000 | 20600 | 85.83% | 1.85 | 0 | 12 |  |  |  |  | R-454B | 2 | Residential & Commercial | USHP | Ducted CEE Tier 1
216769623 | Central HP <5.4 tons | LENNOX | HRCU-A-CB (Split System: Heat Pump with Remote Outdoor Unit-Air-Source) | EL18KSLV-060-230A** |  |  | CK40[C,U]T-60D-**+TDR | EL297UH135XV60D* | 54000 | 16.65 | 8.5 | 54500 | 40500 | 74.31% | 1.85 | 0 | 10 |  |  |  |  | R-454B | 4.5 | Residential & Commercial | USHP | Ducted CEE Tier 1
214569658 | Central HP <5.4 tons | CARRIER | HRCU-A-CB (Split System: Heat Pump with Remote Outdoor Unit-Air-Source) | 25VNA436A*031* |  |  | CSPH*6012AL*+UI | 59CU5B080C21**20 | 34400 | 18.5 | 9 | 36000 | 25400 | 70.56% | 2.04 | 0 | 12 |  |  |  |  | R-410A | 2.8667 | Residential & Commercial | USHP | Ducted CEE Tier 1
215864846 | Central HP <5.4 tons | AMERICAN STANDARD | HRCU-A-CB (Split System: Heat Pump with Remote Outdoor Unit-Air-Source) | 5A6V8X48A1 |  |  | 5PX*CD09AS3 | S9V2C100D5PSC+LRP | 46000 | 18.1 | 8.5 | 45500 | 34800 | 76.48% | 2.1 | 0 | 10.5 |  |  |  |  | R-454B | 3.8333 | Residential & Commercial | USHP | Ducted CEE Tier 1
215864864 | Central HP <5.4 tons | AMERICAN STANDARD | HRCU-A-CB (Split System: Heat Pump with Remote Outdoor Unit-Air-Source) | 5A6V8X48A1 |  |  | 5PX*D008AS3 | *UHMD120CCV5+LRP | 45000 | 18.1 | 8.5 | 45500 | 34800 | 76.48% | 2.1 | 0 | 10 |  |  |  |  | R-454B | 3.75 | Residential & Commercial | USHP | Ducted CEE Tier 1
215932434 | Central HP <5.4 tons | CARRIER | HRCU-A-CB (Split System: Heat Pump with Remote Outdoor Unit-Air-Source) | 27VNA336A*030* |  |  | CAA**4821AM*+UI | 58TN*B090C21**20 | 33400 | 20 | 9.5 | 34600 | 26400 | 76.3% | 2.04 | 0 | 11.7 |  |  |  |  | R-454B | 2.7833 | Residential & Commercial | USHP | Ducted CEE Tier 1
215932664 | Central HP <5.4 tons | CARRIER | HRCU-A-CB (Split System: Heat Pump with Remote Outdoor Unit-Air-Source) | 27VNA336A*030* |  |  | CAA**6121AM*+UI | 58CU*A060C17**16 | 34400 | 20.5 | 9.5 | 34400 | 26000 | 75.58% | 2.06 | 0 | 11.7 |  |  |  |  | R-454B | 2.8667 | Residential & Commercial | USHP | Ducted CEE Tier 1
215933436 | Central HP <5.4 tons | HEIL | HRCU-A-CB (Split System: Heat Pump with Remote Outdoor Unit-Air-Source) | H5H3V36*K*AAA* |  |  | ESH5X42M12A*+WALLCON | *97CMN1002122B* | 33600 | 19 | 9 | 34600 | 26600 | 76.88% | 1.94 | 0 | 11.5 |  |  |  |  | R-454B | 2.8 | Residential & Commercial | USHP | Ducted CEE Tier 1
215933736 | Central HP <5.4 tons | HEIL | HRCU-A-CB (Split System: Heat Pump with Remote Outdoor Unit-Air-Source) | H5H3V36*K*AAA* |  |  | ESH5X60M12A*+WALLCON | *80CSU1002120A* | 34200 | 19.5 | 9 | 34400 | 26200 | 76.16% | 1.96 | 0 | 11.7 |  |  |  |  | R-454B | 2.85 | Residential & Commercial | USHP | Ducted CEE Tier 1
216769885 | Central HP <5.4 tons | AMERICAN STANDARD | HRCU-A-CB (Split System: Heat Pump with Remote Outdoor Unit-Air-Source) | 5A6H7024A1 |  |  | 5PX*CD09AS3 | *DHMC100CCV4 | 23600 | 17.1 | 8.7 | 21400 | 17000 | 79.44% | 2.04 | 0 | 12.5 |  |  |  |  | R-454B | 1.9667 | Residential & Commercial | USHP | Ducted CEE Tier 1
216612205 | Central HP <5.4 tons | TRANE | HRCU-A-CB (Split System: Heat Pump with Remote Outdoor Unit-Air-Source) | 5TWV0X24A1 |  |  | 5PX*BD04AS3 | S8V2B060M4PCB | 21600 | 20.8 | 9.7 | 23200 | 18000 | 77.59% | 2.2 | 0 | 11.7 |  |  |  |  | R-454B | 1.8 | Residential & Commercial | USHP | Ducted CEE Tier 1
216769579 | Central HP <5.4 tons | LENNOX | HRCU-A-CB (Split System: Heat Pump with Remote Outdoor Unit-Air-Source) | EL18KSLV-024-230A** |  |  | CK40HT-30B-**+TDR | EL297UH070XV36B* | 24000 | 17.4 | 9 | 24000 | 20800 | 86.67% | 1.8 | 0 | 12 |  |  |  |  | R-454B | 2 | Residential & Commercial | USHP | Ducted CEE Tier 1
216769613 | Central HP <5.4 tons | LENNOX | HRCU-A-CB (Split System: Heat Pump with Remote Outdoor Unit-Air-Source) | EL18KSLV-060-230A** |  |  | CK40HT-48C-**+TDR | EL297UH110XV60C* | 43500 | 16 | 8.5 | 47500 | 40000 | 84.21% | 1.8 | 0 | 10 |  |  |  |  | R-454B | 3.625 | Residential & Commercial | USHP | Ducted CEE Tier 1
216769615 | Central HP <5.4 tons | LENNOX | HRCU-A-CB (Split System: Heat Pump with Remote Outdoor Unit-Air-Source) | EL18KSLV-060-230A** |  |  | CK40DT-48C-**+TDR | EL297DF090XV60C* | 44500 | 16.5 | 9 | 48000 | 40000 | 83.33% | 1.85 | 0 | 10 |  |  |  |  | R-454B | 3.7083 | Residential & Commercial | USHP | Ducted CEE Tier 1
216769915 | Central HP <5.4 tons | AMERICAN STANDARD | HRCU-A-CB (Split System: Heat Pump with Remote Outdoor Unit-Air-Source) | 5A6H7036A1 |  |  | 5PX*C009AS3 | L9X1C100U5VSA | 33200 | 16 | 8.7 | 32200 | 23800 | 73.91% | 2.17 | 0 | 12 |  |  |  |  | R-454B | 2.7667 | Residential & Commercial | USHP | Ducted CEE Tier 1
215434355 | Central HP <5.4 tons | DAIKIN | HRCU-A-CB (Split System: Heat Pump with Remote Outdoor Unit-Air-Source) | DH7VSA4810A* |  |  | CA*EA6030*3A* | D*97MC0804CNA* | 45500 | 16.2 | 8.8 | 47000 | 33600 | 71.49% | 2 | 0 | 10 |  |  |  |  | R-32 | 3.7917 | Residential & Commercial | USHP | Ducted CEE Tier 1
214253528 | Central HP <5.4 tons | AMERICAN STANDARD | HRCU-A-CB (Split System: Heat Pump with Remote Outdoor Unit-Air-Source) | 4A6V8X60A1 |  |  | 4TXCD010DS3 | S8V2D120M5PCB | 54000 | 18 | 8.2 | 52000 | 39500 | 75.96% | 1.8 | 0 | 11.7 |  |  |  |  | R-410A | 4.5 | Residential & Commercial | USHP | Ducted CEE Tier 1
211712648 | Central HP <5.4 tons | AIRQUEST | HRCU-A-CB (Split System: Heat Pump with Remote Outdoor Unit-Air-Source) | DLCURAH30ABK |  |  | EA*4X42L24A* | *96VTN1002122A* | 29600 | 15.2 | 8.1 | 33800 | 27200 | 80.47% | 1.78 | 0 | 9 |  |  |  |  | R-410A | 2.4667 | Residential & Commercial | USHP
211713200 | Central HP <5.4 tons | AIRQUEST | HRCU-A-CB (Split System: Heat Pump with Remote Outdoor Unit-Air-Source) | DLCURAH30ABK |  |  | EA*4X43L21A* | *96VTN0802120A* | 30400 | 15.2 | 8.1 | 33000 | 26200 | 79.39% | 1.84 | 0 | 9 |  |  |  |  | R-410A | 2.5333 | Residential & Commercial | USHP
216031602 | Central HP <5.4 tons | LENNOX | HRCU-A-C (Split System: Heat Pump with Remote Outdoor Unit with No Indoor Fan --Air Source) | EL18KSLV-036-230** |  |  | CK40[C,U]T-36B-**+TDR | 0 | 34000 | 15.2 | 8.5 | 34000 | 28800 | 84.71% | 1.75 | 0 | 10.6 |  |  |  |  | R-454B | 2.8333 | Residential & Commercial | USHP | Ducted CEE Tier 1
216736779 | Central HP <5.4 tons | COMFORTMAKER | HRCU-A-CB (Split System: Heat Pump with Remote Outdoor Unit-Air-Source) | D5CUHAH24AAK |  |  | ESH5X24M12A* | *95MSU1002122A* | 22600 | 16 | 8.1 | 21200 | 19100 | 90.09% | 1.85 | 0 | 10.5 |  |  |  |  | R-454B | 1.8833 | Residential & Commercial | USHP | Ducted CEE Tier 1
216732516 | Central HP <5.4 tons | TEMPSTAR | HRCU-A-CB (Split System: Heat Pump with Remote Outdoor Unit-Air-Source) | D5CUHAH24AAK |  |  | EA*5X24M14A* | *80MS(N,L)0701412A* | 22000 | 16 | 8.5 | 21000 | 19100 | 90.95% | 1.96 | 0 | 10.5 |  |  |  |  | R-454B | 1.8333 | Residential & Commercial | USHP | Ducted CEE Tier 1
214592617 | Central HP <5.4 tons | ECOER | HRCU-A-CB (Split System: Heat Pump with Remote Outdoor Unit-Air-Source) | EODA18H-2436B | ECOER |  | EBCT4248CAA | MGH96M080C4A | 33000 | 18 | 8.8 | 34600 | 24400 | 70.52% | 1.95 | 0 | 11 |  |  |  |  | R-410A | 2.75 | Residential & Commercial | USHP | Ducted CEE Tier 1
211222066 | Central HP <5.4 tons | AIRQUEST | HRCU-A-CB (Split System: Heat Pump with Remote Outdoor Unit-Air-Source) | DLCURAH30ABK |  |  | EA*4X36L21A* | *80ESU0802120A | 29600 | 15.2 | 8.1 | 33800 | 27600 | 81.66% | 1.76 | 0 | 9 |  |  |  |  | R-410A | 2.4667 | Residential & Commercial | USHP
213787629 | Central HP <5.4 tons | BRYANT HEATING AND COOLING SYSTEMS | HRCU-A-CB (Split System: Heat Pump with Remote Outdoor Unit-Air-Source) | 38MURAQ30AB3* |  |  | FG4ANXC48L* | 0 | 31600 | 15.75 | 9 | 32400 | 25800 | 79.63% | 1.88 | 0 | 9.5 |  |  |  |  | R-410A | 2.6333 | Residential & Commercial | USHP
213785274 | Central HP <5.4 tons | BRYANT HEATING AND COOLING SYSTEMS | HRCU-A-CB (Split System: Heat Pump with Remote Outdoor Unit-Air-Source) | 284ANV024*0**B* |  |  | CSPH*4212AL*+UI | 986TD66120C24*** | 23800 | 19.5 | 10 | 26400 | 19700 | 74.62% | 2.52 | 0 | 13 |  |  |  |  | R-410A | 1.9833 | Residential & Commercial | USHP | Ducted CEE Tier 1
216675575 | Central HP <5.4 tons | HEIL | HRCU-A-CB (Split System: Heat Pump with Remote Outdoor Unit-Air-Source) | D5CURAH24AAK |  |  | EA*5X37M21A* | *80CSU1002120A* | 25600 | 16 | 9 | 23600 | 19300 | 81.78% | 2.06 | 0 | 10 |  |  |  |  | R-454B | 2.1333 | Residential & Commercial | USHP | Ducted CEE Tier 1
215931539 | Central HP <5.4 tons | COMFORTMAKER | HRCU-A-CB (Split System: Heat Pump with Remote Outdoor Unit-Air-Source) | C5H3V60*K*AAA* |  |  | EA*5X60M24A*+WALLCON | *80CTL0702120B* | 55500 | 18 | 8.1 | 60500 | 46500 | 76.86% | 1.95 | 0 | 11 |  |  |  |  | R-454B | 4.625 | Residential & Commercial | USHP | Ducted CEE Tier 1
215853262 | Central HP <5.4 tons | YORK | HRCU-A-CB (Split System: Heat Pump with Remote Outdoor Unit-Air-Source) | HH860E2S11 |  |  | CTM60D5CJS1 | TMLE130D20MP11 | 53500 | 18 | 9 | 55500 | 39500 | 71.17% | 2 | 0 | 11 |  |  |  |  | R-454B | 4.4583 | Residential & Commercial | USHP | Ducted CEE Tier 1
215853276 | Central HP <5.4 tons | YORK | HRCU-A-CB (Split System: Heat Pump with Remote Outdoor Unit-Air-Source) | HH860E2S11 |  |  | JHE60C5CH2SS1 | 0 | 54000 | 19 | 9 | 53500 | 38500 | 71.96% | 2 | 0 | 11.7 |  |  |  |  | R-454B | 4.5 | Residential & Commercial | USHP | Ducted CEE Tier 1
216682816 | Central HP <5.4 tons | BRYANT HEATING AND COOLING SYSTEMS | HRCU-A-CB (Split System: Heat Pump with Remote Outdoor Unit-Air-Source) | 38MURAQ30AB3* |  |  | CAP**4321AL* | 927TA66100V21*** | 30400 | 15.2 | 9 | 33000 | 26000 | 78.79% | 1.78 | 0 | 9 |  |  |  |  | R-410A | 2.5333 | Residential & Commercial | USHP
211712871 | Central HP <5.4 tons | AIRQUEST | HRCU-A-CB (Split System: Heat Pump with Remote Outdoor Unit-Air-Source) | DLCURAH30ABK |  |  | EA*4X42L24A* | *80ES(N,L)1102420A* | 30000 | 15.2 | 8.1 | 33800 | 27200 | 80.47% | 1.8 | 0 | 9 |  |  |  |  | R-410A | 2.5 | Residential & Commercial | USHP
212987758 | Central HP <5.4 tons | TEMPSTAR | HRCU-A-CB (Split System: Heat Pump with Remote Outdoor Unit-Air-Source) | DLCURAH30ABK |  |  | EA*4X42L24A* | *96MSN0802120A* | 29800 | 15.2 | 8.1 | 34200 | 26400 | 77.19% | 1.84 | 0 | 9 |  |  |  |  | R-410A | 2.4833 | Residential & Commercial | USHP
211222747 | Central HP <5.4 tons | AIRQUEST | HRCU-A-CB (Split System: Heat Pump with Remote Outdoor Unit-Air-Source) | DLCURAH30ABK |  |  | FM(C,U)4Z36**AL* | 0 | 30400 | 15.5 | 8.5 | 35000 | 27400 | 78.29% | 1.82 | 0 | 9 |  |  |  |  | R-410A | 2.5333 | Residential & Commercial | USHP
215931829 | Central HP <5.4 tons | COMFORTMAKER | HRCU-A-CB (Split System: Heat Pump with Remote Outdoor Unit-Air-Source) | C5H3V60*K*AAA* |  |  | ESH5X60M12A*+WALLCON | *80CTL0902120B* | 56500 | 18 | 8.1 | 61000 | 45500 | 74.59% | 2 | 0 | 11.5 |  |  |  |  | R-454B | 4.7083 | Residential & Commercial | USHP | Ducted CEE Tier 1
215931899 | Central HP <5.4 tons | COMFORTMAKER | HRCU-A-CB (Split System: Heat Pump with Remote Outdoor Unit-Air-Source) | C5H3V60*K*AAA* |  |  | ESH5X60M12A*+WALLCON | *97CMN1202422B* | 56000 | 17.5 | 8.1 | 61000 | 46000 | 75.41% | 1.95 | 0 | 11 |  |  |  |  | R-454B | 4.6667 | Residential & Commercial | USHP | Ducted CEE Tier 1
210473908 | Central HP <5.4 tons | AIRQUEST | HRCU-A-CB (Split System: Heat Pump with Remote Outdoor Unit-Air-Source) | HVH825GKA3* |  |  | EN(A,D,W)4X48L21**+WALLCON | *95CSU1002122A* | 24200 | 17 | 8.1 | 21200 | 16600 | 78.3% | 2.02 | 0 | 11.5 |  |  |  |  | R-410A | 2.0167 | Residential & Commercial | USHP | Ducted CEE Tier 1
210474040 | Central HP <5.4 tons | AIRQUEST | HRCU-A-CB (Split System: Heat Pump with Remote Outdoor Unit-Air-Source) | HVH825GKA3* |  |  | EN(A,D,W)4X48L21**+WALLCON | *80CTL0901716A* | 24200 | 17.5 | 8.1 | 21200 | 16500 | 77.83% | 2.02 | 0 | 11.7 |  |  |  |  | R-410A | 2.0167 | Residential & Commercial | USHP | Ducted CEE Tier 1
214569494 | Central HP <5.4 tons | CARRIER | HRCU-A-CB (Split System: Heat Pump with Remote Outdoor Unit-Air-Source) | 25VNA448A*031* |  |  | CNPV*4824AL*+UI | 59CU5B080C21**20 | 43500 | 20.5 | 9 | 46500 | 36600 | 78.71% | 2.16 | 0 | 11.5 |  |  |  |  | R-410A | 3.625 | Residential & Commercial | USHP | Ducted CEE Tier 1
213785351 | Central HP <5.4 tons | BRYANT HEATING AND COOLING SYSTEMS | HRCU-A-CB (Split System: Heat Pump with Remote Outdoor Unit-Air-Source) | 284ANV036*0**B* |  |  | CAP**3617AL*+UI | 986TD42080C17*** | 32000 | 18.5 | 8.5 | 38500 | 27000 | 70.13% | 1.94 | 0 | 11 |  |  |  |  | R-410A | 2.6667 | Residential & Commercial | USHP | Ducted CEE Tier 1
213785385 | Central HP <5.4 tons | BRYANT HEATING AND COOLING SYSTEMS | HRCU-A-CB (Split System: Heat Pump with Remote Outdoor Unit-Air-Source) | 284ANV036*0**B* |  |  | CAP**3717AL*+UI | 935CB48060C17*** | 33200 | 18.5 | 9 | 37000 | 26200 | 70.81% | 2 | 0 | 11.5 |  |  |  |  | R-410A | 2.7667 | Residential & Commercial | USHP | Ducted CEE Tier 1
213785417 | Central HP <5.4 tons | BRYANT HEATING AND COOLING SYSTEMS | HRCU-A-CB (Split System: Heat Pump with Remote Outdoor Unit-Air-Source) | 284ANV036*0**B* |  |  | CAP**3721AL*+UI | 986TD66100C21*** | 33800 | 19.5 | 9 | 36400 | 25600 | 70.33% | 2.04 | 0 | 12 |  |  |  |  | R-410A | 2.8167 | Residential & Commercial | USHP | Ducted CEE Tier 1
213785421 | Central HP <5.4 tons | BRYANT HEATING AND COOLING SYSTEMS | HRCU-A-CB (Split System: Heat Pump with Remote Outdoor Unit-Air-Source) | 284ANV036*0**B* |  |  | CAP**4221AL*+UI | 88*TB48070C17*** | 32400 | 19 | 8.5 | 38000 | 26600 | 70% | 1.96 | 0 | 11.5 |  |  |  |  | R-410A | 2.7 | Residential & Commercial | USHP | Ducted CEE Tier 1
213785469 | Central HP <5.4 tons | BRYANT HEATING AND COOLING SYSTEMS | HRCU-A-CB (Split System: Heat Pump with Remote Outdoor Unit-Air-Source) | 284ANV036*0**B* |  |  | CAP**4321AL*+UI | 987MC42060C17*** | 33600 | 18.5 | 9 | 36800 | 26000 | 70.65% | 2.02 | 0 | 11.5 |  |  |  |  | R-410A | 2.8 | Residential & Commercial | USHP | Ducted CEE Tier 1
213785487 | Central HP <5.4 tons | BRYANT HEATING AND COOLING SYSTEMS | HRCU-A-CB (Split System: Heat Pump with Remote Outdoor Unit-Air-Source) | 284ANV036*0**B* |  |  | CAP**4821AL*+UI | 88*TB60090C21*** | 33200 | 19.5 | 9 | 36400 | 25800 | 70.88% | 2.04 | 0 | 12 |  |  |  |  | R-410A | 2.7667 | Residential & Commercial | USHP | Ducted CEE Tier 1
216612211 | Central HP <5.4 tons | TRANE | HRCU-A-CB (Split System: Heat Pump with Remote Outdoor Unit-Air-Source) | 5TWV0X24A1 |  |  | 5PX*BD06AS3 | S9V2B080D4VSB+LRP | 22000 | 20.6 | 10 | 23400 | 18200 | 77.78% | 2.2 | 0 | 11.7 |  |  |  |  | R-454B | 1.8333 | Residential & Commercial | USHP | Ducted CEE Tier 1
216675535 | Central HP <5.4 tons | HEIL | HRCU-A-CB (Split System: Heat Pump with Remote Outdoor Unit-Air-Source) | D5CURAH24AAK |  |  | EA*5X37M21A* | *80CSU0601716A* | 25400 | 16.5 | 9 | 23400 | 19200 | 82.05% | 2.06 | 0 | 10 |  |  |  |  | R-454B | 2.1167 | Residential & Commercial | USHP | Ducted CEE Tier 1
214575797 | Central HP <5.4 tons | CARRIER | HRCU-A-CB (Split System: Heat Pump with Remote Outdoor Unit-Air-Source) | 25VNA436A*031* |  |  | CNPV*3621AL*+UI | 59TN6C080C21**20 | 32800 | 18.5 | 9 | 38500 | 27000 | 70.13% | 1.94 | 0 | 12 |  |  |  |  | R-410A | 2.7333 | Residential & Commercial | USHP | Ducted CEE Tier 1
215864882 | Central HP <5.4 tons | AMERICAN STANDARD | HRCU-A-CB (Split System: Heat Pump with Remote Outdoor Unit-Air-Source) | 5A6V8X48A1 |  |  | 5PX*D010AS3 | S8V2C080M5PCB | 46000 | 18.1 | 8.5 | 45000 | 34600 | 76.89% | 2.2 | 0 | 10.5 |  |  |  |  | R-454B | 3.8333 | Residential & Commercial | USHP | Ducted CEE Tier 1
215864914 | Central HP <5.4 tons | AMERICAN STANDARD | HRCU-A-CB (Split System: Heat Pump with Remote Outdoor Unit-Air-Source) | 5A6V8X48A1 |  |  | 5PX*DD10AS3 | S8V2C100M5PCB | 45000 | 18.1 | 8.5 | 45000 | 34800 | 77.33% | 2.1 | 0 | 10 |  |  |  |  | R-454B | 3.75 | Residential & Commercial | USHP | Ducted CEE Tier 1
215865016 | Central HP <5.4 tons | AMERICAN STANDARD | HRCU-A-CB (Split System: Heat Pump with Remote Outdoor Unit-Air-Source) | 5A6V8X60A1 |  |  | 5PX*D010AS3 | S9V2D120U5PSC+LRP | 54500 | 18.1 | 8.5 | 55000 | 39500 | 71.82% | 2 | 0 | 10.5 |  |  |  |  | R-454B | 4.5417 | Residential & Commercial | USHP | Ducted CEE Tier 1
215865046 | Central HP <5.4 tons | AMERICAN STANDARD | HRCU-A-CB (Split System: Heat Pump with Remote Outdoor Unit-Air-Source) | 5A6V8X60A1 |  |  | 5TEMCD06AV41+TDR | 0 | 54500 | 18.1 | 8.5 | 54500 | 39000 | 71.56% | 2.1 | 0 | 10.5 |  |  |  |  | R-454B | 4.5417 | Residential & Commercial | USHP | Ducted CEE Tier 1
213770273 | Central HP <5.4 tons | CARRIER | HRCU-A-CB (Split System: Heat Pump with Remote Outdoor Unit-Air-Source) | 25VNA448A*031* |  |  | CAP**4824AL*+UI | 58TN*B135C24**22 | 44000 | 21 | 9 | 46000 | 36200 | 78.7% | 2.28 | 0 | 11.7 |  |  |  |  | R-410A | 3.6667 | Residential & Commercial | USHP | Ducted CEE Tier 1
213770355 | Central HP <5.4 tons | CARRIER | HRCU-A-CB (Split System: Heat Pump with Remote Outdoor Unit-Air-Source) | 25VNA448A*031* |  |  | CSPH*6012AL*+UI | 59TN6C100C21**22 | 45000 | 20.5 | 9 | 46000 | 36200 | 78.7% | 2.34 | 0 | 11.7 |  |  |  |  | R-410A | 3.75 | Residential & Commercial | USHP | Ducted CEE Tier 1
216769933 | Central HP <5.4 tons | AMERICAN STANDARD | HRCU-A-CB (Split System: Heat Pump with Remote Outdoor Unit-Air-Source) | 5A6H7036A1 |  |  | 5PX*CD09AS3 | S8X2C100M5PSC | 34400 | 17 | 8.7 | 32600 | 24200 | 74.23% | 2.17 | 0 | 12 |  |  |  |  | R-454B | 2.8667 | Residential & Commercial | USHP | Ducted CEE Tier 1
216769963 | Central HP <5.4 tons | AMERICAN STANDARD | HRCU-A-CB (Split System: Heat Pump with Remote Outdoor Unit-Air-Source) | 5A6H7036A1 |  |  | 5TXCC005AS3 | S8X2C080M5PTC | 32600 | 16.5 | 8.7 | 32400 | 24000 | 74.07% | 2.14 | 0 | 11.7 |  |  |  |  | R-454B | 2.7167 | Residential & Commercial | USHP | Ducted CEE Tier 1
216769983 | Central HP <5.4 tons | AMERICAN STANDARD | HRCU-A-CB (Split System: Heat Pump with Remote Outdoor Unit-Air-Source) | 5A6H7036A1 |  |  | 5TXCC009AS3 | S8X1C080M5PSC | 34200 | 17.1 | 8.7 | 32400 | 24000 | 74.07% | 2.22 | 0 | 12 |  |  |  |  | R-454B | 2.85 | Residential & Commercial | USHP | Ducted CEE Tier 1
215853280 | Central HP <5.4 tons | YORK | HRCU-A-CB (Split System: Heat Pump with Remote Outdoor Unit-Air-Source) | HH836E2S11 |  |  | CTF36C5CDS1 | Y91E080C16SMPS1 | 33400 | 18 | 8.5 | 30600 | 25000 | 81.7% | 2 | 0 | 11.7 |  |  |  |  | R-454B | 2.7833 | Residential & Commercial | USHP | Ducted CEE Tier 1
216640204 | Central HP <5.4 tons | CARRIER | HRCU-A-CB (Split System: Heat Pump with Remote Outdoor Unit-Air-Source) | 37MUHAQ18AA3 |  |  | FG5ANXB24L* | 0 | 18400 | 15.5 | 9.5 | 20400 | 18300 | 89.71% | 1.98 | 0 | 11.5 |  |  |  |  | R-454B | 1.5333 | Residential & Commercial | USHP | Ducted CEE Tier 1
216769953 | Central HP <5.4 tons | AMERICAN STANDARD | HRCU-A-CB (Split System: Heat Pump with Remote Outdoor Unit-Air-Source) | 5A6H7036A1 |  |  | 5TXCC005AS3 | S9V2C100U5PSC | 32200 | 16 | 8.7 | 32200 | 23800 | 73.91% | 2.12 | 0 | 12 |  |  |  |  | R-454B | 2.6833 | Residential & Commercial | USHP | Ducted CEE Tier 1
216769967 | Central HP <5.4 tons | AMERICAN STANDARD | HRCU-A-CB (Split System: Heat Pump with Remote Outdoor Unit-Air-Source) | 5A6H7036A1 |  |  | 5TXCC005AS3 | S8X1C100M5PTC | 32200 | 16 | 8.7 | 32200 | 23800 | 73.91% | 2.12 | 0 | 11.7 |  |  |  |  | R-454B | 2.6833 | Residential & Commercial | USHP | Ducted CEE Tier 1
216770001 | Central HP <5.4 tons | AMERICAN STANDARD | HRCU-A-CB (Split System: Heat Pump with Remote Outdoor Unit-Air-Source) | 5A6H7036A1 |  |  | 5TXCD008AS3 | S8X1D120M5PSC | 33000 | 17 | 8.7 | 32200 | 23800 | 73.91% | 2.17 | 0 | 12 |  |  |  |  | R-454B | 2.75 | Residential & Commercial | USHP | Ducted CEE Tier 1
216770003 | Central HP <5.4 tons | AMERICAN STANDARD | HRCU-A-CB (Split System: Heat Pump with Remote Outdoor Unit-Air-Source) | 5A6H7036A1 |  |  | 5TXCD008AS3 | S8X1D120M5PTC | 33000 | 17 | 8.7 | 32200 | 23800 | 73.91% | 2.17 | 0 | 12 |  |  |  |  | R-454B | 2.75 | Residential & Commercial | USHP | Ducted CEE Tier 1
215935045 | Central HP <5.4 tons | BRYANT HEATING AND COOLING SYSTEMS | HRCU-A-CB (Split System: Heat Pump with Remote Outdoor Unit-Air-Source) | 293VAN036**AA* |  |  | CVAMA4921XMA*+UI | 88*TB60110C21*** | 35600 | 22 | 8.5 | 38000 | 28400 | 74.74% | 2.02 | 0 | 12.5 |  |  |  |  | R-454B | 2.9667 | Residential & Commercial | USHP | Ducted CEE Tier 1
214569560 | Central HP <5.4 tons | CARRIER | HRCU-A-CB (Split System: Heat Pump with Remote Outdoor Unit-Air-Source) | 25VNA436A*031* |  |  | CAP**4821AL*+UI | 58TN*B070C21**20 | 33800 | 19.5 | 9.5 | 36600 | 25800 | 70.49% | 2.04 | 0 | 12 |  |  |  |  | R-410A | 2.8167 | Residential & Commercial | USHP | Ducted CEE Tier 1
214569410 | Central HP <5.4 tons | CARRIER | HRCU-A-CB (Split System: Heat Pump with Remote Outdoor Unit-Air-Source) | 25VNA448A*031* |  |  | CAP**4824AL*+UI | 59CU5B080C21**20 | 43500 | 20.5 | 9.5 | 46500 | 36400 | 78.28% | 2.26 | 0 | 11.5 |  |  |  |  | R-410A | 3.625 | Residential & Commercial | USHP | Ducted CEE Tier 1
214569424 | Central HP <5.4 tons | CARRIER | HRCU-A-CB (Split System: Heat Pump with Remote Outdoor Unit-Air-Source) | 25VNA448A*031* |  |  | CAP**6024AL*+UI | 59CU5B100C21**22 | 45000 | 21 | 10 | 45500 | 36000 | 79.12% | 2.36 | 0 | 12 |  |  |  |  | R-410A | 3.75 | Residential & Commercial | USHP | Ducted CEE Tier 1
216013473 | Central HP <5.4 tons | LENNOX | HRCU-A-CB (Split System: Heat Pump with Remote Outdoor Unit-Air-Source) | EL18KSLV-036-230** |  |  | CBK45UHVT-036-230-** | 0 | 36000 | 18 | 9.5 | 36000 | 30000 | 83.33% | 1.8 | 0 | 11.7 |  |  |  |  | R-454B | 3 | Residential & Commercial | USHP | Ducted CEE Tier 1
216769597 | Central HP <5.4 tons | LENNOX | HRCU-A-CB (Split System: Heat Pump with Remote Outdoor Unit-Air-Source) | EL18KSLV-036-230A** |  |  | CK40HT-36C-**+TDR | SL297UH080NV48C* | 34800 | 17.9 | 9 | 35800 | 28400 | 79.33% | 1.9 | 0 | 11 |  |  |  |  | R-454B | 2.9 | Residential & Commercial | USHP | Ducted CEE Tier 1
216767085 | Central HP <5.4 tons | TRANE | HRCU-A-CB (Split System: Heat Pump with Remote Outdoor Unit-Air-Source) | 5TWX7036A1 |  |  | 5TXCC009AS3 | S8V2C100M5PDB | 34200 | 17 | 8.7 | 32400 | 24000 | 74.07% | 2.2 | 0 | 12 |  |  |  |  | R-454B | 2.85 | Residential & Commercial | USHP | Ducted CEE Tier 1
216767087 | Central HP <5.4 tons | TRANE | HRCU-A-CB (Split System: Heat Pump with Remote Outdoor Unit-Air-Source) | 5TWX7036A1 |  |  | 5TXCC009AS3+P0V0C000M50SD | 0 | 34400 | 17.1 | 9 | 32200 | 23800 | 73.91% | 2.22 | 0 | 12.5 |  |  |  |  | R-454B | 2.8667 | Residential & Commercial | USHP | Ducted CEE Tier 1
216767121 | Central HP <5.4 tons | TRANE | HRCU-A-CB (Split System: Heat Pump with Remote Outdoor Unit-Air-Source) | 5TWX7048A1 |  |  | 5PX*D008AS3 | S9X2C080U5PSB | 43500 | 16 | 8.7 | 45000 | 33200 | 73.78% | 2.19 | 0 | 11.5 |  |  |  |  | R-454B | 3.625 | Residential & Commercial | USHP | Ducted CEE Tier 1
216767135 | Central HP <5.4 tons | TRANE | HRCU-A-CB (Split System: Heat Pump with Remote Outdoor Unit-Air-Source) | 5TWX7048A1 |  |  | 5PX*D010AS3 | S8V2C100M5PCB | 43500 | 16 | 8.7 | 44000 | 32000 | 72.73% | 2.19 | 0 | 12 |  |  |  |  | R-454B | 3.625 | Residential & Commercial | USHP | Ducted CEE Tier 1
216767151 | Central HP <5.4 tons | TRANE | HRCU-A-CB (Split System: Heat Pump with Remote Outdoor Unit-Air-Source) | 5TWX7048A1 |  |  | 5PX*DD10AS3 | S8V2C100M5PCB | 43000 | 15.2 | 8.7 | 44500 | 32600 | 73.26% | 2.17 | 0 | 11.5 |  |  |  |  | R-454B | 3.5833 | Residential & Commercial | USHP | Ducted CEE Tier 1
216767153 | Central HP <5.4 tons | TRANE | HRCU-A-CB (Split System: Heat Pump with Remote Outdoor Unit-Air-Source) | 5TWX7048A1 |  |  | 5PX*DD10AS3+P0V0C000M50SD | 0 | 43500 | 15.5 | 8.7 | 44500 | 32400 | 72.81% | 2.19 | 0 | 12 |  |  |  |  | R-454B | 3.625 | Residential & Commercial | USHP | Ducted CEE Tier 1
214569436 | Central HP <5.4 tons | CARRIER | HRCU-A-CB (Split System: Heat Pump with Remote Outdoor Unit-Air-Source) | 25VNA448A*031* |  |  | CAP**6121AL*+UI | 59CU5B100C21**22 | 45500 | 21.5 | 10 | 46000 | 36200 | 78.7% | 2.38 | 0 | 12 |  |  |  |  | R-410A | 3.7917 | Residential & Commercial | USHP | Ducted CEE Tier 1
214569450 | Central HP <5.4 tons | CARRIER | HRCU-A-CB (Split System: Heat Pump with Remote Outdoor Unit-Air-Source) | 25VNA448A*031* |  |  | CAP**6124AL*+UI | 59MN7C060C21**20 | 45000 | 20.5 | 9.5 | 46500 | 37000 | 79.57% | 2.3 | 0 | 11 |  |  |  |  | R-410A | 3.75 | Residential & Commercial | USHP | Ducted CEE Tier 1
214569452 | Central HP <5.4 tons | CARRIER | HRCU-A-CB (Split System: Heat Pump with Remote Outdoor Unit-Air-Source) | 25VNA448A*031* |  |  | CAP**6124AL*+UI | 59MN7C080C21**20 | 45500 | 21 | 10 | 46000 | 36400 | 79.13% | 2.36 | 0 | 11.5 |  |  |  |  | R-410A | 3.7917 | Residential & Commercial | USHP | Ducted CEE Tier 1
214569502 | Central HP <5.4 tons | CARRIER | HRCU-A-CB (Split System: Heat Pump with Remote Outdoor Unit-Air-Source) | 25VNA448A*031* |  |  | CNPV*4824AL*+UI | 59TN6C080C21**20 | 44000 | 21 | 9 | 46500 | 36400 | 78.28% | 2.18 | 0 | 12 |  |  |  |  | R-410A | 3.6667 | Residential & Commercial | USHP | Ducted CEE Tier 1
214573478 | Central HP <5.4 tons | CARRIER | HRCU-A-CB (Split System: Heat Pump with Remote Outdoor Unit-Air-Source) | 25VNA837A*030* |  |  | CNPV*4821AL*+UI | 59TN6C080C21**20 | 32400 | 17.5 | 8.5 | 32600 | 24800 | 76.07% | 1.98 | 0 | 11.5 |  |  |  |  | R-410A | 2.7 | Residential & Commercial | USHP | Ducted CEE Tier 1
216678753 | Central HP <5.4 tons | HEIL | HRCU-A-CB (Split System: Heat Pump with Remote Outdoor Unit-Air-Source) | DLCURAH36ABK |  |  | EHD4X36AAL | *97VTN0601716A* | 35600 | 15.2 | 8.5 | 38500 | 34600 | 89.87% | 1.8 | 0 | 9.5 |  |  |  |  | R-410A | 2.9667 | Residential & Commercial | USHP
214569688 | Central HP <5.4 tons | CARRIER | HRCU-A-CB (Split System: Heat Pump with Remote Outdoor Unit-Air-Source) | 25VNA436A*031* |  |  | CNPV*4824AL*+UI | 59CU5B100C21**22 | 34000 | 19.5 | 9 | 36600 | 26000 | 71.04% | 2.04 | 0 | 12.5 |  |  |  |  | R-410A | 2.8333 | Residential & Commercial | USHP | Ducted CEE Tier 1
214569644 | Central HP <5.4 tons | CARRIER | HRCU-A-CB (Split System: Heat Pump with Remote Outdoor Unit-Air-Source) | 25VNA436A*031* |  |  | CSPH*4812AL*+UI | 58TN*B070C21**20 | 34000 | 18.5 | 9 | 36600 | 25800 | 70.49% | 2.04 | 0 | 12 |  |  |  |  | R-410A | 2.8333 | Residential & Commercial | USHP | Ducted CEE Tier 1
216031601 | Central HP <5.4 tons | LENNOX | HRCU-A-C (Split System: Heat Pump with Remote Outdoor Unit with No Indoor Fan --Air Source) | EL18KSLV-024-230** |  |  | CK40[C,U]T-24B-**+TDR | 0 | 23600 | 15.8 | 8.5 | 24000 | 20000 | 83.33% | 1.75 | 0 | 11.7 |  |  |  |  | R-454B | 1.9667 | Residential & Commercial | USHP | Ducted CEE Tier 1
216769564 | Central HP <5.4 tons | LENNOX | HRCU-A-CB (Split System: Heat Pump with Remote Outdoor Unit-Air-Source) | EL18KSLV-024-230A** |  |  | CK40[C,U]T-30B-**+TDR | SL297UH040NV36B* | 23800 | 17.45 | 9 | 24000 | 20800 | 86.67% | 1.8 | 0 | 11.7 |  |  |  |  | R-454B | 1.9833 | Residential & Commercial | USHP | Ducted CEE Tier 1
216769605 | Central HP <5.4 tons | LENNOX | HRCU-A-CB (Split System: Heat Pump with Remote Outdoor Unit-Air-Source) | EL18KSLV-060-230A** |  |  | CK40[C,U]T-49C-**+TDR | SL297UH080NV60C* | 45500 | 17.25 | 9 | 47500 | 39500 | 83.16% | 1.85 | 0 | 11 |  |  |  |  | R-454B | 3.7917 | Residential & Commercial | USHP | Ducted CEE Tier 1
210596864 | Central HP <5.4 tons | DAY & NIGHT | HRCU-A-CB (Split System: Heat Pump with Remote Outdoor Unit-Air-Source) | CVH825GKA2* |  |  | EA*4X48L24A*+WALLCON | *95CSU1002122A* | 24200 | 17 | 8.1 | 21000 | 16500 | 78.57% | 2.02 | 0 | 11 |  |  |  |  | R-410A | 2.0167 | Residential & Commercial | USHP | Ducted CEE Tier 1
216769607 | Central HP <5.4 tons | LENNOX | HRCU-A-CB (Split System: Heat Pump with Remote Outdoor Unit-Air-Source) | EL18KSLV-060-230A** |  |  | CK40[C,U]T-49C-**+TDR | EL297UH090XV60C* | 45500 | 17.1 | 9 | 48000 | 39500 | 82.29% | 1.85 | 0 | 10 |  |  |  |  | R-454B | 3.7917 | Residential & Commercial | USHP | Ducted CEE Tier 1
216769612 | Central HP <5.4 tons | LENNOX | HRCU-A-CB (Split System: Heat Pump with Remote Outdoor Unit-Air-Source) | EL18KSLV-060-230A** |  |  | CK40HT-48C-**+TDR | SL297UH080NV60C* | 43500 | 16.05 | 8.5 | 47500 | 40000 | 84.21% | 1.8 | 0 | 10 |  |  |  |  | R-454B | 3.625 | Residential & Commercial | USHP | Ducted CEE Tier 1
216618901 | Central HP <5.4 tons | LENNOX | HRCU-A-CB (Split System: Heat Pump with Remote Outdoor Unit-Air-Source) | EL18KSLV-024-230A** |  |  | CBK45UHVT-018-230-** | 0 | 24000 | 17.5 | 9.4 | 24000 | 23400 | 97.5% | 1.75 | 0 | 11.7 |  |  |  |  | R-454B | 2 | Residential & Commercial | USHP | Ducted CEE Tier 1
210596697 | Central HP <5.4 tons | DAY & NIGHT | HRCU-A-CB (Split System: Heat Pump with Remote Outdoor Unit-Air-Source) | CVH825GKA2* |  |  | EA*4X42L21A*+WALLCON | *97CMN0601714A* | 23600 | 16 | 8.1 | 21600 | 16800 | 77.78% | 1.94 | 0 | 10.5 |  |  |  |  | R-410A | 1.9667 | Residential & Commercial | USHP | Ducted CEE Tier 1
215434021 | Central HP <5.4 tons | DAIKIN | HRCU-A-CB (Split System: Heat Pump with Remote Outdoor Unit-Air-Source) | DH7VSA2410A* |  |  | CHPEA3026*3A* | D*96TC0804CNA* | 23200 | 19 | 8.6 | 23200 | 17000 | 73.28% | 2 | 0 | 11 |  |  |  |  | R-32 | 1.9333 | Residential & Commercial | USHP | Ducted CEE Tier 1
215434262 | Central HP <5.4 tons | DAIKIN | HRCU-A-CB (Split System: Heat Pump with Remote Outdoor Unit-Air-Source) | DH7VSA4210A* |  |  | CHPEA6030*3A* | D*80TC0804C*A* | 40500 | 17 | 8.6 | 41000 | 31000 | 75.61% | 2 | 0 | 10 |  |  |  |  | R-32 | 3.375 | Residential & Commercial | USHP | Ducted CEE Tier 1
216769899 | Central HP <5.4 tons | AMERICAN STANDARD | HRCU-A-CB (Split System: Heat Pump with Remote Outdoor Unit-Air-Source) | 5A6H7036A1 |  |  | 5PX*B004AS3 | *UHMB080CCV3 | 32000 | 16 | 8.5 | 32200 | 23800 | 73.91% | 2.11 | 0 | 11.7 |  |  |  |  | R-454B | 2.6667 | Residential & Commercial | USHP | Ducted CEE Tier 1
216769913 | Central HP <5.4 tons | AMERICAN STANDARD | HRCU-A-CB (Split System: Heat Pump with Remote Outdoor Unit-Air-Source) | 5A6H7036A1 |  |  | 5PX*C007AS3 | *DHMC100CCV4 | 31400 | 15.2 | 8.7 | 31600 | 23600 | 74.68% | 2.16 | 0 | 11.2 |  |  |  |  | R-454B | 2.6167 | Residential & Commercial | USHP | Ducted CEE Tier 1
213785637 | Central HP <5.4 tons | BRYANT HEATING AND COOLING SYSTEMS | HRCU-A-CB (Split System: Heat Pump with Remote Outdoor Unit-Air-Source) | 284ANV036*0**B* |  |  | CSPH*3612AL*+UI | 88*TB36070C14*** | 33000 | 18 | 8.5 | 37200 | 26400 | 70.97% | 2 | 0 | 11 |  |  |  |  | R-410A | 2.75 | Residential & Commercial | USHP | Ducted CEE Tier 1
216769931 | Central HP <5.4 tons | AMERICAN STANDARD | HRCU-A-CB (Split System: Heat Pump with Remote Outdoor Unit-Air-Source) | 5A6H7036A1 |  |  | 5PX*CD09AS3 | S8X1C100M5PTC | 34400 | 17 | 8.7 | 32600 | 24200 | 74.23% | 2.17 | 0 | 12 |  |  |  |  | R-454B | 2.8667 | Residential & Commercial | USHP | Ducted CEE Tier 1
216734302 | Central HP <5.4 tons | HEIL | HRCU-A-CB (Split System: Heat Pump with Remote Outdoor Unit-Air-Source) | D5CUHAH24AAK |  |  | EA*5X30M17A* | *97VTN0801716A* | 22000 | 16 | 8.1 | 20800 | 18800 | 90.38% | 1.85 | 0 | 10.5 |  |  |  |  | R-454B | 1.8333 | Residential & Commercial | USHP | Ducted CEE Tier 1
216733982 | Central HP <5.4 tons | HEIL | HRCU-A-CB (Split System: Heat Pump with Remote Outdoor Unit-Air-Source) | D5CUHAH24AAK |  |  | EA*5X30M17A* | *80VTL0451412B* | 22200 | 16.5 | 8.1 | 20800 | 18700 | 89.9% | 1.85 | 0 | 10.5 |  |  |  |  | R-454B | 1.85 | Residential & Commercial | USHP | Ducted CEE Tier 1
216769955 | Central HP <5.4 tons | AMERICAN STANDARD | HRCU-A-CB (Split System: Heat Pump with Remote Outdoor Unit-Air-Source) | 5A6H7036A1 |  |  | 5TXCC005AS3 | S9V2C100U4VSB | 32200 | 16 | 8.7 | 32200 | 23800 | 73.91% | 2.12 | 0 | 12 |  |  |  |  | R-454B | 2.6833 | Residential & Commercial | USHP | Ducted CEE Tier 1
216681088 | Central HP <5.4 tons | HEIL | HRCU-A-CB (Split System: Heat Pump with Remote Outdoor Unit-Air-Source) | DLCURAH36ABK |  |  | EHD4X36AAL | *97VTN0802120A* | 36000 | 15.2 | 8.5 | 38500 | 34600 | 89.87% | 1.78 | 0 | 9.8 |  |  |  |  | R-410A | 3 | Residential & Commercial | USHP
215434357 | Central HP <5.4 tons | DAIKIN | HRCU-A-CB (Split System: Heat Pump with Remote Outdoor Unit-Air-Source) | DH7VSA4810A* |  |  | CA*EA6030*3A* | D*80TC0805D*A* | 45500 | 17 | 8.8 | 47000 | 33600 | 71.49% | 2 | 0 | 10 |  |  |  |  | R-32 | 3.7917 | Residential & Commercial | USHP | Ducted CEE Tier 1
210597104 | Central HP <5.4 tons | DAY & NIGHT | HRCU-A-CB (Split System: Heat Pump with Remote Outdoor Unit-Air-Source) | CVH825GKA2* |  |  | EN(A,D,W)4X48L21**+WALLCON | *96CTN0601714A* | 24000 | 16.5 | 8.1 | 21400 | 16700 | 78.04% | 2 | 0 | 11 |  |  |  |  | R-410A | 2 | Residential & Commercial | USHP | Ducted CEE Tier 1
215434264 | Central HP <5.4 tons | DAIKIN | HRCU-A-CB (Split System: Heat Pump with Remote Outdoor Unit-Air-Source) | DH7VSA4210A* |  |  | CHPEA6030*3A* | D*80TC0805D*A* | 40500 | 17 | 8.6 | 41000 | 31000 | 75.61% | 2 | 0 | 10 |  |  |  |  | R-32 | 3.375 | Residential & Commercial | USHP | Ducted CEE Tier 1
216581388 | Central HP <5.4 tons | LENNOX | HRCU-A-CB (Split System: Heat Pump with Remote Outdoor Unit-Air-Source) | EL18KSLV-024-230A** |  |  | CBK45UHVT-024-230-** | 0 | 24000 | 18 | 10 | 24000 | 23000 | 95.83% | 1.8 | 0 | 11.7 |  |  |  |  | R-454B | 2 | Residential & Commercial | USHP | Ducted CEE Tier 1
210597408 | Central HP <5.4 tons | DAY & NIGHT | HRCU-A-CB (Split System: Heat Pump with Remote Outdoor Unit-Air-Source) | CVH837GKA** |  |  | EA*4X61L21A*+WALLCON | *80CSU0401712A* | 33200 | 17.5 | 8.1 | 32000 | 24800 | 77.5% | 1.98 | 0 | 11.5 |  |  |  |  | R-410A | 2.7667 | Residential & Commercial | USHP | Ducted CEE Tier 1
210596918 | Central HP <5.4 tons | DAY & NIGHT | HRCU-A-CB (Split System: Heat Pump with Remote Outdoor Unit-Air-Source) | CVH825GKA2* |  |  | EHD4X42AAL+WALLCON | *96CTN0801714A* | 24000 | 16 | 8.1 | 21400 | 16700 | 78.04% | 2 | 0 | 10.5 |  |  |  |  | R-410A | 2 | Residential & Commercial | USHP | Ducted CEE Tier 1
214626028 | Central HP <5.4 tons | LENNOX | HRCU-A-CB (Split System: Heat Pump with Remote Outdoor Unit-Air-Source) | SL25XPV-024-230A** |  |  | CK40HT-42B-0*+TDR | SL280UH090XV48B* | 22800 | 22.4 | 9.6 | 21400 | 19900 | 92.99% | 1.98 | 0 | 15 |  |  |  |  | R-410A | 1.9 | Residential & Commercial | USHP | Ducted CEE Tier 1
215931759 | Central HP <5.4 tons | COMFORTMAKER | HRCU-A-CB (Split System: Heat Pump with Remote Outdoor Unit-Air-Source) | C5H3V60*K*AAA* |  |  | EA*5X61M24A*+WALLCON | *97CMN1002122B* | 57000 | 18.5 | 8.5 | 60500 | 46500 | 76.86% | 2.02 | 0 | 11.5 |  |  |  |  | R-454B | 4.75 | Residential & Commercial | USHP | Ducted CEE Tier 1
215931609 | Central HP <5.4 tons | COMFORTMAKER | HRCU-A-CB (Split System: Heat Pump with Remote Outdoor Unit-Air-Source) | C5H3V60*K*AAA* |  |  | EA*5X60M24A*+WALLCON | *97CMN0802120B* | 55500 | 18 | 8.1 | 60500 | 46000 | 76.03% | 1.95 | 0 | 11 |  |  |  |  | R-454B | 4.625 | Residential & Commercial | USHP | Ducted CEE Tier 1
215434147 | Central HP <5.4 tons | DAIKIN | HRCU-A-CB (Split System: Heat Pump with Remote Outdoor Unit-Air-Source) | DH7VSA3610A* |  |  | CA*EA4830*3A* | D*97MC0804CNA* | 34800 | 18.5 | 8.5 | 35000 | 28400 | 81.14% | 2 | 0 | 10.5 |  |  |  |  | R-32 | 2.9 | Residential & Commercial | USHP | Ducted CEE Tier 1
216013474 | Central HP <5.4 tons | LENNOX | HRCU-A-CB (Split System: Heat Pump with Remote Outdoor Unit-Air-Source) | EL18KSLV-060-230** |  |  | CBK45UHVT-048-230-** | 0 | 47500 | 18 | 9.5 | 48000 | 42000 | 87.5% | 1.75 | 0 | 11.7 |  |  |  |  | R-454B | 3.9583 | Residential & Commercial | USHP | Ducted CEE Tier 1
215434372 | Central HP <5.4 tons | DAIKIN | HRCU-A-CB (Split System: Heat Pump with Remote Outdoor Unit-Air-Source) | DH7VSA4810A* |  |  | CHPEA4830*3A* | D*96TC1205DNA* | 45500 | 16.5 | 8.5 | 46000 | 33600 | 73.04% | 2 | 0 | 10 |  |  |  |  | R-32 | 3.7917 | Residential & Commercial | USHP | Ducted CEE Tier 1
216769921 | Central HP <5.4 tons | AMERICAN STANDARD | HRCU-A-CB (Split System: Heat Pump with Remote Outdoor Unit-Air-Source) | 5A6H7036A1 |  |  | 5PX*C009AS3 | S8X2C100M5PTC | 34400 | 17 | 9 | 32600 | 24200 | 74.23% | 2.22 | 0 | 12 |  |  |  |  | R-454B | 2.8667 | Residential & Commercial | USHP | Ducted CEE Tier 1
216679833 | Central HP <5.4 tons | HEIL | HRCU-A-CB (Split System: Heat Pump with Remote Outdoor Unit-Air-Source) | DLCURAH36ABK |  |  | EA*4X37L17A* | *97VTN0801716A* | 36000 | 15.2 | 8.5 | 38500 | 34600 | 89.87% | 1.92 | 0 | 10 |  |  |  |  | R-410A | 3 | Residential & Commercial | USHP | Ducted CEE Tier 1
216678813 | Central HP <5.4 tons | HEIL | HRCU-A-CB (Split System: Heat Pump with Remote Outdoor Unit-Air-Source) | DLCURAH36ABK |  |  | END4X42L17** | *97VTN0601716A* | 35400 | 15.5 | 8.5 | 38500 | 34600 | 89.87% | 1.78 | 0 | 10 |  |  |  |  | R-410A | 2.95 | Residential & Commercial | USHP | Ducted CEE Tier 1
216769599 | Central HP <5.4 tons | LENNOX | HRCU-A-CB (Split System: Heat Pump with Remote Outdoor Unit-Air-Source) | EL18KSLV-036-230A** |  |  | CK40DT-42B-**+TDR | EL297DF070XV48B* | 35000 | 17.2 | 8.5 | 36000 | 28600 | 79.44% | 1.9 | 0 | 10 |  |  |  |  | R-454B | 2.9167 | Residential & Commercial | USHP | Ducted CEE Tier 1
216733356 | Central HP <5.4 tons | HEIL | HRCU-A-CB (Split System: Heat Pump with Remote Outdoor Unit-Air-Source) | D5CUHAH24AAK |  |  | EA*5X25M17A* | *97CMN0801714B* | 22800 | 16 | 8.5 | 20600 | 18400 | 89.32% | 1.96 | 0 | 11 |  |  |  |  | R-454B | 1.9 | Residential & Commercial | USHP | Ducted CEE Tier 1
216733758 | Central HP <5.4 tons | HEIL | HRCU-A-CB (Split System: Heat Pump with Remote Outdoor Unit-Air-Source) | D5CUHAH24AAK |  |  | EA*5X30M14A* | *96VSN0401410B* | 22000 | 15.5 | 8.1 | 21000 | 18900 | 90% | 1.85 | 0 | 10.5 |  |  |  |  | R-454B | 1.8333 | Residential & Commercial | USHP | Ducted CEE Tier 1
216733806 | Central HP <5.4 tons | HEIL | HRCU-A-CB (Split System: Heat Pump with Remote Outdoor Unit-Air-Source) | D5CUHAH24AAK |  |  | EA*5X30M17A* | *80CSU0401712A* | 22800 | 17 | 8.5 | 21200 | 19000 | 89.62% | 1.94 | 0 | 11 |  |  |  |  | R-454B | 1.9 | Residential & Commercial | USHP | Ducted CEE Tier 1
210470425 | Central HP <5.4 tons | DAY & NIGHT | HRCU-A-CB (Split System: Heat Pump with Remote Outdoor Unit-Air-Source) | CVH837GKA2* |  |  | EA*4X61L21A*+WALLCON | *80CSU1002120A* | 33200 | 17 | 8.1 | 32200 | 24800 | 77.02% | 1.98 | 0 | 11.5 |  |  |  |  | R-410A | 2.7667 | Residential & Commercial | USHP | Ducted CEE Tier 1
210596939 | Central HP <5.4 tons | DAY & NIGHT | HRCU-A-CB (Split System: Heat Pump with Remote Outdoor Unit-Air-Source) | CVH825GKA2* |  |  | EHD4X42AAL+WALLCON | *97CMN1202422A* | 24200 | 16 | 8.1 | 21400 | 16700 | 78.04% | 2 | 0 | 10.5 |  |  |  |  | R-410A | 2.0167 | Residential & Commercial | USHP | Ducted CEE Tier 1
210596764 | Central HP <5.4 tons | DAY & NIGHT | HRCU-A-CB (Split System: Heat Pump with Remote Outdoor Unit-Air-Source) | CVH825GKA2* |  |  | EA*4X43L21A*+WALLCON | *80CTL0451712A* | 24200 | 16.5 | 8.1 | 21600 | 16800 | 77.78% | 2 | 0 | 11 |  |  |  |  | R-410A | 2.0167 | Residential & Commercial | USHP | Ducted CEE Tier 1
210596780 | Central HP <5.4 tons | DAY & NIGHT | HRCU-A-CB (Split System: Heat Pump with Remote Outdoor Unit-Air-Source) | CVH825GKA2* |  |  | EA*4X43L21A*+WALLCON | *95CSU0802120A* | 24400 | 17 | 8.5 | 21200 | 16600 | 78.3% | 2.04 | 0 | 11 |  |  |  |  | R-410A | 2.0333 | Residential & Commercial | USHP | Ducted CEE Tier 1
210596816 | Central HP <5.4 tons | DAY & NIGHT | HRCU-A-CB (Split System: Heat Pump with Remote Outdoor Unit-Air-Source) | CVH825GKA2* |  |  | EA*4X48L21A*+WALLCON | *80CTL0451712A* | 24000 | 16.5 | 8.1 | 21000 | 16700 | 79.52% | 2 | 0 | 11 |  |  |  |  | R-410A | 2 | Residential & Commercial | USHP | Ducted CEE Tier 1
214279867 | Central HP <5.4 tons | HEIL | HRCU-A-CB (Split System: Heat Pump with Remote Outdoor Unit-Air-Source) | DLCURAH24ABK |  |  | EA*4X24L17A* | *96MSN0601716A* | 23600 | 16.5 | 9.5 | 26600 | 24800 | 93.23% | 2.04 | 0 | 10 |  |  |  |  | R-410A | 1.9667 | Residential & Commercial | USHP | Ducted CEE Tier 1
216769901 | Central HP <5.4 tons | AMERICAN STANDARD | HRCU-A-CB (Split System: Heat Pump with Remote Outdoor Unit-Air-Source) | 5A6H7036A1 |  |  | 5PX*B004AS3 | *UHMB060CCV3 | 32200 | 16 | 8.5 | 32200 | 23800 | 73.91% | 2.11 | 0 | 11.7 |  |  |  |  | R-454B | 2.6833 | Residential & Commercial | USHP | Ducted CEE Tier 1
216769969 | Central HP <5.4 tons | AMERICAN STANDARD | HRCU-A-CB (Split System: Heat Pump with Remote Outdoor Unit-Air-Source) | 5A6H7036A1 |  |  | 5TXCC005AS3 | S8X1C100M5PSC | 32200 | 16 | 8.7 | 32200 | 23800 | 73.91% | 2.12 | 0 | 11.7 |  |  |  |  | R-454B | 2.6833 | Residential & Commercial | USHP | Ducted CEE Tier 1
214626045 | Central HP <5.4 tons | LENNOX | HRCU-A-CB (Split System: Heat Pump with Remote Outdoor Unit-Air-Source) | SL25XPV-024-230A** |  |  | CK40CT-36A-0*+TDR | SL280UH070XV36A* | 22200 | 21.8 | 9.2 | 21600 | 20400 | 94.44% | 1.84 | 0 | 14.3 |  |  |  |  | R-410A | 1.85 | Residential & Commercial | USHP | Ducted CEE Tier 1
212970405 | Central HP <5.4 tons | TEMPSTAR | HRCU-A-CB (Split System: Heat Pump with Remote Outdoor Unit-Air-Source) | DLCURAH36ABK |  |  | EA*4X37L21A* | *80VSL0701716B* | 36400 | 16 | 8.5 | 38000 | 35200 | 92.63% | 1.9 | 0 | 10 |  |  |  |  | R-410A | 3.0333 | Residential & Commercial | USHP | Ducted CEE Tier 1
216733815 | Central HP <5.4 tons | HEIL | HRCU-A-CB (Split System: Heat Pump with Remote Outdoor Unit-Air-Source) | D5CUHAH24AAK |  |  | EA*5X30M17A* | *80CSU0601716A* | 22800 | 17 | 8.5 | 21200 | 19000 | 89.62% | 1.94 | 0 | 10.5 |  |  |  |  | R-454B | 1.9 | Residential & Commercial | USHP | Ducted CEE Tier 1
216734008 | Central HP <5.4 tons | HEIL | HRCU-A-CB (Split System: Heat Pump with Remote Outdoor Unit-Air-Source) | D5CUHAH24AAK |  |  | EA*5X30M17A* | *95CSU0601716B* | 22200 | 16 | 8.1 | 20800 | 18800 | 90.38% | 1.85 | 0 | 10.5 |  |  |  |  | R-454B | 1.85 | Residential & Commercial | USHP | Ducted CEE Tier 1
216732572 | Central HP <5.4 tons | HEIL | HRCU-A-CB (Split System: Heat Pump with Remote Outdoor Unit-Air-Source) | D5CUHAH24AAK |  |  | EA*5X24M14A* | *92MSN0601412A* | 22200 | 15.5 | 8.5 | 21200 | 19200 | 90.57% | 1.98 | 0 | 10.5 |  |  |  |  | R-454B | 1.85 | Residential & Commercial | USHP | Ducted CEE Tier 1
216769947 | Central HP <5.4 tons | AMERICAN STANDARD | HRCU-A-CB (Split System: Heat Pump with Remote Outdoor Unit-Air-Source) | 5A6H7036A1 |  |  | 5TXCC005AS3 | L8V1C100U5VSB | 32800 | 16 | 8.7 | 32600 | 24200 | 74.23% | 2.15 | 0 | 11.7 |  |  |  |  | R-454B | 2.7333 | Residential & Commercial | USHP | Ducted CEE Tier 1
216769981 | Central HP <5.4 tons | AMERICAN STANDARD | HRCU-A-CB (Split System: Heat Pump with Remote Outdoor Unit-Air-Source) | 5A6H7036A1 |  |  | 5TXCC009AS3 | S9V2C100U4VSB | 34000 | 17.1 | 9 | 32200 | 23800 | 73.91% | 2.21 | 0 | 12 |  |  |  |  | R-454B | 2.8333 | Residential & Commercial | USHP | Ducted CEE Tier 1
214569426 | Central HP <5.4 tons | CARRIER | HRCU-A-CB (Split System: Heat Pump with Remote Outdoor Unit-Air-Source) | 25VNA448A*031* |  |  | CAP**6024AL*+UI | 59MN7C060C21**20 | 44000 | 20.5 | 9.5 | 46000 | 36800 | 80% | 2.28 | 0 | 11 |  |  |  |  | R-410A | 3.6667 | Residential & Commercial | USHP | Ducted CEE Tier 1
214569474 | Central HP <5.4 tons | CARRIER | HRCU-A-CB (Split System: Heat Pump with Remote Outdoor Unit-Air-Source) | 25VNA448A*031* |  |  | CSPH*6012AL*+UI | 59MN7C060C21**20 | 44500 | 19.5 | 9.5 | 46500 | 36800 | 79.14% | 2.3 | 0 | 11 |  |  |  |  | R-410A | 3.7083 | Residential & Commercial | USHP | Ducted CEE Tier 1
216769606 | Central HP <5.4 tons | LENNOX | HRCU-A-CB (Split System: Heat Pump with Remote Outdoor Unit-Air-Source) | EL18KSLV-060-230A** |  |  | CK40[C,U]T-49C-**+TDR | EL297UH110XV60C* | 45500 | 17.2 | 9 | 47500 | 39500 | 83.16% | 1.85 | 0 | 10 |  |  |  |  | R-454B | 3.7917 | Residential & Commercial | USHP | Ducted CEE Tier 1
216769570 | Central HP <5.4 tons | LENNOX | HRCU-A-CB (Split System: Heat Pump with Remote Outdoor Unit-Air-Source) | EL18KSLV-024-230A** |  |  | CK40[C,U]T-36B-**+TDR | EL297UH045XV36B* | 24000 | 17.3 | 9 | 24000 | 20800 | 86.67% | 1.85 | 0 | 12 |  |  |  |  | R-454B | 2 | Residential & Commercial | USHP | Ducted CEE Tier 1
212984122 | Central HP <5.4 tons | BRYANT HEATING AND COOLING SYSTEMS | HRCU-A-CB (Split System: Heat Pump with Remote Outdoor Unit-Air-Source) | 38MURAQ24AB3* |  |  | CNPV*3017AL* | 912SE42060M17*** | 23600 | 17 | 8.5 | 26400 | 24400 | 92.42% | 2.02 | 0 | 10.5 |  |  |  |  | R-410A | 1.9667 | Residential & Commercial | USHP | Ducted CEE Tier 1
216581391 | Central HP <5.4 tons | LENNOX | HRCU-A-CB (Split System: Heat Pump with Remote Outdoor Unit-Air-Source) | EL18KSLV-060-230A** |  |  | CBK45UHVT-060-230-** | 0 | 55000 | 16 | 9.4 | 55000 | 43000 | 78.18% | 1.75 | 0 | 10 |  |  |  |  | R-454B | 4.5833 | Residential & Commercial | USHP | Ducted CEE Tier 1
216618927 | Central HP <5.4 tons | LENNOX | HRCU-A-C (Split System: Heat Pump with Remote Outdoor Unit with No Indoor Fan --Air Source) | EL18KSLV-024-230A** |  |  | CK40HT-24A-**+TDR | 0 | 23600 | 15.2 | 8.5 | 24000 | 22600 | 94.17% | 1.8 | 0 | 11 |  |  |  |  | R-454B | 1.9667 | Residential & Commercial | USHP | Ducted CEE Tier 1
210470384 | Central HP <5.4 tons | TEMPSTAR | HRCU-A-CB (Split System: Heat Pump with Remote Outdoor Unit-Air-Source) | TVH837GKA2* |  |  | EA*4X61L21A*+WALLCON | *95CSU0802120A* | 33200 | 18 | 8.5 | 32000 | 24800 | 77.5% | 2 | 0 | 11.5 |  |  |  |  | R-410A | 2.7667 | Residential & Commercial | USHP | Ducted CEE Tier 1
210470527 | Central HP <5.4 tons | TEMPSTAR | HRCU-A-CB (Split System: Heat Pump with Remote Outdoor Unit-Air-Source) | TVH837GKA2* |  |  | EA*4X61L24A*+WALLCON | *95CSU0802120A* | 33200 | 18 | 8.5 | 32000 | 24800 | 77.5% | 2 | 0 | 11.5 |  |  |  |  | R-410A | 2.7667 | Residential & Commercial | USHP | Ducted CEE Tier 1
212971240 | Central HP <5.4 tons | TEMPSTAR | HRCU-A-CB (Split System: Heat Pump with Remote Outdoor Unit-Air-Source) | DLCURAH24ABK |  |  | EN(A,D)4X30L17** | *80VTL0451412B* | 23600 | 17 | 8.5 | 26200 | 24600 | 93.89% | 2.04 | 0 | 10.5 |  |  |  |  | R-410A | 1.9667 | Residential & Commercial | USHP | Ducted CEE Tier 1
216013472 | Central HP <5.4 tons | LENNOX | HRCU-A-CB (Split System: Heat Pump with Remote Outdoor Unit-Air-Source) | EL18KSLV-024-230** |  |  | CBK45UHVT-024-230-** | 0 | 24000 | 18 | 10 | 24000 | 23000 | 95.83% | 1.8 | 0 | 11.7 |  |  |  |  | R-454B | 2 | Residential & Commercial | USHP | Ducted CEE Tier 1
216031604 | Central HP <5.4 tons | LENNOX | HRCU-A-C (Split System: Heat Pump with Remote Outdoor Unit with No Indoor Fan --Air Source) | EL18KSLV-060-230** |  |  | CK40[C,U]T-60C-**+TDR | 0 | 51000 | 15.2 | 8.5 | 54000 | 40000 | 74.07% | 1.75 | 0 | 10 |  |  |  |  | R-454B | 4.25 | Residential & Commercial | USHP | Ducted CEE Tier 1
216440234 | Central HP <5.4 tons | TRANE | HRCU-A-CB (Split System: Heat Pump with Remote Outdoor Unit-Air-Source) | 5TWV0X48A1 |  |  | 5PX*B006AS3+P0V0B000M40SD+LRP | 0 | 44000 | 19.6 | 9.7 | 46500 | 33400 | 71.83% | 2.1 | 0 | 12 |  |  |  |  | R-454B | 3.6667 | Residential & Commercial | USHP | Ducted CEE Tier 1
216440250 | Central HP <5.4 tons | TRANE | HRCU-A-CB (Split System: Heat Pump with Remote Outdoor Unit-Air-Source) | 5TWV0X48A1 |  |  | 5PX*C009AS3+P0V0C000M50SD+LRP | 0 | 45000 | 20.2 | 9.7 | 46000 | 32800 | 71.3% | 2.1 | 0 | 12 |  |  |  |  | R-454B | 3.75 | Residential & Commercial | USHP | Ducted CEE Tier 1
216440266 | Central HP <5.4 tons | TRANE | HRCU-A-CB (Split System: Heat Pump with Remote Outdoor Unit-Air-Source) | 5TWV0X48A1 |  |  | 5PX*CD09AS3 | S9V2C100D4VSB+LRP | 44500 | 20 | 9.4 | 46000 | 32800 | 71.3% | 2.1 | 0 | 12 |  |  |  |  | R-454B | 3.7083 | Residential & Commercial | USHP | Ducted CEE Tier 1
216440298 | Central HP <5.4 tons | TRANE | HRCU-A-CB (Split System: Heat Pump with Remote Outdoor Unit-Air-Source) | 5TWV0X48A1 |  |  | 5PX*D010AS3+P0V0C000M50SD+LRP | 0 | 45000 | 20.2 | 9.7 | 46000 | 32800 | 71.3% | 2.1 | 0 | 12 |  |  |  |  | R-454B | 3.75 | Residential & Commercial | USHP | Ducted CEE Tier 1
216440316 | Central HP <5.4 tons | TRANE | HRCU-A-CB (Split System: Heat Pump with Remote Outdoor Unit-Air-Source) | 5TWV0X48A1 |  |  | 5PX*DD10AS3 | S9V2C100D4VSB+LRP | 43500 | 20 | 9.4 | 46000 | 32800 | 71.3% | 2.1 | 0 | 12 |  |  |  |  | R-454B | 3.625 | Residential & Commercial | USHP | Ducted CEE Tier 1
216732736 | Central HP <5.4 tons | HEIL | HRCU-A-CB (Split System: Heat Pump with Remote Outdoor Unit-Air-Source) | D5CUHAH24AAK |  |  | EA*5X24M17A* | *80VSL0701716B* | 22000 | 16 | 8.5 | 21000 | 19100 | 90.95% | 1.96 | 0 | 10.5 |  |  |  |  | R-454B | 1.8333 | Residential & Commercial | USHP | Ducted CEE Tier 1
216732745 | Central HP <5.4 tons | HEIL | HRCU-A-CB (Split System: Heat Pump with Remote Outdoor Unit-Air-Source) | D5CUHAH24AAK |  |  | EA*5X24M17A* | *80VSL0901716B* | 21800 | 16 | 8.5 | 21000 | 19100 | 90.95% | 1.98 | 0 | 10.5 |  |  |  |  | R-454B | 1.8167 | Residential & Commercial | USHP | Ducted CEE Tier 1
216738298 | Central HP <5.4 tons | HEIL | HRCU-A-CB (Split System: Heat Pump with Remote Outdoor Unit-Air-Source) | D5CUHAH24AAK |  |  | ESH5X36M12A* | *80CTL1102120B* | 23200 | 15.2 | 8.1 | 21200 | 18800 | 88.68% | 1.9 | 0 | 10.5 |  |  |  |  | R-454B | 1.9333 | Residential & Commercial | USHP | Ducted CEE Tier 1
216767171 | Central HP <5.4 tons | TRANE | HRCU-A-CB (Split System: Heat Pump with Remote Outdoor Unit-Air-Source) | 5TWX7048A1 |  |  | 5TXCC009AS3 | S9X2C080U5PSB | 43000 | 16 | 8.7 | 43500 | 32000 | 73.56% | 2.19 | 0 | 12 |  |  |  |  | R-454B | 3.5833 | Residential & Commercial | USHP | Ducted CEE Tier 1
216767203 | Central HP <5.4 tons | TRANE | HRCU-A-CB (Split System: Heat Pump with Remote Outdoor Unit-Air-Source) | 5TWX7060A1 |  |  | 5PX*D008AS3 | S8V2C100M5PCB | 51500 | 15.2 | 8.7 | 51500 | 39000 | 75.73% | 2.16 | 0 | 10 |  |  |  |  | R-454B | 4.2917 | Residential & Commercial | USHP | Ducted CEE Tier 1
216767218 | Central HP <5.4 tons | TRANE | HRCU-A-CB (Split System: Heat Pump with Remote Outdoor Unit-Air-Source) | 5TWX7060A1 |  |  | 5PX*D010AS3 | S9V2C080U5VSB | 52500 | 15.5 | 8.7 | 51000 | 38500 | 75.49% | 2.2 | 0 | 11 |  |  |  |  | R-454B | 4.375 | Residential & Commercial | USHP | Ducted CEE Tier 1
216769928 | Central HP <5.4 tons | TRANE | HRCU-A-CB (Split System: Heat Pump with Remote Outdoor Unit-Air-Source) | 5TWR7036A1 |  |  | 5PX*CD09AS3 | S8X1C100M5PSC | 34400 | 17 | 8.7 | 32600 | 24200 | 74.23% | 2.17 | 0 | 12 |  |  |  |  | R-454B | 2.8667 | Residential & Commercial | USHP | Ducted CEE Tier 1
216644564 | Central HP <5.4 tons | CARRIER | HRCU-A-CB (Split System: Heat Pump with Remote Outdoor Unit-Air-Source) | 37MUHAQ18AA3 |  |  | CAA**1917AM* | OVLAAB036098 | 18800 | 15.5 | 9.5 | 20400 | 18000 | 88.24% | 2 | 0 | 11 |  |  |  |  | R-454B | 1.5667 | Residential & Commercial | USHP | Ducted CEE Tier 1
216643676 | Central HP <5.4 tons | CARRIER | HRCU-A-CB (Split System: Heat Pump with Remote Outdoor Unit-Air-Source) | 37MUHAQ18AA3 |  |  | CAA**1917AM* | 58TP*B045V14**12 | 18300 | 15.2 | 9.5 | 20000 | 17800 | 89% | 2 | 0 | 11 |  |  |  |  | R-454B | 1.525 | Residential & Commercial | USHP | Ducted CEE Tier 1
215434005 | Central HP <5.4 tons | DAIKIN | HRCU-A-CB (Split System: Heat Pump with Remote Outdoor Unit-Air-Source) | DH7VSA2410A* |  |  | CHPEA3026*3A* | D*97MC0803BNA* | 23200 | 19 | 8.6 | 23200 | 17000 | 73.28% | 2 | 0 | 11 |  |  |  |  | R-32 | 1.9333 | Residential & Commercial | USHP | Ducted CEE Tier 1
215434014 | Central HP <5.4 tons | DAIKIN | HRCU-A-CB (Split System: Heat Pump with Remote Outdoor Unit-Air-Source) | DH7VSA2410A* |  |  | CHPEA3026*3A* | D*80TC0803B*A* | 23200 | 19 | 8.6 | 23200 | 17000 | 73.28% | 2 | 0 | 11 |  |  |  |  | R-32 | 1.9333 | Residential & Commercial | USHP | Ducted CEE Tier 1
215434239 | Central HP <5.4 tons | DAIKIN | HRCU-A-CB (Split System: Heat Pump with Remote Outdoor Unit-Air-Source) | DH7VSA4210A* |  |  | CA*EA6030*3A* | D*80TC1005C*A* | 40500 | 17 | 8.8 | 41000 | 31000 | 75.61% | 2 | 0 | 10 |  |  |  |  | R-32 | 3.375 | Residential & Commercial | USHP | Ducted CEE Tier 1
215434244 | Central HP <5.4 tons | DAIKIN | HRCU-A-CB (Split System: Heat Pump with Remote Outdoor Unit-Air-Source) | DH7VSA4210A* |  |  | CHPEA4830*3A* | D*97MC0804CNA* | 40500 | 16.5 | 8.6 | 41000 | 31000 | 75.61% | 2 | 0 | 10 |  |  |  |  | R-32 | 3.375 | Residential & Commercial | USHP | Ducted CEE Tier 1
210596837 | Central HP <5.4 tons | DAY & NIGHT | HRCU-A-CB (Split System: Heat Pump with Remote Outdoor Unit-Air-Source) | CVH825GKA2* |  |  | EA*4X48L21A*+WALLCON | *96CTN0801714A* | 24000 | 16.5 | 8.1 | 21000 | 16600 | 79.05% | 2 | 0 | 11 |  |  |  |  | R-410A | 2 | Residential & Commercial | USHP | Ducted CEE Tier 1
210596921 | Central HP <5.4 tons | DAY & NIGHT | HRCU-A-CB (Split System: Heat Pump with Remote Outdoor Unit-Air-Source) | CVH825GKA2* |  |  | EHD4X42AAL+WALLCON | *96CTN1002122A* | 24200 | 16 | 8.1 | 21400 | 16600 | 77.57% | 2 | 0 | 10.5 |  |  |  |  | R-410A | 2.0167 | Residential & Commercial | USHP | Ducted CEE Tier 1
210596957 | Central HP <5.4 tons | DAY & NIGHT | HRCU-A-CB (Split System: Heat Pump with Remote Outdoor Unit-Air-Source) | CVH825GKA2* |  |  | EHD4X48AAL+WALLCON | *80CTL0701716A* | 24200 | 16.5 | 8.1 | 21200 | 16600 | 78.3% | 2.02 | 0 | 10.5 |  |  |  |  | R-410A | 2.0167 | Residential & Commercial | USHP | Ducted CEE Tier 1
215433970 | Central HP <5.4 tons | DAIKIN | HRCU-A-CB (Split System: Heat Pump with Remote Outdoor Unit-Air-Source) | DH7VSA2410A* |  |  | CA*EA3022*3A* | D*97MC1005CNA* | 23200 | 19 | 8.6 | 23200 | 17000 | 73.28% | 2 | 0 | 11 |  |  |  |  | R-32 | 1.9333 | Residential & Commercial | USHP | Ducted CEE Tier 1
215433986 | Central HP <5.4 tons | DAIKIN | HRCU-A-CB (Split System: Heat Pump with Remote Outdoor Unit-Air-Source) | DH7VSA2410A* |  |  | CA*EA3626*3A* | D*97MC0803BNA* | 23200 | 19 | 8.6 | 23200 | 17000 | 73.28% | 2 | 0 | 11 |  |  |  |  | R-32 | 1.9333 | Residential & Commercial | USHP | Ducted CEE Tier 1
215434020 | Central HP <5.4 tons | DAIKIN | HRCU-A-CB (Split System: Heat Pump with Remote Outdoor Unit-Air-Source) | DH7VSA2410A* |  |  | CHPEA3026*3A* | D*96TC0803BNA* | 23200 | 19 | 8.6 | 23200 | 17000 | 73.28% | 2 | 0 | 11 |  |  |  |  | R-32 | 1.9333 | Residential & Commercial | USHP | Ducted CEE Tier 1
215434236 | Central HP <5.4 tons | DAIKIN | HRCU-A-CB (Split System: Heat Pump with Remote Outdoor Unit-Air-Source) | DH7VSA4210A* |  |  | CA*EA6030*3A* | D*80TC0804C*A* | 40500 | 17 | 8.8 | 41000 | 31000 | 75.61% | 2 | 0 | 10 |  |  |  |  | R-32 | 3.375 | Residential & Commercial | USHP | Ducted CEE Tier 1
215434238 | Central HP <5.4 tons | DAIKIN | HRCU-A-CB (Split System: Heat Pump with Remote Outdoor Unit-Air-Source) | DH7VSA4210A* |  |  | CA*EA6030*3A* | D*80TC0805D*A* | 40500 | 17 | 8.8 | 41000 | 31000 | 75.61% | 2 | 0 | 10 |  |  |  |  | R-32 | 3.375 | Residential & Commercial | USHP | Ducted CEE Tier 1
215853301 | Central HP <5.4 tons | YORK | HRCU-A-CB (Split System: Heat Pump with Remote Outdoor Unit-Air-Source) | HH836E2S11 |  |  | CTM36C5CDS1+JME12C2SN1 | 0 | 33400 | 19 | 9 | 30400 | 24800 | 81.58% | 2 | 0 | 12 |  |  |  |  | R-454B | 2.7833 | Residential & Commercial | USHP | Ducted CEE Tier 1
211682984 | Central HP <5.4 tons | DAIKIN | HRCU-A-CB (Split System: Heat Pump with Remote Outdoor Unit-Air-Source) | RXSQ24TBVJU* |  |  | FXTQ24TAVJUA* | 0 | 22600 | 15.4 | 8.2 | 26000 | 18400 | 70.77% | 2.1 | 0 | 10.3 |  |  |  |  | R-410A | 1.8833 | Residential & Commercial | USHP | Ducted CEE Tier 1
216735614 | Central HP <5.4 tons | COMFORTMAKER | HRCU-A-CB (Split System: Heat Pump with Remote Outdoor Unit-Air-Source) | D5CUHAH24AAK |  |  | EA*5X37M21A* | *80CTL0702120B* | 23600 | 15.5 | 8.5 | 21000 | 18600 | 88.57% | 1.98 | 0 | 11 |  |  |  |  | R-454B | 1.9667 | Residential & Commercial | USHP | Ducted CEE Tier 1
216733856 | Central HP <5.4 tons | HEIL | HRCU-A-CB (Split System: Heat Pump with Remote Outdoor Unit-Air-Source) | D5CUHAH24AAK |  |  | EA*5X30M17A* | *80MS(N,L)0701712A* | 22200 | 16.5 | 8.1 | 20800 | 18700 | 89.9% | 1.85 | 0 | 10.5 |  |  |  |  | R-454B | 1.85 | Residential & Commercial | USHP | Ducted CEE Tier 1
216612233 | Central HP <5.4 tons | TRANE | HRCU-A-CB (Split System: Heat Pump with Remote Outdoor Unit-Air-Source) | 5TWV0X36A1 |  |  | 5PX*BD06AS3 | S9V2B060D3VSB+LRP | 35000 | 20 | 9.4 | 33800 | 25000 | 73.96% | 2.1 | 0 | 12.35 |  |  |  |  | R-454B | 2.9167 | Residential & Commercial | USHP | Ducted CEE Tier 1
216737934 | Central HP <5.4 tons | HEIL | HRCU-A-CB (Split System: Heat Pump with Remote Outdoor Unit-Air-Source) | D5CUHAH24AAK |  |  | ESH5X30M12A* | *97VTN1002122A* | 22600 | 15.2 | 8.1 | 21000 | 18900 | 90% | 1.85 | 0 | 10.5 |  |  |  |  | R-454B | 1.8833 | Residential & Commercial | USHP | Ducted CEE Tier 1
216675741 | Central HP <5.4 tons | HEIL | HRCU-A-CB (Split System: Heat Pump with Remote Outdoor Unit-Air-Source) | D5CURAH24AAK |  |  | EA*5X25M17A* | *80MS(N,L)0451714A* | 24200 | 15.2 | 8.5 | 23200 | 19100 | 82.33% | 1.96 | 0 | 10 |  |  |  |  | R-454B | 2.0167 | Residential & Commercial | USHP | Ducted CEE Tier 1
210597423 | Central HP <5.4 tons | DAY & NIGHT | HRCU-A-CB (Split System: Heat Pump with Remote Outdoor Unit-Air-Source) | CVH837GKA** |  |  | EA*4X61L21A*+WALLCON | *80CTL0902120A* | 33200 | 18 | 8.5 | 32000 | 25000 | 78.12% | 2 | 0 | 11.7 |  |  |  |  | R-410A | 2.7667 | Residential & Commercial | USHP | Ducted CEE Tier 1
216737499 | Central HP <5.4 tons | HEIL | HRCU-A-CB (Split System: Heat Pump with Remote Outdoor Unit-Air-Source) | D5CUHAH24AAK |  |  | ESH5X30M12A* | *92MSN1002120A* | 22400 | 16 | 8.1 | 21000 | 18800 | 89.52% | 1.85 | 0 | 11 |  |  |  |  | R-454B | 1.8667 | Residential & Commercial | USHP | Ducted CEE Tier 1
216737903 | Central HP <5.4 tons | HEIL | HRCU-A-CB (Split System: Heat Pump with Remote Outdoor Unit-Air-Source) | D5CUHAH24AAK |  |  | ESH5X30M12A* | *97VTN0801716A* | 22600 | 16 | 8.1 | 21200 | 18900 | 89.15% | 1.85 | 0 | 10.5 |  |  |  |  | R-454B | 1.8833 | Residential & Commercial | USHP | Ducted CEE Tier 1
216738244 | Central HP <5.4 tons | HEIL | HRCU-A-CB (Split System: Heat Pump with Remote Outdoor Unit-Air-Source) | D5CUHAH24AAK |  |  | ESH5X36M12A* | *80CTL0451712B* | 22600 | 15.2 | 8.1 | 20800 | 18500 | 88.94% | 1.85 | 0 | 10.5 |  |  |  |  | R-454B | 1.8833 | Residential & Commercial | USHP | Ducted CEE Tier 1
216738271 | Central HP <5.4 tons | HEIL | HRCU-A-CB (Split System: Heat Pump with Remote Outdoor Unit-Air-Source) | D5CUHAH24AAK |  |  | ESH5X36M12A* | *80CTL0702120B* | 23200 | 15.2 | 8.1 | 21200 | 18800 | 88.68% | 1.9 | 0 | 10.5 |  |  |  |  | R-454B | 1.9333 | Residential & Commercial | USHP | Ducted CEE Tier 1
215935119 | Central HP <5.4 tons | COMFORTMAKER | HRCU-A-CB (Split System: Heat Pump with Remote Outdoor Unit-Air-Source) | C5H3V36*K*AAA* |  |  | EVM5X49M21A*+WALLCON | *97CMN1002122B* | 35600 | 22 | 8.5 | 38000 | 28600 | 75.26% | 2.02 | 0 | 12.5 |  |  |  |  | R-454B | 2.9667 | Residential & Commercial | USHP | Ducted CEE Tier 1
215935219 | Central HP <5.4 tons | COMFORTMAKER | HRCU-A-CB (Split System: Heat Pump with Remote Outdoor Unit-Air-Source) | C5H3V36*K*AAA* |  |  | EVM5X60M21A*+WALLCON | *80CTL0902120B* | 35600 | 22 | 8.5 | 38000 | 28400 | 74.74% | 2.02 | 0 | 12.5 |  |  |  |  | R-454B | 2.9667 | Residential & Commercial | USHP | Ducted CEE Tier 1
216734057 | Central HP <5.4 tons | HEIL | HRCU-A-CB (Split System: Heat Pump with Remote Outdoor Unit-Air-Source) | D5CUHAH24AAK |  |  | EA*5X30M17A* | *92MSN0601412A* | 22400 | 15.5 | 8.5 | 21000 | 18900 | 90% | 1.96 | 0 | 10.5 |  |  |  |  | R-454B | 1.8667 | Residential & Commercial | USHP | Ducted CEE Tier 1
216732646 | Central HP <5.4 tons | HEIL | HRCU-A-CB (Split System: Heat Pump with Remote Outdoor Unit-Air-Source) | D5CUHAH24AAK |  |  | EA*5X24M17A* | *80CSU0401712A* | 22600 | 17 | 8.5 | 21400 | 19300 | 90.19% | 1.96 | 0 | 10.5 |  |  |  |  | R-454B | 1.8833 | Residential & Commercial | USHP | Ducted CEE Tier 1
216732655 | Central HP <5.4 tons | HEIL | HRCU-A-CB (Split System: Heat Pump with Remote Outdoor Unit-Air-Source) | D5CUHAH24AAK |  |  | EA*5X24M17A* | *80CSU0601716A* | 22600 | 16.5 | 8.5 | 21400 | 19400 | 90.65% | 1.94 | 0 | 10.5 |  |  |  |  | R-454B | 1.8833 | Residential & Commercial | USHP | Ducted CEE Tier 1
216733396 | Central HP <5.4 tons | HEIL | HRCU-A-CB (Split System: Heat Pump with Remote Outdoor Unit-Air-Source) | D5CUHAH24AAK |  |  | EA*5X25M17A* | *92MSN0601714A* | 23000 | 16 | 8.5 | 20600 | 18400 | 89.32% | 1.98 | 0 | 11 |  |  |  |  | R-454B | 1.9167 | Residential & Commercial | USHP | Ducted CEE Tier 1
215434247 | Central HP <5.4 tons | DAIKIN | HRCU-A-CB (Split System: Heat Pump with Remote Outdoor Unit-Air-Source) | DH7VSA4210A* |  |  | CHPEA4830*3A* | D*80SC0805CUA* | 40500 | 17 | 8.6 | 41000 | 31000 | 75.61% | 2 | 0 | 10 |  |  |  |  | R-32 | 3.375 | Residential & Commercial | USHP | Ducted CEE Tier 1
210596966 | Central HP <5.4 tons | DAY & NIGHT | HRCU-A-CB (Split System: Heat Pump with Remote Outdoor Unit-Air-Source) | CVH825GKA2* |  |  | EHD4X48AAL+WALLCON | *95CSU0601716A* | 24200 | 16 | 8.1 | 21400 | 16700 | 78.04% | 2 | 0 | 10.5 |  |  |  |  | R-410A | 2.0167 | Residential & Commercial | USHP | Ducted CEE Tier 1
210597116 | Central HP <5.4 tons | DAY & NIGHT | HRCU-A-CB (Split System: Heat Pump with Remote Outdoor Unit-Air-Source) | CVH825GKA2* |  |  | EN(A,D,W)4X48L21**+WALLCON | *97CMN0602120A* | 24000 | 16.5 | 8.1 | 21400 | 16700 | 78.04% | 2 | 0 | 11 |  |  |  |  | R-410A | 2 | Residential & Commercial | USHP | Ducted CEE Tier 1
213815134 | Central HP <5.4 tons | DAIKIN | HRCU-A-CB (Split System: Heat Pump with Remote Outdoor Unit-Air-Source) | DZ9VCA3610A* |  |  | CHPF3642C6C*+MBVK16CP1X00A*+TXV | 0 | 33400 | 18 | 8.2 | 34000 | 24400 | 71.76% | 1.8 | 0 | 11 |  |  |  |  | R-410A | 2.7833 | Residential & Commercial | USHP | Ducted CEE Tier 1
216733516 | Central HP <5.4 tons | HEIL | HRCU-A-CB (Split System: Heat Pump with Remote Outdoor Unit-Air-Source) | D5CUHAH24AAK |  |  | EA*5X25M17A* | *95MSU0401712A* | 23000 | 16.5 | 8.5 | 20800 | 18500 | 88.94% | 1.96 | 0 | 11 |  |  |  |  | R-454B | 1.9167 | Residential & Commercial | USHP | Ducted CEE Tier 1
216734432 | Central HP <5.4 tons | COMFORTMAKER | HRCU-A-CB (Split System: Heat Pump with Remote Outdoor Unit-Air-Source) | D5CUHAH24AAK |  |  | EA*5X36M17A* | *80VSL0701412B* | 22600 | 16.5 | 8.5 | 20800 | 18700 | 89.9% | 1.96 | 0 | 11 |  |  |  |  | R-454B | 1.8833 | Residential & Commercial | USHP | Ducted CEE Tier 1
210597474 | Central HP <5.4 tons | DAY & NIGHT | HRCU-A-CB (Split System: Heat Pump with Remote Outdoor Unit-Air-Source) | CVH837GKA** |  |  | EA*4X61L24A*+WALLCON | *97CMN0602120A* | 33000 | 17.5 | 8.5 | 32400 | 25200 | 77.78% | 1.98 | 0 | 11.7 |  |  |  |  | R-410A | 2.75 | Residential & Commercial | USHP | Ducted CEE Tier 1
210597483 | Central HP <5.4 tons | DAY & NIGHT | HRCU-A-CB (Split System: Heat Pump with Remote Outdoor Unit-Air-Source) | CVH837GKA** |  |  | EA*4X61L24A*+WALLCON | *97CMN1202422A* | 33200 | 17.5 | 8.5 | 32000 | 25000 | 78.12% | 2 | 0 | 11.7 |  |  |  |  | R-410A | 2.7667 | Residential & Commercial | USHP | Ducted CEE Tier 1
210597501 | Central HP <5.4 tons | DAY & NIGHT | HRCU-A-CB (Split System: Heat Pump with Remote Outdoor Unit-Air-Source) | CVH837GKA** |  |  | EHD4X60AAL+WALLCON | *80CSU0601716A* | 33000 | 16.5 | 8.1 | 32400 | 24800 | 76.54% | 1.98 | 0 | 11 |  |  |  |  | R-410A | 2.75 | Residential & Commercial | USHP | Ducted CEE Tier 1
210597576 | Central HP <5.4 tons | DAY & NIGHT | HRCU-A-CB (Split System: Heat Pump with Remote Outdoor Unit-Air-Source) | CVH837GKA** |  |  | EN(A,D)4X48L24**+WALLCON | *80CSU1002120A* | 32400 | 17 | 8.1 | 33000 | 24800 | 75.15% | 1.94 | 0 | 11.5 |  |  |  |  | R-410A | 2.7 | Residential & Commercial | USHP | Ducted CEE Tier 1
216013475 | Central HP <5.4 tons | LENNOX | HRCU-A-CB (Split System: Heat Pump with Remote Outdoor Unit-Air-Source) | EL18KSLV-060-230** |  |  | CBK45UHVT-060-230-** | 0 | 55000 | 16 | 9.4 | 55000 | 43000 | 78.18% | 1.75 | 0 | 10 |  |  |  |  | R-454B | 4.5833 | Residential & Commercial | USHP | Ducted CEE Tier 1
211242510 | Central HP <5.4 tons | AIRQUEST | HRCU-A-CB (Split System: Heat Pump with Remote Outdoor Unit-Air-Source) | DLCURAH24ABK |  |  | EA*4X36L21A* | *96VTN0601714A* | 24000 | 16.5 | 8.5 | 26000 | 22800 | 87.69% | 1.88 | 0 | 10 |  |  |  |  | R-410A | 2 | Residential & Commercial | USHP | Ducted CEE Tier 1
211242574 | Central HP <5.4 tons | AIRQUEST | HRCU-A-CB (Split System: Heat Pump with Remote Outdoor Unit-Air-Source) | DLCURAH24ABK |  |  | EA*4X36L21A* | *80ES(N,L)0702116A* | 24400 | 17 | 8.5 | 26200 | 22400 | 85.5% | 1.86 | 0 | 10 |  |  |  |  | R-410A | 2.0333 | Residential & Commercial | USHP | Ducted CEE Tier 1
216679917 | Central HP <5.4 tons | HEIL | HRCU-A-CB (Split System: Heat Pump with Remote Outdoor Unit-Air-Source) | DLCURAH36ABK |  |  | EHD4X48AAL | *97VTN0801716A* | 35800 | 15.2 | 8.5 | 38500 | 34400 | 89.35% | 1.82 | 0 | 9.8 |  |  |  |  | R-410A | 2.9833 | Residential & Commercial | USHP
210471291 | Central HP <5.4 tons | AIRQUEST | HRCU-A-CB (Split System: Heat Pump with Remote Outdoor Unit-Air-Source) | HVH837GKA2* |  |  | EHD4X60AAL+WALLCON | *80CTL0701412A* | 32800 | 17 | 8.1 | 32400 | 25000 | 77.16% | 2 | 0 | 11 |  |  |  |  | R-410A | 2.7333 | Residential & Commercial | USHP | Ducted CEE Tier 1
214238915 | Central HP <5.4 tons | HEIL | HRCU-A-CB (Split System: Heat Pump with Remote Outdoor Unit-Air-Source) | HVH837GKA2* |  |  | EN(A,D)4X36L21**+WALLCON | *97CMN1002122B* | 31400 | 16.5 | 8.1 | 33000 | 24000 | 72.73% | 1.82 | 0 | 11 |  |  |  |  | R-410A | 2.6167 | Residential & Commercial | USHP | Ducted CEE Tier 1
214239085 | Central HP <5.4 tons | HEIL | HRCU-A-CB (Split System: Heat Pump with Remote Outdoor Unit-Air-Source) | HVH837GKA2* |  |  | EN(A,D,W)4X42L21**+WALLCON | *80CTL1102120B* | 31800 | 17 | 8.1 | 33000 | 24400 | 73.94% | 1.88 | 0 | 11 |  |  |  |  | R-410A | 2.65 | Residential & Commercial | USHP | Ducted CEE Tier 1
214239265 | Central HP <5.4 tons | HEIL | HRCU-A-CB (Split System: Heat Pump with Remote Outdoor Unit-Air-Source) | HVH837GKA2* |  |  | EN(A,D,W)4X48L21**+WALLCON | *96CTN0801714B* | 32200 | 17 | 8.1 | 32800 | 24800 | 75.61% | 1.94 | 0 | 11.5 |  |  |  |  | R-410A | 2.6833 | Residential & Commercial | USHP | Ducted CEE Tier 1
210597468 | Central HP <5.4 tons | DAY & NIGHT | HRCU-A-CB (Split System: Heat Pump with Remote Outdoor Unit-Air-Source) | CVH837GKA** |  |  | EA*4X61L24A*+WALLCON | *96CTN1002122A* | 33200 | 18 | 8.5 | 32000 | 24800 | 77.5% | 2 | 0 | 12 |  |  |  |  | R-410A | 2.7667 | Residential & Commercial | USHP | Ducted CEE Tier 1
214239285 | Central HP <5.4 tons | HEIL | HRCU-A-CB (Split System: Heat Pump with Remote Outdoor Unit-Air-Source) | HVH837GKA2* |  |  | EN(A,D)4X48L24**+WALLCON | *80CTL0902120B* | 32400 | 17 | 8.1 | 32600 | 24600 | 75.46% | 1.96 | 0 | 11.7 |  |  |  |  | R-410A | 2.7 | Residential & Commercial | USHP | Ducted CEE Tier 1
215434241 | Central HP <5.4 tons | DAIKIN | HRCU-A-CB (Split System: Heat Pump with Remote Outdoor Unit-Air-Source) | DH7VSA4210A* |  |  | CA*EA6030*3A* | D*96TC1005CNA* | 40500 | 16.5 | 8.8 | 41000 | 31000 | 75.61% | 2 | 0 | 10 |  |  |  |  | R-32 | 3.375 | Residential & Commercial | USHP | Ducted CEE Tier 1
214572540 | Central HP <5.4 tons | HEIL | HRCU-A-CB (Split System: Heat Pump with Remote Outdoor Unit-Air-Source) | HVH837GKA** |  |  | EA*4X37L21A*+WALLCON | *95CSU0802120B* | 32800 | 17.5 | 8.5 | 32800 | 25200 | 76.83% | 2 | 0 | 11 |  |  |  |  | R-410A | 2.7333 | Residential & Commercial | USHP | Ducted CEE Tier 1
215942495 | Central HP <5.4 tons | COMFORTMAKER | HRCU-A-CB (Split System: Heat Pump with Remote Outdoor Unit-Air-Source) | C5H3V36*K*AAA* |  |  | EVD5X61M21A*+WALLCON | *80CTL0901716B* | 35800 | 22 | 8.5 | 37400 | 28400 | 75.94% | 2.02 | 0 | 12.5 |  |  |  |  | R-454B | 2.9833 | Residential & Commercial | USHP | Ducted CEE Tier 1
215942645 | Central HP <5.4 tons | COMFORTMAKER | HRCU-A-CB (Split System: Heat Pump with Remote Outdoor Unit-Air-Source) | C5H3V36*K*AAA* |  |  | EVD5X61M21A*+WALLCON | *97CTN1002122A* | 36000 | 22 | 8.5 | 37400 | 28200 | 75.4% | 2.04 | 0 | 12.5 |  |  |  |  | R-454B | 3 | Residential & Commercial | USHP | Ducted CEE Tier 1
216769979 | Central HP <5.4 tons | AMERICAN STANDARD | HRCU-A-CB (Split System: Heat Pump with Remote Outdoor Unit-Air-Source) | 5A6H7036A1 |  |  | 5TXCC009AS3 | S9V2C080U5PSC | 34200 | 17.1 | 9 | 32200 | 24000 | 74.53% | 2.23 | 0 | 12.5 |  |  |  |  | R-454B | 2.85 | Residential & Commercial | USHP | Ducted CEE Tier 1
216769995 | Central HP <5.4 tons | AMERICAN STANDARD | HRCU-A-CB (Split System: Heat Pump with Remote Outdoor Unit-Air-Source) | 5A6H7036A1 |  |  | 5TXCC009AS3 | S9V2C100U5PSC | 34000 | 17.1 | 9 | 32200 | 23800 | 73.91% | 2.21 | 0 | 12 |  |  |  |  | R-454B | 2.8333 | Residential & Commercial | USHP | Ducted CEE Tier 1
214569514 | Central HP <5.4 tons | CARRIER | HRCU-A-CB (Split System: Heat Pump with Remote Outdoor Unit-Air-Source) | 25VNA448A*031* |  |  | CNPV*6024AL*+UI | 59TN6C080C21**20 | 44500 | 21.5 | 9.5 | 46000 | 36200 | 78.7% | 2.28 | 0 | 12 |  |  |  |  | R-410A | 3.7083 | Residential & Commercial | USHP | Ducted CEE Tier 1
211242699 | Central HP <5.4 tons | AIRQUEST | HRCU-A-CB (Split System: Heat Pump with Remote Outdoor Unit-Air-Source) | DLCURAH24ABK |  |  | EA*4X36L21A* | *80ESU0802120A | 24600 | 17.5 | 8.5 | 26200 | 22200 | 84.73% | 1.86 | 0 | 10.5 |  |  |  |  | R-410A | 2.05 | Residential & Commercial | USHP | Ducted CEE Tier 1
211242792 | Central HP <5.4 tons | AIRQUEST | HRCU-A-CB (Split System: Heat Pump with Remote Outdoor Unit-Air-Source) | DLCURAH24ABK |  |  | EA*4X37L17A* | *96VSN0401712A* | 24600 | 15.5 | 8.5 | 25800 | 21600 | 83.72% | 1.78 | 0 | 10 |  |  |  |  | R-410A | 2.05 | Residential & Commercial | USHP | Ducted CEE Tier 1
211242878 | Central HP <5.4 tons | AIRQUEST | HRCU-A-CB (Split System: Heat Pump with Remote Outdoor Unit-Air-Source) | DLCURAH24ABK |  |  | EA*4X37L17A* | *95ESU0601716A* | 24800 | 17 | 8.5 | 25600 | 21400 | 83.59% | 1.8 | 0 | 10.5 |  |  |  |  | R-410A | 2.0667 | Residential & Commercial | USHP | Ducted CEE Tier 1
211243008 | Central HP <5.4 tons | AIRQUEST | HRCU-A-CB (Split System: Heat Pump with Remote Outdoor Unit-Air-Source) | DLCURAH24ABK |  |  | EA*4X37L17A* | *96VTN0601714A* | 24400 | 16.5 | 8.5 | 25600 | 21600 | 84.38% | 1.8 | 0 | 10 |  |  |  |  | R-410A | 2.0333 | Residential & Commercial | USHP | Ducted CEE Tier 1
215429725 | Central HP <5.4 tons | DAIKIN | HRCU-A-CB (Split System: Heat Pump with Remote Outdoor Unit-Air-Source) | DH7VSA3610A* |  |  | DFVE42CP1300A* | 0 | 34800 | 18.5 | 8.5 | 35000 | 28400 | 81.14% | 2 | 0 | 10.5 |  |  |  |  | R-32 | 2.9 | Residential & Commercial | USHP | Ducted CEE Tier 1
215434017 | Central HP <5.4 tons | DAIKIN | HRCU-A-CB (Split System: Heat Pump with Remote Outdoor Unit-Air-Source) | DH7VSA2410A* |  |  | CHPEA3026*3A* | D*80TC1005C*A* | 23200 | 19 | 8.6 | 23200 | 17000 | 73.28% | 2 | 0 | 11 |  |  |  |  | R-32 | 1.9333 | Residential & Commercial | USHP | Ducted CEE Tier 1
210597612 | Central HP <5.4 tons | DAY & NIGHT | HRCU-A-CB (Split System: Heat Pump with Remote Outdoor Unit-Air-Source) | CVH837GKA** |  |  | EN(A,D,W)4X60L24**+WALLCON | *80CTL1352422A* | 32800 | 18 | 8.1 | 32200 | 24600 | 76.4% | 1.98 | 0 | 12 |  |  |  |  | R-410A | 2.7333 | Residential & Commercial | USHP | Ducted CEE Tier 1
213076119 | Central HP <5.4 tons | COMFORTMAKER | HRCU-A-CB (Split System: Heat Pump with Remote Outdoor Unit-Air-Source) | DLCURAH24ABK |  |  | EN(A,D)4X36L21** | *95MSU1002120A* | 23800 | 17 | 8.5 | 26400 | 24000 | 90.91% | 2 | 0 | 10.5 |  |  |  |  | R-410A | 1.9833 | Residential & Commercial | USHP | Ducted CEE Tier 1
211227553 | Central HP <5.4 tons | AIRQUEST | HRCU-A-CB (Split System: Heat Pump with Remote Outdoor Unit-Air-Source) | DLCURAH36ABK |  |  | EA*4X42L21A* | *92ESN1002122A* | 36600 | 15.2 | 8.5 | 40000 | 35200 | 88% | 1.94 | 0 | 10 |  |  |  |  | R-410A | 3.05 | Residential & Commercial | USHP | Ducted CEE Tier 1
213075987 | Central HP <5.4 tons | COMFORTMAKER | HRCU-A-CB (Split System: Heat Pump with Remote Outdoor Unit-Air-Source) | DLCURAH36ABK |  |  | EN(A,D,W)4X48L21** | *95MSU1002120A* | 36200 | 16.5 | 8.1 | 38500 | 35000 | 90.91% | 2.02 | 0 | 10.5 |  |  |  |  | R-410A | 3.0167 | Residential & Commercial | USHP | Ducted CEE Tier 1
214242500 | Central HP <5.4 tons | COMFORTMAKER | HRCU-A-CB (Split System: Heat Pump with Remote Outdoor Unit-Air-Source) | CVH825GKA2* |  |  | EN(A,D)4X24L17**+WALLCON | *96CTN0601714B* | 23200 | 15.5 | 8.1 | 22200 | 16900 | 76.13% | 1.92 | 0 | 10.5 |  |  |  |  | R-410A | 1.9333 | Residential & Commercial | USHP | Ducted CEE Tier 1
215434368 | Central HP <5.4 tons | DAIKIN | HRCU-A-CB (Split System: Heat Pump with Remote Outdoor Unit-Air-Source) | DH7VSA4810A* |  |  | CHPEA4830*3A* | D*97MC0804CNA* | 45500 | 16.2 | 8.5 | 46000 | 33600 | 73.04% | 2 | 0 | 10 |  |  |  |  | R-32 | 3.7917 | Residential & Commercial | USHP | Ducted CEE Tier 1
215853286 | Central HP <5.4 tons | YORK | HRCU-A-CB (Split System: Heat Pump with Remote Outdoor Unit-Air-Source) | HH836E2S11 |  |  | CTM36C5CDS1+JMC17C2SN1 | 0 | 34400 | 19 | 9 | 31600 | 25800 | 81.65% | 2 | 0 | 11.7 |  |  |  |  | R-454B | 2.8667 | Residential & Commercial | USHP | Ducted CEE Tier 1
215853295 | Central HP <5.4 tons | YORK | HRCU-A-CB (Split System: Heat Pump with Remote Outdoor Unit-Air-Source) | HH836E2S11 |  |  | JHE36B5CD2SS1 | 0 | 34200 | 19 | 9 | 31800 | 26000 | 81.76% | 2 | 0 | 11 |  |  |  |  | R-454B | 2.85 | Residential & Commercial | USHP | Ducted CEE Tier 1
216679881 | Central HP <5.4 tons | HEIL | HRCU-A-CB (Split System: Heat Pump with Remote Outdoor Unit-Air-Source) | DLCURAH36ABK |  |  | EA*4X48L21A* | *97VTN0801716A* | 35400 | 16 | 8.5 | 37400 | 34200 | 91.44% | 1.94 | 0 | 9.5 |  |  |  |  | R-410A | 2.95 | Residential & Commercial | USHP
211243286 | Central HP <5.4 tons | AIRQUEST | HRCU-A-CB (Split System: Heat Pump with Remote Outdoor Unit-Air-Source) | DLCURAH24ABK |  |  | EA*4X37L21A* | *96VTN1002122A* | 24200 | 17 | 8.1 | 25000 | 21400 | 85.6% | 1.8 | 0 | 10 |  |  |  |  | R-410A | 2.0167 | Residential & Commercial | USHP | Ducted CEE Tier 1
211243518 | Central HP <5.4 tons | AIRQUEST | HRCU-A-CB (Split System: Heat Pump with Remote Outdoor Unit-Air-Source) | DLCURAH24ABK |  |  | EA*4X37L21A* | *80ES(N,L)0702116A* | 25000 | 17 | 8.5 | 25600 | 20800 | 81.25% | 1.76 | 0 | 10.5 |  |  |  |  | R-410A | 2.0833 | Residential & Commercial | USHP | Ducted CEE Tier 1
210597366 | Central HP <5.4 tons | DAY & NIGHT | HRCU-A-CB (Split System: Heat Pump with Remote Outdoor Unit-Air-Source) | CVH837GKA** |  |  | EA*4X42L21A*+WALLCON | *95CSU0802120A* | 31800 | 17.5 | 8.1 | 33000 | 24400 | 73.94% | 1.9 | 0 | 11 |  |  |  |  | R-410A | 2.65 | Residential & Commercial | USHP | Ducted CEE Tier 1
210597384 | Central HP <5.4 tons | DAY & NIGHT | HRCU-A-CB (Split System: Heat Pump with Remote Outdoor Unit-Air-Source) | CVH837GKA** |  |  | EA*4X60L24A*+WALLCON | *95CSU1002122A* | 32800 | 18 | 8.5 | 31800 | 24800 | 77.99% | 2 | 0 | 11.5 |  |  |  |  | R-410A | 2.7333 | Residential & Commercial | USHP | Ducted CEE Tier 1
210597432 | Central HP <5.4 tons | DAY & NIGHT | HRCU-A-CB (Split System: Heat Pump with Remote Outdoor Unit-Air-Source) | CVH837GKA** |  |  | EA*4X61L21A*+WALLCON | *95CSU1002122A* | 33200 | 18 | 8.5 | 32000 | 24800 | 77.5% | 2 | 0 | 11.5 |  |  |  |  | R-410A | 2.7667 | Residential & Commercial | USHP | Ducted CEE Tier 1
216769580 | Central HP <5.4 tons | LENNOX | HRCU-A-CB (Split System: Heat Pump with Remote Outdoor Unit-Air-Source) | EL18KSLV-036-230A** |  |  | CK40[C,U]T-30B-**+TDR | SL297UH040NV36B* | 33800 | 17.35 | 8.5 | 35600 | 28600 | 80.34% | 1.8 | 0 | 11 |  |  |  |  | R-454B | 2.8167 | Residential & Commercial | USHP | Ducted CEE Tier 1
216679977 | Central HP <5.4 tons | HEIL | HRCU-A-CB (Split System: Heat Pump with Remote Outdoor Unit-Air-Source) | DLCURAH36ABK |  |  | EN(A,D,W)4X48L21** | *97VTN0801716A* | 35600 | 16 | 8.5 | 38500 | 34400 | 89.35% | 1.8 | 0 | 10 |  |  |  |  | R-410A | 2.9667 | Residential & Commercial | USHP | Ducted CEE Tier 1
213076840 | Central HP <5.4 tons | COMFORTMAKER | HRCU-A-CB (Split System: Heat Pump with Remote Outdoor Unit-Air-Source) | DLCURAH36ABK |  |  | EN(A,D,W)4X48L21** | *80VTL1102122B* | 36400 | 16.5 | 8.1 | 38500 | 35000 | 90.91% | 2.02 | 0 | 10.5 |  |  |  |  | R-410A | 3.0333 | Residential & Commercial | USHP | Ducted CEE Tier 1
213077139 | Central HP <5.4 tons | COMFORTMAKER | HRCU-A-CB (Split System: Heat Pump with Remote Outdoor Unit-Air-Source) | DLCURAH36ABK |  |  | EA*4X36L21A* | *96VSN1002120B* | 35200 | 16 | 8.1 | 38500 | 35200 | 91.43% | 1.82 | 0 | 9.5 |  |  |  |  | R-410A | 2.9333 | Residential & Commercial | USHP
213077239 | Central HP <5.4 tons | COMFORTMAKER | HRCU-A-CB (Split System: Heat Pump with Remote Outdoor Unit-Air-Source) | DLCURAH36ABK |  |  | EA*4X42L24A* | *96VSN1202422B* | 35400 | 16 | 8.1 | 38500 | 35000 | 90.91% | 1.9 | 0 | 10 |  |  |  |  | R-410A | 2.95 | Residential & Commercial | USHP | Ducted CEE Tier 1
213077441 | Central HP <5.4 tons | COMFORTMAKER | HRCU-A-CB (Split System: Heat Pump with Remote Outdoor Unit-Air-Source) | DLCURAH36ABK |  |  | END4X42L17** | *96VTN0801716B* | 35800 | 15.5 | 8.1 | 39000 | 35200 | 90.26% | 1.96 | 0 | 10 |  |  |  |  | R-410A | 2.9833 | Residential & Commercial | USHP | Ducted CEE Tier 1
213077590 | Central HP <5.4 tons | COMFORTMAKER | HRCU-A-CB (Split System: Heat Pump with Remote Outdoor Unit-Air-Source) | DLCURAH36ABK |  |  | EA*4X36L21A* | *96VTN1002120B* | 35200 | 16 | 8.1 | 38500 | 35200 | 91.43% | 1.82 | 0 | 10 |  |  |  |  | R-410A | 2.9333 | Residential & Commercial | USHP | Ducted CEE Tier 1
213078158 | Central HP <5.4 tons | COMFORTMAKER | HRCU-A-CB (Split System: Heat Pump with Remote Outdoor Unit-Air-Source) | DLCURAH36ABK |  |  | EN(A,D,W)4X48L21** | *80MS(N,L)0701716A* | 35800 | 16.5 | 8.1 | 38500 | 35000 | 90.91% | 2 | 0 | 10 |  |  |  |  | R-410A | 2.9833 | Residential & Commercial | USHP | Ducted CEE Tier 1
213078579 | Central HP <5.4 tons | COMFORTMAKER | HRCU-A-CB (Split System: Heat Pump with Remote Outdoor Unit-Air-Source) | DLCURAH36ABK |  |  | EN(A,D)4X48L24** | *80MS(N,L)0902120A* | 36000 | 16.5 | 8.1 | 38500 | 35000 | 90.91% | 2 | 0 | 10.5 |  |  |  |  | R-410A | 3 | Residential & Commercial | USHP | Ducted CEE Tier 1
214569490 | Central HP <5.4 tons | CARRIER | HRCU-A-CB (Split System: Heat Pump with Remote Outdoor Unit-Air-Source) | 25VNA448A*031* |  |  | CNPV*4821AL*+UI | 59TN6C080C21**20 | 44000 | 21 | 9 | 46500 | 36400 | 78.28% | 2.18 | 0 | 12 |  |  |  |  | R-410A | 3.6667 | Residential & Commercial | USHP | Ducted CEE Tier 1
210474650 | Central HP <5.4 tons | AIRQUEST | HRCU-A-CB (Split System: Heat Pump with Remote Outdoor Unit-Air-Source) | HVH825GKA3* |  |  | EHD4X48AAL+WALLCON | *97CMN0602120A* | 24200 | 16 | 8.1 | 21400 | 16700 | 78.04% | 2 | 0 | 10.5 |  |  |  |  | R-410A | 2.0167 | Residential & Commercial | USHP | Ducted CEE Tier 1
214569665 | Central HP <5.4 tons | BRYANT HEATING AND COOLING SYSTEMS | HRCU-A-CB (Split System: Heat Pump with Remote Outdoor Unit-Air-Source) | 284ANV036*0**B* |  |  | CSPH*6012AL*+UI | 987MC60080C21*** | 34400 | 18.5 | 9 | 36000 | 25400 | 70.56% | 2.04 | 0 | 12 |  |  |  |  | R-410A | 2.8667 | Residential & Commercial | USHP | Ducted CEE Tier 1
215931664 | Central HP <5.4 tons | CARRIER | HRCU-A-CB (Split System: Heat Pump with Remote Outdoor Unit-Air-Source) | 27VNA360A*030* |  |  | CAA**6124AM*+UI | 58CU*A080C21**20 | 57000 | 19 | 8.5 | 60500 | 46000 | 76.03% | 2.04 | 0 | 11.5 |  |  |  |  | R-454B | 4.75 | Residential & Commercial | USHP | Ducted CEE Tier 1
214626219 | Central HP <5.4 tons | LENNOX | HRCU-A-CB (Split System: Heat Pump with Remote Outdoor Unit-Air-Source) | SL25XPV-048-230A** |  |  | CK40HT-51/61C-0*+TDR | SL280UH080NV60C* | 45000 | 20.8 | 9.2 | 45500 | 37400 | 82.2% | 1.82 | 0 | 12.5 |  |  |  |  | R-410A | 3.75 | Residential & Commercial | USHP | Ducted CEE Tier 1
214626221 | Central HP <5.4 tons | LENNOX | HRCU-A-CB (Split System: Heat Pump with Remote Outdoor Unit-Air-Source) | SL25XPV-048-230A** |  |  | CK40HT-51/61C-0*+TDR | SL280UH090XV60C* | 45000 | 21 | 9.2 | 45500 | 37200 | 81.76% | 1.84 | 0 | 12.5 |  |  |  |  | R-410A | 3.75 | Residential & Commercial | USHP | Ducted CEE Tier 1
214626236 | Central HP <5.4 tons | LENNOX | HRCU-A-CB (Split System: Heat Pump with Remote Outdoor Unit-Air-Source) | SL25XPV-048-230A** |  |  | CK40CT-49C-0*+TDR | EL296UH110XV48C* | 45500 | 20 | 8.9 | 44000 | 36000 | 81.82% | 1.76 | 0 | 12 |  |  |  |  | R-410A | 3.7917 | Residential & Commercial | USHP | Ducted CEE Tier 1
214626237 | Central HP <5.4 tons | LENNOX | HRCU-A-CB (Split System: Heat Pump with Remote Outdoor Unit-Air-Source) | SL25XPV-048-230A** |  |  | CK40CT-49C-0*+TDR | EL296UH110XV60C* | 45500 | 20 | 8.9 | 44000 | 35800 | 81.36% | 1.78 | 0 | 12 |  |  |  |  | R-410A | 3.7917 | Residential & Commercial | USHP | Ducted CEE Tier 1
214626252 | Central HP <5.4 tons | LENNOX | HRCU-A-CB (Split System: Heat Pump with Remote Outdoor Unit-Air-Source) | SL25XPV-048-230A** |  |  | CK40CT-49C-0*+TDR | SLP99UH110XV60C* | 45500 | 20 | 8.9 | 44000 | 35800 | 81.36% | 1.78 | 0 | 12 |  |  |  |  | R-410A | 3.7917 | Residential & Commercial | USHP | Ducted CEE Tier 1
210597615 | Central HP <5.4 tons | DAY & NIGHT | HRCU-A-CB (Split System: Heat Pump with Remote Outdoor Unit-Air-Source) | CVH837GKA** |  |  | EN(A,D,W)4X60L24**+WALLCON | *95CSU0802120A* | 32800 | 18 | 8.1 | 32200 | 24600 | 76.4% | 1.98 | 0 | 12 |  |  |  |  | R-410A | 2.7333 | Residential & Commercial | USHP | Ducted CEE Tier 1
216581399 | Central HP <5.4 tons | BRYANT HEATING AND COOLING SYSTEMS | HRCU-A-CB (Split System: Heat Pump with Remote Outdoor Unit-Air-Source) | 284ANV036*0**B* |  |  | CAP**3617AL*+UI | 987TA42080C17*** | 32000 | 18 | 9 | 35600 | 26800 | 75.28% | 1.75 | 0 | 10.5 |  |  |  |  | R-410A | 2.6667 | Residential & Commercial | USHP | Ducted CEE Tier 1
216581413 | Central HP <5.4 tons | BRYANT HEATING AND COOLING SYSTEMS | HRCU-A-CB (Split System: Heat Pump with Remote Outdoor Unit-Air-Source) | 284ANV036*0**B* |  |  | CAP**4821AL*+UI | 987TA60080C21*** | 33400 | 19 | 9.5 | 34600 | 25600 | 73.99% | 1.8 | 0 | 11.5 |  |  |  |  | R-410A | 2.7833 | Residential & Commercial | USHP | Ducted CEE Tier 1
216581431 | Central HP <5.4 tons | BRYANT HEATING AND COOLING SYSTEMS | HRCU-A-CB (Split System: Heat Pump with Remote Outdoor Unit-Air-Source) | 284ANV036*0**B* |  |  | CAP**6124AL*+UI | 987TA60080C21*** | 34400 | 19.5 | 9 | 34400 | 25000 | 72.67% | 1.85 | 0 | 12 |  |  |  |  | R-410A | 2.8667 | Residential & Commercial | USHP | Ducted CEE Tier 1
216734333 | Central HP <5.4 tons | COMFORTMAKER | HRCU-A-CB (Split System: Heat Pump with Remote Outdoor Unit-Air-Source) | D5CUHAH24AAK |  |  | EA*5X30M17A* | OMV112K14A | 22600 | 15.5 | 8.5 | 21400 | 19100 | 89.25% | 1.96 | 0 | 10.5 |  |  |  |  | R-454B | 1.8833 | Residential & Commercial | USHP | Ducted CEE Tier 1
216734678 | Central HP <5.4 tons | COMFORTMAKER | HRCU-A-CB (Split System: Heat Pump with Remote Outdoor Unit-Air-Source) | D5CUHAH24AAK |  |  | EA*5X36M17A* | *96MSN0801716A* | 22600 | 16 | 8.5 | 21000 | 18800 | 89.52% | 1.96 | 0 | 10.5 |  |  |  |  | R-454B | 1.8833 | Residential & Commercial | USHP | Ducted CEE Tier 1
214626270 | Central HP <5.4 tons | LENNOX | HRCU-A-CB (Split System: Heat Pump with Remote Outdoor Unit-Air-Source) | SL25XPV-048-230A** |  |  | CK40CT-60C-0*+TDR | SLP99UH090XV60C* | 45500 | 20 | 9.5 | 44000 | 36200 | 82.27% | 1.9 | 0 | 12.3 |  |  |  |  | R-410A | 3.7917 | Residential & Commercial | USHP | Ducted CEE Tier 1
215433967 | Central HP <5.4 tons | DAIKIN | HRCU-A-CB (Split System: Heat Pump with Remote Outdoor Unit-Air-Source) | DH7VSA2410A* |  |  | CA*EA3022*3A* | D*97MC0603BNA* | 23200 | 19 | 8.6 | 23200 | 17000 | 73.28% | 2 | 0 | 11 |  |  |  |  | R-32 | 1.9333 | Residential & Commercial | USHP | Ducted CEE Tier 1
215433984 | Central HP <5.4 tons | DAIKIN | HRCU-A-CB (Split System: Heat Pump with Remote Outdoor Unit-Air-Source) | DH7VSA2410A* |  |  | CA*EA3022*3A* | D*96TC1005CNA* | 23200 | 19 | 8.6 | 23200 | 17000 | 73.28% | 2 | 0 | 11 |  |  |  |  | R-32 | 1.9333 | Residential & Commercial | USHP | Ducted CEE Tier 1
215433998 | Central HP <5.4 tons | DAIKIN | HRCU-A-CB (Split System: Heat Pump with Remote Outdoor Unit-Air-Source) | DH7VSA2410A* |  |  | CA*EA3626*3A* | D*80TC1005C*A* | 23200 | 19 | 8.6 | 23200 | 17000 | 73.28% | 2 | 0 | 11 |  |  |  |  | R-32 | 1.9333 | Residential & Commercial | USHP | Ducted CEE Tier 1
215433999 | Central HP <5.4 tons | DAIKIN | HRCU-A-CB (Split System: Heat Pump with Remote Outdoor Unit-Air-Source) | DH7VSA2410A* |  |  | CA*EA3626*3A* | D*96TC0403BNA* | 23200 | 19 | 8.6 | 23200 | 17000 | 73.28% | 2 | 0 | 11 |  |  |  |  | R-32 | 1.9333 | Residential & Commercial | USHP | Ducted CEE Tier 1
215434018 | Central HP <5.4 tons | DAIKIN | HRCU-A-CB (Split System: Heat Pump with Remote Outdoor Unit-Air-Source) | DH7VSA2410A* |  |  | CHPEA3026*3A* | D*96TC0403BNA* | 23200 | 19 | 8.6 | 23200 | 17000 | 73.28% | 2 | 0 | 11 |  |  |  |  | R-32 | 1.9333 | Residential & Commercial | USHP | Ducted CEE Tier 1
215434234 | Central HP <5.4 tons | DAIKIN | HRCU-A-CB (Split System: Heat Pump with Remote Outdoor Unit-Air-Source) | DH7VSA4210A* |  |  | CA*EA6030*3A* | D*80SC0805CUA* | 40500 | 17 | 8.8 | 41000 | 31000 | 75.61% | 2 | 0 | 10 |  |  |  |  | R-32 | 3.375 | Residential & Commercial | USHP | Ducted CEE Tier 1
216733233 | Central HP <5.4 tons | TEMPSTAR | HRCU-A-CB (Split System: Heat Pump with Remote Outdoor Unit-Air-Source) | D5CUHAH24AAK |  |  | EA*5X25M17A* | *80VSL0701412B* | 23200 | 17 | 8.5 | 20800 | 18400 | 88.46% | 1.96 | 0 | 11 |  |  |  |  | R-454B | 1.9333 | Residential & Commercial | USHP | Ducted CEE Tier 1
212973231 | Central HP <5.4 tons | TEMPSTAR | HRCU-A-CB (Split System: Heat Pump with Remote Outdoor Unit-Air-Source) | DLCURAH24ABK |  |  | EA*4X36L21A* | *96VSN0401712B* | 23400 | 16.5 | 8.5 | 26200 | 22000 | 83.97% | 1.82 | 0 | 10 |  |  |  |  | R-410A | 1.95 | Residential & Commercial | USHP | Ducted CEE Tier 1
214626226 | Central HP <5.4 tons | LENNOX | HRCU-A-CB (Split System: Heat Pump with Remote Outdoor Unit-Air-Source) | SL25XPV-048-230A** |  |  | CK40HT-51/61C-0*+TDR | SL297UH080NV60C* | 44500 | 20 | 9.2 | 45500 | 37600 | 82.64% | 1.82 | 0 | 12.2 |  |  |  |  | R-410A | 3.7083 | Residential & Commercial | USHP | Ducted CEE Tier 1
214626262 | Central HP <5.4 tons | LENNOX | HRCU-A-CB (Split System: Heat Pump with Remote Outdoor Unit-Air-Source) | SL25XPV-048-230A** |  |  | CK40CT-60C-0*+TDR | SL280UH090V60C* | 46000 | 20.8 | 9.5 | 43500 | 35800 | 82.3% | 1.92 | 0 | 12.5 |  |  |  |  | R-410A | 3.8333 | Residential & Commercial | USHP | Ducted CEE Tier 1
216738674 | Central HP <5.4 tons | HEIL | HRCU-A-CB (Split System: Heat Pump with Remote Outdoor Unit-Air-Source) | D5CUHAH24AAK |  |  | ESH5X36M12A* | *96VSN1002120B* | 23200 | 16 | 8.1 | 21000 | 18700 | 89.05% | 1.85 | 0 | 11 |  |  |  |  | R-454B | 1.9333 | Residential & Commercial | USHP | Ducted CEE Tier 1
216738726 | Central HP <5.4 tons | HEIL | HRCU-A-CB (Split System: Heat Pump with Remote Outdoor Unit-Air-Source) | D5CUHAH24AAK |  |  | ESH5X36M12A* | *95MSU1002120A* | 22800 | 16 | 8.1 | 20800 | 18500 | 88.94% | 1.85 | 0 | 11 |  |  |  |  | R-454B | 1.9 | Residential & Commercial | USHP | Ducted CEE Tier 1
216738810 | Central HP <5.4 tons | HEIL | HRCU-A-CB (Split System: Heat Pump with Remote Outdoor Unit-Air-Source) | D5CUHAH24AAK |  |  | ESH5X36M12A* | *96VTN0401712B* | 22600 | 15.5 | 8.1 | 21000 | 18600 | 88.57% | 1.85 | 0 | 10.5 |  |  |  |  | R-454B | 1.8833 | Residential & Commercial | USHP | Ducted CEE Tier 1
213078728 | Central HP <5.4 tons | COMFORTMAKER | HRCU-A-CB (Split System: Heat Pump with Remote Outdoor Unit-Air-Source) | DLCURAH36ABK |  |  | EN(A,D)4X48L24** | *80MS(N,L)1102120A* | 36400 | 16.5 | 8.1 | 38500 | 35000 | 90.91% | 2.02 | 0 | 10.5 |  |  |  |  | R-410A | 3.0333 | Residential & Commercial | USHP | Ducted CEE Tier 1
213078846 | Central HP <5.4 tons | COMFORTMAKER | HRCU-A-CB (Split System: Heat Pump with Remote Outdoor Unit-Air-Source) | DLCURAH36ABK |  |  | EA*4X37L17A* | *80MSU1002120A* | 36000 | 15.5 | 8.5 | 38500 | 35000 | 90.91% | 2 | 0 | 10 |  |  |  |  | R-410A | 3 | Residential & Commercial | USHP | Ducted CEE Tier 1
213079314 | Central HP <5.4 tons | COMFORTMAKER | HRCU-A-CB (Split System: Heat Pump with Remote Outdoor Unit-Air-Source) | DLCURAH36ABK |  |  | EN(A,D,W)4X48L21** | *80MSU0802120A* | 35800 | 17 | 8.1 | 38000 | 34800 | 91.58% | 2.04 | 0 | 10.5 |  |  |  |  | R-410A | 2.9833 | Residential & Commercial | USHP | Ducted CEE Tier 1
216767221 | Central HP <5.4 tons | TRANE | HRCU-A-CB (Split System: Heat Pump with Remote Outdoor Unit-Air-Source) | 5TWX7060A1 |  |  | 5PX*D010AS3 | S9X1D120U5PSB | 52000 | 15.2 | 8.7 | 50500 | 38500 | 76.24% | 2.2 | 0 | 11.2 |  |  |  |  | R-454B | 4.3333 | Residential & Commercial | USHP | Ducted CEE Tier 1
216767268 | Central HP <5.4 tons | TRANE | HRCU-A-CB (Split System: Heat Pump with Remote Outdoor Unit-Air-Source) | 5TWX7060A1 |  |  | 5TXCD010AS3 | S9X2C100U5PSB | 52500 | 15.2 | 8.7 | 51500 | 39000 | 75.73% | 2.19 | 0 | 10 |  |  |  |  | R-454B | 4.375 | Residential & Commercial | USHP | Ducted CEE Tier 1
216769878 | Central HP <5.4 tons | TRANE | HRCU-A-CB (Split System: Heat Pump with Remote Outdoor Unit-Air-Source) | 5TWR7024A1 |  |  | 5PX*C007AS3 | *UHMC100CCV4 | 23600 | 17.1 | 9 | 21600 | 17100 | 79.17% | 2.06 | 0 | 12.5 |  |  |  |  | R-454B | 1.9667 | Residential & Commercial | USHP | Ducted CEE Tier 1
214569418 | Central HP <5.4 tons | CARRIER | HRCU-A-CB (Split System: Heat Pump with Remote Outdoor Unit-Air-Source) | 25VNA448A*031* |  |  | CAP**4824AL*+UI | 59TN6C080C21**20 | 44000 | 21 | 9.5 | 46500 | 36200 | 77.85% | 2.28 | 0 | 11.5 |  |  |  |  | R-410A | 3.6667 | Residential & Commercial | USHP | Ducted CEE Tier 1
214569434 | Central HP <5.4 tons | CARRIER | HRCU-A-CB (Split System: Heat Pump with Remote Outdoor Unit-Air-Source) | 25VNA448A*031* |  |  | CAP**6121AL*+UI | 59CU5B080C21**20 | 45000 | 21 | 10 | 46000 | 36600 | 79.57% | 2.34 | 0 | 11.5 |  |  |  |  | R-410A | 3.75 | Residential & Commercial | USHP | Ducted CEE Tier 1
210597498 | Central HP <5.4 tons | DAY & NIGHT | HRCU-A-CB (Split System: Heat Pump with Remote Outdoor Unit-Air-Source) | CVH837GKA** |  |  | EHD4X60AAL+WALLCON | *80CSU0401712A* | 33000 | 17 | 8.1 | 32200 | 24800 | 77.02% | 1.98 | 0 | 11 |  |  |  |  | R-410A | 2.75 | Residential & Commercial | USHP | Ducted CEE Tier 1
210597525 | Central HP <5.4 tons | DAY & NIGHT | HRCU-A-CB (Split System: Heat Pump with Remote Outdoor Unit-Air-Source) | CVH837GKA** |  |  | EHD4X60AAL+WALLCON | *95CSU0802120A* | 33000 | 17 | 8.1 | 32200 | 24800 | 77.02% | 2.02 | 0 | 11.5 |  |  |  |  | R-410A | 2.75 | Residential & Commercial | USHP | Ducted CEE Tier 1
210597600 | Central HP <5.4 tons | DAY & NIGHT | HRCU-A-CB (Split System: Heat Pump with Remote Outdoor Unit-Air-Source) | CVH837GKA** |  |  | EN(A,D,W)4X48L21**+WALLCON | *80CSU0601716A* | 32400 | 17 | 8.1 | 33000 | 24800 | 75.15% | 1.94 | 0 | 11.7 |  |  |  |  | R-410A | 2.7 | Residential & Commercial | USHP | Ducted CEE Tier 1
210470293 | Central HP <5.4 tons | DAY & NIGHT | HRCU-A-CB (Split System: Heat Pump with Remote Outdoor Unit-Air-Source) | CVH837GKA2* |  |  | EA*4X60L24A*+WALLCON | *96CTN1202422A* | 32800 | 18 | 8.5 | 31800 | 24800 | 77.99% | 2 | 0 | 11.7 |  |  |  |  | R-410A | 2.7333 | Residential & Commercial | USHP | Ducted CEE Tier 1
216440332 | Central HP <5.4 tons | TRANE | HRCU-A-CB (Split System: Heat Pump with Remote Outdoor Unit-Air-Source) | 5TWV0X48A1 |  |  | 5TAMXD07AV51 | 0 | 44500 | 20 | 9.4 | 46000 | 33200 | 72.17% | 2.1 | 0 | 12 |  |  |  |  | R-454B | 3.7083 | Residential & Commercial | USHP | Ducted CEE Tier 1
216440334 | Central HP <5.4 tons | TRANE | HRCU-A-CB (Split System: Heat Pump with Remote Outdoor Unit-Air-Source) | 5TWV0X48A1 |  |  | 5TEMCD05AV41+TDR | 0 | 44000 | 20 | 10 | 47000 | 33400 | 71.06% | 2.2 | 0 | 12 |  |  |  |  | R-454B | 3.6667 | Residential & Commercial | USHP | Ducted CEE Tier 1
211240534 | Central HP <5.4 tons | AIRQUEST | HRCU-A-CB (Split System: Heat Pump with Remote Outdoor Unit-Air-Source) | DLCURAH24ABK |  |  | EA*4X24L17A* | *96VTN0801716A* | 23800 | 16.5 | 8.5 | 26800 | 24000 | 89.55% | 1.98 | 0 | 10 |  |  |  |  | R-410A | 1.9833 | Residential & Commercial | USHP | Ducted CEE Tier 1
211241300 | Central HP <5.4 tons | AIRQUEST | HRCU-A-CB (Split System: Heat Pump with Remote Outdoor Unit-Air-Source) | DLCURAH24ABK |  |  | EA*4X30L14A* | *96VTN0401410A* | 23600 | 15.5 | 8.5 | 26200 | 23600 | 90.08% | 1.94 | 0 | 10 |  |  |  |  | R-410A | 1.9667 | Residential & Commercial | USHP | Ducted CEE Tier 1
214238882 | Central HP <5.4 tons | TEMPSTAR | HRCU-A-CB (Split System: Heat Pump with Remote Outdoor Unit-Air-Source) | TVH837GKA2* |  |  | EN(A,D)4X36L21**+WALLCON | *80CTL1102120B* | 31400 | 16.5 | 8.1 | 33000 | 24000 | 72.73% | 1.82 | 0 | 11 |  |  |  |  | R-410A | 2.6167 | Residential & Commercial | USHP | Ducted CEE Tier 1
216733656 | Central HP <5.4 tons | HEIL | HRCU-A-CB (Split System: Heat Pump with Remote Outdoor Unit-Air-Source) | D5CUHAH24AAK |  |  | EA*5X30M14A* | *80MS(N,L)0451412A* | 22200 | 16 | 8.1 | 20800 | 18800 | 90.38% | 1.85 | 0 | 10.5 |  |  |  |  | R-454B | 1.85 | Residential & Commercial | USHP | Ducted CEE Tier 1
216733338 | Central HP <5.4 tons | HEIL | HRCU-A-CB (Split System: Heat Pump with Remote Outdoor Unit-Air-Source) | D5CUHAH24AAK |  |  | EA*5X25M17A* | *95CSU0601716B* | 23000 | 16.5 | 8.5 | 20600 | 18400 | 89.32% | 1.96 | 0 | 11 |  |  |  |  | R-454B | 1.9167 | Residential & Commercial | USHP | Ducted CEE Tier 1
211260644 | Central HP <5.4 tons | HEIL | HRCU-A-CB (Split System: Heat Pump with Remote Outdoor Unit-Air-Source) | DLCURAH18ABK |  |  | EA*4X24L17A* | *80ESU0601716A | 18500 | 16 | 9 | 19400 | 18600 | 95.88% | 2.26 | 0 | 10.5 |  |  |  |  | R-410A | 1.5417 | Residential & Commercial | USHP | Ducted CEE Tier 1
213778847 | Central HP <5.4 tons | HEIL | HRCU-A-CB (Split System: Heat Pump with Remote Outdoor Unit-Air-Source) | HVH837GKA** |  |  | EA*4X36L21A*+WALLCON | *80CTL0902120B* | 31600 | 17 | 8.1 | 32800 | 24200 | 73.78% | 1.86 | 0 | 11 |  |  |  |  | R-410A | 2.6333 | Residential & Commercial | USHP | Ducted CEE Tier 1
213079746 | Central HP <5.4 tons | COMFORTMAKER | HRCU-A-CB (Split System: Heat Pump with Remote Outdoor Unit-Air-Source) | DLCURAH36ABK |  |  | EA*4X37L21A* | *92MSN1002120A* | 36600 | 16.5 | 8.5 | 38000 | 34800 | 91.58% | 2.06 | 0 | 10 |  |  |  |  | R-410A | 3.05 | Residential & Commercial | USHP | Ducted CEE Tier 1
213079782 | Central HP <5.4 tons | COMFORTMAKER | HRCU-A-CB (Split System: Heat Pump with Remote Outdoor Unit-Air-Source) | DLCURAH36ABK |  |  | EA*4X43L21A* | *92MSN1002120A* | 36600 | 16.5 | 8.5 | 38000 | 34800 | 91.58% | 2.08 | 0 | 10 |  |  |  |  | R-410A | 3.05 | Residential & Commercial | USHP | Ducted CEE Tier 1
211230530 | Central HP <5.4 tons | HEIL | HRCU-A-CB (Split System: Heat Pump with Remote Outdoor Unit-Air-Source) | DLCURAH36ABK |  |  | EN(A,D)4X48L24** | *80VSL1102422A* | 36000 | 16.5 | 8.1 | 38500 | 34800 | 90.39% | 2.02 | 0 | 10 |  |  |  |  | R-410A | 3 | Residential & Commercial | USHP | Ducted CEE Tier 1
211230665 | Central HP <5.4 tons | HEIL | HRCU-A-CB (Split System: Heat Pump with Remote Outdoor Unit-Air-Source) | DLCURAH36ABK |  |  | EN(A,D)4X48L24** | *95ESN1002122A* | 37600 | 15.5 | 8.5 | 39500 | 35000 | 88.61% | 2.08 | 0 | 10.5 |  |  |  |  | R-410A | 3.1333 | Residential & Commercial | USHP | Ducted CEE Tier 1
211230696 | Central HP <5.4 tons | HEIL | HRCU-A-CB (Split System: Heat Pump with Remote Outdoor Unit-Air-Source) | DLCURAH36ABK |  |  | EN(A,D)4X48L24** | *96VSN0802120A* | 36200 | 16 | 8.1 | 38500 | 34800 | 90.39% | 2.02 | 0 | 10 |  |  |  |  | R-410A | 3.0167 | Residential & Commercial | USHP | Ducted CEE Tier 1
210596657 | Central HP <5.4 tons | DAY & NIGHT | HRCU-A-CB (Split System: Heat Pump with Remote Outdoor Unit-Air-Source) | CVH825GKA2* |  |  | EA*4X42L21A*+WALLCON | *80CSU1002120A* | 23800 | 16.5 | 8.1 | 21400 | 16700 | 78.04% | 1.96 | 0 | 10.5 |  |  |  |  | R-410A | 1.9833 | Residential & Commercial | USHP | Ducted CEE Tier 1
216643553 | Central HP <5.4 tons | CARRIER | HRCU-A-CB (Split System: Heat Pump with Remote Outdoor Unit-Air-Source) | 37MUHAQ18AA3 |  |  | CAA**2417AM* | 58SU*B040M17**12 | 17700 | 15.2 | 10 | 20600 | 18500 | 89.81% | 1.98 | 0 | 11 |  |  |  |  | R-454B | 1.475 | Residential & Commercial | USHP | Ducted CEE Tier 1
214626241 | Central HP <5.4 tons | LENNOX | HRCU-A-CB (Split System: Heat Pump with Remote Outdoor Unit-Air-Source) | SL25XPV-048-230A** |  |  | CK40CT-49C-0*+TDR | EL297UH110XV60C* | 45500 | 20 | 8.9 | 44000 | 35800 | 81.36% | 1.78 | 0 | 12 |  |  |  |  | R-410A | 3.7917 | Residential & Commercial | USHP | Ducted CEE Tier 1
215429732 | Central HP <5.4 tons | DAIKIN | HRCU-A-CB (Split System: Heat Pump with Remote Outdoor Unit-Air-Source) | DH7VSA4810A* |  |  | DFVE60DP0300A* | 0 | 46500 | 17.5 | 8.8 | 47500 | 33600 | 70.74% | 2 | 0 | 10 |  |  |  |  | R-32 | 3.875 | Residential & Commercial | USHP | Ducted CEE Tier 1
214239252 | Central HP <5.4 tons | TEMPSTAR | HRCU-A-CB (Split System: Heat Pump with Remote Outdoor Unit-Air-Source) | TVH837GKA2* |  |  | EN(A,D,W)4X48L21**+WALLCON | *97CMN1002122B* | 32400 | 17 | 8.1 | 32600 | 24600 | 75.46% | 1.96 | 0 | 11.7 |  |  |  |  | R-410A | 2.7 | Residential & Commercial | USHP | Ducted CEE Tier 1
211682982 | Central HP <5.4 tons | DAIKIN | HRCU-A-CB (Split System: Heat Pump with Remote Outdoor Unit-Air-Source) | RXSQ24TBVJU* |  |  | CXTQ24TASBLUA* | D*97MC0803BNA* | 22600 | 15.4 | 8.2 | 26000 | 18400 | 70.77% | 2.1 | 0 | 10.3 |  |  |  |  | R-410A | 1.8833 | Residential & Commercial | USHP | Ducted CEE Tier 1
214569458 | Central HP <5.4 tons | CARRIER | HRCU-A-CB (Split System: Heat Pump with Remote Outdoor Unit-Air-Source) | 25VNA448A*031* |  |  | CSPH*4812AL*+UI | 59CU5B080C21**20 | 44000 | 20 | 9.5 | 47000 | 36600 | 77.87% | 2.2 | 0 | 11 |  |  |  |  | R-410A | 3.6667 | Residential & Commercial | USHP | Ducted CEE Tier 1
216644292 | Central HP <5.4 tons | CARRIER | HRCU-A-CB (Split System: Heat Pump with Remote Outdoor Unit-Air-Source) | 37MUHAQ18AA3 |  |  | CAA**1917AM* | 59SU5B060M17**16 | 17900 | 15.2 | 9.5 | 19800 | 17700 | 89.39% | 1.98 | 0 | 11 |  |  |  |  | R-454B | 1.4917 | Residential & Commercial | USHP | Ducted CEE Tier 1
213785425 | Central HP <5.4 tons | BRYANT HEATING AND COOLING SYSTEMS | HRCU-A-CB (Split System: Heat Pump with Remote Outdoor Unit-Air-Source) | 284ANV036*0**B* |  |  | CAP**4221AL*+UI | 88*TB60090C21*** | 32600 | 19 | 9 | 37800 | 26600 | 70.37% | 1.98 | 0 | 11.7 |  |  |  |  | R-410A | 2.7167 | Residential & Commercial | USHP | Ducted CEE Tier 1
213785441 | Central HP <5.4 tons | BRYANT HEATING AND COOLING SYSTEMS | HRCU-A-CB (Split System: Heat Pump with Remote Outdoor Unit-Air-Source) | 284ANV036*0**B* |  |  | CAP**4221AL*+UI | 986TD66100C21*** | 32600 | 19 | 9 | 37800 | 26600 | 70.37% | 1.98 | 0 | 11.7 |  |  |  |  | R-410A | 2.7167 | Residential & Commercial | USHP | Ducted CEE Tier 1
213785475 | Central HP <5.4 tons | BRYANT HEATING AND COOLING SYSTEMS | HRCU-A-CB (Split System: Heat Pump with Remote Outdoor Unit-Air-Source) | 284ANV036*0**B* |  |  | CAP**4321AL*+UI | 986TD42060C17*** | 33600 | 19 | 9 | 36600 | 25800 | 70.49% | 2.02 | 0 | 11.7 |  |  |  |  | R-410A | 2.8 | Residential & Commercial | USHP | Ducted CEE Tier 1
210597450 | Central HP <5.4 tons | DAY & NIGHT | HRCU-A-CB (Split System: Heat Pump with Remote Outdoor Unit-Air-Source) | CVH837GKA** |  |  | EA*4X61L24A*+WALLCON | *80CTL0902120A* | 33200 | 18 | 8.5 | 32000 | 24800 | 77.5% | 2 | 0 | 12 |  |  |  |  | R-410A | 2.7667 | Residential & Commercial | USHP | Ducted CEE Tier 1
210597582 | Central HP <5.4 tons | DAY & NIGHT | HRCU-A-CB (Split System: Heat Pump with Remote Outdoor Unit-Air-Source) | CVH837GKA** |  |  | EN(A,D)4X48L24**+WALLCON | *95CSU1002122A* | 32400 | 17.5 | 8.1 | 32800 | 24600 | 75% | 1.98 | 0 | 11.7 |  |  |  |  | R-410A | 2.7 | Residential & Commercial | USHP | Ducted CEE Tier 1
216643118 | Central HP <5.4 tons | HEIL | HRCU-A-CB (Split System: Heat Pump with Remote Outdoor Unit-Air-Source) | D5CUHAH18AAK |  |  | EA*5X19M17A* | *80MS(N,L)0451412A* | 18300 | 15.2 | 10.5 | 19800 | 17700 | 89.39% | 2 | 0 | 11 |  |  |  |  | R-454B | 1.525 | Residential & Commercial | USHP | Ducted CEE Tier 1
211243772 | Central HP <5.4 tons | AIRQUEST | HRCU-A-CB (Split System: Heat Pump with Remote Outdoor Unit-Air-Source) | DLCURAH24ABK |  |  | EN(A,D)4X24L14** | *96VTN0601412A* | 23200 | 16 | 8.5 | 26400 | 24600 | 93.18% | 2.04 | 0 | 10 |  |  |  |  | R-410A | 1.9333 | Residential & Commercial | USHP | Ducted CEE Tier 1
211244265 | Central HP <5.4 tons | AIRQUEST | HRCU-A-CB (Split System: Heat Pump with Remote Outdoor Unit-Air-Source) | DLCURAH24ABK |  |  | EN(A,D)4X24L17** | OMV112K14A | 23800 | 15.2 | 8.5 | 27000 | 23200 | 85.93% | 1.9 | 0 | 10 |  |  |  |  | R-410A | 1.9833 | Residential & Commercial | USHP | Ducted CEE Tier 1
216581405 | Central HP <5.4 tons | BRYANT HEATING AND COOLING SYSTEMS | HRCU-A-CB (Split System: Heat Pump with Remote Outdoor Unit-Air-Source) | 284ANV036*0**B* |  |  | CAP**4221AL*+UI | 987TA60080C21*** | 32600 | 19 | 9.5 | 34800 | 26200 | 75.29% | 1.8 | 0 | 11.7 |  |  |  |  | R-410A | 2.7167 | Residential & Commercial | USHP | Ducted CEE Tier 1
214574620 | Central HP <5.4 tons | HEIL | HRCU-A-CB (Split System: Heat Pump with Remote Outdoor Unit-Air-Source) | HVH837GKA2* |  |  | EN(A,D,W)4X48L21**+WALLCON | *96CTN0802120B* | 32400 | 17.5 | 8.5 | 32600 | 24800 | 76.07% | 1.98 | 0 | 11.5 |  |  |  |  | R-410A | 2.7 | Residential & Commercial | USHP | Ducted CEE Tier 1
214574170 | Central HP <5.4 tons | HEIL | HRCU-A-CB (Split System: Heat Pump with Remote Outdoor Unit-Air-Source) | HVH837GKA2* |  |  | EA*4X61L24A*+WALLCON | *95CSU1002122B* | 33200 | 18.5 | 8.5 | 31800 | 24800 | 77.99% | 2 | 0 | 11.5 |  |  |  |  | R-410A | 2.7667 | Residential & Commercial | USHP | Ducted CEE Tier 1
216737570 | Central HP <5.4 tons | HEIL | HRCU-A-CB (Split System: Heat Pump with Remote Outdoor Unit-Air-Source) | D5CUHAH24AAK |  |  | ESH5X30M12A* | *96MSN0802120A* | 22400 | 15.2 | 8.1 | 21000 | 18800 | 89.52% | 1.9 | 0 | 10.5 |  |  |  |  | R-454B | 1.8667 | Residential & Commercial | USHP | Ducted CEE Tier 1
216737841 | Central HP <5.4 tons | HEIL | HRCU-A-CB (Split System: Heat Pump with Remote Outdoor Unit-Air-Source) | D5CUHAH24AAK |  |  | ESH5X30M12A* | *96VTN0801716B* | 22600 | 16 | 8.1 | 21200 | 18900 | 89.15% | 1.85 | 0 | 10.5 |  |  |  |  | R-454B | 1.8833 | Residential & Commercial | USHP | Ducted CEE Tier 1
216737971 | Central HP <5.4 tons | HEIL | HRCU-A-CB (Split System: Heat Pump with Remote Outdoor Unit-Air-Source) | D5CUHAH24AAK |  |  | ESH5X36M12A* | *80CSU0601716A* | 23400 | 16.5 | 8.5 | 21200 | 18800 | 88.68% | 1.94 | 0 | 10.5 |  |  |  |  | R-454B | 1.95 | Residential & Commercial | USHP | Ducted CEE Tier 1
210470345 | Central HP <5.4 tons | AIRQUEST | HRCU-A-CB (Split System: Heat Pump with Remote Outdoor Unit-Air-Source) | HVH837GKA2* |  |  | EA*4X60L24A*+WALLCON | *96CTN1002122A* | 32800 | 17.5 | 8.5 | 31800 | 24800 | 77.99% | 2 | 0 | 11.7 |  |  |  |  | R-410A | 2.7333 | Residential & Commercial | USHP | Ducted CEE Tier 1
215434266 | Central HP <5.4 tons | DAIKIN | HRCU-A-CB (Split System: Heat Pump with Remote Outdoor Unit-Air-Source) | DH7VSA4210A* |  |  | CHPEA6030*3A* | D*96TC0804CNA* | 40500 | 16.5 | 8.6 | 41000 | 31000 | 75.61% | 2 | 0 | 10 |  |  |  |  | R-32 | 3.375 | Residential & Commercial | USHP | Ducted CEE Tier 1
214626271 | Central HP <5.4 tons | LENNOX | HRCU-A-CB (Split System: Heat Pump with Remote Outdoor Unit-Air-Source) | SL25XPV-048-230A** |  |  | CK40CT-60C-0*+TDR | SLP99UH110XV60C* | 46000 | 20 | 9.5 | 44000 | 36200 | 82.27% | 1.92 | 0 | 12.5 |  |  |  |  | R-410A | 3.8333 | Residential & Commercial | USHP | Ducted CEE Tier 1
216735602 | Central HP <5.4 tons | HEIL | HRCU-A-CB (Split System: Heat Pump with Remote Outdoor Unit-Air-Source) | D5CUHAH24AAK |  |  | EA*5X37M21A* | *80CTL0701716B* | 23200 | 16.5 | 8.5 | 20600 | 18400 | 89.32% | 1.96 | 0 | 11 |  |  |  |  | R-454B | 1.9333 | Residential & Commercial | USHP | Ducted CEE Tier 1
216735620 | Central HP <5.4 tons | HEIL | HRCU-A-CB (Split System: Heat Pump with Remote Outdoor Unit-Air-Source) | D5CUHAH24AAK |  |  | EA*5X37M21A* | *80CTL0901716B* | 22800 | 16 | 8.5 | 20400 | 18300 | 89.71% | 1.98 | 0 | 11 |  |  |  |  | R-454B | 1.9 | Residential & Commercial | USHP | Ducted CEE Tier 1
214572483 | Central HP <5.4 tons | COMFORTMAKER | HRCU-A-CB (Split System: Heat Pump with Remote Outdoor Unit-Air-Source) | CVH837GKA** |  |  | EA*4X36L21A*+WALLCON | *95CSU0802120B* | 31400 | 17 | 8.1 | 33000 | 24200 | 73.33% | 1.86 | 0 | 11 |  |  |  |  | R-410A | 2.6167 | Residential & Commercial | USHP | Ducted CEE Tier 1
210596747 | Central HP <5.4 tons | DAY & NIGHT | HRCU-A-CB (Split System: Heat Pump with Remote Outdoor Unit-Air-Source) | CVH825GKA2* |  |  | EA*4X42L24A*+WALLCON | *97CMN1202422A* | 23800 | 16.5 | 8.1 | 21400 | 16700 | 78.04% | 1.96 | 0 | 11 |  |  |  |  | R-410A | 1.9833 | Residential & Commercial | USHP | Ducted CEE Tier 1
210596813 | Central HP <5.4 tons | DAY & NIGHT | HRCU-A-CB (Split System: Heat Pump with Remote Outdoor Unit-Air-Source) | CVH825GKA2* |  |  | EA*4X48L21A*+WALLCON | *80CSU1002120A* | 24000 | 16.5 | 8.1 | 21000 | 16600 | 79.05% | 2.02 | 0 | 11 |  |  |  |  | R-410A | 2 | Residential & Commercial | USHP | Ducted CEE Tier 1
210596840 | Central HP <5.4 tons | DAY & NIGHT | HRCU-A-CB (Split System: Heat Pump with Remote Outdoor Unit-Air-Source) | CVH825GKA2* |  |  | EA*4X48L21A*+WALLCON | *96CTN1002122A* | 24000 | 16.5 | 8.1 | 21000 | 16500 | 78.57% | 2.02 | 0 | 11 |  |  |  |  | R-410A | 2 | Residential & Commercial | USHP | Ducted CEE Tier 1
210596897 | Central HP <5.4 tons | DAY & NIGHT | HRCU-A-CB (Split System: Heat Pump with Remote Outdoor Unit-Air-Source) | CVH825GKA2* |  |  | EHD4X42AAL+WALLCON | *80CTL0701716A* | 24200 | 16 | 8.1 | 21400 | 16600 | 77.57% | 2 | 0 | 10.5 |  |  |  |  | R-410A | 2.0167 | Residential & Commercial | USHP | Ducted CEE Tier 1
210597140 | Central HP <5.4 tons | DAY & NIGHT | HRCU-A-CB (Split System: Heat Pump with Remote Outdoor Unit-Air-Source) | CVH825GKA2* |  |  | END4X42L17**+WALLCON | *80CTL0901716A* | 24000 | 17 | 8.1 | 21400 | 16600 | 77.57% | 2 | 0 | 11.5 |  |  |  |  | R-410A | 2 | Residential & Commercial | USHP | Ducted CEE Tier 1
213785505 | Central HP <5.4 tons | BRYANT HEATING AND COOLING SYSTEMS | HRCU-A-CB (Split System: Heat Pump with Remote Outdoor Unit-Air-Source) | 284ANV036*0**B* |  |  | CAP**4824AL*+UI | 88*TB60090C21*** | 33200 | 19.5 | 9 | 36400 | 25800 | 70.88% | 2.04 | 0 | 12 |  |  |  |  | R-410A | 2.7667 | Residential & Commercial | USHP | Ducted CEE Tier 1
211241534 | Central HP <5.4 tons | AIRQUEST | HRCU-A-CB (Split System: Heat Pump with Remote Outdoor Unit-Air-Source) | DLCURAH24ABK |  |  | EA*4X30L17A* | *96VTN0401712A* | 23200 | 16 | 8.5 | 25800 | 24200 | 93.8% | 2 | 0 | 10 |  |  |  |  | R-410A | 1.9333 | Residential & Commercial | USHP | Ducted CEE Tier 1
211241887 | Central HP <5.4 tons | AIRQUEST | HRCU-A-CB (Split System: Heat Pump with Remote Outdoor Unit-Air-Source) | DLCURAH24ABK |  |  | EA*4X36L17A* | *80ES(N,L)0701716A* | 25000 | 16 | 8.5 | 26800 | 21800 | 81.34% | 1.8 | 0 | 10 |  |  |  |  | R-410A | 2.0833 | Residential & Commercial | USHP | Ducted CEE Tier 1
211242122 | Central HP <5.4 tons | AIRQUEST | HRCU-A-CB (Split System: Heat Pump with Remote Outdoor Unit-Air-Source) | DLCURAH24ABK |  |  | EA*4X36L17A* | *92ESN0601412A* | 23600 | 17 | 8.5 | 25600 | 23600 | 92.19% | 1.96 | 0 | 10 |  |  |  |  | R-410A | 1.9667 | Residential & Commercial | USHP | Ducted CEE Tier 1
211242155 | Central HP <5.4 tons | AIRQUEST | HRCU-A-CB (Split System: Heat Pump with Remote Outdoor Unit-Air-Source) | DLCURAH24ABK |  |  | EA*4X36L17A* | *95ESN0601714A* | 24600 | 16 | 8.5 | 26600 | 22200 | 83.46% | 1.82 | 0 | 10 |  |  |  |  | R-410A | 2.05 | Residential & Commercial | USHP | Ducted CEE Tier 1
211242239 | Central HP <5.4 tons | AIRQUEST | HRCU-A-CB (Split System: Heat Pump with Remote Outdoor Unit-Air-Source) | DLCURAH24ABK |  |  | EA*4X36L17A* | OMV112K14A | 24200 | 16 | 8.5 | 26200 | 22600 | 86.26% | 1.86 | 0 | 10 |  |  |  |  | R-410A | 2.0167 | Residential & Commercial | USHP | Ducted CEE Tier 1
211242655 | Central HP <5.4 tons | AIRQUEST | HRCU-A-CB (Split System: Heat Pump with Remote Outdoor Unit-Air-Source) | DLCURAH24ABK |  |  | EA*4X36L21A* | *92ESN1002120A* | 25000 | 17 | 8.5 | 26600 | 21800 | 81.95% | 1.82 | 0 | 10.5 |  |  |  |  | R-410A | 2.0833 | Residential & Commercial | USHP | Ducted CEE Tier 1
210470598 | Central HP <5.4 tons | AIRQUEST | HRCU-A-CB (Split System: Heat Pump with Remote Outdoor Unit-Air-Source) | HVH837GKA2* |  |  | EA*4X61L24A*+WALLCON | *97CMN1002122A* | 33200 | 18 | 8.5 | 32000 | 24800 | 77.5% | 2 | 0 | 12 |  |  |  |  | R-410A | 2.7667 | Residential & Commercial | USHP | Ducted CEE Tier 1
210471115 | Central HP <5.4 tons | AIRQUEST | HRCU-A-CB (Split System: Heat Pump with Remote Outdoor Unit-Air-Source) | HVH837GKA2* |  |  | EHD4X60AAL+WALLCON | *95CSU0802120A* | 33000 | 17 | 8.1 | 32200 | 24800 | 77.02% | 2.02 | 0 | 11.5 |  |  |  |  | R-410A | 2.75 | Residential & Commercial | USHP | Ducted CEE Tier 1
215434158 | Central HP <5.4 tons | DAIKIN | HRCU-A-CB (Split System: Heat Pump with Remote Outdoor Unit-Air-Source) | DH7VSA3610A* |  |  | CHPEA4830*3A* | D*80TC1005C*A* | 35000 | 18.5 | 8.1 | 35000 | 28400 | 81.14% | 2 | 0 | 10.5 |  |  |  |  | R-32 | 2.9167 | Residential & Commercial | USHP | Ducted CEE Tier 1
216769566 | Central HP <5.4 tons | LENNOX | HRCU-A-CB (Split System: Heat Pump with Remote Outdoor Unit-Air-Source) | EL18KSLV-024-230A** |  |  | CK40[C,U]T-30B-**+TDR | EL297UH045XV36B* | 23800 | 16.95 | 9 | 24000 | 20800 | 86.67% | 1.8 | 0 | 11.7 |  |  |  |  | R-454B | 1.9833 | Residential & Commercial | USHP | Ducted CEE Tier 1
216769567 | Central HP <5.4 tons | LENNOX | HRCU-A-CB (Split System: Heat Pump with Remote Outdoor Unit-Air-Source) | EL18KSLV-024-230A** |  |  | CK40[C,U]T-30B-**+TDR | EL297UH070XV36B* | 23800 | 17.15 | 9 | 24000 | 20800 | 86.67% | 1.8 | 0 | 12 |  |  |  |  | R-454B | 1.9833 | Residential & Commercial | USHP | Ducted CEE Tier 1
216769603 | Central HP <5.4 tons | LENNOX | HRCU-A-CB (Split System: Heat Pump with Remote Outdoor Unit-Air-Source) | EL18KSLV-060-230A** |  |  | CK40[C,U]T-48C-**+TDR | EL297UH090XV60C* | 44000 | 16.55 | 8.5 | 47500 | 40000 | 84.21% | 1.8 | 0 | 10 |  |  |  |  | R-454B | 3.6667 | Residential & Commercial | USHP | Ducted CEE Tier 1
215936419 | Central HP <5.4 tons | COMFORTMAKER | HRCU-A-CB (Split System: Heat Pump with Remote Outdoor Unit-Air-Source) | C5H3V36*K*AAA* |  |  | EVD5X48M24A*+WALLCON | *96CTN1202422B* | 35000 | 21.5 | 8.5 | 38000 | 28200 | 74.21% | 2.02 | 0 | 12 |  |  |  |  | R-454B | 2.9167 | Residential & Commercial | USHP | Ducted CEE Tier 1
211242955 | Central HP <5.4 tons | AIRQUEST | HRCU-A-CB (Split System: Heat Pump with Remote Outdoor Unit-Air-Source) | DLCURAH24ABK |  |  | EA*4X37L17A* | *95ESN0401712A* | 24400 | 15.2 | 8.5 | 26000 | 21600 | 83.08% | 1.78 | 0 | 10 |  |  |  |  | R-410A | 2.0333 | Residential & Commercial | USHP | Ducted CEE Tier 1
211243088 | Central HP <5.4 tons | AIRQUEST | HRCU-A-CB (Split System: Heat Pump with Remote Outdoor Unit-Air-Source) | DLCURAH24ABK |  |  | EA*4X37L17A* | *92ESN0801716A* | 24800 | 17 | 8.5 | 25600 | 21400 | 83.59% | 1.8 | 0 | 10.5 |  |  |  |  | R-410A | 2.0667 | Residential & Commercial | USHP | Ducted CEE Tier 1
210596651 | Central HP <5.4 tons | DAY & NIGHT | HRCU-A-CB (Split System: Heat Pump with Remote Outdoor Unit-Air-Source) | CVH825GKA2* |  |  | EA*4X42L21A*+WALLCON | *80CSU0401712A* | 23800 | 17 | 8.1 | 21400 | 16600 | 77.57% | 1.96 | 0 | 11 |  |  |  |  | R-410A | 1.9833 | Residential & Commercial | USHP | Ducted CEE Tier 1
211243340 | Central HP <5.4 tons | AIRQUEST | HRCU-A-CB (Split System: Heat Pump with Remote Outdoor Unit-Air-Source) | DLCURAH24ABK |  |  | EA*4X37L21A* | *80VSL0701716A* | 24600 | 17 | 8.5 | 25400 | 21200 | 83.46% | 1.78 | 0 | 10.5 |  |  |  |  | R-410A | 2.05 | Residential & Commercial | USHP | Ducted CEE Tier 1
211243474 | Central HP <5.4 tons | AIRQUEST | HRCU-A-CB (Split System: Heat Pump with Remote Outdoor Unit-Air-Source) | DLCURAH24ABK |  |  | EA*4X37L21A* | *96VTN1002120A* | 24400 | 17 | 8.5 | 25200 | 21200 | 84.13% | 1.78 | 0 | 10.5 |  |  |  |  | R-410A | 2.0333 | Residential & Commercial | USHP | Ducted CEE Tier 1
210596751 | Central HP <5.4 tons | DAY & NIGHT | HRCU-A-CB (Split System: Heat Pump with Remote Outdoor Unit-Air-Source) | CVH825GKA2* |  |  | EA*4X43L21A*+WALLCON | *80CSU0401712A* | 24400 | 17 | 8.5 | 21200 | 16600 | 78.3% | 2.04 | 0 | 11 |  |  |  |  | R-410A | 2.0333 | Residential & Commercial | USHP | Ducted CEE Tier 1
212974201 | Central HP <5.4 tons | TEMPSTAR | HRCU-A-CB (Split System: Heat Pump with Remote Outdoor Unit-Air-Source) | DLCURAH36ABK |  |  | EA*4X48L24A* | *96VSN0802120B* | 35400 | 16.5 | 8.1 | 37800 | 35400 | 93.65% | 1.8 | 0 | 10 |  |  |  |  | R-410A | 2.95 | Residential & Commercial | USHP | Ducted CEE Tier 1
214573620 | Central HP <5.4 tons | HEIL | HRCU-A-CB (Split System: Heat Pump with Remote Outdoor Unit-Air-Source) | HVH837GKA2* |  |  | EA*4X36L21A*+WALLCON | *95CSU0802120B* | 31400 | 17 | 8.1 | 33000 | 24200 | 73.33% | 1.86 | 0 | 11 |  |  |  |  | R-410A | 2.6167 | Residential & Commercial | USHP | Ducted CEE Tier 1
214573720 | Central HP <5.4 tons | HEIL | HRCU-A-CB (Split System: Heat Pump with Remote Outdoor Unit-Air-Source) | HVH837GKA2* |  |  | EA*4X37L21A*+WALLCON | *96CTN0802120B* | 33000 | 17.5 | 8.5 | 32600 | 25000 | 76.69% | 2 | 0 | 11.5 |  |  |  |  | R-410A | 2.75 | Residential & Commercial | USHP | Ducted CEE Tier 1
214573840 | Central HP <5.4 tons | HEIL | HRCU-A-CB (Split System: Heat Pump with Remote Outdoor Unit-Air-Source) | HVH837GKA2* |  |  | EA*4X42L24A*+WALLCON | *96CTN0802120B* | 31800 | 17.5 | 8.5 | 32800 | 24400 | 74.39% | 1.9 | 0 | 11 |  |  |  |  | R-410A | 2.65 | Residential & Commercial | USHP | Ducted CEE Tier 1
214573870 | Central HP <5.4 tons | HEIL | HRCU-A-CB (Split System: Heat Pump with Remote Outdoor Unit-Air-Source) | HVH837GKA2* |  |  | EA*4X43L21A*+WALLCON | *95CSU1002122B* | 33000 | 17.5 | 8.5 | 32600 | 25000 | 76.69% | 2 | 0 | 11.5 |  |  |  |  | R-410A | 2.75 | Residential & Commercial | USHP | Ducted CEE Tier 1
214573890 | Central HP <5.4 tons | HEIL | HRCU-A-CB (Split System: Heat Pump with Remote Outdoor Unit-Air-Source) | HVH837GKA2* |  |  | EA*4X43L21A*+WALLCON | *97CMN0802120B* | 32800 | 17.5 | 8.5 | 32800 | 25200 | 76.83% | 2 | 0 | 11.5 |  |  |  |  | R-410A | 2.7333 | Residential & Commercial | USHP | Ducted CEE Tier 1
214573990 | Central HP <5.4 tons | HEIL | HRCU-A-CB (Split System: Heat Pump with Remote Outdoor Unit-Air-Source) | HVH837GKA2* |  |  | EA*4X48L24A*+WALLCON | *95CSU1002122B* | 32400 | 17.5 | 8.5 | 32200 | 24800 | 77.02% | 2 | 0 | 11.5 |  |  |  |  | R-410A | 2.7 | Residential & Commercial | USHP | Ducted CEE Tier 1
210596783 | Central HP <5.4 tons | DAY & NIGHT | HRCU-A-CB (Split System: Heat Pump with Remote Outdoor Unit-Air-Source) | CVH825GKA2* |  |  | EA*4X43L21A*+WALLCON | *95CSU1002122A* | 24400 | 17 | 8.5 | 21200 | 16600 | 78.3% | 2.04 | 0 | 11 |  |  |  |  | R-410A | 2.0333 | Residential & Commercial | USHP | Ducted CEE Tier 1
213785675 | Central HP <5.4 tons | BRYANT HEATING AND COOLING SYSTEMS | HRCU-A-CB (Split System: Heat Pump with Remote Outdoor Unit-Air-Source) | 284ANV036*0**B* |  |  | CSPH*4212AL*+UI | 88*TB60090C21*** | 33400 | 18.5 | 8.5 | 36600 | 26000 | 71.04% | 2.04 | 0 | 11.7 |  |  |  |  | R-410A | 2.7833 | Residential & Commercial | USHP | Ducted CEE Tier 1
210596852 | Central HP <5.4 tons | DAY & NIGHT | HRCU-A-CB (Split System: Heat Pump with Remote Outdoor Unit-Air-Source) | CVH825GKA2* |  |  | EA*4X48L21A*+WALLCON | *97CMN1002122A* | 24000 | 16.5 | 8.1 | 21000 | 16500 | 78.57% | 2.02 | 0 | 11 |  |  |  |  | R-410A | 2 | Residential & Commercial | USHP | Ducted CEE Tier 1
210596936 | Central HP <5.4 tons | DAY & NIGHT | HRCU-A-CB (Split System: Heat Pump with Remote Outdoor Unit-Air-Source) | CVH825GKA2* |  |  | EHD4X42AAL+WALLCON | *97CMN1002122A* | 24200 | 16 | 8.1 | 21400 | 16600 | 77.57% | 2 | 0 | 10.5 |  |  |  |  | R-410A | 2.0167 | Residential & Commercial | USHP | Ducted CEE Tier 1
210597002 | Central HP <5.4 tons | DAY & NIGHT | HRCU-A-CB (Split System: Heat Pump with Remote Outdoor Unit-Air-Source) | CVH825GKA2* |  |  | EN(A,D)4X48L24**+WALLCON | *80CSU1002120A* | 24000 | 16.5 | 8.1 | 21400 | 16600 | 77.57% | 2 | 0 | 11 |  |  |  |  | R-410A | 2 | Residential & Commercial | USHP | Ducted CEE Tier 1
210597017 | Central HP <5.4 tons | DAY & NIGHT | HRCU-A-CB (Split System: Heat Pump with Remote Outdoor Unit-Air-Source) | CVH825GKA2* |  |  | EN(A,D)4X48L24**+WALLCON | *96CTN1202422A* | 24200 | 17 | 8.1 | 21200 | 16600 | 78.3% | 2.02 | 0 | 11.5 |  |  |  |  | R-410A | 2.0167 | Residential & Commercial | USHP | Ducted CEE Tier 1
214572553 | Central HP <5.4 tons | COMFORTMAKER | HRCU-A-CB (Split System: Heat Pump with Remote Outdoor Unit-Air-Source) | CVH837GKA** |  |  | EA*4X37L21A*+WALLCON | *95CSU1002122B* | 33000 | 17.5 | 8.5 | 32600 | 25000 | 76.69% | 2 | 0 | 11.5 |  |  |  |  | R-410A | 2.75 | Residential & Commercial | USHP | Ducted CEE Tier 1
214572703 | Central HP <5.4 tons | COMFORTMAKER | HRCU-A-CB (Split System: Heat Pump with Remote Outdoor Unit-Air-Source) | CVH837GKA** |  |  | EA*4X42L24A*+WALLCON | *96CTN0802120B* | 31800 | 17.5 | 8.5 | 32800 | 24400 | 74.39% | 1.9 | 0 | 11 |  |  |  |  | R-410A | 2.65 | Residential & Commercial | USHP | Ducted CEE Tier 1
216644172 | Central HP <5.4 tons | HEIL | HRCU-A-CB (Split System: Heat Pump with Remote Outdoor Unit-Air-Source) | D5CUHAH18AAK |  |  | EA*5X25M17A* | *96VSN0601412B* | 18000 | 15.2 | 9 | 19700 | 17600 | 89.34% | 1.88 | 0 | 11 |  |  |  |  | R-454B | 1.5 | Residential & Commercial | USHP | Ducted CEE Tier 1
215934619 | Central HP <5.4 tons | COMFORTMAKER | HRCU-A-CB (Split System: Heat Pump with Remote Outdoor Unit-Air-Source) | C5H3V48*K*AAA* |  |  | FCMA5B48L0C*+WALLCON | 0 | 45500 | 22 | 9.5 | 48500 | 36000 | 74.23% | 1.96 | 0 | 12 |  |  |  |  | R-454B | 3.7917 | Residential & Commercial | USHP | Ducted CEE Tier 1
216769611 | Central HP <5.4 tons | LENNOX | HRCU-A-CB (Split System: Heat Pump with Remote Outdoor Unit-Air-Source) | EL18KSLV-060-230A** |  |  | CK40HT-42C-**+TDR | EL297UH090XV60C* | 44000 | 16.1 | 8.5 | 48000 | 40000 | 83.33% | 1.8 | 0 | 10 |  |  |  |  | R-454B | 3.6667 | Residential & Commercial | USHP | Ducted CEE Tier 1
216581394 | Central HP <5.4 tons | LENNOX | HRCU-A-C (Split System: Heat Pump with Remote Outdoor Unit with No Indoor Fan --Air Source) | EL18KSLV-060-230A** |  |  | CK40[C,U]T-48C-**+TDR | 0 | 47500 | 15.2 | 8.5 | 48000 | 39000 | 81.25% | 1.75 | 0 | 10 |  |  |  |  | R-454B | 3.9583 | Residential & Commercial | USHP | Ducted CEE Tier 1
216031603 | Central HP <5.4 tons | LENNOX | HRCU-A-C (Split System: Heat Pump with Remote Outdoor Unit with No Indoor Fan --Air Source) | EL18KSLV-060-230** |  |  | CK40[C,U]T-48C-**+TDR | 0 | 47500 | 15.2 | 8.5 | 48000 | 39000 | 81.25% | 1.75 | 0 | 10 |  |  |  |  | R-454B | 3.9583 | Residential & Commercial | USHP | Ducted CEE Tier 1
215933886 | Central HP <5.4 tons | HEIL | HRCU-A-CB (Split System: Heat Pump with Remote Outdoor Unit-Air-Source) | H5H3V36*K*AAA* |  |  | ESH5X60M12A*+WALLCON | *97CMN0802120B* | 34200 | 19.5 | 9 | 34400 | 26000 | 75.58% | 1.94 | 0 | 11.7 |  |  |  |  | R-454B | 2.85 | Residential & Commercial | USHP | Ducted CEE Tier 1
211243856 | Central HP <5.4 tons | AIRQUEST | HRCU-A-CB (Split System: Heat Pump with Remote Outdoor Unit-Air-Source) | DLCURAH24ABK |  |  | EN(A,D)4X24L17** | *96VSN0601714A* | 23600 | 16 | 8.5 | 26800 | 23400 | 87.31% | 1.92 | 0 | 10 |  |  |  |  | R-410A | 1.9667 | Residential & Commercial | USHP | Ducted CEE Tier 1
211243892 | Central HP <5.4 tons | AIRQUEST | HRCU-A-CB (Split System: Heat Pump with Remote Outdoor Unit-Air-Source) | DLCURAH24ABK |  |  | EN(A,D)4X24L17** | *96VSN0801716A* | 23800 | 16 | 8.5 | 26800 | 23400 | 87.31% | 1.92 | 0 | 10 |  |  |  |  | R-410A | 1.9833 | Residential & Commercial | USHP | Ducted CEE Tier 1
210597020 | Central HP <5.4 tons | DAY & NIGHT | HRCU-A-CB (Split System: Heat Pump with Remote Outdoor Unit-Air-Source) | CVH825GKA2* |  |  | EN(A,D)4X48L24**+WALLCON | *97CMN0602120A* | 24000 | 16.5 | 8.1 | 21400 | 16700 | 78.04% | 2 | 0 | 11 |  |  |  |  | R-410A | 2 | Residential & Commercial | USHP | Ducted CEE Tier 1
210597086 | Central HP <5.4 tons | DAY & NIGHT | HRCU-A-CB (Split System: Heat Pump with Remote Outdoor Unit-Air-Source) | CVH825GKA2* |  |  | EN(A,D,W)4X48L21**+WALLCON | *80CTL0451712A* | 24000 | 16.5 | 8.1 | 21400 | 16700 | 78.04% | 2 | 0 | 11 |  |  |  |  | R-410A | 2 | Residential & Commercial | USHP | Ducted CEE Tier 1
216440384 | Central HP <5.4 tons | TRANE | HRCU-A-CB (Split System: Heat Pump with Remote Outdoor Unit-Air-Source) | 5TWV0X48A1 |  |  | 5TXCD008AS3 | S9V2C100U4VSB+LRP | 44000 | 20 | 9.7 | 46500 | 33400 | 71.83% | 2.1 | 0 | 12 |  |  |  |  | R-454B | 3.6667 | Residential & Commercial | USHP | Ducted CEE Tier 1
211244192 | Central HP <5.4 tons | AIRQUEST | HRCU-A-CB (Split System: Heat Pump with Remote Outdoor Unit-Air-Source) | DLCURAH24ABK |  |  | EN(A,D)4X24L17** | *95ESN0801716A* | 24200 | 15.2 | 8.5 | 27400 | 22600 | 82.48% | 1.84 | 0 | 10 |  |  |  |  | R-410A | 2.0167 | Residential & Commercial | USHP | Ducted CEE Tier 1
211230765 | Central HP <5.4 tons | HEIL | HRCU-A-CB (Split System: Heat Pump with Remote Outdoor Unit-Air-Source) | DLCURAH36ABK |  |  | EN(A,D)4X48L24** | *96VTN1002120A* | 36600 | 15.5 | 8.1 | 39500 | 35000 | 88.61% | 2.04 | 0 | 10 |  |  |  |  | R-410A | 3.05 | Residential & Commercial | USHP | Ducted CEE Tier 1
213815135 | Central HP <5.4 tons | DAIKIN | HRCU-A-CB (Split System: Heat Pump with Remote Outdoor Unit-Air-Source) | DZ9VCA3610A* |  |  | CHPF3743C6B*+MBVK12BP1X00A*+TXV | 0 | 33400 | 18 | 8.2 | 34000 | 24400 | 71.76% | 1.8 | 0 | 11 |  |  |  |  | R-410A | 2.7833 | Residential & Commercial | USHP | Ducted CEE Tier 1
216733970 | Central HP <5.4 tons | TEMPSTAR | HRCU-A-CB (Split System: Heat Pump with Remote Outdoor Unit-Air-Source) | D5CUHAH24AAK |  |  | EA*5X30M17A* | *80CTL0701716B* | 22400 | 16.5 | 8.5 | 21000 | 18800 | 89.52% | 1.96 | 0 | 10.5 |  |  |  |  | R-454B | 1.8667 | Residential & Commercial | USHP | Ducted CEE Tier 1
216734471 | Central HP <5.4 tons | COMFORTMAKER | HRCU-A-CB (Split System: Heat Pump with Remote Outdoor Unit-Air-Source) | D5CUHAH24AAK |  |  | EA*5X36M17A* | *80MSU0601716A* | 22400 | 16.5 | 8.5 | 20800 | 18600 | 89.42% | 1.96 | 0 | 11 |  |  |  |  | R-454B | 1.8667 | Residential & Commercial | USHP | Ducted CEE Tier 1
216734624 | Central HP <5.4 tons | COMFORTMAKER | HRCU-A-CB (Split System: Heat Pump with Remote Outdoor Unit-Air-Source) | D5CUHAH24AAK |  |  | EA*5X36M17A* | *96MSN0261410A* | 22200 | 15.5 | 8.1 | 20800 | 18700 | 89.9% | 1.9 | 0 | 10.5 |  |  |  |  | R-454B | 1.85 | Residential & Commercial | USHP | Ducted CEE Tier 1
216734706 | Central HP <5.4 tons | COMFORTMAKER | HRCU-A-CB (Split System: Heat Pump with Remote Outdoor Unit-Air-Source) | D5CUHAH24AAK |  |  | EA*5X36M17A* | *96VSN0601412B* | 22200 | 16 | 8.1 | 20800 | 18700 | 89.9% | 1.85 | 0 | 10.5 |  |  |  |  | R-454B | 1.85 | Residential & Commercial | USHP | Ducted CEE Tier 1
215936769 | Central HP <5.4 tons | COMFORTMAKER | HRCU-A-CB (Split System: Heat Pump with Remote Outdoor Unit-Air-Source) | C5H3V36*K*AAA* |  |  | EVD5X60M24A*+WALLCON | *80CTL1102120B* | 35600 | 22 | 8.5 | 38000 | 28400 | 74.74% | 2.04 | 0 | 12.5 |  |  |  |  | R-454B | 2.9667 | Residential & Commercial | USHP | Ducted CEE Tier 1
205751222 | Central HP <5.4 tons | DAY & NIGHT | HRCU-A-CB (Split System: Heat Pump with Remote Outdoor Unit-Air-Source) | CVH837GKA** |  |  | EA*4X43L21A*+WALLCON | *80CTL0901716A* | 33000 | 18 | 8.5 | 32800 | 25000 | 76.22% | 2 | 12 | 11.7 |  |  |  |  | R-410A | 2.75 | Residential & Commercial | USHP | Ducted CEE Tier 1
210692348 | Central HP <5.4 tons | DAIKIN | HRCU-A-CB (Split System: Heat Pump with Remote Outdoor Unit-Air-Source) | DZ9VCA3610A* |  |  | CHPF3743C6B*+TXV | D*96VC0403BNA* | 33400 | 18 | 8.2 | 34000 | 24400 | 71.76% | 1.8 | 0 | 11 |  |  |  |  | R-410A | 2.7833 | Residential & Commercial | USHP | Ducted CEE Tier 1
210692328 | Central HP <5.4 tons | DAIKIN | HRCU-A-CB (Split System: Heat Pump with Remote Outdoor Unit-Air-Source) | DZ9VCA3610A* |  |  | CHPF3642C6C*+TXV | D*80VC1005C*A* | 33400 | 18 | 8.2 | 34000 | 24400 | 71.76% | 1.8 | 0 | 11 |  |  |  |  | R-410A | 2.7833 | Residential & Commercial | USHP | Ducted CEE Tier 1
210692363 | Central HP <5.4 tons | DAIKIN | HRCU-A-CB (Split System: Heat Pump with Remote Outdoor Unit-Air-Source) | DZ9VCA3610A* |  |  | CSCF3642N6D*+TXV | D*80VC0804C*A* | 33800 | 18.5 | 8.2 | 34000 | 24400 | 71.76% | 1.8 | 0 | 11.5 |  |  |  |  | R-410A | 2.8167 | Residential & Commercial | USHP | Ducted CEE Tier 1
210692364 | Central HP <5.4 tons | DAIKIN | HRCU-A-CB (Split System: Heat Pump with Remote Outdoor Unit-Air-Source) | DZ9VCA3610A* |  |  | CSCF3642N6D*+TXV | D*80SC0805CUA* | 33800 | 18.5 | 8.2 | 34000 | 24400 | 71.76% | 1.8 | 0 | 11.5 |  |  |  |  | R-410A | 2.8167 | Residential & Commercial | USHP | Ducted CEE Tier 1
210692365 | Central HP <5.4 tons | DAIKIN | HRCU-A-CB (Split System: Heat Pump with Remote Outdoor Unit-Air-Source) | DZ9VCA3610A* |  |  | CSCF3642N6D*+TXV | D*80VC0805C*A* | 33800 | 18.5 | 8.2 | 34000 | 24400 | 71.76% | 1.8 | 0 | 11.5 |  |  |  |  | R-410A | 2.8167 | Residential & Commercial | USHP | Ducted CEE Tier 1
207683201 | Central HP <5.4 tons | LENNOX | HRCU-A-CB (Split System: Heat Pump with Remote Outdoor Unit-Air-Source) | SL25XPV-048-230A** | ADP |  | LP42/62W9 | SL280UH110XV60C* | 46000 | 20 | 9.4 | 42000 | 35800 | 85.24% | 1.9 | 12.5 | 12.5 |  |  |  |  | R-410A | 3.8333 | Residential & Commercial | USHP | Ducted CEE Tier 1
212973281 | Central HP <5.4 tons | TEMPSTAR | HRCU-A-CB (Split System: Heat Pump with Remote Outdoor Unit-Air-Source) | DLCURAH24ABK |  |  | EN(A,D,W)4X36L17** | *96VSN0401712B* | 23200 | 16 | 8.1 | 26200 | 24800 | 94.66% | 2.06 | 0 | 10 |  |  |  |  | R-410A | 1.9333 | Residential & Commercial | USHP | Ducted CEE Tier 1
212974935 | Central HP <5.4 tons | TEMPSTAR | HRCU-A-CB (Split System: Heat Pump with Remote Outdoor Unit-Air-Source) | DLCURAH24ABK |  |  | EA*4X24L17A* | *96VTN0401410B* | 23000 | 16 | 8.5 | 27000 | 27000 | 100% | 2.28 | 0 | 9.5 |  |  |  |  | R-410A | 1.9167 | Residential & Commercial | USHP
212975052 | Central HP <5.4 tons | TEMPSTAR | HRCU-A-CB (Split System: Heat Pump with Remote Outdoor Unit-Air-Source) | DLCURAH24ABK |  |  | EN(A,D)4X30L17** | *96VTN0401410B* | 23400 | 16 | 8.1 | 26400 | 24600 | 93.18% | 2.04 | 0 | 10 |  |  |  |  | R-410A | 1.95 | Residential & Commercial | USHP | Ducted CEE Tier 1
216643308 | Central HP <5.4 tons | HEIL | HRCU-A-CB (Split System: Heat Pump with Remote Outdoor Unit-Air-Source) | D5CUHAH18AAK |  |  | EA*5X19M17A* | *80MS(N,L)0701712A* | 18200 | 15.2 | 11 | 19800 | 17700 | 89.39% | 1.98 | 0 | 11.5 |  |  |  |  | R-454B | 1.5167 | Residential & Commercial | USHP | Ducted CEE Tier 1
216643585 | Central HP <5.4 tons | HEIL | HRCU-A-CB (Split System: Heat Pump with Remote Outdoor Unit-Air-Source) | D5CUHAH18AAK |  |  | EA*5X19M17A* | *80MSU0601716A* | 18300 | 15.5 | 9.5 | 20000 | 17800 | 89% | 2 | 0 | 11 |  |  |  |  | R-454B | 1.525 | Residential & Commercial | USHP | Ducted CEE Tier 1
216769997 | Central HP <5.4 tons | AMERICAN STANDARD | HRCU-A-CB (Split System: Heat Pump with Remote Outdoor Unit-Air-Source) | 5A6H7036A1 |  |  | 5TXCD008AS3 | S8X2D120M5PSC | 33000 | 17 | 8.7 | 32200 | 23800 | 73.91% | 2.17 | 0 | 12 |  |  |  |  | R-454B | 2.75 | Residential & Commercial | USHP | Ducted CEE Tier 1
213501753 | Central HP <5.4 tons | DAIKIN | HRCU-A-CB (Split System: Heat Pump with Remote Outdoor Unit-Air-Source) | DZ9VCA3610A* |  |  | DMVE48DP1400B* | 0 | 33600 | 19 | 8.2 | 33600 | 24400 | 72.62% | 1.8 | 0 | 12 |  |  |  |  | R-410A | 2.8 | Residential & Commercial | USHP | Ducted CEE Tier 1
214574060 | Central HP <5.4 tons | HEIL | HRCU-A-CB (Split System: Heat Pump with Remote Outdoor Unit-Air-Source) | HVH837GKA2* |  |  | EA*4X60L24A*+WALLCON | *97CMN0602120B* | 32600 | 17.5 | 8.5 | 31800 | 25000 | 78.62% | 1.96 | 0 | 11 |  |  |  |  | R-410A | 2.7167 | Residential & Commercial | USHP | Ducted CEE Tier 1
214574460 | Central HP <5.4 tons | HEIL | HRCU-A-CB (Split System: Heat Pump with Remote Outdoor Unit-Air-Source) | HVH837GKA2* |  |  | EN(A,D)4X36L21**+WALLCON | *95CSU0802120B* | 31400 | 16.5 | 8.1 | 33200 | 24200 | 72.89% | 1.82 | 0 | 11 |  |  |  |  | R-410A | 2.6167 | Residential & Commercial | USHP | Ducted CEE Tier 1
214573610 | Central HP <5.4 tons | HEIL | HRCU-A-CB (Split System: Heat Pump with Remote Outdoor Unit-Air-Source) | HVH837GKA2* |  |  | EA*4X36L21A*+WALLCON | *80CTL0702120B* | 31400 | 17 | 8.1 | 33000 | 24200 | 73.33% | 1.86 | 0 | 11 |  |  |  |  | R-410A | 2.6167 | Residential & Commercial | USHP | Ducted CEE Tier 1
214573690 | Central HP <5.4 tons | HEIL | HRCU-A-CB (Split System: Heat Pump with Remote Outdoor Unit-Air-Source) | HVH837GKA2* |  |  | EA*4X37L21A*+WALLCON | *95CSU1002122B* | 33000 | 17.5 | 8.5 | 32600 | 25000 | 76.69% | 2 | 0 | 11.5 |  |  |  |  | R-410A | 2.75 | Residential & Commercial | USHP | Ducted CEE Tier 1
214573740 | Central HP <5.4 tons | HEIL | HRCU-A-CB (Split System: Heat Pump with Remote Outdoor Unit-Air-Source) | HVH837GKA2* |  |  | EA*4X42L21A*+WALLCON | *95CSU0802120B* | 31800 | 17 | 8.5 | 33000 | 24400 | 73.94% | 1.9 | 0 | 11 |  |  |  |  | R-410A | 2.65 | Residential & Commercial | USHP | Ducted CEE Tier 1
211244225 | Central HP <5.4 tons | AIRQUEST | HRCU-A-CB (Split System: Heat Pump with Remote Outdoor Unit-Air-Source) | DLCURAH24ABK |  |  | EN(A,D)4X24L17** | *80ES(N,L)0701412A* | 23800 | 16 | 8.5 | 26800 | 23200 | 86.57% | 1.92 | 0 | 10 |  |  |  |  | R-410A | 1.9833 | Residential & Commercial | USHP | Ducted CEE Tier 1
213785739 | Central HP <5.4 tons | BRYANT HEATING AND COOLING SYSTEMS | HRCU-A-CB (Split System: Heat Pump with Remote Outdoor Unit-Air-Source) | 284ANV036*0**B* |  |  | CSPH*6012AL*+UI | 88*TB60090C21*** | 34000 | 19 | 8.5 | 36000 | 25200 | 70% | 2.04 | 0 | 12 |  |  |  |  | R-410A | 2.8333 | Residential & Commercial | USHP | Ducted CEE Tier 1
216643188 | Central HP <5.4 tons | CARRIER | HRCU-A-CB (Split System: Heat Pump with Remote Outdoor Unit-Air-Source) | 37MUHAQ18AA3 |  |  | CAA**2517AM* | 58S(B,C)*B045M14**12 | 18300 | 15.2 | 10.5 | 19800 | 17500 | 88.38% | 2 | 0 | 11.5 |  |  |  |  | R-454B | 1.525 | Residential & Commercial | USHP | Ducted CEE Tier 1
211244292 | Central HP <5.4 tons | AIRQUEST | HRCU-A-CB (Split System: Heat Pump with Remote Outdoor Unit-Air-Source) | DLCURAH24ABK |  |  | EN(A,D)4X30L14** | *96VSN0601412A* | 23400 | 16.5 | 8.1 | 25800 | 24000 | 93.02% | 1.98 | 0 | 10 |  |  |  |  | R-410A | 1.95 | Residential & Commercial | USHP | Ducted CEE Tier 1
210597504 | Central HP <5.4 tons | DAY & NIGHT | HRCU-A-CB (Split System: Heat Pump with Remote Outdoor Unit-Air-Source) | CVH837GKA** |  |  | EHD4X60AAL+WALLCON | *80CSU1002120A* | 32800 | 16.5 | 8.1 | 32200 | 24800 | 77.02% | 1.98 | 0 | 11 |  |  |  |  | R-410A | 2.7333 | Residential & Commercial | USHP | Ducted CEE Tier 1
210597381 | Central HP <5.4 tons | DAY & NIGHT | HRCU-A-CB (Split System: Heat Pump with Remote Outdoor Unit-Air-Source) | CVH837GKA** |  |  | EA*4X60L24A*+WALLCON | *95CSU0802120A* | 32800 | 17.5 | 8.5 | 31800 | 24800 | 77.99% | 2 | 0 | 11.5 |  |  |  |  | R-410A | 2.7333 | Residential & Commercial | USHP | Ducted CEE Tier 1
210597606 | Central HP <5.4 tons | DAY & NIGHT | HRCU-A-CB (Split System: Heat Pump with Remote Outdoor Unit-Air-Source) | CVH837GKA** |  |  | EN(A,D,W)4X60L24**+WALLCON | *80CTL0902120A* | 32800 | 18 | 8.1 | 32200 | 24800 | 77.02% | 1.98 | 0 | 12 |  |  |  |  | R-410A | 2.7333 | Residential & Commercial | USHP | Ducted CEE Tier 1
215931549 | Central HP <5.4 tons | COMFORTMAKER | HRCU-A-CB (Split System: Heat Pump with Remote Outdoor Unit-Air-Source) | C5H3V60*K*AAA* |  |  | EA*5X60M24A*+WALLCON | *80CTL0902120B* | 56000 | 18.5 | 8.5 | 60500 | 45500 | 75.21% | 2.06 | 0 | 11.5 |  |  |  |  | R-454B | 4.6667 | Residential & Commercial | USHP | Ducted CEE Tier 1
216769581 | Central HP <5.4 tons | LENNOX | HRCU-A-CB (Split System: Heat Pump with Remote Outdoor Unit-Air-Source) | EL18KSLV-036-230A** |  |  | CK40[C,U]T-30B-**+TDR | SL297UH060NV36B* | 33800 | 17.1 | 8.5 | 35600 | 28600 | 80.34% | 1.8 | 0 | 11 |  |  |  |  | R-454B | 2.8167 | Residential & Commercial | USHP | Ducted CEE Tier 1
216763342 | Central HP <5.4 tons | TRANE | HRCU-A-CB (Split System: Heat Pump with Remote Outdoor Unit-Air-Source) | 5TWR7024A1 |  |  | 5PX*B004AS3 | L9X1A050U3VSA | 22800 | 17.1 | 8.7 | 22000 | 17600 | 80% | 1.9 | 0 | 11.7 |  |  |  |  | R-454B | 1.9 | Residential & Commercial | USHP | Ducted CEE Tier 1
216763644 | Central HP <5.4 tons | TRANE | HRCU-A-CB (Split System: Heat Pump with Remote Outdoor Unit-Air-Source) | 5TWR7036A1 |  |  | 5PX*BD04AS3 | S9V2B040D3PSC | 32600 | 17 | 8.2 | 33600 | 24600 | 73.21% | 1.9 | 0 | 11.7 |  |  |  |  | R-454B | 2.7167 | Residential & Commercial | USHP | Ducted CEE Tier 1
216763676 | Central HP <5.4 tons | TRANE | HRCU-A-CB (Split System: Heat Pump with Remote Outdoor Unit-Air-Source) | 5TWR7036A1 |  |  | 5PX*C005AS3 | S8X1C080M5PSC | 33000 | 17.1 | 8.7 | 32800 | 24200 | 73.78% | 2.1 | 0 | 11.7 |  |  |  |  | R-454B | 2.75 | Residential & Commercial | USHP | Ducted CEE Tier 1
216763776 | Central HP <5.4 tons | TRANE | HRCU-A-CB (Split System: Heat Pump with Remote Outdoor Unit-Air-Source) | 5TWR7036A1 |  |  | 5TAMXD07AV51 | 0 | 33800 | 17.1 | 9 | 32000 | 23800 | 74.38% | 2.1 | 0 | 12 |  |  |  |  | R-454B | 2.8167 | Residential & Commercial | USHP | Ducted CEE Tier 1
216763508 | Central HP <5.4 tons | TRANE | HRCU-A-CB (Split System: Heat Pump with Remote Outdoor Unit-Air-Source) | 5TWR7024A1 |  |  | 5TXCB004AS3 | L8V1A060U3VSB | 23200 | 17.1 | 9 | 21800 | 17300 | 79.36% | 2 | 0 | 12.5 |  |  |  |  | R-454B | 1.9333 | Residential & Commercial | USHP | Ducted CEE Tier 1
216763526 | Central HP <5.4 tons | TRANE | HRCU-A-CB (Split System: Heat Pump with Remote Outdoor Unit-Air-Source) | 5TWR7024A1 |  |  | 5TXCB004AS3 | *UHMB060CCV3 | 23200 | 17.1 | 9 | 21600 | 17200 | 79.63% | 2 | 0 | 12.5 |  |  |  |  | R-454B | 1.9333 | Residential & Commercial | USHP | Ducted CEE Tier 1
212976115 | Central HP <5.4 tons | COMFORTMAKER | HRCU-A-CB (Split System: Heat Pump with Remote Outdoor Unit-Air-Source) | DLCURAH24ABK |  |  | EN(A,D,W)4X36L17** | *96VTN0801716B* | 23400 | 16.5 | 8.1 | 25800 | 24200 | 93.8% | 2 | 0 | 10 |  |  |  |  | R-410A | 1.95 | Residential & Commercial | USHP | Ducted CEE Tier 1
214250708 | Central HP <5.4 tons | AMERICAN STANDARD | HRCU-A-CB (Split System: Heat Pump with Remote Outdoor Unit-Air-Source) | 4A6V0X60A1 |  |  | 4TXCD010DS3 | *UHMD120CCV5 | 53500 | 19 | 8.2 | 51000 | 39000 | 76.47% | 1.8 | 0 | 11.7 |  |  |  |  | R-410A | 4.4583 | Residential & Commercial | USHP | Ducted CEE Tier 1
210597411 | Central HP <5.4 tons | DAY & NIGHT | HRCU-A-CB (Split System: Heat Pump with Remote Outdoor Unit-Air-Source) | CVH837GKA** |  |  | EA*4X61L21A*+WALLCON | *80CSU0601716A* | 33200 | 17.5 | 8.1 | 32200 | 25000 | 77.64% | 1.98 | 0 | 11.5 |  |  |  |  | R-410A | 2.7667 | Residential & Commercial | USHP | Ducted CEE Tier 1
210597462 | Central HP <5.4 tons | DAY & NIGHT | HRCU-A-CB (Split System: Heat Pump with Remote Outdoor Unit-Air-Source) | CVH837GKA** |  |  | EA*4X61L24A*+WALLCON | *95CSU1002122A* | 33200 | 18 | 8.5 | 32000 | 24800 | 77.5% | 2.02 | 0 | 11.5 |  |  |  |  | R-410A | 2.7667 | Residential & Commercial | USHP | Ducted CEE Tier 1
215434232 | Central HP <5.4 tons | DAIKIN | HRCU-A-CB (Split System: Heat Pump with Remote Outdoor Unit-Air-Source) | DH7VSA4210A* |  |  | CA*EA6030*3A* | D*97MC1005CNA* | 40500 | 16.5 | 8.8 | 41000 | 31000 | 75.61% | 2 | 0 | 10 |  |  |  |  | R-32 | 3.375 | Residential & Commercial | USHP | Ducted CEE Tier 1
215434233 | Central HP <5.4 tons | DAIKIN | HRCU-A-CB (Split System: Heat Pump with Remote Outdoor Unit-Air-Source) | DH7VSA4210A* |  |  | CA*EA6030*3A* | D*97MC1205DNA* | 40500 | 17 | 8.8 | 41000 | 31000 | 75.61% | 2 | 0 | 10 |  |  |  |  | R-32 | 3.375 | Residential & Commercial | USHP | Ducted CEE Tier 1
214573760 | Central HP <5.4 tons | HEIL | HRCU-A-CB (Split System: Heat Pump with Remote Outdoor Unit-Air-Source) | HVH837GKA2* |  |  | EA*4X42L21A*+WALLCON | *97CMN0602120B* | 31600 | 17 | 8.1 | 33200 | 24800 | 74.7% | 1.88 | 0 | 10.5 |  |  |  |  | R-410A | 2.6333 | Residential & Commercial | USHP | Ducted CEE Tier 1
214573810 | Central HP <5.4 tons | HEIL | HRCU-A-CB (Split System: Heat Pump with Remote Outdoor Unit-Air-Source) | HVH837GKA2* |  |  | EA*4X42L24A*+WALLCON | *95CSU1002122B* | 31800 | 17.5 | 8.5 | 32800 | 24400 | 74.39% | 1.9 | 0 | 11 |  |  |  |  | R-410A | 2.65 | Residential & Commercial | USHP | Ducted CEE Tier 1
214573860 | Central HP <5.4 tons | HEIL | HRCU-A-CB (Split System: Heat Pump with Remote Outdoor Unit-Air-Source) | HVH837GKA2* |  |  | EA*4X43L21A*+WALLCON | *95CSU0802120B* | 32800 | 17.5 | 8.5 | 32800 | 25200 | 76.83% | 2 | 0 | 11 |  |  |  |  | R-410A | 2.7333 | Residential & Commercial | USHP | Ducted CEE Tier 1
214573910 | Central HP <5.4 tons | HEIL | HRCU-A-CB (Split System: Heat Pump with Remote Outdoor Unit-Air-Source) | HVH837GKA2* |  |  | EA*4X48L21A*+WALLCON | *80CTL0702120B* | 32200 | 17.5 | 8.5 | 32400 | 25000 | 77.16% | 1.98 | 0 | 11 |  |  |  |  | R-410A | 2.6833 | Residential & Commercial | USHP | Ducted CEE Tier 1
213872271 | Central HP <5.4 tons | DAIKIN | HRCU-A-CB (Split System: Heat Pump with Remote Outdoor Unit-Air-Source) | DZ6VSA481EA* |  |  | CA*EA6030*4A* | D*97MC0804CNA* | 44000 | 17 | 8.5 | 44000 | 31000 | 70.45% | 2 | 0 | 10 |  |  |  |  | R-410A | 3.6667 | Residential & Commercial | USHP | Ducted CEE Tier 1
216581411 | Central HP <5.4 tons | BRYANT HEATING AND COOLING SYSTEMS | HRCU-A-CB (Split System: Heat Pump with Remote Outdoor Unit-Air-Source) | 284ANV036*0**B* |  |  | CAP**4821AL*+UI | 987TA42080C17*** | 33200 | 19 | 9 | 35000 | 25800 | 73.71% | 1.85 | 0 | 11 |  |  |  |  | R-410A | 2.7667 | Residential & Commercial | USHP | Ducted CEE Tier 1
215434349 | Central HP <5.4 tons | DAIKIN | HRCU-A-CB (Split System: Heat Pump with Remote Outdoor Unit-Air-Source) | DH7VSA4810A* |  |  | CA*EA6030*3A* | D*80TC0804C*A* | 45500 | 16.5 | 8.8 | 47000 | 33600 | 71.49% | 2 | 0 | 10 |  |  |  |  | R-32 | 3.7917 | Residential & Commercial | USHP | Ducted CEE Tier 1
215434249 | Central HP <5.4 tons | DAIKIN | HRCU-A-CB (Split System: Heat Pump with Remote Outdoor Unit-Air-Source) | DH7VSA4210A* |  |  | CHPEA4830*3A* | D*80TC0804C*A* | 40500 | 17 | 8.6 | 41000 | 31000 | 75.61% | 2 | 0 | 10 |  |  |  |  | R-32 | 3.375 | Residential & Commercial | USHP | Ducted CEE Tier 1
215434267 | Central HP <5.4 tons | DAIKIN | HRCU-A-CB (Split System: Heat Pump with Remote Outdoor Unit-Air-Source) | DH7VSA4210A* |  |  | CHPEA6030*3A* | D*96TC1005CNA* | 40500 | 16.5 | 8.6 | 41000 | 31000 | 75.61% | 2 | 0 | 10 |  |  |  |  | R-32 | 3.375 | Residential & Commercial | USHP | Ducted CEE Tier 1
216643538 | Central HP <5.4 tons | CARRIER | HRCU-A-CB (Split System: Heat Pump with Remote Outdoor Unit-Air-Source) | 37MUHAQ18AA3 |  |  | CAA**2517AM* | 58SU*B040M17**12 | 18300 | 15.5 | 9.5 | 20000 | 17600 | 88% | 2 | 0 | 11 |  |  |  |  | R-454B | 1.525 | Residential & Commercial | USHP | Ducted CEE Tier 1
216643640 | Central HP <5.4 tons | CARRIER | HRCU-A-CB (Split System: Heat Pump with Remote Outdoor Unit-Air-Source) | 37MUHAQ18AA3 |  |  | CAA**2517AM* | 58SU*B060M17**16 | 18500 | 15.5 | 9.5 | 19800 | 17600 | 88.89% | 2.02 | 0 | 11.5 |  |  |  |  | R-454B | 1.5417 | Residential & Commercial | USHP | Ducted CEE Tier 1
216453101 | Central HP <5.4 tons | TRANE | HRCU-A-CB (Split System: Heat Pump with Remote Outdoor Unit-Air-Source) | 5TWV0X36A1 |  |  | 5PX*B006AS3 | S8V2B080M4PCB | 35400 | 20 | 9.7 | 32600 | 25200 | 77.3% | 2.1 | 0 | 12.5 |  |  |  |  | R-454B | 2.95 | Residential & Commercial | USHP | Ducted CEE Tier 1
214314814 | Central HP <5.4 tons | DAIKIN | HRCU-A-CB (Split System: Heat Pump with Remote Outdoor Unit-Air-Source) | RXSQ24TBVJU* |  |  | FXTQ24TBVJU*A* | 0 | 22600 | 15.4 | 8.2 | 26000 | 18400 | 70.77% | 2.1 | 0 | 10.3 |  |  |  |  | R-410A | 1.8833 | Residential & Commercial | USHP | Ducted CEE Tier 1
210597603 | Central HP <5.4 tons | DAY & NIGHT | HRCU-A-CB (Split System: Heat Pump with Remote Outdoor Unit-Air-Source) | CVH837GKA** |  |  | EN(A,D,W)4X60L24**+WALLCON | *80CSU1002120A* | 32800 | 17.5 | 8.1 | 32200 | 24600 | 76.4% | 1.96 | 0 | 11.7 |  |  |  |  | R-410A | 2.7333 | Residential & Commercial | USHP | Ducted CEE Tier 1
210597636 | Central HP <5.4 tons | DAY & NIGHT | HRCU-A-CB (Split System: Heat Pump with Remote Outdoor Unit-Air-Source) | CVH837GKA** |  |  | EN(A,D,W)4X60L24**+WALLCON | *97CMN1202422A* | 32800 | 17.5 | 8.1 | 32200 | 24800 | 77.02% | 1.96 | 0 | 11.7 |  |  |  |  | R-410A | 2.7333 | Residential & Commercial | USHP | Ducted CEE Tier 1
215853273 | Central HP <5.4 tons | YORK | HRCU-A-CB (Split System: Heat Pump with Remote Outdoor Unit-Air-Source) | HH836E2S11 |  |  | CTU48C5XFS1+JMET16CS2N1+TXV | 0 | 33800 | 19 | 9 | 31200 | 25200 | 80.77% | 2 | 0 | 11.7 |  |  |  |  | R-454B | 2.8167 | Residential & Commercial | USHP | Ducted CEE Tier 1
216769971 | Central HP <5.4 tons | AMERICAN STANDARD | HRCU-A-CB (Split System: Heat Pump with Remote Outdoor Unit-Air-Source) | 5A6H7036A1 |  |  | 5TXCC009AS3 | L8V1C100U5VSB | 34200 | 17.1 | 9 | 32200 | 23800 | 73.91% | 2.22 | 0 | 12.5 |  |  |  |  | R-454B | 2.85 | Residential & Commercial | USHP | Ducted CEE Tier 1
206133652 | Central HP <5.4 tons | DAY & NIGHT | HRCU-A-CB (Split System: Heat Pump with Remote Outdoor Unit-Air-Source) | CVH825GKA2* |  |  | EHD4X30AAL+WALLCON | *80CSU0401712A* | 23800 | 16 | 8.1 | 21800 | 16800 | 77.06% | 1.98 | 11 | 10.5 |  |  |  |  | R-410A | 1.9833 | Residential & Commercial | USHP | Ducted CEE Tier 1
206133772 | Central HP <5.4 tons | DAY & NIGHT | HRCU-A-CB (Split System: Heat Pump with Remote Outdoor Unit-Air-Source) | CVH825GKA2* |  |  | EA*4X36L21A*+WALLCON | *95CSU0601716A* | 23600 | 16.5 | 8.1 | 21600 | 16700 | 77.31% | 1.92 | 11 | 10.5 |  |  |  |  | R-410A | 1.9667 | Residential & Commercial | USHP | Ducted CEE Tier 1
215434008 | Central HP <5.4 tons | DAIKIN | HRCU-A-CB (Split System: Heat Pump with Remote Outdoor Unit-Air-Source) | DH7VSA2410A* |  |  | CHPEA3026*3A* | D*80SC0604BUA* | 23200 | 19 | 8.6 | 23200 | 17000 | 73.28% | 2 | 0 | 11 |  |  |  |  | R-32 | 1.9333 | Residential & Commercial | USHP | Ducted CEE Tier 1
215434242 | Central HP <5.4 tons | DAIKIN | HRCU-A-CB (Split System: Heat Pump with Remote Outdoor Unit-Air-Source) | DH7VSA4210A* |  |  | CA*EA6030*3A* | D*96TC1005DNA* | 40500 | 17 | 8.8 | 41000 | 31000 | 75.61% | 2 | 0 | 10 |  |  |  |  | R-32 | 3.375 | Residential & Commercial | USHP | Ducted CEE Tier 1
215434243 | Central HP <5.4 tons | DAIKIN | HRCU-A-CB (Split System: Heat Pump with Remote Outdoor Unit-Air-Source) | DH7VSA4210A* |  |  | CA*EA6030*3A* | D*96TC1205DNA* | 40500 | 17 | 8.8 | 41000 | 31000 | 75.61% | 2 | 0 | 10 |  |  |  |  | R-32 | 3.375 | Residential & Commercial | USHP | Ducted CEE Tier 1
215434259 | Central HP <5.4 tons | DAIKIN | HRCU-A-CB (Split System: Heat Pump with Remote Outdoor Unit-Air-Source) | DH7VSA4210A* |  |  | CHPEA6030*3A* | D*97MC1205DNA* | 40500 | 17 | 8.6 | 41000 | 31000 | 75.61% | 2 | 0 | 10 |  |  |  |  | R-32 | 3.375 | Residential & Commercial | USHP | Ducted CEE Tier 1
216453135 | Central HP <5.4 tons | TRANE | HRCU-A-CB (Split System: Heat Pump with Remote Outdoor Unit-Air-Source) | 5TWV0X36A1 |  |  | 5TXCD008AS3 | S8V2D120M5PCB | 35800 | 20.6 | 10 | 32200 | 25000 | 77.64% | 2.2 | 0 | 13 |  |  |  |  | R-454B | 2.9833 | Residential & Commercial | USHP | Ducted CEE Tier 1
216683381 | Central HP <5.4 tons | BRYANT HEATING AND COOLING SYSTEMS | HRCU-A-CB (Split System: Heat Pump with Remote Outdoor Unit-Air-Source) | 38MURAQ24AB3* |  |  | CSPH*2412AL* | 927TA66120V24*** | 23800 | 16 | 9 | 26400 | 23400 | 88.64% | 1.8 | 0 | 10 |  |  |  |  | R-410A | 1.9833 | Residential & Commercial | USHP | Ducted CEE Tier 1
213075879 | Central HP <5.4 tons | COMFORTMAKER | HRCU-A-CB (Split System: Heat Pump with Remote Outdoor Unit-Air-Source) | DLCURAH36ABK |  |  | EA*4X36L21A* | *95MSU1002120A* | 35200 | 16 | 8.1 | 38500 | 35200 | 91.43% | 1.84 | 0 | 9.5 |  |  |  |  | R-410A | 2.9333 | Residential & Commercial | USHP
211227413 | Central HP <5.4 tons | TEMPSTAR | HRCU-A-CB (Split System: Heat Pump with Remote Outdoor Unit-Air-Source) | DLCURAH36ABK |  |  | EA*4X42L21A* | *80VSL0902120A* | 35000 | 16 | 8.1 | 38500 | 35000 | 90.91% | 1.86 | 0 | 9.5 |  |  |  |  | R-410A | 2.9167 | Residential & Commercial | USHP
211227445 | Central HP <5.4 tons | TEMPSTAR | HRCU-A-CB (Split System: Heat Pump with Remote Outdoor Unit-Air-Source) | DLCURAH36ABK |  |  | EA*4X42L21A* | *80ESU0802120A | 36800 | 15.5 | 8.5 | 40000 | 35200 | 88% | 1.96 | 0 | 10 |  |  |  |  | R-410A | 3.0667 | Residential & Commercial | USHP | Ducted CEE Tier 1
211227699 | Central HP <5.4 tons | TEMPSTAR | HRCU-A-CB (Split System: Heat Pump with Remote Outdoor Unit-Air-Source) | DLCURAH36ABK |  |  | EA*4X42L21A* | *96VTN0802120A* | 35000 | 16 | 8.1 | 38500 | 35000 | 90.91% | 1.86 | 0 | 9.5 |  |  |  |  | R-410A | 2.9167 | Residential & Commercial | USHP
206773056 | Central HP <5.4 tons | AIRQUEST | HRCU-A-CB (Split System: Heat Pump with Remote Outdoor Unit-Air-Source) | HVH837GKA2* |  |  | EA*4X37L21A*+WALLCON | *80CSU1002120A* | 32800 | 17 | 8.5 | 33000 | 25200 | 76.36% | 1.96 | 12 | 11 |  |  |  |  | R-410A | 2.7333 | Residential & Commercial | USHP | Ducted CEE Tier 1
206773322 | Central HP <5.4 tons | AIRQUEST | HRCU-A-CB (Split System: Heat Pump with Remote Outdoor Unit-Air-Source) | HVH837GKA2* |  |  | EHD4X42AAL+WALLCON | *80CSU0401712A* | 32400 | 16.5 | 8.1 | 33200 | 24800 | 74.7% | 1.94 | 11.5 | 11 |  |  |  |  | R-410A | 2.7 | Residential & Commercial | USHP | Ducted CEE Tier 1
211227866 | Central HP <5.4 tons | TEMPSTAR | HRCU-A-CB (Split System: Heat Pump with Remote Outdoor Unit-Air-Source) | DLCURAH36ABK |  |  | EA*4X42L24A* | *80VSL0702120A* | 35400 | 16 | 8.1 | 38500 | 35000 | 90.91% | 1.88 | 0 | 9.5 |  |  |  |  | R-410A | 2.95 | Residential & Commercial | USHP
211228147 | Central HP <5.4 tons | TEMPSTAR | HRCU-A-CB (Split System: Heat Pump with Remote Outdoor Unit-Air-Source) | DLCURAH36ABK |  |  | EA*4X42L24A* | *96VTN1202422A* | 35600 | 16 | 8.1 | 38500 | 35000 | 90.91% | 1.88 | 0 | 10 |  |  |  |  | R-410A | 2.9667 | Residential & Commercial | USHP | Ducted CEE Tier 1
211228232 | Central HP <5.4 tons | TEMPSTAR | HRCU-A-CB (Split System: Heat Pump with Remote Outdoor Unit-Air-Source) | DLCURAH36ABK |  |  | EA*4X43L21A* | *80ES(N,L)0701712A* | 36400 | 15.5 | 8.5 | 38500 | 34800 | 90.39% | 2.08 | 0 | 10 |  |  |  |  | R-410A | 3.0333 | Residential & Commercial | USHP | Ducted CEE Tier 1
211228518 | Central HP <5.4 tons | TEMPSTAR | HRCU-A-CB (Split System: Heat Pump with Remote Outdoor Unit-Air-Source) | DLCURAH36ABK |  |  | EA*4X43L21A* | *95ESN1002120A* | 37000 | 15.5 | 8.5 | 38500 | 34800 | 90.39% | 2.1 | 0 | 10 |  |  |  |  | R-410A | 3.0833 | Residential & Commercial | USHP | Ducted CEE Tier 1
211228818 | Central HP <5.4 tons | TEMPSTAR | HRCU-A-CB (Split System: Heat Pump with Remote Outdoor Unit-Air-Source) | DLCURAH36ABK |  |  | EA*4X48L21A* | *80ES(N,L)1102120A* | 35800 | 16.5 | 8.5 | 38500 | 34600 | 89.87% | 2.04 | 0 | 10 |  |  |  |  | R-410A | 2.9833 | Residential & Commercial | USHP | Ducted CEE Tier 1
211229083 | Central HP <5.4 tons | TEMPSTAR | HRCU-A-CB (Split System: Heat Pump with Remote Outdoor Unit-Air-Source) | DLCURAH36ABK |  |  | EA*4X48L21A* | *96VSN0601714A* | 35400 | 15.5 | 8.1 | 38500 | 34800 | 90.39% | 2.02 | 0 | 9.5 |  |  |  |  | R-410A | 2.95 | Residential & Commercial | USHP
211229200 | Central HP <5.4 tons | TEMPSTAR | HRCU-A-CB (Split System: Heat Pump with Remote Outdoor Unit-Air-Source) | DLCURAH36ABK |  |  | EA*4X48L21A* | OLV098A12* | 35400 | 15.2 | 8.1 | 38500 | 34800 | 90.39% | 2.02 | 0 | 9.5 |  |  |  |  | R-410A | 2.95 | Residential & Commercial | USHP
211229267 | Central HP <5.4 tons | TEMPSTAR | HRCU-A-CB (Split System: Heat Pump with Remote Outdoor Unit-Air-Source) | DLCURAH36ABK |  |  | EA*4X48L24A* | *80ES(N,L)0902116A* | 36400 | 16 | 8.5 | 38500 | 34600 | 89.87% | 2.08 | 0 | 10 |  |  |  |  | R-410A | 3.0333 | Residential & Commercial | USHP | Ducted CEE Tier 1
211229417 | Central HP <5.4 tons | TEMPSTAR | HRCU-A-CB (Split System: Heat Pump with Remote Outdoor Unit-Air-Source) | DLCURAH36ABK |  |  | EA*4X48L24A* | *80VTL1102122A* | 36800 | 16 | 8.5 | 38500 | 34800 | 90.39% | 2.1 | 0 | 10 |  |  |  |  | R-410A | 3.0667 | Residential & Commercial | USHP | Ducted CEE Tier 1
213076666 | Central HP <5.4 tons | COMFORTMAKER | HRCU-A-CB (Split System: Heat Pump with Remote Outdoor Unit-Air-Source) | DLCURAH36ABK |  |  | EA*4X42L24A* | *80VTL0902120B* | 35200 | 16 | 8.1 | 38500 | 35000 | 90.91% | 1.88 | 0 | 10 |  |  |  |  | R-410A | 2.9333 | Residential & Commercial | USHP | Ducted CEE Tier 1
213077501 | Central HP <5.4 tons | COMFORTMAKER | HRCU-A-CB (Split System: Heat Pump with Remote Outdoor Unit-Air-Source) | DLCURAH36ABK |  |  | EA*4X42L21A* | *96VTN0802120B* | 35600 | 16 | 8.1 | 38500 | 35200 | 91.43% | 1.9 | 0 | 10 |  |  |  |  | R-410A | 2.9667 | Residential & Commercial | USHP | Ducted CEE Tier 1
213077735 | Central HP <5.4 tons | COMFORTMAKER | HRCU-A-CB (Split System: Heat Pump with Remote Outdoor Unit-Air-Source) | DLCURAH36ABK |  |  | EA*4X42L24A* | *96VTN1002122B* | 35400 | 16.5 | 8.1 | 38500 | 35000 | 90.91% | 1.88 | 0 | 10 |  |  |  |  | R-410A | 2.95 | Residential & Commercial | USHP | Ducted CEE Tier 1
213077917 | Central HP <5.4 tons | COMFORTMAKER | HRCU-A-CB (Split System: Heat Pump with Remote Outdoor Unit-Air-Source) | DLCURAH36ABK |  |  | EA*4X36L17A* | *80MS(N,L)0701712A* | 35000 | 16 | 8.1 | 38500 | 35200 | 91.43% | 1.82 | 0 | 9.5 |  |  |  |  | R-410A | 2.9167 | Residential & Commercial | USHP
213078086 | Central HP <5.4 tons | COMFORTMAKER | HRCU-A-CB (Split System: Heat Pump with Remote Outdoor Unit-Air-Source) | DLCURAH36ABK |  |  | EA*4X42L21A* | *80MS(N,L)0701716A* | 35000 | 16 | 8.1 | 38500 | 35000 | 90.91% | 1.88 | 0 | 9.5 |  |  |  |  | R-410A | 2.9167 | Residential & Commercial | USHP
213078320 | Central HP <5.4 tons | COMFORTMAKER | HRCU-A-CB (Split System: Heat Pump with Remote Outdoor Unit-Air-Source) | DLCURAH36ABK |  |  | EA*4X43L21A* | *80MS(N,L)0901714A* | 36200 | 16.5 | 8.5 | 38000 | 34800 | 91.58% | 2.04 | 0 | 10 |  |  |  |  | R-410A | 3.0167 | Residential & Commercial | USHP | Ducted CEE Tier 1
213079206 | Central HP <5.4 tons | COMFORTMAKER | HRCU-A-CB (Split System: Heat Pump with Remote Outdoor Unit-Air-Source) | DLCURAH36ABK |  |  | EA*4X36L21A* | *80MSU0802120A* | 34800 | 16.5 | 8.1 | 38500 | 35200 | 91.43% | 1.82 | 0 | 9.5 |  |  |  |  | R-410A | 2.9 | Residential & Commercial | USHP
213079338 | Central HP <5.4 tons | COMFORTMAKER | HRCU-A-CB (Split System: Heat Pump with Remote Outdoor Unit-Air-Source) | DLCURAH36ABK |  |  | EA*4X36L17A* | *92MSN0601412A* | 35000 | 15.5 | 8.1 | 38500 | 35200 | 91.43% | 1.82 | 0 | 9.5 |  |  |  |  | R-410A | 2.9167 | Residential & Commercial | USHP
213079524 | Central HP <5.4 tons | COMFORTMAKER | HRCU-A-CB (Split System: Heat Pump with Remote Outdoor Unit-Air-Source) | DLCURAH36ABK |  |  | EA*4X36L21A* | *92MSN0801716A* | 35200 | 16 | 8.1 | 38500 | 35200 | 91.43% | 1.82 | 0 | 9.5 |  |  |  |  | R-410A | 2.9333 | Residential & Commercial | USHP
213079654 | Central HP <5.4 tons | COMFORTMAKER | HRCU-A-CB (Split System: Heat Pump with Remote Outdoor Unit-Air-Source) | DLCURAH36ABK |  |  | EA*4X37L21A* | *92MSN0802120A* | 36800 | 16.5 | 8.5 | 38500 | 34800 | 90.39% | 2.08 | 0 | 10 |  |  |  |  | R-410A | 3.0667 | Residential & Commercial | USHP | Ducted CEE Tier 1
213079724 | Central HP <5.4 tons | COMFORTMAKER | HRCU-A-CB (Split System: Heat Pump with Remote Outdoor Unit-Air-Source) | DLCURAH36ABK |  |  | EN(A,D)4X48L24** | *92MSN0802120A* | 35800 | 16.5 | 8.1 | 38500 | 34800 | 90.39% | 2 | 0 | 10 |  |  |  |  | R-410A | 2.9833 | Residential & Commercial | USHP | Ducted CEE Tier 1
213079841 | Central HP <5.4 tons | COMFORTMAKER | HRCU-A-CB (Split System: Heat Pump with Remote Outdoor Unit-Air-Source) | DLCURAH36ABK |  |  | EA*4X36L21A* | *92MSN1002122A* | 35200 | 16 | 8.1 | 38500 | 35200 | 91.43% | 1.84 | 0 | 9.5 |  |  |  |  | R-410A | 2.9333 | Residential & Commercial | USHP
213080056 | Central HP <5.4 tons | COMFORTMAKER | HRCU-A-CB (Split System: Heat Pump with Remote Outdoor Unit-Air-Source) | DLCURAH36ABK |  |  | EA*4X43L21A* | *96MSN0801716A* | 36400 | 15.5 | 8.5 | 38500 | 35000 | 90.91% | 2.06 | 0 | 10 |  |  |  |  | R-410A | 3.0333 | Residential & Commercial | USHP | Ducted CEE Tier 1
213080406 | Central HP <5.4 tons | COMFORTMAKER | HRCU-A-CB (Split System: Heat Pump with Remote Outdoor Unit-Air-Source) | DLCURAH36ABK |  |  | EA*4X42L24A* | *96MSN1002122A* | 35400 | 16 | 8.5 | 38500 | 35000 | 90.91% | 1.88 | 0 | 10 |  |  |  |  | R-410A | 2.95 | Residential & Commercial | USHP | Ducted CEE Tier 1
210596710 | Central HP <5.4 tons | DAY & NIGHT | HRCU-A-CB (Split System: Heat Pump with Remote Outdoor Unit-Air-Source) | CVH825GKA2* |  |  | EA*4X42L21A*+WALLCON | *97CMN1002122A* | 23800 | 16.5 | 8.1 | 21400 | 16600 | 77.57% | 1.96 | 0 | 11 |  |  |  |  | R-410A | 1.9833 | Residential & Commercial | USHP | Ducted CEE Tier 1
210596726 | Central HP <5.4 tons | DAY & NIGHT | HRCU-A-CB (Split System: Heat Pump with Remote Outdoor Unit-Air-Source) | CVH825GKA2* |  |  | EA*4X42L24A*+WALLCON | *95CSU1002122A* | 23800 | 17 | 8.1 | 21400 | 16600 | 77.57% | 1.96 | 0 | 11 |  |  |  |  | R-410A | 1.9833 | Residential & Commercial | USHP | Ducted CEE Tier 1
210596743 | Central HP <5.4 tons | DAY & NIGHT | HRCU-A-CB (Split System: Heat Pump with Remote Outdoor Unit-Air-Source) | CVH825GKA2* |  |  | EA*4X42L24A*+WALLCON | *97CMN1002122A* | 23800 | 16.5 | 8.1 | 21400 | 16600 | 77.57% | 1.96 | 0 | 11 |  |  |  |  | R-410A | 1.9833 | Residential & Commercial | USHP | Ducted CEE Tier 1
210596776 | Central HP <5.4 tons | DAY & NIGHT | HRCU-A-CB (Split System: Heat Pump with Remote Outdoor Unit-Air-Source) | CVH825GKA2* |  |  | EA*4X43L21A*+WALLCON | *95CSU0601716A* | 24400 | 16.5 | 8.1 | 21200 | 16700 | 78.77% | 2.02 | 0 | 10.5 |  |  |  |  | R-410A | 2.0333 | Residential & Commercial | USHP | Ducted CEE Tier 1
210596792 | Central HP <5.4 tons | DAY & NIGHT | HRCU-A-CB (Split System: Heat Pump with Remote Outdoor Unit-Air-Source) | CVH825GKA2* |  |  | EA*4X43L21A*+WALLCON | *96CTN1002122A* | 24400 | 16.5 | 8.5 | 21200 | 16600 | 78.3% | 2.04 | 0 | 11 |  |  |  |  | R-410A | 2.0333 | Residential & Commercial | USHP | Ducted CEE Tier 1
210596825 | Central HP <5.4 tons | DAY & NIGHT | HRCU-A-CB (Split System: Heat Pump with Remote Outdoor Unit-Air-Source) | CVH825GKA2* |  |  | EA*4X48L21A*+WALLCON | *95CSU0601716A* | 24000 | 16.5 | 8.1 | 21000 | 16600 | 79.05% | 2 | 0 | 10.5 |  |  |  |  | R-410A | 2 | Residential & Commercial | USHP | Ducted CEE Tier 1
210596876 | Central HP <5.4 tons | DAY & NIGHT | HRCU-A-CB (Split System: Heat Pump with Remote Outdoor Unit-Air-Source) | CVH825GKA2* |  |  | EA*4X48L24A*+WALLCON | *97CMN1002122A* | 24200 | 16.5 | 8.1 | 21000 | 16500 | 78.57% | 2.02 | 0 | 11 |  |  |  |  | R-410A | 2.0167 | Residential & Commercial | USHP | Ducted CEE Tier 1
210596909 | Central HP <5.4 tons | DAY & NIGHT | HRCU-A-CB (Split System: Heat Pump with Remote Outdoor Unit-Air-Source) | CVH825GKA2* |  |  | EHD4X42AAL+WALLCON | *95CSU0802120A* | 24200 | 16 | 8.1 | 21400 | 16600 | 77.57% | 2 | 0 | 11 |  |  |  |  | R-410A | 2.0167 | Residential & Commercial | USHP | Ducted CEE Tier 1
210596993 | Central HP <5.4 tons | DAY & NIGHT | HRCU-A-CB (Split System: Heat Pump with Remote Outdoor Unit-Air-Source) | CVH825GKA2* |  |  | EHD4X48AAL+WALLCON | *97CMN0801714A* | 24200 | 16 | 8.1 | 21400 | 16700 | 78.04% | 2 | 0 | 10.5 |  |  |  |  | R-410A | 2.0167 | Residential & Commercial | USHP | Ducted CEE Tier 1
213872269 | Central HP <5.4 tons | DAIKIN | HRCU-A-CB (Split System: Heat Pump with Remote Outdoor Unit-Air-Source) | DZ6VSA481EA* |  |  | CA*EA6030*4A* | D*97MC1005CNA* | 44000 | 17 | 8.5 | 44000 | 31000 | 70.45% | 2 | 0 | 10 |  |  |  |  | R-410A | 3.6667 | Residential & Commercial | USHP | Ducted CEE Tier 1
214574710 | Central HP <5.4 tons | HEIL | HRCU-A-CB (Split System: Heat Pump with Remote Outdoor Unit-Air-Source) | HVH837GKA2* |  |  | EN(A,D,W)4X60L24**+WALLCON | *95CSU1002122B* | 32800 | 19 | 8.5 | 32200 | 24600 | 76.4% | 1.98 | 0 | 12 |  |  |  |  | R-410A | 2.7333 | Residential & Commercial | USHP | Ducted CEE Tier 1
210474474 | Central HP <5.4 tons | AIRQUEST | HRCU-A-CB (Split System: Heat Pump with Remote Outdoor Unit-Air-Source) | HVH825GKA3* |  |  | EHD4X48AAL+WALLCON | *80CSU0401712A* | 24200 | 16.5 | 8.1 | 21200 | 16600 | 78.3% | 2.02 | 0 | 11 |  |  |  |  | R-410A | 2.0167 | Residential & Commercial | USHP | Ducted CEE Tier 1
214569476 | Central HP <5.4 tons | CARRIER | HRCU-A-CB (Split System: Heat Pump with Remote Outdoor Unit-Air-Source) | 25VNA448A*031* |  |  | CSPH*6012AL*+UI | 59MN7C080C21**20 | 45000 | 20 | 9.5 | 46000 | 36200 | 78.7% | 2.34 | 0 | 11.5 |  |  |  |  | R-410A | 3.75 | Residential & Commercial | USHP | Ducted CEE Tier 1
214569508 | Central HP <5.4 tons | CARRIER | HRCU-A-CB (Split System: Heat Pump with Remote Outdoor Unit-Air-Source) | 25VNA448A*031* |  |  | CNPV*6024AL*+UI | 59CU5B100C21**22 | 44500 | 21.5 | 9.5 | 46000 | 36200 | 78.7% | 2.28 | 0 | 12.5 |  |  |  |  | R-410A | 3.7083 | Residential & Commercial | USHP | Ducted CEE Tier 1
210596831 | Central HP <5.4 tons | DAY & NIGHT | HRCU-A-CB (Split System: Heat Pump with Remote Outdoor Unit-Air-Source) | CVH825GKA2* |  |  | EA*4X48L21A*+WALLCON | *95CSU1002122A* | 24200 | 17 | 8.1 | 21000 | 16500 | 78.57% | 2.02 | 0 | 11 |  |  |  |  | R-410A | 2.0167 | Residential & Commercial | USHP | Ducted CEE Tier 1
210596924 | Central HP <5.4 tons | DAY & NIGHT | HRCU-A-CB (Split System: Heat Pump with Remote Outdoor Unit-Air-Source) | CVH825GKA2* |  |  | EHD4X42AAL+WALLCON | *96CTN1202422A* | 24200 | 16 | 8.1 | 21400 | 16600 | 77.57% | 2 | 0 | 10.5 |  |  |  |  | R-410A | 2.0167 | Residential & Commercial | USHP | Ducted CEE Tier 1
213080709 | Central HP <5.4 tons | COMFORTMAKER | HRCU-A-CB (Split System: Heat Pump with Remote Outdoor Unit-Air-Source) | DLCURAH36ABK |  |  | EA*4X43L21A* | *95MSU0601716A* | 36600 | 16 | 8.5 | 38500 | 35000 | 90.91% | 2.06 | 0 | 10 |  |  |  |  | R-410A | 3.05 | Residential & Commercial | USHP | Ducted CEE Tier 1
215937489 | Central HP <5.4 tons | COMFORTMAKER | HRCU-A-CB (Split System: Heat Pump with Remote Outdoor Unit-Air-Source) | C5H3V48*K*AAA* |  |  | EVM5X60M24A*+WALLCON | *80CTL1352422B* | 45500 | 21 | 8.1 | 52500 | 38000 | 72.38% | 1.95 | 0 | 11.5 |  |  |  |  | R-454B | 3.7917 | Residential & Commercial | USHP | Ducted CEE Tier 1
215937539 | Central HP <5.4 tons | COMFORTMAKER | HRCU-A-CB (Split System: Heat Pump with Remote Outdoor Unit-Air-Source) | C5H3V48*K*AAA* |  |  | EVM5X60M24A*+WALLCON | *97CMN1002122B* | 45500 | 20.5 | 8.1 | 52500 | 38000 | 72.38% | 1.9 | 0 | 11.5 |  |  |  |  | R-454B | 3.7917 | Residential & Commercial | USHP | Ducted CEE Tier 1
211230036 | Central HP <5.4 tons | TEMPSTAR | HRCU-A-CB (Split System: Heat Pump with Remote Outdoor Unit-Air-Source) | DLCURAH36ABK |  |  | EN(A,D,W)4X48L21** | *80ESU0601716A | 35600 | 16.5 | 8.1 | 38500 | 34800 | 90.39% | 2 | 0 | 10 |  |  |  |  | R-410A | 2.9667 | Residential & Commercial | USHP | Ducted CEE Tier 1
211230203 | Central HP <5.4 tons | TEMPSTAR | HRCU-A-CB (Split System: Heat Pump with Remote Outdoor Unit-Air-Source) | DLCURAH36ABK |  |  | EN(A,D,W)4X48L21** | *95ESN1002120A* | 36800 | 16 | 8.1 | 39500 | 35000 | 88.61% | 2.06 | 0 | 10.5 |  |  |  |  | R-410A | 3.0667 | Residential & Commercial | USHP | Ducted CEE Tier 1
210596981 | Central HP <5.4 tons | DAY & NIGHT | HRCU-A-CB (Split System: Heat Pump with Remote Outdoor Unit-Air-Source) | CVH825GKA2* |  |  | EHD4X48AAL+WALLCON | *96CTN1002122A* | 24200 | 16 | 8.1 | 21200 | 16700 | 78.77% | 2.04 | 0 | 11 |  |  |  |  | R-410A | 2.0167 | Residential & Commercial | USHP | Ducted CEE Tier 1
210597083 | Central HP <5.4 tons | DAY & NIGHT | HRCU-A-CB (Split System: Heat Pump with Remote Outdoor Unit-Air-Source) | CVH825GKA2* |  |  | EN(A,D,W)4X48L21**+WALLCON | *80CSU1002120A* | 24000 | 16.5 | 8.1 | 21400 | 16600 | 77.57% | 2 | 0 | 11 |  |  |  |  | R-410A | 2 | Residential & Commercial | USHP | Ducted CEE Tier 1
216734724 | Central HP <5.4 tons | COMFORTMAKER | HRCU-A-CB (Split System: Heat Pump with Remote Outdoor Unit-Air-Source) | D5CUHAH24AAK |  |  | EA*5X36M17A* | *96VSN0801716B* | 22200 | 16 | 8.1 | 20800 | 18700 | 89.9% | 1.85 | 0 | 10.5 |  |  |  |  | R-454B | 1.85 | Residential & Commercial | USHP | Ducted CEE Tier 1
216734955 | Central HP <5.4 tons | COMFORTMAKER | HRCU-A-CB (Split System: Heat Pump with Remote Outdoor Unit-Air-Source) | D5CUHAH24AAK |  |  | EA*5X37M17A* | *80MS(N,L)0901714A* | 22800 | 16 | 8.1 | 20600 | 18400 | 89.32% | 1.9 | 0 | 11 |  |  |  |  | R-454B | 1.9 | Residential & Commercial | USHP | Ducted CEE Tier 1
216735074 | Central HP <5.4 tons | COMFORTMAKER | HRCU-A-CB (Split System: Heat Pump with Remote Outdoor Unit-Air-Source) | D5CUHAH24AAK |  |  | EA*5X37M17A* | *80VTL0701716B* | 22800 | 16 | 8.5 | 20800 | 18400 | 88.46% | 1.96 | 0 | 11 |  |  |  |  | R-454B | 1.9 | Residential & Commercial | USHP | Ducted CEE Tier 1
216735155 | Central HP <5.4 tons | COMFORTMAKER | HRCU-A-CB (Split System: Heat Pump with Remote Outdoor Unit-Air-Source) | D5CUHAH24AAK |  |  | EA*5X37M17A* | *92MSN0801716A* | 23200 | 16 | 8.5 | 20800 | 18500 | 88.94% | 1.96 | 0 | 11 |  |  |  |  | R-454B | 1.9333 | Residential & Commercial | USHP | Ducted CEE Tier 1
216735275 | Central HP <5.4 tons | COMFORTMAKER | HRCU-A-CB (Split System: Heat Pump with Remote Outdoor Unit-Air-Source) | D5CUHAH24AAK |  |  | EA*5X37M17A* | *95MSU0601716A* | 22800 | 16.5 | 8.5 | 20600 | 18400 | 89.32% | 1.96 | 0 | 11 |  |  |  |  | R-454B | 1.9 | Residential & Commercial | USHP | Ducted CEE Tier 1
213255536 | Central HP <5.4 tons | DAIKIN | HRCU-A-CB (Split System: Heat Pump with Remote Outdoor Unit-Air-Source) | DZ6VSA1810A* |  |  | DFVE24BP0400A* | 0 | 16600 | 17.5 | 8.5 | 17400 | 13000 | 74.71% | 2.1 | 0 | 10.9 |  |  |  |  | R-410A | 1.3833 | Residential & Commercial | USHP | Ducted CEE Tier 1
210597456 | Central HP <5.4 tons | DAY & NIGHT | HRCU-A-CB (Split System: Heat Pump with Remote Outdoor Unit-Air-Source) | CVH837GKA** |  |  | EA*4X61L24A*+WALLCON | *80CTL1352422A* | 33200 | 18 | 8.5 | 32000 | 24800 | 77.5% | 2.02 | 0 | 12 |  |  |  |  | R-410A | 2.7667 | Residential & Commercial | USHP | Ducted CEE Tier 1
214574130 | Central HP <5.4 tons | HEIL | HRCU-A-CB (Split System: Heat Pump with Remote Outdoor Unit-Air-Source) | HVH837GKA2* |  |  | EA*4X61L21A*+WALLCON | *97CMN0802120B* | 33200 | 17.5 | 8.5 | 32000 | 24800 | 77.5% | 2 | 0 | 11.5 |  |  |  |  | R-410A | 2.7667 | Residential & Commercial | USHP | Ducted CEE Tier 1
214574580 | Central HP <5.4 tons | HEIL | HRCU-A-CB (Split System: Heat Pump with Remote Outdoor Unit-Air-Source) | HVH837GKA2* |  |  | EN(A,D,W)4X48L21**+WALLCON | *95CSU0802120B* | 32400 | 17.5 | 8.1 | 32800 | 24800 | 75.61% | 1.96 | 0 | 11.5 |  |  |  |  | R-410A | 2.7 | Residential & Commercial | USHP | Ducted CEE Tier 1
216734450 | Central HP <5.4 tons | COMFORTMAKER | HRCU-A-CB (Split System: Heat Pump with Remote Outdoor Unit-Air-Source) | D5CUHAH24AAK |  |  | EA*5X36M17A* | *80VSL0901716B* | 22200 | 16.5 | 8.1 | 20800 | 18700 | 89.9% | 1.85 | 0 | 10.5 |  |  |  |  | R-454B | 1.85 | Residential & Commercial | USHP | Ducted CEE Tier 1
216734518 | Central HP <5.4 tons | COMFORTMAKER | HRCU-A-CB (Split System: Heat Pump with Remote Outdoor Unit-Air-Source) | D5CUHAH24AAK |  |  | EA*5X36M17A* | *80VTL0451412B* | 22200 | 16.5 | 8.5 | 20800 | 18700 | 89.9% | 1.94 | 0 | 10.5 |  |  |  |  | R-454B | 1.85 | Residential & Commercial | USHP | Ducted CEE Tier 1
216733006 | Central HP <5.4 tons | HEIL | HRCU-A-CB (Split System: Heat Pump with Remote Outdoor Unit-Air-Source) | D5CUHAH24AAK |  |  | EA*5X24M17A* | *95MSU0601716A* | 22000 | 16 | 8.5 | 21000 | 19100 | 90.95% | 1.96 | 0 | 10.5 |  |  |  |  | R-454B | 1.8333 | Residential & Commercial | USHP | Ducted CEE Tier 1
216733097 | Central HP <5.4 tons | HEIL | HRCU-A-CB (Split System: Heat Pump with Remote Outdoor Unit-Air-Source) | D5CUHAH24AAK |  |  | EA*5X24M17A* | *97VTN0601716A* | 22000 | 16 | 8.5 | 21000 | 19100 | 90.95% | 1.96 | 0 | 10.5 |  |  |  |  | R-454B | 1.8333 | Residential & Commercial | USHP | Ducted CEE Tier 1
215937883 | Central HP <5.4 tons | TEMPSTAR | HRCU-A-CB (Split System: Heat Pump with Remote Outdoor Unit-Air-Source) | T5H3V48*K*AAA* |  |  | EVD5X48M24A*+WALLCON | *80CTL0702120B* | 44500 | 20 | 8.1 | 52500 | 38500 | 73.33% | 1.9 | 0 | 11 |  |  |  |  | R-454B | 3.7083 | Residential & Commercial | USHP | Ducted CEE Tier 1
215937983 | Central HP <5.4 tons | TEMPSTAR | HRCU-A-CB (Split System: Heat Pump with Remote Outdoor Unit-Air-Source) | T5H3V48*K*AAA* |  |  | EVD5X48M24A*+WALLCON | *96CTN1002122B* | 44500 | 20 | 8.1 | 52000 | 38000 | 73.08% | 1.9 | 0 | 11 |  |  |  |  | R-454B | 3.7083 | Residential & Commercial | USHP | Ducted CEE Tier 1
216644648 | Central HP <5.4 tons | CARRIER | HRCU-A-CB (Split System: Heat Pump with Remote Outdoor Unit-Air-Source) | 37MUHAQ18AA3 |  |  | FM(C,U)5Z24**AL* | 0 | 18000 | 15.2 | 12.5 | 21200 | 18800 | 88.68% | 2.08 | 0 | 11 |  |  |  |  | R-454B | 1.5 | Residential & Commercial | USHP | Ducted CEE Tier 1
215938033 | Central HP <5.4 tons | TEMPSTAR | HRCU-A-CB (Split System: Heat Pump with Remote Outdoor Unit-Air-Source) | T5H3V48*K*AAA* |  |  | EVD5X49M24A*+WALLCON | *80CTL1102120B* | 45500 | 21 | 8.1 | 52500 | 38000 | 72.38% | 1.95 | 0 | 11.5 |  |  |  |  | R-454B | 3.7917 | Residential & Commercial | USHP | Ducted CEE Tier 1
216738488 | Central HP <5.4 tons | HEIL | HRCU-A-CB (Split System: Heat Pump with Remote Outdoor Unit-Air-Source) | D5CUHAH24AAK |  |  | ESH5X36M12A* | *92MSN1002120A* | 22800 | 16 | 8.1 | 20800 | 18500 | 88.94% | 1.85 | 0 | 11 |  |  |  |  | R-454B | 1.9 | Residential & Commercial | USHP | Ducted CEE Tier 1
216738129 | Central HP <5.4 tons | HEIL | HRCU-A-CB (Split System: Heat Pump with Remote Outdoor Unit-Air-Source) | D5CUHAH24AAK |  |  | ESH5X36M12A* | *80MS(N,L)1552420A* | 22800 | 15.5 | 8.1 | 20800 | 18500 | 88.94% | 1.85 | 0 | 10.5 |  |  |  |  | R-454B | 1.9 | Residential & Commercial | USHP | Ducted CEE Tier 1
216738570 | Central HP <5.4 tons | HEIL | HRCU-A-CB (Split System: Heat Pump with Remote Outdoor Unit-Air-Source) | D5CUHAH24AAK |  |  | ESH5X36M12A* | *96MSN0802120A* | 22800 | 15.5 | 8.1 | 20800 | 18500 | 88.94% | 1.85 | 0 | 10.5 |  |  |  |  | R-454B | 1.9 | Residential & Commercial | USHP | Ducted CEE Tier 1
216738656 | Central HP <5.4 tons | HEIL | HRCU-A-CB (Split System: Heat Pump with Remote Outdoor Unit-Air-Source) | D5CUHAH24AAK |  |  | ESH5X36M12A* | *96VSN0801716B* | 22600 | 16 | 8.1 | 20800 | 18400 | 88.46% | 1.85 | 0 | 11 |  |  |  |  | R-454B | 1.8833 | Residential & Commercial | USHP | Ducted CEE Tier 1
210597531 | Central HP <5.4 tons | DAY & NIGHT | HRCU-A-CB (Split System: Heat Pump with Remote Outdoor Unit-Air-Source) | CVH837GKA** |  |  | EHD4X60AAL+WALLCON | *96CTN0801714A* | 32800 | 16.5 | 8.1 | 32600 | 25200 | 77.3% | 1.98 | 0 | 11 |  |  |  |  | R-410A | 2.7333 | Residential & Commercial | USHP | Ducted CEE Tier 1
206765821 | Central HP <5.4 tons | DAY & NIGHT | HRCU-A-CB (Split System: Heat Pump with Remote Outdoor Unit-Air-Source) | CVH825GKA3* |  |  | EA*4X36L21A*+WALLCON | *96CTN1002122A* | 23600 | 16.5 | 8.1 | 21400 | 16600 | 77.57% | 1.94 | 11 | 11 |  |  |  |  | R-410A | 1.9667 | Residential & Commercial | USHP | Ducted CEE Tier 1
214572643 | Central HP <5.4 tons | COMFORTMAKER | HRCU-A-CB (Split System: Heat Pump with Remote Outdoor Unit-Air-Source) | CVH837GKA** |  |  | EA*4X42L21A*+WALLCON | *96CTN0802120B* | 31800 | 17.5 | 8.5 | 32800 | 24400 | 74.39% | 1.9 | 0 | 11 |  |  |  |  | R-410A | 2.65 | Residential & Commercial | USHP | Ducted CEE Tier 1
214572743 | Central HP <5.4 tons | COMFORTMAKER | HRCU-A-CB (Split System: Heat Pump with Remote Outdoor Unit-Air-Source) | CVH837GKA** |  |  | EA*4X43L21A*+WALLCON | *97CMN0602120B* | 32800 | 17 | 8.5 | 33000 | 25400 | 76.97% | 1.98 | 0 | 11 |  |  |  |  | R-410A | 2.7333 | Residential & Commercial | USHP | Ducted CEE Tier 1
214573043 | Central HP <5.4 tons | COMFORTMAKER | HRCU-A-CB (Split System: Heat Pump with Remote Outdoor Unit-Air-Source) | CVH837GKA** |  |  | EA*4X61L24A*+WALLCON | *97CMN0602120B* | 33000 | 18 | 8.5 | 32000 | 25000 | 78.12% | 1.98 | 0 | 11.5 |  |  |  |  | R-410A | 2.75 | Residential & Commercial | USHP | Ducted CEE Tier 1
210470392 | Central HP <5.4 tons | DAY & NIGHT | HRCU-A-CB (Split System: Heat Pump with Remote Outdoor Unit-Air-Source) | CVH837GKA2* |  |  | EA*4X61L21A*+WALLCON | *95CSU1002122A* | 33200 | 18 | 8.5 | 32000 | 24800 | 77.5% | 2 | 0 | 11.5 |  |  |  |  | R-410A | 2.7667 | Residential & Commercial | USHP | Ducted CEE Tier 1
210470601 | Central HP <5.4 tons | DAY & NIGHT | HRCU-A-CB (Split System: Heat Pump with Remote Outdoor Unit-Air-Source) | CVH837GKA2* |  |  | EA*4X61L24A*+WALLCON | *97CMN1002122A* | 33200 | 18 | 8.5 | 32000 | 24800 | 77.5% | 2 | 0 | 12 |  |  |  |  | R-410A | 2.7667 | Residential & Commercial | USHP | Ducted CEE Tier 1
213872275 | Central HP <5.4 tons | DAIKIN | HRCU-A-CB (Split System: Heat Pump with Remote Outdoor Unit-Air-Source) | DZ6VSA481EA* |  |  | CA*EA6030*4A* | D*96VC0804CNA* | 44000 | 17 | 8.5 | 44000 | 31000 | 70.45% | 2 | 0 | 10 |  |  |  |  | R-410A | 3.6667 | Residential & Commercial | USHP | Ducted CEE Tier 1
216738704 | Central HP <5.4 tons | HEIL | HRCU-A-CB (Split System: Heat Pump with Remote Outdoor Unit-Air-Source) | D5CUHAH24AAK |  |  | ESH5X36M12A* | *95MSU0601716A* | 22600 | 16 | 8.1 | 20800 | 18500 | 88.94% | 1.85 | 0 | 11 |  |  |  |  | R-454B | 1.8833 | Residential & Commercial | USHP | Ducted CEE Tier 1
216738638 | Central HP <5.4 tons | HEIL | HRCU-A-CB (Split System: Heat Pump with Remote Outdoor Unit-Air-Source) | D5CUHAH24AAK |  |  | ESH5X36M12A* | *96VSN0601412B* | 22600 | 16 | 8.1 | 20800 | 18500 | 88.94% | 1.85 | 0 | 11 |  |  |  |  | R-454B | 1.8833 | Residential & Commercial | USHP | Ducted CEE Tier 1
216734783 | Central HP <5.4 tons | COMFORTMAKER | HRCU-A-CB (Split System: Heat Pump with Remote Outdoor Unit-Air-Source) | D5CUHAH24AAK |  |  | EA*5X36M17A* | *96VTN0401410B* | 22200 | 15.5 | 8.1 | 20800 | 18800 | 90.38% | 1.85 | 0 | 10.5 |  |  |  |  | R-454B | 1.85 | Residential & Commercial | USHP | Ducted CEE Tier 1
216734794 | Central HP <5.4 tons | COMFORTMAKER | HRCU-A-CB (Split System: Heat Pump with Remote Outdoor Unit-Air-Source) | D5CUHAH24AAK |  |  | EA*5X36M17A* | *96VTN0401712B* | 22200 | 15.5 | 8.1 | 20800 | 18700 | 89.9% | 1.85 | 0 | 10.5 |  |  |  |  | R-454B | 1.85 | Residential & Commercial | USHP | Ducted CEE Tier 1
216735060 | Central HP <5.4 tons | COMFORTMAKER | HRCU-A-CB (Split System: Heat Pump with Remote Outdoor Unit-Air-Source) | D5CUHAH24AAK |  |  | EA*5X37M17A* | *80VTL0451412B* | 23000 | 16.5 | 8.5 | 20800 | 18500 | 88.94% | 1.96 | 0 | 11 |  |  |  |  | R-454B | 1.9167 | Residential & Commercial | USHP | Ducted CEE Tier 1
216735144 | Central HP <5.4 tons | COMFORTMAKER | HRCU-A-CB (Split System: Heat Pump with Remote Outdoor Unit-Air-Source) | D5CUHAH24AAK |  |  | EA*5X37M17A* | *92MSN0601714A* | 22800 | 16 | 8.5 | 20600 | 18400 | 89.32% | 1.96 | 0 | 11 |  |  |  |  | R-454B | 1.9 | Residential & Commercial | USHP | Ducted CEE Tier 1
214573813 | Central HP <5.4 tons | COMFORTMAKER | HRCU-A-CB (Split System: Heat Pump with Remote Outdoor Unit-Air-Source) | CVH837GKA2* |  |  | EA*4X42L24A*+WALLCON | *95CSU1002122B* | 31800 | 17.5 | 8.5 | 32800 | 24400 | 74.39% | 1.9 | 0 | 11 |  |  |  |  | R-410A | 2.65 | Residential & Commercial | USHP | Ducted CEE Tier 1
214574013 | Central HP <5.4 tons | COMFORTMAKER | HRCU-A-CB (Split System: Heat Pump with Remote Outdoor Unit-Air-Source) | CVH837GKA2* |  |  | EA*4X48L24A*+WALLCON | *97CMN0802120B* | 32400 | 17.5 | 8.5 | 32400 | 25000 | 77.16% | 1.98 | 0 | 11 |  |  |  |  | R-410A | 2.7 | Residential & Commercial | USHP | Ducted CEE Tier 1
214574413 | Central HP <5.4 tons | COMFORTMAKER | HRCU-A-CB (Split System: Heat Pump with Remote Outdoor Unit-Air-Source) | CVH837GKA2* |  |  | EHD4X60AAL+WALLCON | *95CSU1002122B* | 33000 | 18 | 8.5 | 32000 | 24800 | 77.5% | 2.02 | 0 | 11.5 |  |  |  |  | R-410A | 2.75 | Residential & Commercial | USHP | Ducted CEE Tier 1
214280309 | Central HP <5.4 tons | HEIL | HRCU-A-CB (Split System: Heat Pump with Remote Outdoor Unit-Air-Source) | DLCURAH36ABK |  |  | EA*4X48L21A* | *96MSN0601716A* | 35600 | 15.5 | 8.5 | 38000 | 34800 | 91.58% | 2.04 | 0 | 9.5 |  |  |  |  | R-410A | 2.9667 | Residential & Commercial | USHP
216735135 | Central HP <5.4 tons | COMFORTMAKER | HRCU-A-CB (Split System: Heat Pump with Remote Outdoor Unit-Air-Source) | D5CUHAH24AAK |  |  | EA*5X37M17A* | *92MSN0601412A* | 23000 | 15.5 | 8.5 | 20800 | 18500 | 88.94% | 1.98 | 0 | 11 |  |  |  |  | R-454B | 1.9167 | Residential & Commercial | USHP | Ducted CEE Tier 1
216735294 | Central HP <5.4 tons | COMFORTMAKER | HRCU-A-CB (Split System: Heat Pump with Remote Outdoor Unit-Air-Source) | D5CUHAH24AAK |  |  | EA*5X37M17A* | *96CTN0601714B* | 23000 | 16.5 | 8.5 | 20800 | 18500 | 88.94% | 1.96 | 0 | 11 |  |  |  |  | R-454B | 1.9167 | Residential & Commercial | USHP | Ducted CEE Tier 1
211230469 | Central HP <5.4 tons | DAY & NIGHT | HRCU-A-CB (Split System: Heat Pump with Remote Outdoor Unit-Air-Source) | DLCURAH36ABK |  |  | EN(A,D)4X48L24** | *80ES(N,L)1102420A* | 36000 | 16.5 | 8.1 | 38500 | 34800 | 90.39% | 2.02 | 0 | 10.5 |  |  |  |  | R-410A | 3 | Residential & Commercial | USHP | Ducted CEE Tier 1
215932146 | Central HP <5.4 tons | HEIL | HRCU-A-CB (Split System: Heat Pump with Remote Outdoor Unit-Air-Source) | H5H3V36*K*AAA* |  |  | EA*5X37M17A*+WALLCON | *96CTN0401410B* | 32200 | 17.5 | 9 | 34000 | 26200 | 77.06% | 1.96 | 0 | 10.5 |  |  |  |  | R-454B | 2.6833 | Residential & Commercial | USHP | Ducted CEE Tier 1
215932166 | Central HP <5.4 tons | HEIL | HRCU-A-CB (Split System: Heat Pump with Remote Outdoor Unit-Air-Source) | H5H3V36*K*AAA* |  |  | EA*5X37M21A*+WALLCON | *97CMN0601714B* | 33600 | 19.5 | 9.5 | 34200 | 26200 | 76.61% | 2.06 | 0 | 11 |  |  |  |  | R-454B | 2.8 | Residential & Commercial | USHP | Ducted CEE Tier 1
215932616 | Central HP <5.4 tons | HEIL | HRCU-A-CB (Split System: Heat Pump with Remote Outdoor Unit-Air-Source) | H5H3V36*K*AAA* |  |  | EA*5X60M24A*+WALLCON | *97CMN1002122B* | 34000 | 20.5 | 9.5 | 34000 | 25800 | 75.88% | 2.06 | 0 | 12 |  |  |  |  | R-454B | 2.8333 | Residential & Commercial | USHP | Ducted CEE Tier 1
216763977 | Central HP <5.4 tons | TRANE | HRCU-A-CB (Split System: Heat Pump with Remote Outdoor Unit-Air-Source) | 5TWR7048A1 |  |  | 5PX*D010AS3 | L8V1C100U5VSB | 43500 | 17.1 | 9 | 44000 | 32000 | 72.73% | 2.2 | 0 | 12.5 |  |  |  |  | R-454B | 3.625 | Residential & Commercial | USHP | Ducted CEE Tier 1
216763993 | Central HP <5.4 tons | TRANE | HRCU-A-CB (Split System: Heat Pump with Remote Outdoor Unit-Air-Source) | 5TWR7048A1 |  |  | 5TEM6D06AV41+TDR | 0 | 44500 | 17.1 | 9 | 44000 | 31800 | 72.27% | 2.2 | 0 | 12.5 |  |  |  |  | R-454B | 3.7083 | Residential & Commercial | USHP | Ducted CEE Tier 1
212977802 | Central HP <5.4 tons | CARRIER | HRCU-A-CB (Split System: Heat Pump with Remote Outdoor Unit-Air-Source) | 38MURAQ18AB3* |  |  | CNPV*2417AL* | 58S(B,C)*B045M14**12 | 17500 | 16.5 | 8.5 | 18400 | 19200 | 104.3% | 2.3 | 0 | 11 |  |  |  |  | R-410A | 1.4583 | Residential & Commercial | USHP | Ducted CEE Tier 1
211229973 | Central HP <5.4 tons | DAY & NIGHT | HRCU-A-CB (Split System: Heat Pump with Remote Outdoor Unit-Air-Source) | DLCURAH36ABK |  |  | EN(A,D,W)4X48L21** | *80ES(N,L)1102120A* | 36200 | 16.5 | 8.1 | 38500 | 34800 | 90.39% | 2.02 | 0 | 10.5 |  |  |  |  | R-410A | 3.0167 | Residential & Commercial | USHP | Ducted CEE Tier 1
211230043 | Central HP <5.4 tons | DAY & NIGHT | HRCU-A-CB (Split System: Heat Pump with Remote Outdoor Unit-Air-Source) | DLCURAH36ABK |  |  | EN(A,D,W)4X48L21** | *80ESU0802120A | 37400 | 15.5 | 8.5 | 39500 | 35000 | 88.61% | 2.1 | 0 | 10.5 |  |  |  |  | R-410A | 3.1167 | Residential & Commercial | USHP | Ducted CEE Tier 1
216581427 | Central HP <5.4 tons | BRYANT HEATING AND COOLING SYSTEMS | HRCU-A-CB (Split System: Heat Pump with Remote Outdoor Unit-Air-Source) | 284ANV036*0**B* |  |  | CAP**6121AL*+UI | 987TA60080C21*** | 34400 | 19.5 | 9 | 34400 | 25000 | 72.67% | 1.8 | 0 | 11.7 |  |  |  |  | R-410A | 2.8667 | Residential & Commercial | USHP | Ducted CEE Tier 1
216734715 | Central HP <5.4 tons | COMFORTMAKER | HRCU-A-CB (Split System: Heat Pump with Remote Outdoor Unit-Air-Source) | D5CUHAH24AAK |  |  | EA*5X36M17A* | *96VSN0601716B* | 22400 | 16 | 8.5 | 20800 | 18700 | 89.9% | 1.96 | 0 | 10.5 |  |  |  |  | R-454B | 1.8667 | Residential & Commercial | USHP | Ducted CEE Tier 1
216734814 | Central HP <5.4 tons | COMFORTMAKER | HRCU-A-CB (Split System: Heat Pump with Remote Outdoor Unit-Air-Source) | D5CUHAH24AAK |  |  | EA*5X36M17A* | *96VTN0601716B* | 22400 | 16 | 8.5 | 20800 | 18700 | 89.9% | 1.96 | 0 | 10.5 |  |  |  |  | R-454B | 1.8667 | Residential & Commercial | USHP | Ducted CEE Tier 1
216735366 | Central HP <5.4 tons | COMFORTMAKER | HRCU-A-CB (Split System: Heat Pump with Remote Outdoor Unit-Air-Source) | D5CUHAH24AAK |  |  | EA*5X37M17A* | *97VTN0601716A* | 22800 | 16 | 8.5 | 20600 | 18400 | 89.32% | 1.96 | 0 | 11 |  |  |  |  | R-454B | 1.9 | Residential & Commercial | USHP | Ducted CEE Tier 1
216735483 | Central HP <5.4 tons | COMFORTMAKER | HRCU-A-CB (Split System: Heat Pump with Remote Outdoor Unit-Air-Source) | D5CUHAH24AAK |  |  | EA*5X37M21A* | *80MS(N,L)0702116A* | 23200 | 16 | 8.5 | 20600 | 18400 | 89.32% | 1.98 | 0 | 11 |  |  |  |  | R-454B | 1.9333 | Residential & Commercial | USHP | Ducted CEE Tier 1
215935423 | Central HP <5.4 tons | TEMPSTAR | HRCU-A-CB (Split System: Heat Pump with Remote Outdoor Unit-Air-Source) | T5H3V36*K*AAA* |  |  | EVM5X60M24A*+WALLCON | *97CMN1002122B* | 35600 | 22 | 8.5 | 38000 | 28400 | 74.74% | 2.04 | 0 | 12.5 |  |  |  |  | R-454B | 2.9667 | Residential & Commercial | USHP | Ducted CEE Tier 1
215935523 | Central HP <5.4 tons | TEMPSTAR | HRCU-A-CB (Split System: Heat Pump with Remote Outdoor Unit-Air-Source) | T5H3V36*K*AAA* |  |  | EVD5X25M17A*+WALLCON | *96CTN0601714B* | 34000 | 20 | 8.1 | 38000 | 27200 | 71.58% | 2 | 0 | 11 |  |  |  |  | R-454B | 2.8333 | Residential & Commercial | USHP | Ducted CEE Tier 1
215935573 | Central HP <5.4 tons | TEMPSTAR | HRCU-A-CB (Split System: Heat Pump with Remote Outdoor Unit-Air-Source) | T5H3V36*K*AAA* |  |  | EVD5X36M17A*+WALLCON | *97CMN0601714B* | 34000 | 20 | 8.1 | 38000 | 27200 | 71.58% | 2 | 0 | 11 |  |  |  |  | R-454B | 2.8333 | Residential & Commercial | USHP | Ducted CEE Tier 1
215935723 | Central HP <5.4 tons | TEMPSTAR | HRCU-A-CB (Split System: Heat Pump with Remote Outdoor Unit-Air-Source) | T5H3V36*K*AAA* |  |  | EVD5X36M21A*+WALLCON | *97CMN0602120B* | 34200 | 20.5 | 8.5 | 39000 | 28600 | 73.33% | 2.04 | 0 | 11.5 |  |  |  |  | R-454B | 2.85 | Residential & Commercial | USHP | Ducted CEE Tier 1
215936043 | Central HP <5.4 tons | TEMPSTAR | HRCU-A-CB (Split System: Heat Pump with Remote Outdoor Unit-Air-Source) | T5H3V36*K*AAA* |  |  | EVD5X42M21A*+WALLCON | *95CSU0601716B* | 34200 | 20.5 | 8.5 | 39000 | 28600 | 73.33% | 2.04 | 0 | 11.5 |  |  |  |  | R-454B | 2.85 | Residential & Commercial | USHP | Ducted CEE Tier 1
215936143 | Central HP <5.4 tons | TEMPSTAR | HRCU-A-CB (Split System: Heat Pump with Remote Outdoor Unit-Air-Source) | T5H3V36*K*AAA* |  |  | EVD5X42M21A*+WALLCON | *96CTN1002122B* | 34400 | 21 | 8.5 | 38500 | 28000 | 72.73% | 2.06 | 0 | 12 |  |  |  |  | R-454B | 2.8667 | Residential & Commercial | USHP | Ducted CEE Tier 1
215936243 | Central HP <5.4 tons | TEMPSTAR | HRCU-A-CB (Split System: Heat Pump with Remote Outdoor Unit-Air-Source) | T5H3V36*K*AAA* |  |  | EVD5X42M24A*+WALLCON | *97CMN1002122B* | 35600 | 22 | 8.5 | 38000 | 28400 | 74.74% | 2.04 | 0 | 12.5 |  |  |  |  | R-454B | 2.9667 | Residential & Commercial | USHP | Ducted CEE Tier 1
215935973 | Central HP <5.4 tons | TEMPSTAR | HRCU-A-CB (Split System: Heat Pump with Remote Outdoor Unit-Air-Source) | T5H3V36*K*AAA* |  |  | EVD5X42M21A*+WALLCON | *80CSU1002120A* | 34400 | 20.5 | 8.5 | 38500 | 28200 | 73.25% | 2.04 | 0 | 11.7 |  |  |  |  | R-454B | 2.8667 | Residential & Commercial | USHP | Ducted CEE Tier 1
215433991 | Central HP <5.4 tons | DAIKIN | HRCU-A-CB (Split System: Heat Pump with Remote Outdoor Unit-Air-Source) | DH7VSA2410A* |  |  | CA*EA3626*3A* | D*96SC0603BUA* | 23200 | 19 | 8.6 | 23200 | 17000 | 73.28% | 2 | 0 | 11 |  |  |  |  | R-32 | 1.9333 | Residential & Commercial | USHP | Ducted CEE Tier 1
211226309 | Central HP <5.4 tons | DAY & NIGHT | HRCU-A-CB (Split System: Heat Pump with Remote Outdoor Unit-Air-Source) | DLCURAH36ABK |  |  | EA*4X36L21A* | *80ESU1002120A* | 35200 | 16 | 8.1 | 38500 | 35200 | 91.43% | 1.82 | 0 | 9.5 |  |  |  |  | R-410A | 2.9333 | Residential & Commercial | USHP
216735409 | Central HP <5.4 tons | COMFORTMAKER | HRCU-A-CB (Split System: Heat Pump with Remote Outdoor Unit-Air-Source) | D5CUHAH24AAK |  |  | EA*5X37M17A* | OMV112K14A | 23400 | 15.5 | 8.5 | 21400 | 18900 | 88.32% | 1.96 | 0 | 10.5 |  |  |  |  | R-454B | 1.95 | Residential & Commercial | USHP | Ducted CEE Tier 1
215936183 | Central HP <5.4 tons | TEMPSTAR | HRCU-A-CB (Split System: Heat Pump with Remote Outdoor Unit-Air-Source) | T5H3V36*K*AAA* |  |  | EVD5X42M24A*+WALLCON | *80CTL1102120B* | 35600 | 22 | 8.5 | 38500 | 28400 | 73.77% | 2.04 | 0 | 12.5 |  |  |  |  | R-454B | 2.9667 | Residential & Commercial | USHP | Ducted CEE Tier 1
215936403 | Central HP <5.4 tons | TEMPSTAR | HRCU-A-CB (Split System: Heat Pump with Remote Outdoor Unit-Air-Source) | T5H3V36*K*AAA* |  |  | EVD5X48M24A*+WALLCON | *97CMN1202422B* | 35000 | 21.5 | 8.5 | 38500 | 28400 | 73.77% | 2.04 | 0 | 12 |  |  |  |  | R-454B | 2.9167 | Residential & Commercial | USHP | Ducted CEE Tier 1
215936453 | Central HP <5.4 tons | TEMPSTAR | HRCU-A-CB (Split System: Heat Pump with Remote Outdoor Unit-Air-Source) | T5H3V36*K*AAA* |  |  | EVD5X49M24A*+WALLCON | *80CTL0902120B* | 35600 | 22 | 8.5 | 38000 | 28400 | 74.74% | 2.04 | 0 | 12.5 |  |  |  |  | R-454B | 2.9667 | Residential & Commercial | USHP | Ducted CEE Tier 1
215936903 | Central HP <5.4 tons | TEMPSTAR | HRCU-A-CB (Split System: Heat Pump with Remote Outdoor Unit-Air-Source) | T5H3V36*K*AAA* |  |  | EVD5X61M21A*+WALLCON | *97CMN0602120B* | 35600 | 21.5 | 8.5 | 38000 | 28600 | 75.26% | 1.98 | 0 | 12 |  |  |  |  | R-454B | 2.9667 | Residential & Commercial | USHP | Ducted CEE Tier 1
216735473 | Central HP <5.4 tons | COMFORTMAKER | HRCU-A-CB (Split System: Heat Pump with Remote Outdoor Unit-Air-Source) | D5CUHAH24AAK |  |  | EA*5X37M21A* | *80MS(N,L)0701716A* | 23000 | 16.5 | 8.5 | 20600 | 18400 | 89.32% | 1.98 | 0 | 11 |  |  |  |  | R-454B | 1.9167 | Residential & Commercial | USHP | Ducted CEE Tier 1
216735793 | Central HP <5.4 tons | COMFORTMAKER | HRCU-A-CB (Split System: Heat Pump with Remote Outdoor Unit-Air-Source) | D5CUHAH24AAK |  |  | EA*5X37M21A* | *92MSN1002120A* | 23000 | 16.5 | 8.5 | 20600 | 18400 | 89.32% | 1.98 | 0 | 11 |  |  |  |  | R-454B | 1.9167 | Residential & Commercial | USHP | Ducted CEE Tier 1
211229088 | Central HP <5.4 tons | DAY & NIGHT | HRCU-A-CB (Split System: Heat Pump with Remote Outdoor Unit-Air-Source) | DLCURAH36ABK |  |  | EA*4X48L21A* | *96VSN0801716A* | 35600 | 16 | 8.1 | 38500 | 34600 | 89.87% | 2.04 | 0 | 10 |  |  |  |  | R-410A | 2.9667 | Residential & Commercial | USHP | Ducted CEE Tier 1
211229138 | Central HP <5.4 tons | DAY & NIGHT | HRCU-A-CB (Split System: Heat Pump with Remote Outdoor Unit-Air-Source) | DLCURAH36ABK |  |  | EA*4X48L21A* | *95ESU1002120A* | 36200 | 16 | 8.5 | 38500 | 34600 | 89.87% | 2.06 | 0 | 10 |  |  |  |  | R-410A | 3.0167 | Residential & Commercial | USHP | Ducted CEE Tier 1
215935483 | Central HP <5.4 tons | TEMPSTAR | HRCU-A-CB (Split System: Heat Pump with Remote Outdoor Unit-Air-Source) | T5H3V36*K*AAA* |  |  | EVM5X61M24A*+WALLCON | *80CTL1352422B* | 36000 | 22.5 | 8.5 | 37600 | 28200 | 75% | 2.04 | 0 | 12.5 |  |  |  |  | R-454B | 3 | Residential & Commercial | USHP | Ducted CEE Tier 1
215936653 | Central HP <5.4 tons | TEMPSTAR | HRCU-A-CB (Split System: Heat Pump with Remote Outdoor Unit-Air-Source) | T5H3V36*K*AAA* |  |  | EVD5X60M21A*+WALLCON | *95CSU0601716B* | 35400 | 21.5 | 8.5 | 38500 | 29000 | 75.32% | 2.02 | 0 | 12 |  |  |  |  | R-454B | 2.95 | Residential & Commercial | USHP | Ducted CEE Tier 1
215936753 | Central HP <5.4 tons | TEMPSTAR | HRCU-A-CB (Split System: Heat Pump with Remote Outdoor Unit-Air-Source) | T5H3V36*K*AAA* |  |  | EVD5X60M24A*+WALLCON | *80CTL0702120B* | 35400 | 21.5 | 8.5 | 38000 | 28600 | 75.26% | 2.04 | 0 | 12 |  |  |  |  | R-454B | 2.95 | Residential & Commercial | USHP | Ducted CEE Tier 1
215936803 | Central HP <5.4 tons | TEMPSTAR | HRCU-A-CB (Split System: Heat Pump with Remote Outdoor Unit-Air-Source) | T5H3V36*K*AAA* |  |  | EVD5X60M24A*+WALLCON | *95CSU1002122B* | 35600 | 22 | 8.5 | 38000 | 28400 | 74.74% | 2.06 | 0 | 12.5 |  |  |  |  | R-454B | 2.9667 | Residential & Commercial | USHP | Ducted CEE Tier 1
215936853 | Central HP <5.4 tons | TEMPSTAR | HRCU-A-CB (Split System: Heat Pump with Remote Outdoor Unit-Air-Source) | T5H3V36*K*AAA* |  |  | EVD5X60M24A*+WALLCON | *96CTN1002122B* | 35600 | 22 | 8.5 | 38000 | 28400 | 74.74% | 2.04 | 0 | 12.5 |  |  |  |  | R-454B | 2.9667 | Residential & Commercial | USHP | Ducted CEE Tier 1
216764089 | Central HP <5.4 tons | TRANE | HRCU-A-C (Split System: Heat Pump with Remote Outdoor Unit with No Indoor Fan --Air Source) | 5TWR7060A1 |  |  | 5TXCD008AS3 | 0 | 51000 | 15.2 | 9 | 52000 | 39500 | 75.96% | 2.1 | 0 | 10 |  |  |  |  | R-454B | 4.25 | Residential & Commercial | USHP | Ducted CEE Tier 1
215936373 | Central HP <5.4 tons | TEMPSTAR | HRCU-A-CB (Split System: Heat Pump with Remote Outdoor Unit-Air-Source) | T5H3V36*K*AAA* |  |  | EVD5X48M24A*+WALLCON | *97CMN0602120B* | 34800 | 21 | 8.5 | 38500 | 28800 | 74.81% | 2.02 | 0 | 11.7 |  |  |  |  | R-454B | 2.9 | Residential & Commercial | USHP | Ducted CEE Tier 1
215936823 | Central HP <5.4 tons | TEMPSTAR | HRCU-A-CB (Split System: Heat Pump with Remote Outdoor Unit-Air-Source) | T5H3V36*K*AAA* |  |  | EVD5X60M24A*+WALLCON | *97CMN0802120B* | 35400 | 21.5 | 8.5 | 38000 | 28400 | 74.74% | 2.04 | 0 | 12.5 |  |  |  |  | R-454B | 2.95 | Residential & Commercial | USHP | Ducted CEE Tier 1
213815091 | Central HP <5.4 tons | DAIKIN | HRCU-A-CB (Split System: Heat Pump with Remote Outdoor Unit-Air-Source) | DZ6VSA1810A* |  |  | CA*EA2422*4A*+MBVK16CP1X00A* | 0 | 16600 | 17.5 | 8.5 | 17400 | 13000 | 74.71% | 2.1 | 0 | 10.9 |  |  |  |  | R-410A | 1.3833 | Residential & Commercial | USHP | Ducted CEE Tier 1
216581439 | Central HP <5.4 tons | BRYANT HEATING AND COOLING SYSTEMS | HRCU-A-CB (Split System: Heat Pump with Remote Outdoor Unit-Air-Source) | 284ANV048*0**B* |  |  | CAP**4821AL*+UI | 987TA60080C21*** | 43000 | 20.5 | 9 | 46500 | 36200 | 77.85% | 2 | 0 | 10.5 |  |  |  |  | R-410A | 3.5833 | Residential & Commercial | USHP | Ducted CEE Tier 1
215935403 | Central HP <5.4 tons | TEMPSTAR | HRCU-A-CB (Split System: Heat Pump with Remote Outdoor Unit-Air-Source) | T5H3V36*K*AAA* |  |  | EVM5X60M24A*+WALLCON | *97CMN0602120B* | 35200 | 21 | 8.5 | 38500 | 28800 | 74.81% | 2.02 | 0 | 12 |  |  |  |  | R-454B | 2.9333 | Residential & Commercial | USHP | Ducted CEE Tier 1
215935453 | Central HP <5.4 tons | TEMPSTAR | HRCU-A-CB (Split System: Heat Pump with Remote Outdoor Unit-Air-Source) | T5H3V36*K*AAA* |  |  | EVM5X60M24A*+WALLCON | *96CTN1202422B* | 35600 | 22 | 8.5 | 38000 | 28400 | 74.74% | 2.04 | 0 | 12.5 |  |  |  |  | R-454B | 2.9667 | Residential & Commercial | USHP | Ducted CEE Tier 1
215935853 | Central HP <5.4 tons | TEMPSTAR | HRCU-A-CB (Split System: Heat Pump with Remote Outdoor Unit-Air-Source) | T5H3V36*K*AAA* |  |  | EVD5X38M17A*+WALLCON | *80CTL0701716B* | 35400 | 21.5 | 8.5 | 38500 | 29000 | 75.32% | 2.02 | 0 | 12 |  |  |  |  | R-454B | 2.95 | Residential & Commercial | USHP | Ducted CEE Tier 1
215936003 | Central HP <5.4 tons | TEMPSTAR | HRCU-A-CB (Split System: Heat Pump with Remote Outdoor Unit-Air-Source) | T5H3V36*K*AAA* |  |  | EVD5X42M21A*+WALLCON | *80CTL0702120B* | 34400 | 21 | 8.5 | 38500 | 28200 | 73.25% | 2.04 | 0 | 11.7 |  |  |  |  | R-454B | 2.8667 | Residential & Commercial | USHP | Ducted CEE Tier 1
215936253 | Central HP <5.4 tons | TEMPSTAR | HRCU-A-CB (Split System: Heat Pump with Remote Outdoor Unit-Air-Source) | T5H3V36*K*AAA* |  |  | EVD5X42M24A*+WALLCON | *97CMN1202422B* | 35400 | 22 | 8.5 | 38000 | 28400 | 74.74% | 2.04 | 0 | 12.5 |  |  |  |  | R-454B | 2.95 | Residential & Commercial | USHP | Ducted CEE Tier 1
215936473 | Central HP <5.4 tons | TEMPSTAR | HRCU-A-CB (Split System: Heat Pump with Remote Outdoor Unit-Air-Source) | T5H3V36*K*AAA* |  |  | EVD5X49M24A*+WALLCON | *80CTL1352422B* | 35600 | 22 | 8.5 | 38000 | 28400 | 74.74% | 2.04 | 0 | 12.5 |  |  |  |  | R-454B | 2.9667 | Residential & Commercial | USHP | Ducted CEE Tier 1
215936773 | Central HP <5.4 tons | TEMPSTAR | HRCU-A-CB (Split System: Heat Pump with Remote Outdoor Unit-Air-Source) | T5H3V36*K*AAA* |  |  | EVD5X60M24A*+WALLCON | *80CTL1102120B* | 35600 | 22 | 8.5 | 38000 | 28400 | 74.74% | 2.04 | 0 | 12.5 |  |  |  |  | R-454B | 2.9667 | Residential & Commercial | USHP | Ducted CEE Tier 1
215936873 | Central HP <5.4 tons | TEMPSTAR | HRCU-A-CB (Split System: Heat Pump with Remote Outdoor Unit-Air-Source) | T5H3V36*K*AAA* |  |  | EVD5X61M21A*+WALLCON | *80CTL0451712B* | 35400 | 21 | 8.5 | 38500 | 29000 | 75.32% | 2.02 | 0 | 11.7 |  |  |  |  | R-454B | 2.95 | Residential & Commercial | USHP | Ducted CEE Tier 1
215935433 | Central HP <5.4 tons | TEMPSTAR | HRCU-A-CB (Split System: Heat Pump with Remote Outdoor Unit-Air-Source) | T5H3V36*K*AAA* |  |  | EVM5X60M24A*+WALLCON | *97CMN1202422B* | 35400 | 22 | 8.5 | 38000 | 28400 | 74.74% | 2.04 | 0 | 12.5 |  |  |  |  | R-454B | 2.95 | Residential & Commercial | USHP | Ducted CEE Tier 1
215935633 | Central HP <5.4 tons | TEMPSTAR | HRCU-A-CB (Split System: Heat Pump with Remote Outdoor Unit-Air-Source) | T5H3V36*K*AAA* |  |  | EVD5X36M21A*+WALLCON | *80CTL0701716B* | 34200 | 20.5 | 8.5 | 39000 | 28400 | 72.82% | 2.02 | 0 | 11.5 |  |  |  |  | R-454B | 2.85 | Residential & Commercial | USHP | Ducted CEE Tier 1
215935683 | Central HP <5.4 tons | TEMPSTAR | HRCU-A-CB (Split System: Heat Pump with Remote Outdoor Unit-Air-Source) | T5H3V36*K*AAA* |  |  | EVD5X36M21A*+WALLCON | *95CSU0601716B* | 34200 | 20.5 | 8.5 | 39000 | 28600 | 73.33% | 2.04 | 0 | 11.5 |  |  |  |  | R-454B | 2.85 | Residential & Commercial | USHP | Ducted CEE Tier 1
215935833 | Central HP <5.4 tons | TEMPSTAR | HRCU-A-CB (Split System: Heat Pump with Remote Outdoor Unit-Air-Source) | T5H3V36*K*AAA* |  |  | EVD5X38M17A*+WALLCON | *80CTL0451712B* | 35000 | 21 | 8.5 | 39000 | 29600 | 75.9% | 2 | 0 | 11.5 |  |  |  |  | R-454B | 2.9167 | Residential & Commercial | USHP | Ducted CEE Tier 1
215936133 | Central HP <5.4 tons | TEMPSTAR | HRCU-A-CB (Split System: Heat Pump with Remote Outdoor Unit-Air-Source) | T5H3V36*K*AAA* |  |  | EVD5X42M21A*+WALLCON | *96CTN0801714B* | 34200 | 20.5 | 8.5 | 39000 | 28400 | 72.82% | 2.02 | 0 | 11.5 |  |  |  |  | R-454B | 2.85 | Residential & Commercial | USHP | Ducted CEE Tier 1
215936233 | Central HP <5.4 tons | TEMPSTAR | HRCU-A-CB (Split System: Heat Pump with Remote Outdoor Unit-Air-Source) | T5H3V36*K*AAA* |  |  | EVD5X42M24A*+WALLCON | *97CMN0802120B* | 35400 | 21.5 | 8.5 | 38000 | 28400 | 74.74% | 2.04 | 0 | 12 |  |  |  |  | R-454B | 2.95 | Residential & Commercial | USHP | Ducted CEE Tier 1
215936383 | Central HP <5.4 tons | TEMPSTAR | HRCU-A-CB (Split System: Heat Pump with Remote Outdoor Unit-Air-Source) | T5H3V36*K*AAA* |  |  | EVD5X48M24A*+WALLCON | *97CMN0802120B* | 35000 | 21 | 8.5 | 38500 | 28400 | 73.77% | 2.04 | 0 | 12 |  |  |  |  | R-454B | 2.9167 | Residential & Commercial | USHP | Ducted CEE Tier 1
215936503 | Central HP <5.4 tons | TEMPSTAR | HRCU-A-CB (Split System: Heat Pump with Remote Outdoor Unit-Air-Source) | T5H3V36*K*AAA* |  |  | EVD5X49M24A*+WALLCON | *97CMN0602120B* | 35200 | 21 | 8.5 | 38500 | 28800 | 74.81% | 2.02 | 0 | 12 |  |  |  |  | R-454B | 2.9333 | Residential & Commercial | USHP | Ducted CEE Tier 1
215936533 | Central HP <5.4 tons | TEMPSTAR | HRCU-A-CB (Split System: Heat Pump with Remote Outdoor Unit-Air-Source) | T5H3V36*K*AAA* |  |  | EVD5X49M24A*+WALLCON | *97CMN1202422B* | 35400 | 22 | 8.5 | 38000 | 28400 | 74.74% | 2.04 | 0 | 12.5 |  |  |  |  | R-454B | 2.95 | Residential & Commercial | USHP | Ducted CEE Tier 1
215936603 | Central HP <5.4 tons | TEMPSTAR | HRCU-A-CB (Split System: Heat Pump with Remote Outdoor Unit-Air-Source) | T5H3V36*K*AAA* |  |  | EVD5X60M21A*+WALLCON | *80CTL0701716B* | 35400 | 21.5 | 8.5 | 38000 | 28800 | 75.79% | 2.02 | 0 | 12 |  |  |  |  | R-454B | 2.95 | Residential & Commercial | USHP | Ducted CEE Tier 1
215936953 | Central HP <5.4 tons | TEMPSTAR | HRCU-A-CB (Split System: Heat Pump with Remote Outdoor Unit-Air-Source) | T5H3V36*K*AAA* |  |  | EVD5X61M24A*+WALLCON | *95CSU1002122B* | 36000 | 22.5 | 8.5 | 37600 | 28200 | 75% | 2.06 | 0 | 12.5 |  |  |  |  | R-454B | 3 | Residential & Commercial | USHP | Ducted CEE Tier 1
216734213 | Central HP <5.4 tons | COMFORTMAKER | HRCU-A-CB (Split System: Heat Pump with Remote Outdoor Unit-Air-Source) | D5CUHAH24AAK |  |  | EA*5X30M17A* | *96CTN0401410B* | 22000 | 15.2 | 8.1 | 21000 | 18900 | 90% | 1.85 | 0 | 10.5 |  |  |  |  | R-454B | 1.8333 | Residential & Commercial | USHP | Ducted CEE Tier 1
216764111 | Central HP <5.4 tons | TRANE | HRCU-A-CB (Split System: Heat Pump with Remote Outdoor Unit-Air-Source) | 5TWX7024A1 |  |  | 5PX*B004AS3 | L8V1B080U4VSB | 23200 | 17.5 | 9 | 21800 | 17300 | 79.36% | 2 | 0 | 12 |  |  |  |  | R-454B | 1.9333 | Residential & Commercial | USHP | Ducted CEE Tier 1
216764112 | Central HP <5.4 tons | TRANE | HRCU-A-CB (Split System: Heat Pump with Remote Outdoor Unit-Air-Source) | 5TWX7024A1 |  |  | 5PX*B004AS3 | L9X1A050U3VSA | 22800 | 17.1 | 8.7 | 22000 | 17600 | 80% | 1.9 | 0 | 11.7 |  |  |  |  | R-454B | 1.9 | Residential & Commercial | USHP | Ducted CEE Tier 1
216764126 | Central HP <5.4 tons | TRANE | HRCU-A-CB (Split System: Heat Pump with Remote Outdoor Unit-Air-Source) | 5TWX7024A1 |  |  | 5PX*B004AS3 | *DHMB080CCV3 | 21600 | 16 | 8.5 | 21200 | 16800 | 79.25% | 1.9 | 0 | 11.5 |  |  |  |  | R-454B | 1.8 | Residential & Commercial | USHP | Ducted CEE Tier 1
216764129 | Central HP <5.4 tons | TRANE | HRCU-A-CB (Split System: Heat Pump with Remote Outdoor Unit-Air-Source) | 5TWX7024A1 |  |  | 5PX*B004AS3 | S9V2B060D3VSB | 21800 | 16.5 | 8.7 | 21400 | 17000 | 79.44% | 1.9 | 0 | 11.5 |  |  |  |  | R-454B | 1.8167 | Residential & Commercial | USHP | Ducted CEE Tier 1
216764160 | Central HP <5.4 tons | TRANE | HRCU-A-CB (Split System: Heat Pump with Remote Outdoor Unit-Air-Source) | 5TWX7024A1 |  |  | 5PX*BD06AS3 | S9V2B080D4VSB | 23800 | 18 | 8.7 | 22200 | 17400 | 78.38% | 1.9 | 0 | 12.7 |  |  |  |  | R-454B | 1.9833 | Residential & Commercial | USHP | Ducted CEE Tier 1
216440106 | Central HP <5.4 tons | TRANE | HRCU-A-CB (Split System: Heat Pump with Remote Outdoor Unit-Air-Source) | 5TWV0X36A1 |  |  | 5PX*CD09AS3 | S9V2C100D5PSC+LRP | 34800 | 20 | 9.4 | 32400 | 23800 | 73.46% | 2.1 | 0 | 12.7 |  |  |  |  | R-454B | 2.9 | Residential & Commercial | USHP | Ducted CEE Tier 1
212985874 | Central HP <5.4 tons | BRYANT HEATING AND COOLING SYSTEMS | HRCU-A-CB (Split System: Heat Pump with Remote Outdoor Unit-Air-Source) | 38MURAQ18AB3* |  |  | CAP**1917AL* | 916SA30026M14*** | 17800 | 16.5 | 8.1 | 17800 | 17900 | 100.6% | 2.16 | 0 | 10.5 |  |  |  |  | R-410A | 1.4833 | Residential & Commercial | USHP | Ducted CEE Tier 1
212985924 | Central HP <5.4 tons | BRYANT HEATING AND COOLING SYSTEMS | HRCU-A-CB (Split System: Heat Pump with Remote Outdoor Unit-Air-Source) | 38MURAQ18AB3* |  |  | CAP**3017AL* | 916SA30026M14*** | 17500 | 16 | 8.5 | 18100 | 18800 | 103.9% | 2.26 | 0 | 10.5 |  |  |  |  | R-410A | 1.4583 | Residential & Commercial | USHP | Ducted CEE Tier 1
216448746 | Central HP <5.4 tons | TRANE | HRCU-A-CB (Split System: Heat Pump with Remote Outdoor Unit-Air-Source) | 5TWV0X36A1 |  |  | 5TXCB004AS3+P0V0B000M40SD+LRP | 0 | 33200 | 18.6 | 9 | 31800 | 23800 | 74.84% | 2.1 | 0 | 12 |  |  |  |  | R-454B | 2.7667 | Residential & Commercial | USHP | Ducted CEE Tier 1
212986978 | Central HP <5.4 tons | BRYANT HEATING AND COOLING SYSTEMS | HRCU-A-CB (Split System: Heat Pump with Remote Outdoor Unit-Air-Source) | 38MURAQ18AB3* |  |  | CAP**1917AL* | 916SA36060M14*** | 17800 | 16.5 | 8.1 | 17800 | 17900 | 100.6% | 2.16 | 0 | 10.5 |  |  |  |  | R-410A | 1.4833 | Residential & Commercial | USHP | Ducted CEE Tier 1
215936303 | Central HP <5.4 tons | TEMPSTAR | HRCU-A-CB (Split System: Heat Pump with Remote Outdoor Unit-Air-Source) | T5H3V36*K*AAA* |  |  | EVD5X48M24A*+WALLCON | *80CSU1002120A* | 35000 | 21.5 | 8.5 | 38500 | 28400 | 73.77% | 2.04 | 0 | 12 |  |  |  |  | R-454B | 2.9167 | Residential & Commercial | USHP | Ducted CEE Tier 1
215936433 | Central HP <5.4 tons | TEMPSTAR | HRCU-A-CB (Split System: Heat Pump with Remote Outdoor Unit-Air-Source) | T5H3V36*K*AAA* |  |  | EVD5X49M24A*+WALLCON | *80CSU1002120A* | 35400 | 21.5 | 8.5 | 38500 | 28600 | 74.29% | 2.04 | 0 | 12 |  |  |  |  | R-454B | 2.95 | Residential & Commercial | USHP | Ducted CEE Tier 1
215936583 | Central HP <5.4 tons | TEMPSTAR | HRCU-A-CB (Split System: Heat Pump with Remote Outdoor Unit-Air-Source) | T5H3V36*K*AAA* |  |  | EVD5X60M21A*+WALLCON | *80CSU1002120A* | 35600 | 21.5 | 8.5 | 38000 | 28600 | 75.26% | 2.02 | 0 | 12 |  |  |  |  | R-454B | 2.9667 | Residential & Commercial | USHP | Ducted CEE Tier 1
211240433 | Central HP <5.4 tons | DAY & NIGHT | HRCU-A-CB (Split System: Heat Pump with Remote Outdoor Unit-Air-Source) | DLCURAH24ABK |  |  | EA*4X24L17A* | *95ESU0401712A* | 23400 | 16.5 | 8.5 | 26400 | 25200 | 95.45% | 2.1 | 0 | 10 |  |  |  |  | R-410A | 1.95 | Residential & Commercial | USHP | Ducted CEE Tier 1
211240547 | Central HP <5.4 tons | DAY & NIGHT | HRCU-A-CB (Split System: Heat Pump with Remote Outdoor Unit-Air-Source) | DLCURAH24ABK |  |  | EA*4X24L17A* | *80VTL0701716A* | 23800 | 16.5 | 8.5 | 26800 | 24000 | 89.55% | 2 | 0 | 10 |  |  |  |  | R-410A | 1.9833 | Residential & Commercial | USHP | Ducted CEE Tier 1
212383159 | Central HP <5.4 tons | DAY & NIGHT | HRCU-A-CB (Split System: Heat Pump with Remote Outdoor Unit-Air-Source) | DLCURAH36ABK |  |  | EA*4X36L21A* | *95ESU1002122A* | 36200 | 15.2 | 8.1 | 40000 | 35400 | 88.5% | 1.86 | 0 | 9.5 |  |  |  |  | R-410A | 3.0167 | Residential & Commercial | USHP
215935393 | Central HP <5.4 tons | TEMPSTAR | HRCU-A-CB (Split System: Heat Pump with Remote Outdoor Unit-Air-Source) | T5H3V36*K*AAA* |  |  | EVM5X60M24A*+WALLCON | *95CSU1002122B* | 35600 | 22 | 8.5 | 38000 | 28400 | 74.74% | 2.06 | 0 | 12.5 |  |  |  |  | R-454B | 2.9667 | Residential & Commercial | USHP | Ducted CEE Tier 1
215935413 | Central HP <5.4 tons | TEMPSTAR | HRCU-A-CB (Split System: Heat Pump with Remote Outdoor Unit-Air-Source) | T5H3V36*K*AAA* |  |  | EVM5X60M24A*+WALLCON | *97CMN0802120B* | 35400 | 21.5 | 8.5 | 38000 | 28400 | 74.74% | 2.04 | 0 | 12.5 |  |  |  |  | R-454B | 2.95 | Residential & Commercial | USHP | Ducted CEE Tier 1
215935643 | Central HP <5.4 tons | TEMPSTAR | HRCU-A-CB (Split System: Heat Pump with Remote Outdoor Unit-Air-Source) | T5H3V36*K*AAA* |  |  | EVD5X36M21A*+WALLCON | *80CTL0702120B* | 34400 | 21 | 8.5 | 38500 | 28200 | 73.25% | 2.04 | 0 | 11.7 |  |  |  |  | R-454B | 2.8667 | Residential & Commercial | USHP | Ducted CEE Tier 1
215935713 | Central HP <5.4 tons | TEMPSTAR | HRCU-A-CB (Split System: Heat Pump with Remote Outdoor Unit-Air-Source) | T5H3V36*K*AAA* |  |  | EVD5X36M21A*+WALLCON | *97CMN0601714B* | 34000 | 20 | 8.1 | 38000 | 27000 | 71.05% | 2 | 0 | 11 |  |  |  |  | R-454B | 2.8333 | Residential & Commercial | USHP | Ducted CEE Tier 1
212987028 | Central HP <5.4 tons | BRYANT HEATING AND COOLING SYSTEMS | HRCU-A-CB (Split System: Heat Pump with Remote Outdoor Unit-Air-Source) | 38MURAQ18AB3* |  |  | CAP**3017AL* | 916SA36060M14*** | 17500 | 16.5 | 8.5 | 18100 | 18700 | 103.3% | 2.26 | 0 | 10.5 |  |  |  |  | R-410A | 1.4583 | Residential & Commercial | USHP | Ducted CEE Tier 1
215869132 | Central HP <5.4 tons | TRANE | HRCU-A-CB (Split System: Heat Pump with Remote Outdoor Unit-Air-Source) | 5TWV8X60A1 |  |  | 5PX*D008AS3 | S9V2C080U5VSB+LRP | 53000 | 18.1 | 8.5 | 56000 | 40000 | 71.43% | 2 | 0 | 10 |  |  |  |  | R-454B | 4.4167 | Residential & Commercial | USHP | Ducted CEE Tier 1
215869134 | Central HP <5.4 tons | TRANE | HRCU-A-CB (Split System: Heat Pump with Remote Outdoor Unit-Air-Source) | 5TWV8X60A1 |  |  | 5PX*D008AS3 | S9V2C100U5VSB+LRP | 53000 | 18.1 | 8.5 | 56000 | 40000 | 71.43% | 2 | 0 | 10 |  |  |  |  | R-454B | 4.4167 | Residential & Commercial | USHP | Ducted CEE Tier 1
215869102 | Central HP <5.4 tons | TRANE | HRCU-A-CB (Split System: Heat Pump with Remote Outdoor Unit-Air-Source) | 5TWV8X36A1 |  |  | 5TXCB004AS3 | S9V2B060U4VSB+LRP | 31800 | 18.1 | 8.5 | 33000 | 25400 | 76.97% | 2 | 0 | 10 |  |  |  |  | R-454B | 2.65 | Residential & Commercial | USHP | Ducted CEE Tier 1
212969967 | Central HP <5.4 tons | BRYANT HEATING AND COOLING SYSTEMS | HRCU-A-CB (Split System: Heat Pump with Remote Outdoor Unit-Air-Source) | 38MURAQ18AB3* |  |  | CAP**1917AL* | 82*SB48070V17*** | 17800 | 16.5 | 8.1 | 17800 | 17900 | 100.6% | 2.16 | 0 | 10.5 |  |  |  |  | R-410A | 1.4833 | Residential & Commercial | USHP | Ducted CEE Tier 1
216734342 | Central HP <5.4 tons | COMFORTMAKER | HRCU-A-CB (Split System: Heat Pump with Remote Outdoor Unit-Air-Source) | D5CUHAH24AAK |  |  | EA*5X36M17A* | *80CSU0401712A* | 23000 | 17 | 8.5 | 21200 | 18900 | 89.15% | 1.94 | 0 | 11 |  |  |  |  | R-454B | 1.9167 | Residential & Commercial | USHP | Ducted CEE Tier 1
216734351 | Central HP <5.4 tons | COMFORTMAKER | HRCU-A-CB (Split System: Heat Pump with Remote Outdoor Unit-Air-Source) | D5CUHAH24AAK |  |  | EA*5X36M17A* | *80CSU0601716A* | 23000 | 17 | 8.5 | 21200 | 19000 | 89.62% | 1.94 | 0 | 11 |  |  |  |  | R-454B | 1.9167 | Residential & Commercial | USHP | Ducted CEE Tier 1
216640211 | Central HP <5.4 tons | HEIL | HRCU-A-CB (Split System: Heat Pump with Remote Outdoor Unit-Air-Source) | D5CUHAH18AAK |  |  | FTMA5X24L0B* | 0 | 18400 | 15.5 | 9.5 | 20400 | 18300 | 89.71% | 1.98 | 0 | 11.5 |  |  |  |  | R-454B | 1.5333 | Residential & Commercial | USHP | Ducted CEE Tier 1
215935593 | Central HP <5.4 tons | TEMPSTAR | HRCU-A-CB (Split System: Heat Pump with Remote Outdoor Unit-Air-Source) | T5H3V36*K*AAA* |  |  | EVD5X36M21A*+WALLCON | *80CSU0401712A* | 34400 | 21 | 8.5 | 38500 | 28400 | 73.77% | 2.04 | 0 | 11.7 |  |  |  |  | R-454B | 2.8667 | Residential & Commercial | USHP | Ducted CEE Tier 1
212523820 | Central HP <5.4 tons | LENNOX | HRCU-A-CB (Split System: Heat Pump with Remote Outdoor Unit-Air-Source) | SL25XPV-024-230A** |  |  | C35-48B+TDR+TXV | SLP98UH070XV36B* | 22000 | 21.6 | 9.3 | 21600 | 20600 | 95.37% | 1.86 | 0 | 13.5 |  |  |  |  | R-410A | 1.8333 | Residential & Commercial | USHP | Ducted CEE Tier 1
215935953 | Central HP <5.4 tons | TEMPSTAR | HRCU-A-CB (Split System: Heat Pump with Remote Outdoor Unit-Air-Source) | T5H3V36*K*AAA* |  |  | EVD5X42M21A*+WALLCON | *80CSU0401712A* | 34400 | 21 | 8.5 | 38500 | 28400 | 73.77% | 2.04 | 0 | 11.7 |  |  |  |  | R-454B | 2.8667 | Residential & Commercial | USHP | Ducted CEE Tier 1
215936573 | Central HP <5.4 tons | TEMPSTAR | HRCU-A-CB (Split System: Heat Pump with Remote Outdoor Unit-Air-Source) | T5H3V36*K*AAA* |  |  | EVD5X60M21A*+WALLCON | *80CSU0601716A* | 35600 | 22 | 8.5 | 38000 | 28600 | 75.26% | 2.04 | 0 | 12 |  |  |  |  | R-454B | 2.9667 | Residential & Commercial | USHP | Ducted CEE Tier 1
216734593 | Central HP <5.4 tons | COMFORTMAKER | HRCU-A-CB (Split System: Heat Pump with Remote Outdoor Unit-Air-Source) | D5CUHAH24AAK |  |  | EA*5X36M17A* | *92MSN0601412A* | 22600 | 15.5 | 8.5 | 21000 | 18800 | 89.52% | 1.98 | 0 | 11 |  |  |  |  | R-454B | 1.8833 | Residential & Commercial | USHP | Ducted CEE Tier 1
216734875 | Central HP <5.4 tons | COMFORTMAKER | HRCU-A-CB (Split System: Heat Pump with Remote Outdoor Unit-Air-Source) | D5CUHAH24AAK |  |  | EA*5X36M17A* | OMV112K14A | 22800 | 16 | 8.5 | 21200 | 19000 | 89.62% | 1.96 | 0 | 10.5 |  |  |  |  | R-454B | 1.9 | Residential & Commercial | USHP | Ducted CEE Tier 1
216735236 | Central HP <5.4 tons | COMFORTMAKER | HRCU-A-CB (Split System: Heat Pump with Remote Outdoor Unit-Air-Source) | D5CUHAH24AAK |  |  | EA*5X37M17A* | *96VSN0601412B* | 22600 | 16 | 8.5 | 20600 | 18400 | 89.32% | 1.96 | 0 | 11 |  |  |  |  | R-454B | 1.8833 | Residential & Commercial | USHP | Ducted CEE Tier 1
216735245 | Central HP <5.4 tons | COMFORTMAKER | HRCU-A-CB (Split System: Heat Pump with Remote Outdoor Unit-Air-Source) | D5CUHAH24AAK |  |  | EA*5X37M17A* | *96VSN0601716B* | 22800 | 16 | 8.5 | 20600 | 18400 | 89.32% | 1.96 | 0 | 11 |  |  |  |  | R-454B | 1.9 | Residential & Commercial | USHP | Ducted CEE Tier 1
210470152 | Central HP <5.4 tons | DAY & NIGHT | HRCU-A-CB (Split System: Heat Pump with Remote Outdoor Unit-Air-Source) | CVH837GKA2* |  |  | EA*4X42L21A*+WALLCON | *80CSU0401712A* | 31800 | 17 | 8.1 | 33200 | 24400 | 73.49% | 1.88 | 0 | 11 |  |  |  |  | R-410A | 2.65 | Residential & Commercial | USHP | Ducted CEE Tier 1
216379010 | Central HP <5.4 tons | LENNOX | HRCU-A-CB (Split System: Heat Pump with Remote Outdoor Unit-Air-Source) | SL22KLV-024-230A** |  |  | CBK48MVT-042-230-** | 0 | 22600 | 20 | 10.5 | 23800 | 22800 | 95.8% | 2.3 | 0 | 13 |  |  |  |  | R-454B | 1.8833 | Residential & Commercial | USHP | Ducted CEE Tier 1
216737101 | Central HP <5.4 tons | HEIL | HRCU-A-CB (Split System: Heat Pump with Remote Outdoor Unit-Air-Source) | D5CUHAH24AAK |  |  | ESH5X30M12A* | *80MS(N,L)0902420A* | 22200 | 15.5 | 8.1 | 21000 | 18800 | 89.52% | 1.9 | 0 | 10.5 |  |  |  |  | R-454B | 1.85 | Residential & Commercial | USHP | Ducted CEE Tier 1
214572803 | Central HP <5.4 tons | COMFORTMAKER | HRCU-A-CB (Split System: Heat Pump with Remote Outdoor Unit-Air-Source) | CVH837GKA** |  |  | EA*4X48L21A*+WALLCON | *97CMN0602120B* | 32200 | 17 | 8.5 | 32600 | 25200 | 77.3% | 1.96 | 0 | 11 |  |  |  |  | R-410A | 2.6833 | Residential & Commercial | USHP | Ducted CEE Tier 1
214572903 | Central HP <5.4 tons | COMFORTMAKER | HRCU-A-CB (Split System: Heat Pump with Remote Outdoor Unit-Air-Source) | CVH837GKA** |  |  | EA*4X60L24A*+WALLCON | *95CSU0802120B* | 32800 | 17.5 | 8.5 | 31600 | 24800 | 78.48% | 1.98 | 0 | 11.5 |  |  |  |  | R-410A | 2.7333 | Residential & Commercial | USHP | Ducted CEE Tier 1
216440122 | Central HP <5.4 tons | TRANE | HRCU-A-CB (Split System: Heat Pump with Remote Outdoor Unit-Air-Source) | 5TWV0X36A1 |  |  | 5TXCB004AS3 | S9V2B080D4PSC+LRP | 31400 | 17.1 | 9 | 31400 | 23600 | 75.16% | 2 | 0 | 11.7 |  |  |  |  | R-454B | 2.6167 | Residential & Commercial | USHP | Ducted CEE Tier 1
215932766 | Central HP <5.4 tons | HEIL | HRCU-A-CB (Split System: Heat Pump with Remote Outdoor Unit-Air-Source) | H5H3V36*K*AAA* |  |  | EA*5X61M21A*+WALLCON | *95CSU1002122B* | 34400 | 20.5 | 9.5 | 34200 | 26000 | 76.02% | 2.08 | 0 | 12 |  |  |  |  | R-454B | 2.8667 | Residential & Commercial | USHP | Ducted CEE Tier 1
215932816 | Central HP <5.4 tons | HEIL | HRCU-A-CB (Split System: Heat Pump with Remote Outdoor Unit-Air-Source) | H5H3V36*K*AAA* |  |  | EA*5X61M21A*+WALLCON | *96CTN0601714B* | 34000 | 20 | 9.4 | 33800 | 25600 | 75.74% | 2.05 | 0 | 11 |  |  |  |  | R-454B | 2.8333 | Residential & Commercial | USHP | Ducted CEE Tier 1
216440192 | Central HP <5.4 tons | TRANE | HRCU-A-CB (Split System: Heat Pump with Remote Outdoor Unit-Air-Source) | 5TWV0X36A1 |  |  | 5TXCC005AS3 | S9V2C080U5VSB+LRP | 33200 | 18.6 | 9.4 | 31800 | 24000 | 75.47% | 2.1 | 0 | 12 |  |  |  |  | R-454B | 2.7667 | Residential & Commercial | USHP | Ducted CEE Tier 1
216440208 | Central HP <5.4 tons | TRANE | HRCU-A-CB (Split System: Heat Pump with Remote Outdoor Unit-Air-Source) | 5TWV0X36A1 |  |  | 5TXCC007AS3 | S9V2C100U5PSC+LRP | 34200 | 20 | 9.4 | 32600 | 24200 | 74.23% | 2.1 | 0 | 12.5 |  |  |  |  | R-454B | 2.85 | Residential & Commercial | USHP | Ducted CEE Tier 1
216735889 | Central HP <5.4 tons | COMFORTMAKER | HRCU-A-CB (Split System: Heat Pump with Remote Outdoor Unit-Air-Source) | D5CUHAH24AAK |  |  | EA*5X37M21A* | *96VSN0802120B* | 23200 | 16.5 | 8.5 | 20800 | 18500 | 88.94% | 1.96 | 0 | 11 |  |  |  |  | R-454B | 1.9333 | Residential & Commercial | USHP | Ducted CEE Tier 1
216736416 | Central HP <5.4 tons | COMFORTMAKER | HRCU-A-CB (Split System: Heat Pump with Remote Outdoor Unit-Air-Source) | D5CUHAH24AAK |  |  | ESH5X24M12A* | *80VTL0451412B* | 22200 | 15.2 | 8.1 | 21000 | 19000 | 90.48% | 1.85 | 0 | 10.5 |  |  |  |  | R-454B | 1.85 | Residential & Commercial | USHP | Ducted CEE Tier 1
216736866 | Central HP <5.4 tons | COMFORTMAKER | HRCU-A-CB (Split System: Heat Pump with Remote Outdoor Unit-Air-Source) | D5CUHAH24AAK |  |  | ESH5X24M12A* | *96VTN0802120B* | 22200 | 15.2 | 8.1 | 21000 | 19000 | 90.48% | 1.9 | 0 | 10.5 |  |  |  |  | R-454B | 1.85 | Residential & Commercial | USHP | Ducted CEE Tier 1
210471220 | Central HP <5.4 tons | TEMPSTAR | HRCU-A-CB (Split System: Heat Pump with Remote Outdoor Unit-Air-Source) | TVH837GKA2* |  |  | EHD4X60AAL+WALLCON | *96CTN1202422A* | 33000 | 17 | 8.1 | 32200 | 24800 | 77.02% | 2.02 | 0 | 11.5 |  |  |  |  | R-410A | 2.75 | Residential & Commercial | USHP | Ducted CEE Tier 1
210471286 | Central HP <5.4 tons | TEMPSTAR | HRCU-A-CB (Split System: Heat Pump with Remote Outdoor Unit-Air-Source) | TVH837GKA2* |  |  | EHD4X60AAL+WALLCON | *96CTN1002122A* | 33000 | 17 | 8.1 | 32200 | 24800 | 77.02% | 2.02 | 0 | 11.5 |  |  |  |  | R-410A | 2.75 | Residential & Commercial | USHP | Ducted CEE Tier 1
210471297 | Central HP <5.4 tons | TEMPSTAR | HRCU-A-CB (Split System: Heat Pump with Remote Outdoor Unit-Air-Source) | TVH837GKA2* |  |  | EHD4X60AAL+WALLCON | *80CTL0701412A* | 32800 | 17 | 8.1 | 32400 | 25000 | 77.16% | 2 | 0 | 11 |  |  |  |  | R-410A | 2.7333 | Residential & Commercial | USHP | Ducted CEE Tier 1
211682131 | Central HP <5.4 tons | DAIKIN | HRCU-A-CB (Split System: Heat Pump with Remote Outdoor Unit-Air-Source) | RXSQ24TBVJU* |  |  | CXTQ24TASBLUA* | D*96VC0603BNA* | 22600 | 15.4 | 8.2 | 26000 | 18400 | 70.77% | 2.1 | 0 | 10.3 |  |  |  |  | R-410A | 1.8833 | Residential & Commercial | USHP | Ducted CEE Tier 1
211682972 | Central HP <5.4 tons | DAIKIN | HRCU-A-CB (Split System: Heat Pump with Remote Outdoor Unit-Air-Source) | RXSQ24TBVJU* |  |  | CXTQ24TASBLUA* | D*96VC0803BNA* | 22600 | 15.4 | 8.2 | 26000 | 18400 | 70.77% | 2.1 | 0 | 10.3 |  |  |  |  | R-410A | 1.8833 | Residential & Commercial | USHP | Ducted CEE Tier 1
211682974 | Central HP <5.4 tons | DAIKIN | HRCU-A-CB (Split System: Heat Pump with Remote Outdoor Unit-Air-Source) | RXSQ24TBVJU* |  |  | CXTQ24TASBLUA* | D*96VC0403BNA* | 22600 | 15.4 | 8.2 | 26000 | 18400 | 70.77% | 2.1 | 0 | 10.3 |  |  |  |  | R-410A | 1.8833 | Residential & Commercial | USHP | Ducted CEE Tier 1
211228514 | Central HP <5.4 tons | DAY & NIGHT | HRCU-A-CB (Split System: Heat Pump with Remote Outdoor Unit-Air-Source) | DLCURAH36ABK |  |  | EA*4X43L21A* | *95ESN1002120A* | 37000 | 15.5 | 8.5 | 38500 | 34800 | 90.39% | 2.1 | 0 | 10 |  |  |  |  | R-410A | 3.0833 | Residential & Commercial | USHP | Ducted CEE Tier 1
216735908 | Central HP <5.4 tons | COMFORTMAKER | HRCU-A-CB (Split System: Heat Pump with Remote Outdoor Unit-Air-Source) | D5CUHAH24AAK |  |  | EA*5X37M21A* | *95MSU0401712A* | 23000 | 16.5 | 8.5 | 20600 | 18400 | 89.32% | 1.9 | 0 | 11 |  |  |  |  | R-454B | 1.9167 | Residential & Commercial | USHP | Ducted CEE Tier 1
216736041 | Central HP <5.4 tons | COMFORTMAKER | HRCU-A-CB (Split System: Heat Pump with Remote Outdoor Unit-Air-Source) | D5CUHAH24AAK |  |  | EA*5X37M21A* | *96VTN1002122B* | 23200 | 16 | 8.5 | 20800 | 18500 | 88.94% | 1.96 | 0 | 11 |  |  |  |  | R-454B | 1.9333 | Residential & Commercial | USHP | Ducted CEE Tier 1
216643556 | Central HP <5.4 tons | HEIL | HRCU-A-CB (Split System: Heat Pump with Remote Outdoor Unit-Air-Source) | D5CUHAH18AAK |  |  | EA*5X24M17A* | *80MSU0401712A* | 17700 | 15.2 | 10 | 20600 | 18500 | 89.81% | 1.98 | 0 | 11 |  |  |  |  | R-454B | 1.475 | Residential & Commercial | USHP | Ducted CEE Tier 1
216683096 | Central HP <5.4 tons | BRYANT HEATING AND COOLING SYSTEMS | HRCU-A-CB (Split System: Heat Pump with Remote Outdoor Unit-Air-Source) | 38MURAQ18AB3* |  |  | CSPH*3012AL* | 927TA66100V21*** | 18100 | 16 | 8.5 | 18600 | 18000 | 96.77% | 2.02 | 0 | 10.5 |  |  |  |  | R-410A | 1.5083 | Residential & Commercial | USHP | Ducted CEE Tier 1
215936693 | Central HP <5.4 tons | TEMPSTAR | HRCU-A-CB (Split System: Heat Pump with Remote Outdoor Unit-Air-Source) | T5H3V36*K*AAA* |  |  | EVD5X60M21A*+WALLCON | *97CMN0801714B* | 35400 | 21.5 | 8.5 | 38500 | 29000 | 75.32% | 2.02 | 0 | 12 |  |  |  |  | R-454B | 2.95 | Residential & Commercial | USHP | Ducted CEE Tier 1
216769594 | Central HP <5.4 tons | LENNOX | HRCU-A-CB (Split System: Heat Pump with Remote Outdoor Unit-Air-Source) | EL18KSLV-036-230A** |  |  | CK40HT-36B-**+TDR | EL297UH045XV36B* | 33800 | 17.3 | 8.5 | 35600 | 28400 | 79.78% | 1.85 | 0 | 11 |  |  |  |  | R-454B | 2.8167 | Residential & Commercial | USHP | Ducted CEE Tier 1
216735032 | Central HP <5.4 tons | COMFORTMAKER | HRCU-A-CB (Split System: Heat Pump with Remote Outdoor Unit-Air-Source) | D5CUHAH24AAK |  |  | EA*5X37M17A* | *80CTL0701412B* | 22800 | 16.5 | 8.5 | 20600 | 18400 | 89.32% | 1.96 | 0 | 11 |  |  |  |  | R-454B | 1.9 | Residential & Commercial | USHP | Ducted CEE Tier 1
216735918 | Central HP <5.4 tons | COMFORTMAKER | HRCU-A-CB (Split System: Heat Pump with Remote Outdoor Unit-Air-Source) | D5CUHAH24AAK |  |  | EA*5X37M21A* | *95MSU0601716A* | 23000 | 16.5 | 8.5 | 20600 | 18400 | 89.32% | 1.96 | 0 | 11 |  |  |  |  | R-454B | 1.9167 | Residential & Commercial | USHP | Ducted CEE Tier 1
212976982 | Central HP <5.4 tons | COMFORTMAKER | HRCU-A-CB (Split System: Heat Pump with Remote Outdoor Unit-Air-Source) | DLCURAH24ABK |  |  | EA*4X36L21A* | *96VTN1002122B* | 24200 | 17.5 | 8.5 | 26400 | 23200 | 87.88% | 1.92 | 0 | 10 |  |  |  |  | R-410A | 2.0167 | Residential & Commercial | USHP | Ducted CEE Tier 1
212977567 | Central HP <5.4 tons | COMFORTMAKER | HRCU-A-CB (Split System: Heat Pump with Remote Outdoor Unit-Air-Source) | DLCURAH24ABK |  |  | EA*4X24L14A* | *80MS(N,L)0451412A* | 23400 | 17 | 8.5 | 27000 | 26200 | 97.04% | 2.22 | 0 | 10 |  |  |  |  | R-410A | 1.95 | Residential & Commercial | USHP | Ducted CEE Tier 1
216763792 | Central HP <5.4 tons | TRANE | HRCU-A-CB (Split System: Heat Pump with Remote Outdoor Unit-Air-Source) | 5TWR7036A1 |  |  | 5TEMCD05AV41+TDR | 0 | 33800 | 17.1 | 9.4 | 32600 | 24000 | 73.62% | 2.2 | 0 | 12.5 |  |  |  |  | R-454B | 2.8167 | Residential & Commercial | USHP | Ducted CEE Tier 1
216763844 | Central HP <5.4 tons | TRANE | HRCU-A-CB (Split System: Heat Pump with Remote Outdoor Unit-Air-Source) | 5TWR7036A1 |  |  | 5TXCB006AS3 | S9V2B060D3PSC | 31400 | 16 | 8.7 | 31600 | 23600 | 74.68% | 2.1 | 0 | 11.5 |  |  |  |  | R-454B | 2.6167 | Residential & Commercial | USHP | Ducted CEE Tier 1
216440258 | Central HP <5.4 tons | TRANE | HRCU-A-CB (Split System: Heat Pump with Remote Outdoor Unit-Air-Source) | 5TWV0X48A1 |  |  | 5PX*C009AS3 | L8V1C100U5VSB+LRP | 45500 | 20.2 | 9.7 | 47000 | 33600 | 71.49% | 2.1 | 0 | 12 |  |  |  |  | R-454B | 3.7917 | Residential & Commercial | USHP | Ducted CEE Tier 1
216440392 | Central HP <5.4 tons | TRANE | HRCU-A-CB (Split System: Heat Pump with Remote Outdoor Unit-Air-Source) | 5TWV0X48A1 |  |  | 5TXCD008AS3 | S9V2D120U5VSB+LRP | 44000 | 20 | 9.7 | 46500 | 33200 | 71.4% | 2.1 | 0 | 12 |  |  |  |  | R-454B | 3.6667 | Residential & Commercial | USHP | Ducted CEE Tier 1
214574183 | Central HP <5.4 tons | COMFORTMAKER | HRCU-A-CB (Split System: Heat Pump with Remote Outdoor Unit-Air-Source) | CVH837GKA2* |  |  | EA*4X61L24A*+WALLCON | *97CMN0602120B* | 33000 | 18 | 8.5 | 32000 | 25000 | 78.12% | 1.98 | 0 | 11.5 |  |  |  |  | R-410A | 2.75 | Residential & Commercial | USHP | Ducted CEE Tier 1
214574453 | Central HP <5.4 tons | COMFORTMAKER | HRCU-A-CB (Split System: Heat Pump with Remote Outdoor Unit-Air-Source) | CVH837GKA2* |  |  | EN(A,D)4X36L21**+WALLCON | *80CTL0702120B* | 31400 | 17 | 8.1 | 33200 | 24200 | 72.89% | 1.82 | 0 | 11 |  |  |  |  | R-410A | 2.6167 | Residential & Commercial | USHP | Ducted CEE Tier 1
216735254 | Central HP <5.4 tons | COMFORTMAKER | HRCU-A-CB (Split System: Heat Pump with Remote Outdoor Unit-Air-Source) | D5CUHAH24AAK |  |  | EA*5X37M17A* | *96VSN0801716B* | 23000 | 16.5 | 8.5 | 20800 | 18500 | 88.94% | 1.96 | 0 | 11 |  |  |  |  | R-454B | 1.9167 | Residential & Commercial | USHP | Ducted CEE Tier 1
216763895 | Central HP <5.4 tons | TRANE | HRCU-A-CB (Split System: Heat Pump with Remote Outdoor Unit-Air-Source) | 5TWR7036A1 |  |  | 5TXCC007AS3 | *UHMC100CCV4 | 33800 | 17.1 | 9 | 32600 | 24000 | 73.62% | 2.2 | 0 | 12 |  |  |  |  | R-454B | 2.8167 | Residential & Commercial | USHP | Ducted CEE Tier 1
216440508 | Central HP <5.4 tons | TRANE | HRCU-A-CB (Split System: Heat Pump with Remote Outdoor Unit-Air-Source) | 5TWV0X60A1 |  |  | 5TXCC007AS3 | S9V2C100U5PSC+LRP | 52000 | 18.4 | 9 | 54500 | 38500 | 70.64% | 2 | 0 | 10 |  |  |  |  | R-454B | 4.3333 | Residential & Commercial | USHP | Ducted CEE Tier 1
213771358 | Central HP <5.4 tons | AIRQUEST | HRCU-A-CB (Split System: Heat Pump with Remote Outdoor Unit-Air-Source) | HVH825GKA2* |  |  | EA*4X42L21A*+WALLCON | *96CTN1002122B* | 23800 | 16.5 | 8.1 | 21400 | 16600 | 77.57% | 1.96 | 0 | 11 |  |  |  |  | R-410A | 1.9833 | Residential & Commercial | USHP | Ducted CEE Tier 1
213771458 | Central HP <5.4 tons | AIRQUEST | HRCU-A-CB (Split System: Heat Pump with Remote Outdoor Unit-Air-Source) | HVH825GKA2* |  |  | EA*4X43L21A*+WALLCON | *80CTL0901716B* | 24600 | 17 | 8.5 | 21000 | 16600 | 79.05% | 2.02 | 0 | 11 |  |  |  |  | R-410A | 2.05 | Residential & Commercial | USHP | Ducted CEE Tier 1
215932866 | Central HP <5.4 tons | HEIL | HRCU-A-CB (Split System: Heat Pump with Remote Outdoor Unit-Air-Source) | H5H3V36*K*AAA* |  |  | EA*5X61M24A*+WALLCON | *80CTL0902120B* | 34600 | 20.5 | 9.5 | 34200 | 25800 | 75.44% | 2.06 | 0 | 12 |  |  |  |  | R-454B | 2.8833 | Residential & Commercial | USHP | Ducted CEE Tier 1
215933016 | Central HP <5.4 tons | HEIL | HRCU-A-CB (Split System: Heat Pump with Remote Outdoor Unit-Air-Source) | H5H3V36*K*AAA* |  |  | ESH5X30M12A*+WALLCON | *96CTN0601714B* | 32400 | 18 | 9 | 34800 | 26600 | 76.44% | 1.92 | 0 | 10 |  |  |  |  | R-454B | 2.7 | Residential & Commercial | USHP | Ducted CEE Tier 1
214573540 | Central HP <5.4 tons | HEIL | HRCU-A-CB (Split System: Heat Pump with Remote Outdoor Unit-Air-Source) | HVH837GKA** |  |  | EN(A,D)4X48L24**+WALLCON | *96CTN0802120B* | 32400 | 17.5 | 8.5 | 32600 | 24800 | 76.07% | 1.98 | 0 | 11.5 |  |  |  |  | R-410A | 2.7 | Residential & Commercial | USHP | Ducted CEE Tier 1
212987078 | Central HP <5.4 tons | BRYANT HEATING AND COOLING SYSTEMS | HRCU-A-CB (Split System: Heat Pump with Remote Outdoor Unit-Air-Source) | 38MURAQ18AB3* |  |  | CNPV*3017AL* | 916SA36060M14*** | 17500 | 16 | 8.1 | 18000 | 18600 | 103.3% | 2.24 | 0 | 11 |  |  |  |  | R-410A | 1.4583 | Residential & Commercial | USHP | Ducted CEE Tier 1
212989298 | Central HP <5.4 tons | BRYANT HEATING AND COOLING SYSTEMS | HRCU-A-CB (Split System: Heat Pump with Remote Outdoor Unit-Air-Source) | 38MURAQ18AB3* |  |  | CAP**3017AL* | 935SB48060M17*** | 17500 | 16.5 | 8.5 | 18100 | 18700 | 103.3% | 2.26 | 0 | 10.5 |  |  |  |  | R-410A | 1.4583 | Residential & Commercial | USHP | Ducted CEE Tier 1
216769620 | Central HP <5.4 tons | LENNOX | HRCU-A-CB (Split System: Heat Pump with Remote Outdoor Unit-Air-Source) | EL18KSLV-060-230A** |  |  | CK40HT-51/61C-**+TDR | SL297UH080NV60C* | 53000 | 16 | 8.5 | 55000 | 41000 | 74.55% | 1.85 | 0 | 9.8 |  |  |  |  | R-454B | 4.4167 | Residential & Commercial | USHP
214240035 | Central HP <5.4 tons | HEIL | HRCU-A-CB (Split System: Heat Pump with Remote Outdoor Unit-Air-Source) | HVH837GKA** |  |  | EN(A,D,W)4X60L24**+WALLCON | *80CTL0902120B* | 32800 | 17.5 | 8.1 | 32200 | 24600 | 76.4% | 1.96 | 0 | 12 |  |  |  |  | R-410A | 2.7333 | Residential & Commercial | USHP | Ducted CEE Tier 1
215934847 | Central HP <5.4 tons | AIRQUEST | HRCU-A-CB (Split System: Heat Pump with Remote Outdoor Unit-Air-Source) | H5H3V36*K*AAA* |  |  | EVM5X44M21A*+WALLCON | *80CTL0902120B* | 35600 | 22 | 8.5 | 38000 | 28400 | 74.74% | 2.02 | 0 | 12.5 |  |  |  |  | R-454B | 2.9667 | Residential & Commercial | USHP | Ducted CEE Tier 1
215936153 | Central HP <5.4 tons | TEMPSTAR | HRCU-A-CB (Split System: Heat Pump with Remote Outdoor Unit-Air-Source) | T5H3V36*K*AAA* |  |  | EVD5X42M24A*+WALLCON | *80CSU1002120A* | 35400 | 21.5 | 8.5 | 38000 | 28600 | 75.26% | 2.04 | 0 | 12 |  |  |  |  | R-454B | 2.95 | Residential & Commercial | USHP | Ducted CEE Tier 1
215935653 | Central HP <5.4 tons | TEMPSTAR | HRCU-A-CB (Split System: Heat Pump with Remote Outdoor Unit-Air-Source) | T5H3V36*K*AAA* |  |  | EVD5X36M21A*+WALLCON | *80CTL0901716B* | 34400 | 21 | 8.5 | 38500 | 28200 | 73.25% | 2.04 | 0 | 11.7 |  |  |  |  | R-454B | 2.8667 | Residential & Commercial | USHP | Ducted CEE Tier 1
215936273 | Central HP <5.4 tons | TEMPSTAR | HRCU-A-CB (Split System: Heat Pump with Remote Outdoor Unit-Air-Source) | T5H3V36*K*AAA* |  |  | EVD5X42M24A*+WALLCON | *96CTN1202422B* | 35600 | 22 | 8.5 | 38000 | 28400 | 74.74% | 2.04 | 0 | 12.5 |  |  |  |  | R-454B | 2.9667 | Residential & Commercial | USHP | Ducted CEE Tier 1
215936323 | Central HP <5.4 tons | TEMPSTAR | HRCU-A-CB (Split System: Heat Pump with Remote Outdoor Unit-Air-Source) | T5H3V36*K*AAA* |  |  | EVD5X48M24A*+WALLCON | *80CTL0902120B* | 35200 | 21.5 | 8.5 | 38000 | 28200 | 74.21% | 2.04 | 0 | 12 |  |  |  |  | R-454B | 2.9333 | Residential & Commercial | USHP | Ducted CEE Tier 1
214573253 | Central HP <5.4 tons | COMFORTMAKER | HRCU-A-CB (Split System: Heat Pump with Remote Outdoor Unit-Air-Source) | CVH837GKA** |  |  | EHD4X60AAL+WALLCON | *80CTL0702120B* | 33000 | 17 | 8.5 | 32200 | 25000 | 77.64% | 2 | 0 | 11 |  |  |  |  | R-410A | 2.75 | Residential & Commercial | USHP | Ducted CEE Tier 1
214573303 | Central HP <5.4 tons | COMFORTMAKER | HRCU-A-CB (Split System: Heat Pump with Remote Outdoor Unit-Air-Source) | CVH837GKA** |  |  | EHD4X60AAL+WALLCON | *96CTN0802120B* | 33000 | 18 | 8.5 | 32000 | 24800 | 77.5% | 2.02 | 0 | 11.5 |  |  |  |  | R-410A | 2.75 | Residential & Commercial | USHP | Ducted CEE Tier 1
214569352 | Central HP <5.4 tons | CARRIER | HRCU-A-CB (Split System: Heat Pump with Remote Outdoor Unit-Air-Source) | 25VNA424A*031* |  |  | CAP**4321AL*+UI | 59CU5B100C21**22 | 24200 | 20.5 | 11 | 26400 | 19600 | 74.24% | 2.56 | 0 | 13.5 |  |  |  |  | R-410A | 2.0167 | Residential & Commercial | USHP | Ducted CEE Tier 1
214573353 | Central HP <5.4 tons | COMFORTMAKER | HRCU-A-CB (Split System: Heat Pump with Remote Outdoor Unit-Air-Source) | CVH837GKA** |  |  | EN(A,D)4X36L21**+WALLCON | *97CMN0802120B* | 31400 | 17 | 8.1 | 33200 | 24200 | 72.89% | 1.82 | 0 | 11 |  |  |  |  | R-410A | 2.6167 | Residential & Commercial | USHP | Ducted CEE Tier 1
214573453 | Central HP <5.4 tons | COMFORTMAKER | HRCU-A-CB (Split System: Heat Pump with Remote Outdoor Unit-Air-Source) | CVH837GKA** |  |  | EN(A,D,W)4X48L21**+WALLCON | *95CSU1002122B* | 32400 | 17.5 | 8.5 | 32600 | 24800 | 76.07% | 1.98 | 0 | 11.5 |  |  |  |  | R-410A | 2.7 | Residential & Commercial | USHP | Ducted CEE Tier 1
214573773 | Central HP <5.4 tons | COMFORTMAKER | HRCU-A-CB (Split System: Heat Pump with Remote Outdoor Unit-Air-Source) | CVH837GKA2* |  |  | EA*4X42L21A*+WALLCON | *97CMN0802120B* | 31800 | 17 | 8.5 | 32800 | 24400 | 74.39% | 1.9 | 0 | 11 |  |  |  |  | R-410A | 2.65 | Residential & Commercial | USHP | Ducted CEE Tier 1
216776025 | Central HP <5.4 tons | LENNOX | HRCU-A-CB (Split System: Heat Pump with Remote Outdoor Unit-Air-Source) | SL22KLV-024-230A** |  |  | CK40[C,U]T-30B-**+TDR | SL280UH080NV48B* | 22400 | 19.5 | 8.2 | 23800 | 22800 | 95.8% | 1.78 | 0 | 12.4 |  |  |  |  | R-454B | 1.8667 | Residential & Commercial | USHP | Ducted CEE Tier 1
216776039 | Central HP <5.4 tons | LENNOX | HRCU-A-CB (Split System: Heat Pump with Remote Outdoor Unit-Air-Source) | SL22KLV-024-230A** |  |  | CK40HT-42C-**+TDR | SL280UH080NV60C* | 23000 | 19.5 | 9.5 | 21800 | 22200 | 101.8% | 2.08 | 0 | 13 |  |  |  |  | R-454B | 1.9167 | Residential & Commercial | USHP | Ducted CEE Tier 1
216776064 | Central HP <5.4 tons | LENNOX | HRCU-A-CB (Split System: Heat Pump with Remote Outdoor Unit-Air-Source) | SL22KLV-024-230A** |  |  | CK40[C,U]T-30A-**+TDR | SL280UH070V36A* | 22400 | 19 | 8.2 | 24000 | 22800 | 95% | 1.78 | 0 | 12.4 |  |  |  |  | R-454B | 1.8667 | Residential & Commercial | USHP | Ducted CEE Tier 1
216776116 | Central HP <5.4 tons | LENNOX | HRCU-A-CB (Split System: Heat Pump with Remote Outdoor Unit-Air-Source) | SL22KLV-048-230A** |  |  | CK40[C,U]T-49C-**+TDR | SLP99UH090XV60C* | 45000 | 19.5 | 8.5 | 45500 | 46500 | 102.2% | 1.84 | 0 | 11.5 |  |  |  |  | R-454B | 3.75 | Residential & Commercial | USHP | Ducted CEE Tier 1
216737143 | Central HP <5.4 tons | COMFORTMAKER | HRCU-A-CB (Split System: Heat Pump with Remote Outdoor Unit-Air-Source) | D5CUHAH24AAK |  |  | ESH5X30M12A* | *80MS(N,L)1552420A* | 22400 | 15.2 | 8.1 | 21000 | 18800 | 89.52% | 1.9 | 0 | 10.5 |  |  |  |  | R-454B | 1.8667 | Residential & Commercial | USHP | Ducted CEE Tier 1
215434255 | Central HP <5.4 tons | DAIKIN | HRCU-A-CB (Split System: Heat Pump with Remote Outdoor Unit-Air-Source) | DH7VSA4210A* |  |  | CHPEA4830*3A* | D*96TC1005DNA* | 40500 | 17 | 8.6 | 41000 | 31000 | 75.61% | 2 | 0 | 10 |  |  |  |  | R-32 | 3.375 | Residential & Commercial | USHP | Ducted CEE Tier 1
214239422 | Central HP <5.4 tons | TEMPSTAR | HRCU-A-CB (Split System: Heat Pump with Remote Outdoor Unit-Air-Source) | TVH837GKA2* |  |  | EN(A,D,W)4X60L24**+WALLCON | *96CTN1202422B* | 32800 | 17.5 | 8.1 | 32200 | 24600 | 76.4% | 1.96 | 0 | 11.7 |  |  |  |  | R-410A | 2.7333 | Residential & Commercial | USHP | Ducted CEE Tier 1
212977783 | Central HP <5.4 tons | COMFORTMAKER | HRCU-A-CB (Split System: Heat Pump with Remote Outdoor Unit-Air-Source) | DLCURAH18ABK |  |  | EN(A,D)4X18L14** | *80MS(N,L)0451412A* | 17200 | 16 | 8.5 | 18400 | 19800 | 107.6% | 2.4 | 0 | 10.5 |  |  |  |  | R-410A | 1.4333 | Residential & Commercial | USHP | Ducted CEE Tier 1
216440408 | Central HP <5.4 tons | TRANE | HRCU-A-CB (Split System: Heat Pump with Remote Outdoor Unit-Air-Source) | 5TWV0X48A1 |  |  | 5TXCD010AS3 | S9V2C080U5PSC+LRP | 44500 | 20 | 9.7 | 46000 | 33000 | 71.74% | 2.1 | 0 | 12 |  |  |  |  | R-454B | 3.7083 | Residential & Commercial | USHP | Ducted CEE Tier 1
216678778 | Central HP <5.4 tons | AIRQUEST | HRCU-A-CB (Split System: Heat Pump with Remote Outdoor Unit-Air-Source) | DLCURAH36ABK |  |  | EHD4X48AAL | *97VTN0601716A* | 36000 | 15.2 | 8.5 | 38500 | 34600 | 89.87% | 1.82 | 0 | 9.8 |  |  |  |  | R-410A | 3 | Residential & Commercial | USHP
216440540 | Central HP <5.4 tons | TRANE | HRCU-A-CB (Split System: Heat Pump with Remote Outdoor Unit-Air-Source) | 5TWV0X60A1 |  |  | 5TXCD010AS3 | S9V2C100U5VSB+LRP | 53000 | 18.8 | 9 | 54000 | 38000 | 70.37% | 2 | 0 | 10.5 |  |  |  |  | R-454B | 4.4167 | Residential & Commercial | USHP | Ducted CEE Tier 1
216440556 | Central HP <5.4 tons | TRANE | HRCU-A-CB (Split System: Heat Pump with Remote Outdoor Unit-Air-Source) | 5TWV0X60A1 |  |  | 5TXCD010AS3 | S9V2D120U5VSB+LRP | 53000 | 18.8 | 9.4 | 53500 | 38000 | 71.03% | 2 | 0 | 10.5 |  |  |  |  | R-454B | 4.4167 | Residential & Commercial | USHP | Ducted CEE Tier 1
214573960 | Central HP <5.4 tons | HEIL | HRCU-A-CB (Split System: Heat Pump with Remote Outdoor Unit-Air-Source) | HVH837GKA2* |  |  | EA*4X48L21A*+WALLCON | *96CTN0802120B* | 32400 | 17.5 | 8.5 | 32400 | 24800 | 76.54% | 2 | 0 | 11.5 |  |  |  |  | R-410A | 2.7 | Residential & Commercial | USHP | Ducted CEE Tier 1
216679378 | Central HP <5.4 tons | AIRQUEST | HRCU-A-CB (Split System: Heat Pump with Remote Outdoor Unit-Air-Source) | DLCURAH24ABK |  |  | EA*4X24L17A* | *97VTN0601716A* | 23200 | 16.5 | 9.5 | 26400 | 25400 | 96.21% | 2.08 | 0 | 10 |  |  |  |  | R-410A | 1.9333 | Residential & Commercial | USHP | Ducted CEE Tier 1
216738375 | Central HP <5.4 tons | HEIL | HRCU-A-CB (Split System: Heat Pump with Remote Outdoor Unit-Air-Source) | D5CUHAH24AAK |  |  | ESH5X36M12A* | *95CSU0802120B* | 23200 | 15.2 | 8.1 | 21200 | 18800 | 88.68% | 1.85 | 0 | 10.5 |  |  |  |  | R-454B | 1.9333 | Residential & Commercial | USHP | Ducted CEE Tier 1
210471181 | Central HP <5.4 tons | AIRQUEST | HRCU-A-CB (Split System: Heat Pump with Remote Outdoor Unit-Air-Source) | HVH837GKA2* |  |  | EHD4X60AAL+WALLCON | *80CTL0902120A* | 33000 | 17 | 8.1 | 32200 | 25000 | 77.64% | 2 | 0 | 11.5 |  |  |  |  | R-410A | 2.75 | Residential & Commercial | USHP | Ducted CEE Tier 1
214573373 | Central HP <5.4 tons | COMFORTMAKER | HRCU-A-CB (Split System: Heat Pump with Remote Outdoor Unit-Air-Source) | CVH837GKA** |  |  | EN(A,D,W)4X42L21**+WALLCON | *80CTL0702120B* | 31800 | 17 | 8.1 | 33000 | 24600 | 74.55% | 1.88 | 0 | 11 |  |  |  |  | R-410A | 2.65 | Residential & Commercial | USHP | Ducted CEE Tier 1
216734499 | Central HP <5.4 tons | COMFORTMAKER | HRCU-A-CB (Split System: Heat Pump with Remote Outdoor Unit-Air-Source) | D5CUHAH24AAK |  |  | EA*5X36M17A* | *80CTL0701716B* | 22400 | 16.5 | 8.5 | 20800 | 18700 | 89.9% | 1.96 | 0 | 10.5 |  |  |  |  | R-454B | 1.8667 | Residential & Commercial | USHP | Ducted CEE Tier 1
206765902 | Central HP <5.4 tons | DAY & NIGHT | HRCU-A-CB (Split System: Heat Pump with Remote Outdoor Unit-Air-Source) | CVH825GKA3* |  |  | EA*4X37L17A*+WALLCON | *97CMN0801714A* | 24200 | 16 | 8.1 | 21400 | 16800 | 78.5% | 1.98 | 11 | 11 |  |  |  |  | R-410A | 2.0167 | Residential & Commercial | USHP | Ducted CEE Tier 1
206765920 | Central HP <5.4 tons | DAY & NIGHT | HRCU-A-CB (Split System: Heat Pump with Remote Outdoor Unit-Air-Source) | CVH825GKA3* |  |  | EA*4X37L17A*+WALLCON | *80CTL0901716A* | 24200 | 17 | 8.1 | 21400 | 16600 | 77.57% | 2.02 | 11 | 11 |  |  |  |  | R-410A | 2.0167 | Residential & Commercial | USHP | Ducted CEE Tier 1
206765938 | Central HP <5.4 tons | DAY & NIGHT | HRCU-A-CB (Split System: Heat Pump with Remote Outdoor Unit-Air-Source) | CVH825GKA3* |  |  | EA*4X37L21A*+WALLCON | *80CTL0701716A* | 24400 | 17 | 8.5 | 21200 | 16600 | 78.3% | 2.02 | 11 | 11 |  |  |  |  | R-410A | 2.0333 | Residential & Commercial | USHP | Ducted CEE Tier 1
206767191 | Central HP <5.4 tons | DAY & NIGHT | HRCU-A-CB (Split System: Heat Pump with Remote Outdoor Unit-Air-Source) | CVH825GKA3* |  |  | EA*4X37L17A*+WALLCON | *80CSU0601716A* | 24200 | 16.5 | 8.1 | 21400 | 16700 | 78.04% | 1.98 | 11.5 | 10.5 |  |  |  |  | R-410A | 2.0167 | Residential & Commercial | USHP | Ducted CEE Tier 1
206771483 | Central HP <5.4 tons | DAY & NIGHT | HRCU-A-CB (Split System: Heat Pump with Remote Outdoor Unit-Air-Source) | CVH837GKA2* |  |  | EA*4X42L21A*+WALLCON | *96CTN1002122A* | 31800 | 17 | 8.1 | 33000 | 24400 | 73.94% | 1.9 | 11 | 11.5 |  |  |  |  | R-410A | 2.65 | Residential & Commercial | USHP | Ducted CEE Tier 1
206771537 | Central HP <5.4 tons | DAY & NIGHT | HRCU-A-CB (Split System: Heat Pump with Remote Outdoor Unit-Air-Source) | CVH837GKA2* |  |  | EA*4X42L24A*+WALLCON | *80CTL1352422A* | 31800 | 17.5 | 8.1 | 33000 | 24400 | 73.94% | 1.9 | 12 | 11.5 |  |  |  |  | R-410A | 2.65 | Residential & Commercial | USHP | Ducted CEE Tier 1
216776107 | Central HP <5.4 tons | LENNOX | HRCU-A-CB (Split System: Heat Pump with Remote Outdoor Unit-Air-Source) | SL22KLV-024-230A** |  |  | CK40[C,U]T-30B-**+TDR | EL297UH110XV60C* | 22400 | 17.5 | 8.1 | 24000 | 22800 | 95% | 1.78 | 0 | 12.4 |  |  |  |  | R-454B | 1.8667 | Residential & Commercial | USHP | Ducted CEE Tier 1
214573873 | Central HP <5.4 tons | COMFORTMAKER | HRCU-A-CB (Split System: Heat Pump with Remote Outdoor Unit-Air-Source) | CVH837GKA2* |  |  | EA*4X43L21A*+WALLCON | *95CSU1002122B* | 33000 | 17.5 | 8.5 | 32600 | 25000 | 76.69% | 2 | 0 | 11.5 |  |  |  |  | R-410A | 2.75 | Residential & Commercial | USHP | Ducted CEE Tier 1
216643526 | Central HP <5.4 tons | HEIL | HRCU-A-CB (Split System: Heat Pump with Remote Outdoor Unit-Air-Source) | D5CUHAH18AAK |  |  | EA*5X30M17A* | *80MSU0401712A* | 17800 | 15.2 | 9.5 | 20000 | 18100 | 90.5% | 1.92 | 0 | 11 |  |  |  |  | R-454B | 1.4833 | Residential & Commercial | USHP | Ducted CEE Tier 1
216643644 | Central HP <5.4 tons | HEIL | HRCU-A-CB (Split System: Heat Pump with Remote Outdoor Unit-Air-Source) | D5CUHAH18AAK |  |  | EA*5X25M17A* | *80MSU0601716A* | 18500 | 15.5 | 9.5 | 19800 | 17600 | 88.89% | 2.02 | 0 | 11.5 |  |  |  |  | R-454B | 1.5417 | Residential & Commercial | USHP | Ducted CEE Tier 1
216734026 | Central HP <5.4 tons | HEIL | HRCU-A-CB (Split System: Heat Pump with Remote Outdoor Unit-Air-Source) | D5CUHAH24AAK |  |  | EA*5X30M17A* | *97CMN0801714B* | 22000 | 15.5 | 8.1 | 20800 | 18700 | 89.9% | 1.9 | 0 | 10.5 |  |  |  |  | R-454B | 1.8333 | Residential & Commercial | USHP | Ducted CEE Tier 1
211228524 | Central HP <5.4 tons | DAY & NIGHT | HRCU-A-CB (Split System: Heat Pump with Remote Outdoor Unit-Air-Source) | DLCURAH36ABK |  |  | EA*4X43L21A* | *95ESN1002122A* | 37400 | 15.5 | 8.5 | 39000 | 35000 | 89.74% | 2.16 | 0 | 10 |  |  |  |  | R-410A | 3.1167 | Residential & Commercial | USHP | Ducted CEE Tier 1
214573843 | Central HP <5.4 tons | COMFORTMAKER | HRCU-A-CB (Split System: Heat Pump with Remote Outdoor Unit-Air-Source) | CVH837GKA2* |  |  | EA*4X42L24A*+WALLCON | *96CTN0802120B* | 31800 | 17.5 | 8.5 | 32800 | 24400 | 74.39% | 1.9 | 0 | 11 |  |  |  |  | R-410A | 2.65 | Residential & Commercial | USHP | Ducted CEE Tier 1
214573653 | Central HP <5.4 tons | COMFORTMAKER | HRCU-A-CB (Split System: Heat Pump with Remote Outdoor Unit-Air-Source) | CVH837GKA2* |  |  | EA*4X36L21A*+WALLCON | *97CMN0802120B* | 31600 | 17 | 8.1 | 33000 | 24200 | 73.33% | 1.86 | 0 | 11 |  |  |  |  | R-410A | 2.6333 | Residential & Commercial | USHP | Ducted CEE Tier 1
214573853 | Central HP <5.4 tons | COMFORTMAKER | HRCU-A-CB (Split System: Heat Pump with Remote Outdoor Unit-Air-Source) | CVH837GKA2* |  |  | EA*4X43L21A*+WALLCON | *80CTL0702120B* | 32800 | 17.5 | 8.5 | 32800 | 25200 | 76.83% | 2 | 0 | 11 |  |  |  |  | R-410A | 2.7333 | Residential & Commercial | USHP | Ducted CEE Tier 1
214573953 | Central HP <5.4 tons | COMFORTMAKER | HRCU-A-CB (Split System: Heat Pump with Remote Outdoor Unit-Air-Source) | CVH837GKA2* |  |  | EA*4X48L21A*+WALLCON | *97CMN0802120B* | 32200 | 17.5 | 8.5 | 32400 | 25000 | 77.16% | 1.98 | 0 | 11 |  |  |  |  | R-410A | 2.6833 | Residential & Commercial | USHP | Ducted CEE Tier 1
214242864 | Central HP <5.4 tons | TEMPSTAR | HRCU-A-CB (Split System: Heat Pump with Remote Outdoor Unit-Air-Source) | TVH825GKA2* |  |  | END4X42L17**+WALLCON | *80CTL0451712B* | 23800 | 16 | 8.1 | 21400 | 16700 | 78.04% | 1.96 | 0 | 11 |  |  |  |  | R-410A | 1.9833 | Residential & Commercial | USHP | Ducted CEE Tier 1
214242914 | Central HP <5.4 tons | TEMPSTAR | HRCU-A-CB (Split System: Heat Pump with Remote Outdoor Unit-Air-Source) | TVH825GKA2* |  |  | END4X42L17**+WALLCON | *97CMN0601714B* | 23800 | 16 | 8.1 | 21400 | 16700 | 78.04% | 1.98 | 0 | 11 |  |  |  |  | R-410A | 1.9833 | Residential & Commercial | USHP | Ducted CEE Tier 1
216675433 | Central HP <5.4 tons | HEIL | HRCU-A-CB (Split System: Heat Pump with Remote Outdoor Unit-Air-Source) | D5CURAH24AAK |  |  | ESH5X30M12A* | *80CSU0401712A* | 24600 | 16 | 9 | 24600 | 19600 | 79.67% | 2.02 | 0 | 10 |  |  |  |  | R-454B | 2.05 | Residential & Commercial | USHP | Ducted CEE Tier 1
206772320 | Central HP <5.4 tons | DAY & NIGHT | HRCU-A-CB (Split System: Heat Pump with Remote Outdoor Unit-Air-Source) | CVH837GKA2* |  |  | EN(A,D,W)4X48L21**+WALLCON | *96CTN1002122A* | 32400 | 17.5 | 8.1 | 33000 | 24800 | 75.15% | 1.96 | 11.5 | 11.7 |  |  |  |  | R-410A | 2.7 | Residential & Commercial | USHP | Ducted CEE Tier 1
212383397 | Central HP <5.4 tons | TEMPSTAR | HRCU-A-CB (Split System: Heat Pump with Remote Outdoor Unit-Air-Source) | DLCURAH36ABK |  |  | EA*4X37L17A* | *80ESU0601716A | 36600 | 15.5 | 8.5 | 39500 | 35000 | 88.61% | 2.04 | 0 | 10 |  |  |  |  | R-410A | 3.05 | Residential & Commercial | USHP | Ducted CEE Tier 1
216736896 | Central HP <5.4 tons | COMFORTMAKER | HRCU-A-CB (Split System: Heat Pump with Remote Outdoor Unit-Air-Source) | D5CUHAH24AAK |  |  | ESH5X24M12A* | *96VTN1202422B* | 22400 | 15.2 | 8.1 | 21200 | 19100 | 90.09% | 1.85 | 0 | 10.5 |  |  |  |  | R-454B | 1.8667 | Residential & Commercial | USHP | Ducted CEE Tier 1
216738665 | Central HP <5.4 tons | HEIL | HRCU-A-CB (Split System: Heat Pump with Remote Outdoor Unit-Air-Source) | D5CUHAH24AAK |  |  | ESH5X36M12A* | *96VSN0802120B* | 22800 | 16 | 8.1 | 21000 | 18600 | 88.57% | 1.85 | 0 | 11 |  |  |  |  | R-454B | 1.9 | Residential & Commercial | USHP | Ducted CEE Tier 1
216739068 | Central HP <5.4 tons | HEIL | HRCU-A-CB (Split System: Heat Pump with Remote Outdoor Unit-Air-Source) | D5CUHAH24AAK |  |  | FHMA5*36L*B* | 0 | 24000 | 15.2 | 8.5 | 21800 | 19200 | 88.07% | 1.98 | 0 | 11 |  |  |  |  | R-454B | 2 | Residential & Commercial | USHP | Ducted CEE Tier 1
216739086 | Central HP <5.4 tons | HEIL | HRCU-A-CB (Split System: Heat Pump with Remote Outdoor Unit-Air-Source) | D5CUHAH24AAK |  |  | FM(C,U)5Z24**AL* | 0 | 22800 | 16.5 | 9 | 21600 | 19600 | 90.74% | 2.08 | 0 | 11 |  |  |  |  | R-454B | 1.9 | Residential & Commercial | USHP | Ducted CEE Tier 1
216734544 | Central HP <5.4 tons | COMFORTMAKER | HRCU-A-CB (Split System: Heat Pump with Remote Outdoor Unit-Air-Source) | D5CUHAH24AAK |  |  | EA*5X36M17A* | *95CSU0601716B* | 22200 | 16 | 8.1 | 20800 | 18700 | 89.9% | 1.85 | 0 | 10.5 |  |  |  |  | R-454B | 1.85 | Residential & Commercial | USHP | Ducted CEE Tier 1
211712655 | Central HP <5.4 tons | TEMPSTAR | HRCU-A-CB (Split System: Heat Pump with Remote Outdoor Unit-Air-Source) | DLCURAH30ABK |  |  | EA*4X42L24A* | *96VTN1002122A* | 29600 | 15.2 | 8.1 | 33800 | 27200 | 80.47% | 1.78 | 0 | 9 |  |  |  |  | R-410A | 2.4667 | Residential & Commercial | USHP
211229299 | Central HP <5.4 tons | DAY & NIGHT | HRCU-A-CB (Split System: Heat Pump with Remote Outdoor Unit-Air-Source) | DLCURAH36ABK |  |  | EA*4X48L24A* | *80ES(N,L)1102120A* | 36000 | 16.5 | 8.5 | 38500 | 34600 | 89.87% | 2.06 | 0 | 10 |  |  |  |  | R-410A | 3 | Residential & Commercial | USHP | Ducted CEE Tier 1
216683186 | Central HP <5.4 tons | AIRQUEST | HRCU-A-CB (Split System: Heat Pump with Remote Outdoor Unit-Air-Source) | DLCURAH36ABK |  |  | EA*4X48L24A* | *97VTN1202422A* | 35600 | 16 | 8.5 | 37400 | 34200 | 91.44% | 1.96 | 0 | 10 |  |  |  |  | R-410A | 2.9667 | Residential & Commercial | USHP | Ducted CEE Tier 1
216675655 | Central HP <5.4 tons | HEIL | HRCU-A-CB (Split System: Heat Pump with Remote Outdoor Unit-Air-Source) | D5CURAH24AAK |  |  | EA*5X30M14A* | *80MS(N,L)0451412A* | 23600 | 15.2 | 8.5 | 24200 | 19400 | 80.17% | 1.9 | 0 | 9.8 |  |  |  |  | R-454B | 1.9667 | Residential & Commercial | USHP
214242964 | Central HP <5.4 tons | TEMPSTAR | HRCU-A-CB (Split System: Heat Pump with Remote Outdoor Unit-Air-Source) | TVH825GKA2* |  |  | EN(A,D,W)4X42L21**+WALLCON | *80CTL0451712B* | 23600 | 16 | 8.1 | 21600 | 16800 | 77.78% | 1.94 | 0 | 10.5 |  |  |  |  | R-410A | 1.9667 | Residential & Commercial | USHP | Ducted CEE Tier 1
214243014 | Central HP <5.4 tons | TEMPSTAR | HRCU-A-CB (Split System: Heat Pump with Remote Outdoor Unit-Air-Source) | TVH825GKA2* |  |  | EN(A,D,W)4X42L21**+WALLCON | *95CSU0601716B* | 23600 | 16.5 | 8.1 | 21400 | 16700 | 78.04% | 1.96 | 0 | 11 |  |  |  |  | R-410A | 1.9667 | Residential & Commercial | USHP | Ducted CEE Tier 1
214569392 | Central HP <5.4 tons | CARRIER | HRCU-A-CB (Split System: Heat Pump with Remote Outdoor Unit-Air-Source) | 25VNA424A*031* |  |  | CNPV*4221AL*+UI | 59CU5B100C21**22 | 23400 | 20.5 | 10.5 | 26600 | 19800 | 74.44% | 2.46 | 0 | 13.5 |  |  |  |  | R-410A | 1.95 | Residential & Commercial | USHP | Ducted CEE Tier 1
215935347 | Central HP <5.4 tons | AIRQUEST | HRCU-A-CB (Split System: Heat Pump with Remote Outdoor Unit-Air-Source) | H5H3V36*K*AAA* |  |  | EVM5X60M24A*+WALLCON | *80CTL0902120B* | 35600 | 22 | 8.5 | 38000 | 28400 | 74.74% | 2.04 | 0 | 12.5 |  |  |  |  | R-454B | 2.9667 | Residential & Commercial | USHP | Ducted CEE Tier 1
215433992 | Central HP <5.4 tons | DAIKIN | HRCU-A-CB (Split System: Heat Pump with Remote Outdoor Unit-Air-Source) | DH7VSA2410A* |  |  | CA*EA3626*3A* | D*96SC0805CUA* | 23200 | 19 | 8.6 | 23200 | 17000 | 73.28% | 2 | 0 | 11 |  |  |  |  | R-32 | 1.9333 | Residential & Commercial | USHP | Ducted CEE Tier 1
216763402 | Central HP <5.4 tons | TRANE | HRCU-A-CB (Split System: Heat Pump with Remote Outdoor Unit-Air-Source) | 5TWR7024A1 |  |  | 5PX*B006AS3 | *DHMB080CCV3 | 22200 | 16.5 | 9 | 21400 | 17200 | 80.37% | 2 | 0 | 11.7 |  |  |  |  | R-454B | 1.85 | Residential & Commercial | USHP | Ducted CEE Tier 1
216776019 | Central HP <5.4 tons | LENNOX | HRCU-A-CB (Split System: Heat Pump with Remote Outdoor Unit-Air-Source) | SL22KLV-024-230A** |  |  | CK40[C,U]T-36B-**+TDR | SL297UH040NV36B* | 22600 | 18.5 | 8.5 | 23400 | 22000 | 94.02% | 2.06 | 0 | 12.4 |  |  |  |  | R-454B | 1.8833 | Residential & Commercial | USHP | Ducted CEE Tier 1
216776037 | Central HP <5.4 tons | LENNOX | HRCU-A-CB (Split System: Heat Pump with Remote Outdoor Unit-Air-Source) | SL22KLV-024-230A** |  |  | CK40HT-42B-**+TDR | SL280UH090XV48B* | 23000 | 19 | 9.8 | 23200 | 22400 | 96.55% | 2.24 | 0 | 11.7 |  |  |  |  | R-454B | 1.9167 | Residential & Commercial | USHP | Ducted CEE Tier 1
216599669 | Central HP <5.4 tons | TRANE | HRCU-A-CB (Split System: Heat Pump with Remote Outdoor Unit-Air-Source) | 5TWV0X24A1 |  |  | 5PX*B003AS3 | S9V2B080U4PSC+LRP | 21600 | 20.2 | 10 | 24000 | 18400 | 76.67% | 2.2 | 0 | 11.5 |  |  |  |  | R-454B | 1.8 | Residential & Commercial | USHP | Ducted CEE Tier 1
216612203 | Central HP <5.4 tons | TRANE | HRCU-A-CB (Split System: Heat Pump with Remote Outdoor Unit-Air-Source) | 5TWV0X24A1 |  |  | 5PX*BD04AS3 | S8V2B060M4PDB | 21600 | 20.8 | 9.7 | 23200 | 18000 | 77.59% | 2.2 | 0 | 11.7 |  |  |  |  | R-454B | 1.8 | Residential & Commercial | USHP | Ducted CEE Tier 1
216735736 | Central HP <5.4 tons | COMFORTMAKER | HRCU-A-CB (Split System: Heat Pump with Remote Outdoor Unit-Air-Source) | D5CUHAH24AAK |  |  | EA*5X37M21A* | *97CMN0802120B* | 23400 | 16 | 8.5 | 20800 | 18600 | 89.42% | 1.98 | 0 | 11 |  |  |  |  | R-454B | 1.95 | Residential & Commercial | USHP | Ducted CEE Tier 1
216735745 | Central HP <5.4 tons | COMFORTMAKER | HRCU-A-CB (Split System: Heat Pump with Remote Outdoor Unit-Air-Source) | D5CUHAH24AAK |  |  | EA*5X37M21A* | *97CMN1002122B* | 23400 | 16 | 8.5 | 20800 | 18500 | 88.94% | 1.98 | 0 | 11 |  |  |  |  | R-454B | 1.95 | Residential & Commercial | USHP | Ducted CEE Tier 1
216738934 | Central HP <5.4 tons | HEIL | HRCU-A-CB (Split System: Heat Pump with Remote Outdoor Unit-Air-Source) | D5CUHAH24AAK |  |  | ESH5X36M12A* | *97VTN1002122A* | 23000 | 16 | 8.1 | 21000 | 18600 | 88.57% | 1.85 | 0 | 11 |  |  |  |  | R-454B | 1.9167 | Residential & Commercial | USHP | Ducted CEE Tier 1
216738448 | Central HP <5.4 tons | HEIL | HRCU-A-CB (Split System: Heat Pump with Remote Outdoor Unit-Air-Source) | D5CUHAH24AAK |  |  | ESH5X36M12A* | *92MSN0601412A* | 23000 | 15.2 | 8.1 | 21000 | 18700 | 89.05% | 1.85 | 0 | 10.5 |  |  |  |  | R-454B | 1.9167 | Residential & Commercial | USHP | Ducted CEE Tier 1
214505196 | Central HP <5.4 tons | DAIKIN | HRCU-A-CB (Split System: Heat Pump with Remote Outdoor Unit-Air-Source) | DZ6VSA241EA* |  |  | CA*EA2422*4B* | D*96VC0803BNA* | 23000 | 17 | 8.6 | 23000 | 16100 | 70% | 2 | 0 | 10 |  |  |  |  | R-410A | 1.9167 | Residential & Commercial | USHP | Ducted CEE Tier 1
216683098 | Central HP <5.4 tons | AIRQUEST | HRCU-A-CB (Split System: Heat Pump with Remote Outdoor Unit-Air-Source) | DLCURAH18ABK |  |  | EHD4X30AAL | *97VTN1002122A* | 18100 | 16 | 8.5 | 18600 | 18000 | 96.77% | 2.02 | 0 | 10.5 |  |  |  |  | R-410A | 1.5083 | Residential & Commercial | USHP | Ducted CEE Tier 1
211228651 | Central HP <5.4 tons | DAY & NIGHT | HRCU-A-CB (Split System: Heat Pump with Remote Outdoor Unit-Air-Source) | DLCURAH36ABK |  |  | EA*4X43L21A* | *96VTN1002120A* | 36800 | 15.5 | 8.5 | 38500 | 34800 | 90.39% | 2.1 | 0 | 10 |  |  |  |  | R-410A | 3.0667 | Residential & Commercial | USHP | Ducted CEE Tier 1
211230336 | Central HP <5.4 tons | DAY & NIGHT | HRCU-A-CB (Split System: Heat Pump with Remote Outdoor Unit-Air-Source) | DLCURAH36ABK |  |  | EN(A,D,W)4X48L21** | *96VTN1002120A* | 36600 | 15.5 | 8.1 | 39500 | 35000 | 88.61% | 2.04 | 0 | 10 |  |  |  |  | R-410A | 3.05 | Residential & Commercial | USHP | Ducted CEE Tier 1
214572493 | Central HP <5.4 tons | COMFORTMAKER | HRCU-A-CB (Split System: Heat Pump with Remote Outdoor Unit-Air-Source) | CVH837GKA** |  |  | EA*4X36L21A*+WALLCON | *95CSU1002122B* | 31600 | 17 | 8.1 | 32800 | 24200 | 73.78% | 1.86 | 0 | 11 |  |  |  |  | R-410A | 2.6333 | Residential & Commercial | USHP | Ducted CEE Tier 1
213815133 | Central HP <5.4 tons | DAIKIN | HRCU-A-CB (Split System: Heat Pump with Remote Outdoor Unit-Air-Source) | DZ9VCA3610A* |  |  | CHPF3642C6C*+MBVK12BP1X00A*+TXV | 0 | 33400 | 18 | 8.2 | 34000 | 24400 | 71.76% | 1.8 | 0 | 11 |  |  |  |  | R-410A | 2.7833 | Residential & Commercial | USHP | Ducted CEE Tier 1
216734734 | Central HP <5.4 tons | COMFORTMAKER | HRCU-A-CB (Split System: Heat Pump with Remote Outdoor Unit-Air-Source) | D5CUHAH24AAK |  |  | EA*5X36M17A* | *95MSU0401712A* | 22400 | 16 | 8.5 | 21000 | 18800 | 89.52% | 1.96 | 0 | 10.5 |  |  |  |  | R-454B | 1.8667 | Residential & Commercial | USHP | Ducted CEE Tier 1
212614877 | Central HP <5.4 tons | DAIKIN | HRCU-A-CB (Split System: Heat Pump with Remote Outdoor Unit-Air-Source) | DZ6VSA241EA* |  |  | CA*EA2422*4A* | D*80SC0604BUA* | 23000 | 17 | 8.6 | 23000 | 16100 | 70% | 2 | 0 | 10 |  |  |  |  | R-410A | 1.9167 | Residential & Commercial | USHP | Ducted CEE Tier 1
212614904 | Central HP <5.4 tons | DAIKIN | HRCU-A-CB (Split System: Heat Pump with Remote Outdoor Unit-Air-Source) | DZ6VSA241EA* |  |  | CA*EA3026*4A* | D*96VC0403BNA* | 23000 | 17 | 8.6 | 23000 | 16100 | 70% | 2 | 0 | 10 |  |  |  |  | R-410A | 1.9167 | Residential & Commercial | USHP | Ducted CEE Tier 1
216735196 | Central HP <5.4 tons | COMFORTMAKER | HRCU-A-CB (Split System: Heat Pump with Remote Outdoor Unit-Air-Source) | D5CUHAH24AAK |  |  | EA*5X37M17A* | *96MSN0601716A* | 23000 | 15.5 | 8.5 | 20800 | 18600 | 89.42% | 1.98 | 0 | 11 |  |  |  |  | R-454B | 1.9167 | Residential & Commercial | USHP | Ducted CEE Tier 1
206136090 | Central HP <5.4 tons | DAY & NIGHT | HRCU-A-CB (Split System: Heat Pump with Remote Outdoor Unit-Air-Source) | CVH837GKA** |  |  | EA*4X37L21A*+WALLCON | *95CSU1002122A* | 33000 | 17.5 | 8.5 | 32800 | 25000 | 76.22% | 2 | 12 | 11.5 |  |  |  |  | R-410A | 2.75 | Residential & Commercial | USHP | Ducted CEE Tier 1
216767067 | Central HP <5.4 tons | TRANE | HRCU-A-CB (Split System: Heat Pump with Remote Outdoor Unit-Air-Source) | 5TWX7036A1 |  |  | 5TXCC007AS3 | S8V2C080M5PCB | 33800 | 16.5 | 8.7 | 32800 | 24200 | 73.78% | 2.18 | 0 | 12 |  |  |  |  | R-454B | 2.8167 | Residential & Commercial | USHP | Ducted CEE Tier 1
216681797 | Central HP <5.4 tons | AIRQUEST | HRCU-A-CB (Split System: Heat Pump with Remote Outdoor Unit-Air-Source) | DLCURAH36ABK |  |  | EA*4X43L21A* | *97VTN1002120A* | 36200 | 16.5 | 9 | 38000 | 34400 | 90.53% | 1.96 | 0 | 10 |  |  |  |  | R-410A | 3.0167 | Residential & Commercial | USHP | Ducted CEE Tier 1
216735502 | Central HP <5.4 tons | COMFORTMAKER | HRCU-A-CB (Split System: Heat Pump with Remote Outdoor Unit-Air-Source) | D5CUHAH24AAK |  |  | EA*5X37M21A* | *80MS(N,L)0902116A* | 23200 | 16 | 8.5 | 20600 | 18400 | 89.32% | 1.96 | 0 | 11 |  |  |  |  | R-454B | 1.9333 | Residential & Commercial | USHP | Ducted CEE Tier 1
216735538 | Central HP <5.4 tons | COMFORTMAKER | HRCU-A-CB (Split System: Heat Pump with Remote Outdoor Unit-Air-Source) | D5CUHAH24AAK |  |  | EA*5X37M21A* | *80VSL0902120B* | 23400 | 16 | 8.5 | 20800 | 18600 | 89.42% | 1.98 | 0 | 11 |  |  |  |  | R-454B | 1.95 | Residential & Commercial | USHP | Ducted CEE Tier 1
215429726 | Central HP <5.4 tons | DAIKIN | HRCU-A-CB (Split System: Heat Pump with Remote Outdoor Unit-Air-Source) | DH7VSA3610A* |  |  | DFVE42CP0300A* | 0 | 34800 | 18.5 | 8.5 | 35000 | 28400 | 81.14% | 2 | 0 | 10.5 |  |  |  |  | R-32 | 2.9 | Residential & Commercial | USHP | Ducted CEE Tier 1
211712897 | Central HP <5.4 tons | AIRQUEST | HRCU-A-CB (Split System: Heat Pump with Remote Outdoor Unit-Air-Source) | DLCURAH30ABK |  |  | EA*4X42L24A* | *92ESN0802120A* | 30600 | 15.2 | 8.1 | 34200 | 26800 | 78.36% | 1.82 | 0 | 9 |  |  |  |  | R-410A | 2.55 | Residential & Commercial | USHP
213815731 | Central HP <5.4 tons | DAIKIN | HRCU-A-CB (Split System: Heat Pump with Remote Outdoor Unit-Air-Source) | DZ6VSA361EA* |  |  | CA*EA4830*4A*+MBVK16CP1X00A* | 0 | 34200 | 17.5 | 8.6 | 34200 | 29000 | 84.8% | 2 | 0 | 10 |  |  |  |  | R-410A | 2.85 | Residential & Commercial | USHP | Ducted CEE Tier 1
216767122 | Central HP <5.4 tons | TRANE | HRCU-A-CB (Split System: Heat Pump with Remote Outdoor Unit-Air-Source) | 5TWX7048A1 |  |  | 5PX*D008AS3 | S8V2D120M5PDB | 43000 | 16 | 8.7 | 44500 | 32400 | 72.81% | 2.2 | 0 | 12 |  |  |  |  | R-454B | 3.5833 | Residential & Commercial | USHP | Ducted CEE Tier 1
216767131 | Central HP <5.4 tons | TRANE | HRCU-A-CB (Split System: Heat Pump with Remote Outdoor Unit-Air-Source) | 5TWX7048A1 |  |  | 5PX*D008AS3 | S8V2C080M5PCB | 43500 | 15.5 | 8.7 | 45000 | 32800 | 72.89% | 2.19 | 0 | 11.7 |  |  |  |  | R-454B | 3.625 | Residential & Commercial | USHP | Ducted CEE Tier 1
216767140 | Central HP <5.4 tons | TRANE | HRCU-A-CB (Split System: Heat Pump with Remote Outdoor Unit-Air-Source) | 5TWX7048A1 |  |  | 5PX*D010AS3 | S9X2C100U5PSB | 43500 | 15.2 | 8.7 | 44000 | 32200 | 73.18% | 2.19 | 0 | 12 |  |  |  |  | R-454B | 3.625 | Residential & Commercial | USHP | Ducted CEE Tier 1
216767165 | Central HP <5.4 tons | TRANE | HRCU-A-CB (Split System: Heat Pump with Remote Outdoor Unit-Air-Source) | 5TWX7048A1 |  |  | 5TXCC009AS3 | S9V2C100U5VSB | 43000 | 15.5 | 8.7 | 44000 | 32400 | 73.64% | 2.18 | 0 | 11.7 |  |  |  |  | R-454B | 3.5833 | Residential & Commercial | USHP | Ducted CEE Tier 1
216767174 | Central HP <5.4 tons | TRANE | HRCU-A-CB (Split System: Heat Pump with Remote Outdoor Unit-Air-Source) | 5TWX7048A1 |  |  | 5TXCD008AS3+P0V0D000M50SD | 0 | 43500 | 16 | 8.7 | 44000 | 32200 | 73.18% | 2.22 | 0 | 12 |  |  |  |  | R-454B | 3.625 | Residential & Commercial | USHP | Ducted CEE Tier 1
216767181 | Central HP <5.4 tons | TRANE | HRCU-A-CB (Split System: Heat Pump with Remote Outdoor Unit-Air-Source) | 5TWX7048A1 |  |  | 5TXCD008AS3 | S9X1D120U5PSB | 43500 | 15.5 | 8.7 | 44500 | 32600 | 73.26% | 2.2 | 0 | 12 |  |  |  |  | R-454B | 3.625 | Residential & Commercial | USHP | Ducted CEE Tier 1
216767197 | Central HP <5.4 tons | TRANE | HRCU-A-CB (Split System: Heat Pump with Remote Outdoor Unit-Air-Source) | 5TWX7048A1 |  |  | 5TXCD010AS3+P0V0D000M50SD | 0 | 44000 | 16 | 8.7 | 44000 | 32000 | 72.73% | 2.23 | 0 | 12.5 |  |  |  |  | R-454B | 3.6667 | Residential & Commercial | USHP | Ducted CEE Tier 1
212977819 | Central HP <5.4 tons | COMFORTMAKER | HRCU-A-CB (Split System: Heat Pump with Remote Outdoor Unit-Air-Source) | DLCURAH18ABK |  |  | EN(A,D)4X30L14** | *80MS(N,L)0451412A* | 17700 | 16.5 | 8.1 | 18200 | 18600 | 102.2% | 2.24 | 0 | 11 |  |  |  |  | R-410A | 1.475 | Residential & Commercial | USHP | Ducted CEE Tier 1
214572740 | Central HP <5.4 tons | HEIL | HRCU-A-CB (Split System: Heat Pump with Remote Outdoor Unit-Air-Source) | HVH837GKA** |  |  | EA*4X43L21A*+WALLCON | *97CMN0602120B* | 32800 | 17 | 8.5 | 33000 | 25400 | 76.97% | 1.98 | 0 | 11 |  |  |  |  | R-410A | 2.7333 | Residential & Commercial | USHP | Ducted CEE Tier 1
214572840 | Central HP <5.4 tons | HEIL | HRCU-A-CB (Split System: Heat Pump with Remote Outdoor Unit-Air-Source) | HVH837GKA** |  |  | EA*4X48L24A*+WALLCON | *95CSU0802120B* | 32200 | 17.5 | 8.5 | 32400 | 25000 | 77.16% | 1.98 | 0 | 11 |  |  |  |  | R-410A | 2.6833 | Residential & Commercial | USHP | Ducted CEE Tier 1
214572520 | Central HP <5.4 tons | HEIL | HRCU-A-CB (Split System: Heat Pump with Remote Outdoor Unit-Air-Source) | HVH837GKA** |  |  | EA*4X36L21A*+WALLCON | *96CTN0802120B* | 31600 | 17.5 | 8.1 | 32800 | 24200 | 73.78% | 1.86 | 0 | 11 |  |  |  |  | R-410A | 2.6333 | Residential & Commercial | USHP | Ducted CEE Tier 1
214572490 | Central HP <5.4 tons | HEIL | HRCU-A-CB (Split System: Heat Pump with Remote Outdoor Unit-Air-Source) | HVH837GKA** |  |  | EA*4X36L21A*+WALLCON | *95CSU1002122B* | 31600 | 17 | 8.1 | 32800 | 24200 | 73.78% | 1.86 | 0 | 11 |  |  |  |  | R-410A | 2.6333 | Residential & Commercial | USHP | Ducted CEE Tier 1
214570600 | Central HP <5.4 tons | HEIL | HRCU-A-CB (Split System: Heat Pump with Remote Outdoor Unit-Air-Source) | HVH825GKA3* |  |  | EA*4X42L24A*+WALLCON | *96CTN0802120B* | 23800 | 17 | 8.5 | 21400 | 16600 | 77.57% | 1.96 | 0 | 11 |  |  |  |  | R-410A | 1.9833 | Residential & Commercial | USHP | Ducted CEE Tier 1
214570750 | Central HP <5.4 tons | HEIL | HRCU-A-CB (Split System: Heat Pump with Remote Outdoor Unit-Air-Source) | HVH825GKA3* |  |  | EA*4X48L24A*+WALLCON | *95CSU1002122B* | 24000 | 17 | 8.5 | 20800 | 16500 | 79.33% | 2.02 | 0 | 11 |  |  |  |  | R-410A | 2 | Residential & Commercial | USHP | Ducted CEE Tier 1
216440532 | Central HP <5.4 tons | TRANE | HRCU-A-CB (Split System: Heat Pump with Remote Outdoor Unit-Air-Source) | 5TWV0X60A1 |  |  | 5TXCD008AS3 | S9V2D120U5PSC+LRP | 52000 | 18.6 | 9 | 54000 | 38000 | 70.37% | 2 | 0 | 10.5 |  |  |  |  | R-454B | 4.3333 | Residential & Commercial | USHP | Ducted CEE Tier 1
214574568 | Central HP <5.4 tons | CARRIER | HRCU-A-CB (Split System: Heat Pump with Remote Outdoor Unit-Air-Source) | 25VNA837A*031* |  |  | CNPV*4821AL*+UI | 58TN*B070C21**20 | 32400 | 18.5 | 8.1 | 32800 | 24800 | 75.61% | 1.96 | 0 | 11.5 |  |  |  |  | R-410A | 2.7 | Residential & Commercial | USHP | Ducted CEE Tier 1
216736747 | Central HP <5.4 tons | COMFORTMAKER | HRCU-A-CB (Split System: Heat Pump with Remote Outdoor Unit-Air-Source) | D5CUHAH24AAK |  |  | ESH5X24M12A* | *95MSU0601716A* | 22600 | 15.5 | 8.1 | 21200 | 19100 | 90.09% | 1.85 | 0 | 10.5 |  |  |  |  | R-454B | 1.8833 | Residential & Commercial | USHP | Ducted CEE Tier 1
216737074 | Central HP <5.4 tons | COMFORTMAKER | HRCU-A-CB (Split System: Heat Pump with Remote Outdoor Unit-Air-Source) | D5CUHAH24AAK |  |  | ESH5X30M12A* | *80MS(N,L)0901714A* | 22400 | 15.5 | 8.1 | 21000 | 18800 | 89.52% | 1.9 | 0 | 10.5 |  |  |  |  | R-454B | 1.8667 | Residential & Commercial | USHP | Ducted CEE Tier 1
214505185 | Central HP <5.4 tons | DAIKIN | HRCU-A-CB (Split System: Heat Pump with Remote Outdoor Unit-Air-Source) | DZ6VSA241EA* |  |  | CA*EA2422*4B* | D*80VC1005C*A* | 23000 | 17 | 8.6 | 23000 | 16100 | 70% | 2 | 0 | 10 |  |  |  |  | R-410A | 1.9167 | Residential & Commercial | USHP | Ducted CEE Tier 1
214505160 | Central HP <5.4 tons | DAIKIN | HRCU-A-CB (Split System: Heat Pump with Remote Outdoor Unit-Air-Source) | DZ6VSA241EA* |  |  | CA*EA2422*4B*+MBVC1200**-1A* | 0 | 23000 | 17 | 8.6 | 23000 | 16100 | 70% | 2 | 0 | 10 |  |  |  |  | R-410A | 1.9167 | Residential & Commercial | USHP | Ducted CEE Tier 1
214505217 | Central HP <5.4 tons | DAIKIN | HRCU-A-CB (Split System: Heat Pump with Remote Outdoor Unit-Air-Source) | DZ6VSA241EA* |  |  | CA*EA2422*4B* | D*97MC1005CNA* | 23000 | 17 | 8.6 | 23000 | 16100 | 70% | 2 | 0 | 10 |  |  |  |  | R-410A | 1.9167 | Residential & Commercial | USHP | Ducted CEE Tier 1
212384284 | Central HP <5.4 tons | TEMPSTAR | HRCU-A-CB (Split System: Heat Pump with Remote Outdoor Unit-Air-Source) | DLCURAH36ABK |  |  | END4X42L17** | *80ES(N,L)0701712A* | 35800 | 15.2 | 8.1 | 39500 | 35000 | 88.61% | 1.96 | 0 | 10 |  |  |  |  | R-410A | 2.9833 | Residential & Commercial | USHP | Ducted CEE Tier 1
211226427 | Central HP <5.4 tons | TEMPSTAR | HRCU-A-CB (Split System: Heat Pump with Remote Outdoor Unit-Air-Source) | DLCURAH36ABK |  |  | EA*4X36L21A* | *96VTN1002122A* | 35200 | 16.5 | 8.1 | 38500 | 35200 | 91.43% | 1.82 | 0 | 10 |  |  |  |  | R-410A | 2.9333 | Residential & Commercial | USHP | Ducted CEE Tier 1
206773358 | Central HP <5.4 tons | AIRQUEST | HRCU-A-CB (Split System: Heat Pump with Remote Outdoor Unit-Air-Source) | HVH837GKA2* |  |  | EHD4X48AAL+WALLCON | *80CSU0401712A* | 32600 | 16.5 | 8.1 | 33000 | 24800 | 75.15% | 1.96 | 11.5 | 11 |  |  |  |  | R-410A | 2.7167 | Residential & Commercial | USHP | Ducted CEE Tier 1
211244729 | Central HP <5.4 tons | TEMPSTAR | HRCU-A-CB (Split System: Heat Pump with Remote Outdoor Unit-Air-Source) | DLCURAH24ABK |  |  | EN(A,D)4X30L17** | *92ESN0601412A* | 23400 | 17 | 8.1 | 25800 | 24000 | 93.02% | 2 | 0 | 10 |  |  |  |  | R-410A | 1.95 | Residential & Commercial | USHP | Ducted CEE Tier 1
211244762 | Central HP <5.4 tons | TEMPSTAR | HRCU-A-CB (Split System: Heat Pump with Remote Outdoor Unit-Air-Source) | DLCURAH24ABK |  |  | EN(A,D)4X30L17** | *95ESN0601714A* | 24600 | 16 | 8.1 | 26600 | 22400 | 84.21% | 1.84 | 0 | 10 |  |  |  |  | R-410A | 2.05 | Residential & Commercial | USHP | Ducted CEE Tier 1
215434240 | Central HP <5.4 tons | DAIKIN | HRCU-A-CB (Split System: Heat Pump with Remote Outdoor Unit-Air-Source) | DH7VSA4210A* |  |  | CA*EA6030*3A* | D*96TC0804CNA* | 40500 | 16.5 | 8.8 | 41000 | 31000 | 75.61% | 2 | 0 | 10 |  |  |  |  | R-32 | 3.375 | Residential & Commercial | USHP | Ducted CEE Tier 1
215415508 | Central HP <5.4 tons | DAIKIN | HRCU-A-CB (Split System: Heat Pump with Remote Outdoor Unit-Air-Source) | DH7VSA2410A* |  |  | DFVE36CP1300A* | 0 | 23200 | 19 | 8.8 | 23200 | 17000 | 73.28% | 2 | 0 | 11 |  |  |  |  | R-32 | 1.9333 | Residential & Commercial | USHP | Ducted CEE Tier 1
216737980 | Central HP <5.4 tons | HEIL | HRCU-A-CB (Split System: Heat Pump with Remote Outdoor Unit-Air-Source) | D5CUHAH24AAK |  |  | ESH5X36M12A* | *80CSU0802120A* | 23600 | 15.2 | 8.5 | 21200 | 18900 | 89.15% | 1.98 | 0 | 11 |  |  |  |  | R-454B | 1.9667 | Residential & Commercial | USHP | Ducted CEE Tier 1
216737328 | Central HP <5.4 tons | HEIL | HRCU-A-CB (Split System: Heat Pump with Remote Outdoor Unit-Air-Source) | D5CUHAH24AAK |  |  | ESH5X30M12A* | *80VTL0451412B* | 22200 | 15.5 | 8.1 | 20800 | 18700 | 89.9% | 1.85 | 0 | 10.5 |  |  |  |  | R-454B | 1.85 | Residential & Commercial | USHP | Ducted CEE Tier 1
216612217 | Central HP <5.4 tons | TRANE | HRCU-A-CB (Split System: Heat Pump with Remote Outdoor Unit-Air-Source) | 5TWV0X24A1 |  |  | 5TXCB006AS3 | S9V2B080U4VSB+LRP | 22200 | 21.2 | 10 | 22800 | 18200 | 79.82% | 2.2 | 0 | 12 |  |  |  |  | R-454B | 1.85 | Residential & Commercial | USHP | Ducted CEE Tier 1
216738429 | Central HP <5.4 tons | HEIL | HRCU-A-CB (Split System: Heat Pump with Remote Outdoor Unit-Air-Source) | D5CUHAH24AAK |  |  | ESH5X36M12A* | *97CMN1002122B* | 23000 | 15.5 | 8.1 | 21000 | 18700 | 89.05% | 1.85 | 0 | 11 |  |  |  |  | R-454B | 1.9167 | Residential & Commercial | USHP | Ducted CEE Tier 1
211226341 | Central HP <5.4 tons | DAY & NIGHT | HRCU-A-CB (Split System: Heat Pump with Remote Outdoor Unit-Air-Source) | DLCURAH36ABK |  |  | EA*4X36L21A* | *92ESN1002122A* | 36400 | 15.2 | 8.1 | 40000 | 35400 | 88.5% | 1.86 | 0 | 9.5 |  |  |  |  | R-410A | 3.0333 | Residential & Commercial | USHP
211226414 | Central HP <5.4 tons | DAY & NIGHT | HRCU-A-CB (Split System: Heat Pump with Remote Outdoor Unit-Air-Source) | DLCURAH36ABK |  |  | EA*4X36L21A* | *96VTN1002120A* | 35600 | 15.5 | 8.1 | 39500 | 35200 | 89.11% | 1.84 | 0 | 9.5 |  |  |  |  | R-410A | 2.9667 | Residential & Commercial | USHP
216767208 | Central HP <5.4 tons | TRANE | HRCU-A-CB (Split System: Heat Pump with Remote Outdoor Unit-Air-Source) | 5TWX7060A1 |  |  | 5PX*D008AS3 | S9X1D120U5PSB | 51000 | 15.2 | 8.7 | 51500 | 39000 | 75.73% | 2.16 | 0 | 11 |  |  |  |  | R-454B | 4.25 | Residential & Commercial | USHP | Ducted CEE Tier 1
216767215 | Central HP <5.4 tons | TRANE | HRCU-A-CB (Split System: Heat Pump with Remote Outdoor Unit-Air-Source) | 5TWX7060A1 |  |  | 5PX*D010AS3 | S8V2C100M5PDB | 52500 | 15.5 | 8.7 | 51000 | 38500 | 75.49% | 2.2 | 0 | 11 |  |  |  |  | R-454B | 4.375 | Residential & Commercial | USHP | Ducted CEE Tier 1
216767217 | Central HP <5.4 tons | TRANE | HRCU-A-CB (Split System: Heat Pump with Remote Outdoor Unit-Air-Source) | 5TWX7060A1 |  |  | 5PX*D010AS3 | S8V2D120M5PCB | 52500 | 15.5 | 8.7 | 50500 | 38500 | 76.24% | 2.21 | 0 | 11.2 |  |  |  |  | R-454B | 4.375 | Residential & Commercial | USHP | Ducted CEE Tier 1
216767251 | Central HP <5.4 tons | TRANE | HRCU-A-CB (Split System: Heat Pump with Remote Outdoor Unit-Air-Source) | 5TWX7060A1 |  |  | 5TXCD008AS3 | S8V2D120M5PCB | 51000 | 15.5 | 8.7 | 51500 | 39000 | 75.73% | 2.17 | 0 | 11 |  |  |  |  | R-454B | 4.25 | Residential & Commercial | USHP | Ducted CEE Tier 1
216767256 | Central HP <5.4 tons | TRANE | HRCU-A-CB (Split System: Heat Pump with Remote Outdoor Unit-Air-Source) | 5TWX7060A1 |  |  | 5TXCD008AS3 | S9X2D120U5PSB | 51000 | 15.2 | 8.7 | 51500 | 39000 | 75.73% | 2.16 | 0 | 11 |  |  |  |  | R-454B | 4.25 | Residential & Commercial | USHP | Ducted CEE Tier 1
216769966 | Central HP <5.4 tons | TRANE | HRCU-A-CB (Split System: Heat Pump with Remote Outdoor Unit-Air-Source) | 5TWR7036A1 |  |  | 5TXCC005AS3 | S8X1C100M5PTC | 32200 | 16 | 8.7 | 32200 | 23800 | 73.91% | 2.12 | 0 | 11.7 |  |  |  |  | R-454B | 2.6833 | Residential & Commercial | USHP | Ducted CEE Tier 1
214571170 | Central HP <5.4 tons | HEIL | HRCU-A-CB (Split System: Heat Pump with Remote Outdoor Unit-Air-Source) | HVH825GKA3* |  |  | EN(A,D,W)4X42L21**+WALLCON | *95CSU1002122B* | 23800 | 16.5 | 8.1 | 21400 | 16600 | 77.57% | 1.96 | 0 | 11 |  |  |  |  | R-410A | 1.9833 | Residential & Commercial | USHP | Ducted CEE Tier 1
213771508 | Central HP <5.4 tons | AIRQUEST | HRCU-A-CB (Split System: Heat Pump with Remote Outdoor Unit-Air-Source) | HVH825GKA2* |  |  | EA*4X43L21A*+WALLCON | *97CMN0801714B* | 24400 | 16.5 | 8.1 | 21200 | 16700 | 78.77% | 2.02 | 0 | 11 |  |  |  |  | R-410A | 2.0333 | Residential & Commercial | USHP | Ducted CEE Tier 1
213771728 | Central HP <5.4 tons | AIRQUEST | HRCU-A-CB (Split System: Heat Pump with Remote Outdoor Unit-Air-Source) | HVH825GKA2* |  |  | EA*4X48L24A*+WALLCON | *96CTN1002122B* | 24200 | 16.5 | 8.1 | 21000 | 16500 | 78.57% | 2.02 | 0 | 11 |  |  |  |  | R-410A | 2.0167 | Residential & Commercial | USHP | Ducted CEE Tier 1
213825961 | Central HP <5.4 tons | AMERICAN STANDARD | HRCU-A-CB (Split System: Heat Pump with Remote Outdoor Unit-Air-Source) | 4A6V8X36A1 |  |  | 4TXCB004DS3 | *UHMB080CCV3 | 34000 | 18 | 8.2 | 29000 | 20400 | 70.34% | 1.8 | 0 | 11.7 |  |  |  |  | R-410A | 2.8333 | Residential & Commercial | USHP | Ducted CEE Tier 1
211240600 | Central HP <5.4 tons | DAY & NIGHT | HRCU-A-CB (Split System: Heat Pump with Remote Outdoor Unit-Air-Source) | DLCURAH24ABK |  |  | EA*4X24L17A* | *96VTN0601412A* | 23200 | 16.5 | 8.5 | 26400 | 25600 | 96.97% | 2.14 | 0 | 10 |  |  |  |  | R-410A | 1.9333 | Residential & Commercial | USHP | Ducted CEE Tier 1
211242287 | Central HP <5.4 tons | DAY & NIGHT | HRCU-A-CB (Split System: Heat Pump with Remote Outdoor Unit-Air-Source) | DLCURAH24ABK |  |  | EA*4X36L21A* | *96VSN0802120A* | 24200 | 17 | 8.5 | 26000 | 22600 | 86.92% | 1.88 | 0 | 10 |  |  |  |  | R-410A | 2.0167 | Residential & Commercial | USHP | Ducted CEE Tier 1
216776017 | Central HP <5.4 tons | LENNOX | HRCU-A-CB (Split System: Heat Pump with Remote Outdoor Unit-Air-Source) | SL22KLV-024-230A** |  |  | CK40[C,U]T-36B-**+TDR | SL280UH090V48B* | 22600 | 18 | 8.5 | 23400 | 22000 | 94.02% | 2.08 | 0 | 12.6 |  |  |  |  | R-454B | 1.8833 | Residential & Commercial | USHP | Ducted CEE Tier 1
216776087 | Central HP <5.4 tons | LENNOX | HRCU-A-CB (Split System: Heat Pump with Remote Outdoor Unit-Air-Source) | SL22KLV-048-230A** |  |  | CBK48MVT-048-230-** | 0 | 45000 | 20 | 8.5 | 46500 | 43500 | 93.55% | 1.92 | 0 | 12 |  |  |  |  | R-454B | 3.75 | Residential & Commercial | USHP | Ducted CEE Tier 1
216763418 | Central HP <5.4 tons | TRANE | HRCU-A-CB (Split System: Heat Pump with Remote Outdoor Unit-Air-Source) | 5TWR7024A1 |  |  | 5PX*B006AS3 | S9V2B080D4PSC | 22000 | 17.1 | 9 | 21200 | 17100 | 80.66% | 2 | 0 | 11.7 |  |  |  |  | R-454B | 1.8333 | Residential & Commercial | USHP | Ducted CEE Tier 1
216763436 | Central HP <5.4 tons | TRANE | HRCU-A-CB (Split System: Heat Pump with Remote Outdoor Unit-Air-Source) | 5TWR7024A1 |  |  | 5PX*BD06AS3 | S9V2B040D3PSC | 23400 | 17.1 | 8.7 | 22200 | 17200 | 77.48% | 1.9 | 0 | 12.5 |  |  |  |  | R-454B | 1.95 | Residential & Commercial | USHP | Ducted CEE Tier 1
216776051 | Central HP <5.4 tons | LENNOX | HRCU-A-CB (Split System: Heat Pump with Remote Outdoor Unit-Air-Source) | SL22KLV-024-230A** |  |  | CK40HT-42C-**+TDR | SLP99UH090XV60C* | 23000 | 19 | 9.5 | 22000 | 22200 | 100.9% | 2.08 | 0 | 12.8 |  |  |  |  | R-454B | 1.9167 | Residential & Commercial | USHP | Ducted CEE Tier 1
216776086 | Central HP <5.4 tons | LENNOX | HRCU-A-CB (Split System: Heat Pump with Remote Outdoor Unit-Air-Source) | SL22KLV-036-230A** |  |  | CK40HT-42B-**+TDR | EL297UH110XV60C* | 35400 | 19 | 8.2 | 32400 | 31400 | 96.91% | 2.04 | 0 | 12.8 |  |  |  |  | R-454B | 2.95 | Residential & Commercial | USHP | Ducted CEE Tier 1
216612237 | Central HP <5.4 tons | TRANE | HRCU-A-CB (Split System: Heat Pump with Remote Outdoor Unit-Air-Source) | 5TWV0X36A1 |  |  | 5TXCB004AS3 | S9V2B060D3VSB+LRP | 32200 | 17.6 | 9.7 | 31000 | 24400 | 78.71% | 2 | 0 | 11.2 |  |  |  |  | R-454B | 2.6833 | Residential & Commercial | USHP | Ducted CEE Tier 1
215937433 | Central HP <5.4 tons | TEMPSTAR | HRCU-A-CB (Split System: Heat Pump with Remote Outdoor Unit-Air-Source) | T5H3V48*K*AAA* |  |  | EVM5X60M21A*+WALLCON | *96CTN0801714B* | 44000 | 20 | 8.1 | 53500 | 37600 | 70.28% | 2 | 0 | 11.5 |  |  |  |  | R-454B | 3.6667 | Residential & Commercial | USHP | Ducted CEE Tier 1
215937953 | Central HP <5.4 tons | TEMPSTAR | HRCU-A-CB (Split System: Heat Pump with Remote Outdoor Unit-Air-Source) | T5H3V48*K*AAA* |  |  | EVD5X48M24A*+WALLCON | *97CMN0802120B* | 44500 | 20 | 8.1 | 52000 | 38000 | 73.08% | 1.9 | 0 | 11 |  |  |  |  | R-454B | 3.7083 | Residential & Commercial | USHP | Ducted CEE Tier 1
216644641 | Central HP <5.4 tons | COMFORTMAKER | HRCU-A-CB (Split System: Heat Pump with Remote Outdoor Unit-Air-Source) | D5CUHAH18AAK |  |  | FM(C,U)5Z18**AL* | 0 | 18000 | 15.2 | 12.5 | 21200 | 18800 | 88.68% | 2.08 | 0 | 11 |  |  |  |  | R-454B | 1.5 | Residential & Commercial | USHP | Ducted CEE Tier 1
216776021 | Central HP <5.4 tons | LENNOX | HRCU-A-CB (Split System: Heat Pump with Remote Outdoor Unit-Air-Source) | SL22KLV-024-230A** |  |  | CK40[C,U]T-36B-**+TDR | SLP99UH070XV36B* | 22600 | 19 | 8.5 | 23400 | 22000 | 94.02% | 2.06 | 0 | 12.4 |  |  |  |  | R-454B | 1.8833 | Residential & Commercial | USHP | Ducted CEE Tier 1
216776023 | Central HP <5.4 tons | LENNOX | HRCU-A-CB (Split System: Heat Pump with Remote Outdoor Unit-Air-Source) | SL22KLV-024-230A** |  |  | CK40[C,U]T-36B-**+TDR | EL297UH070XV36B* | 22600 | 19 | 8.5 | 23400 | 22000 | 94.02% | 2.06 | 0 | 12.4 |  |  |  |  | R-454B | 1.8833 | Residential & Commercial | USHP | Ducted CEE Tier 1
216776101 | Central HP <5.4 tons | LENNOX | HRCU-A-CB (Split System: Heat Pump with Remote Outdoor Unit-Air-Source) | SL22KLV-048-230A** |  |  | CK40[C,U]T-49C-**+TDR | SL280UH090XV60C* | 45000 | 19.5 | 8.5 | 45000 | 46000 | 102.2% | 1.86 | 0 | 11.7 |  |  |  |  | R-454B | 3.75 | Residential & Commercial | USHP | Ducted CEE Tier 1
216776068 | Central HP <5.4 tons | LENNOX | HRCU-A-CB (Split System: Heat Pump with Remote Outdoor Unit-Air-Source) | SL22KLV-036-230A** |  |  | CK40[C,U]T-49C-**+TDR | SL280UH080NV60C* | 35400 | 19.5 | 9 | 31800 | 31200 | 98.11% | 2.08 | 0 | 13.2 |  |  |  |  | R-454B | 2.95 | Residential & Commercial | USHP | Ducted CEE Tier 1
216776052 | Central HP <5.4 tons | LENNOX | HRCU-A-CB (Split System: Heat Pump with Remote Outdoor Unit-Air-Source) | SL22KLV-024-230A** |  |  | CK40HT-42C-**+TDR | SLP99UH090XV48C* | 23000 | 20 | 9.6 | 21800 | 22200 | 101.8% | 2.08 | 0 | 12.8 |  |  |  |  | R-454B | 1.9167 | Residential & Commercial | USHP | Ducted CEE Tier 1
214574493 | Central HP <5.4 tons | COMFORTMAKER | HRCU-A-CB (Split System: Heat Pump with Remote Outdoor Unit-Air-Source) | CVH837GKA2* |  |  | EN(A,D)4X36L21**+WALLCON | *97CMN0802120B* | 31400 | 17 | 8.1 | 33200 | 24200 | 72.89% | 1.82 | 0 | 11 |  |  |  |  | R-410A | 2.6167 | Residential & Commercial | USHP | Ducted CEE Tier 1
216735587 | Central HP <5.4 tons | COMFORTMAKER | HRCU-A-CB (Split System: Heat Pump with Remote Outdoor Unit-Air-Source) | D5CUHAH24AAK |  |  | EA*5X37M21A* | *80MSU1002120A* | 23200 | 16.5 | 8.5 | 20800 | 18500 | 88.94% | 1.96 | 0 | 11 |  |  |  |  | R-454B | 1.9333 | Residential & Commercial | USHP | Ducted CEE Tier 1
216735812 | Central HP <5.4 tons | COMFORTMAKER | HRCU-A-CB (Split System: Heat Pump with Remote Outdoor Unit-Air-Source) | D5CUHAH24AAK |  |  | EA*5X37M21A* | *96MSN0601716A* | 23200 | 15.5 | 8.5 | 20800 | 18500 | 88.94% | 1.98 | 0 | 11 |  |  |  |  | R-454B | 1.9333 | Residential & Commercial | USHP | Ducted CEE Tier 1
216735823 | Central HP <5.4 tons | COMFORTMAKER | HRCU-A-CB (Split System: Heat Pump with Remote Outdoor Unit-Air-Source) | D5CUHAH24AAK |  |  | EA*5X37M21A* | *96MSN0801716A* | 23200 | 16 | 8.5 | 20600 | 18400 | 89.32% | 1.98 | 0 | 11 |  |  |  |  | R-454B | 1.9333 | Residential & Commercial | USHP | Ducted CEE Tier 1
213815726 | Central HP <5.4 tons | DAIKIN | HRCU-A-CB (Split System: Heat Pump with Remote Outdoor Unit-Air-Source) | DZ6VSA241EA* |  |  | CA*EA2422*4A*+MBVK12BP1X00A* | 0 | 23000 | 17 | 8.6 | 23000 | 16100 | 70% | 2 | 0 | 10 |  |  |  |  | R-410A | 1.9167 | Residential & Commercial | USHP | Ducted CEE Tier 1
213815728 | Central HP <5.4 tons | DAIKIN | HRCU-A-CB (Split System: Heat Pump with Remote Outdoor Unit-Air-Source) | DZ6VSA241EA* |  |  | CA*EA3026*4A*+MBVK12BP1X00A* | 0 | 23000 | 17 | 8.6 | 23000 | 16100 | 70% | 2 | 0 | 10 |  |  |  |  | R-410A | 1.9167 | Residential & Commercial | USHP | Ducted CEE Tier 1
212614920 | Central HP <5.4 tons | DAIKIN | HRCU-A-CB (Split System: Heat Pump with Remote Outdoor Unit-Air-Source) | DZ6VSA361EA* |  |  | CA*EA6030*4A* | D*97MC1205DNA* | 34200 | 17.5 | 8.6 | 34200 | 30000 | 87.72% | 2 | 0 | 10 |  |  |  |  | R-410A | 2.85 | Residential & Commercial | USHP | Ducted CEE Tier 1
214505401 | Central HP <5.4 tons | DAIKIN | HRCU-A-CB (Split System: Heat Pump with Remote Outdoor Unit-Air-Source) | DZ6VSA241EA* |  |  | CA*EA2422*4B*+MBVK12BP1X00A* | 0 | 23000 | 17 | 8.6 | 23000 | 16100 | 70% | 2 | 0 | 10 |  |  |  |  | R-410A | 1.9167 | Residential & Commercial | USHP | Ducted CEE Tier 1
216769621 | Central HP <5.4 tons | LENNOX | HRCU-A-CB (Split System: Heat Pump with Remote Outdoor Unit-Air-Source) | EL18KSLV-060-230A** |  |  | CK40HT-51/61C-**+TDR | EL297UH110XV60C* | 53000 | 16.35 | 8.5 | 54500 | 40500 | 74.31% | 1.85 | 0 | 10 |  |  |  |  | R-454B | 4.4167 | Residential & Commercial | USHP | Ducted CEE Tier 1
216737160 | Central HP <5.4 tons | COMFORTMAKER | HRCU-A-CB (Split System: Heat Pump with Remote Outdoor Unit-Air-Source) | D5CUHAH24AAK |  |  | ESH5X30M12A* | *80VSL0701412B* | 22600 | 16 | 8.1 | 21000 | 18800 | 89.52% | 1.85 | 0 | 10.5 |  |  |  |  | R-454B | 1.8833 | Residential & Commercial | USHP | Ducted CEE Tier 1
216643451 | Central HP <5.4 tons | COMFORTMAKER | HRCU-A-CB (Split System: Heat Pump with Remote Outdoor Unit-Air-Source) | D5CUHAH18AAK |  |  | EA*5X19M17A* | *80VSL0701412B* | 18400 | 15.2 | 9.5 | 19800 | 17700 | 89.39% | 2 | 0 | 11.5 |  |  |  |  | R-454B | 1.5333 | Residential & Commercial | USHP | Ducted CEE Tier 1
216643742 | Central HP <5.4 tons | COMFORTMAKER | HRCU-A-CB (Split System: Heat Pump with Remote Outdoor Unit-Air-Source) | D5CUHAH18AAK |  |  | EA*5X25M17A* | *80VTL0451412B* | 18500 | 15.2 | 9.5 | 20000 | 17600 | 88% | 2.02 | 0 | 11.7 |  |  |  |  | R-454B | 1.5417 | Residential & Commercial | USHP | Ducted CEE Tier 1
213779047 | Central HP <5.4 tons | HEIL | HRCU-A-CB (Split System: Heat Pump with Remote Outdoor Unit-Air-Source) | HVH837GKA** |  |  | EA*4X37L21A*+WALLCON | *96CTN1002122B* | 33000 | 17 | 8.5 | 32600 | 25000 | 76.69% | 1.98 | 0 | 11.5 |  |  |  |  | R-410A | 2.75 | Residential & Commercial | USHP | Ducted CEE Tier 1
214242368 | Central HP <5.4 tons | AIRQUEST | HRCU-A-CB (Split System: Heat Pump with Remote Outdoor Unit-Air-Source) | HVH825GKA3* |  |  | EN(A,D)4X48L24**+WALLCON | *97CMN1202422B* | 24200 | 17 | 8.1 | 21200 | 16600 | 78.3% | 2 | 0 | 11 |  |  |  |  | R-410A | 2.0167 | Residential & Commercial | USHP | Ducted CEE Tier 1
212614929 | Central HP <5.4 tons | DAIKIN | HRCU-A-CB (Split System: Heat Pump with Remote Outdoor Unit-Air-Source) | DZ6VSA361EA* |  |  | CA*EA4830*4A* | D*80VC0804C*A* | 34200 | 17.5 | 8.6 | 34200 | 29000 | 84.8% | 2 | 0 | 10 |  |  |  |  | R-410A | 2.85 | Residential & Commercial | USHP | Ducted CEE Tier 1
216776022 | Central HP <5.4 tons | LENNOX | HRCU-A-CB (Split System: Heat Pump with Remote Outdoor Unit-Air-Source) | SL22KLV-024-230A** |  |  | CK40[C,U]T-36B-**+TDR | EL297UH045XV36B* | 22600 | 18.5 | 8.5 | 23400 | 22000 | 94.02% | 2.06 | 0 | 12.4 |  |  |  |  | R-454B | 1.8833 | Residential & Commercial | USHP | Ducted CEE Tier 1
216776024 | Central HP <5.4 tons | LENNOX | HRCU-A-CB (Split System: Heat Pump with Remote Outdoor Unit-Air-Source) | SL22KLV-024-230A** |  |  | CK40[C,U]T-36B-**+TDR | EL297UH110XV60C* | 22600 | 17 | 8.5 | 23400 | 21800 | 93.16% | 2.08 | 0 | 12.6 |  |  |  |  | R-454B | 1.8833 | Residential & Commercial | USHP | Ducted CEE Tier 1
216776040 | Central HP <5.4 tons | LENNOX | HRCU-A-CB (Split System: Heat Pump with Remote Outdoor Unit-Air-Source) | SL22KLV-024-230A** |  |  | CK40HT-42C-**+TDR | SL280UH090V60C* | 23000 | 18.5 | 9.4 | 21800 | 22200 | 101.8% | 2.08 | 0 | 13 |  |  |  |  | R-454B | 1.9167 | Residential & Commercial | USHP | Ducted CEE Tier 1
216776049 | Central HP <5.4 tons | LENNOX | HRCU-A-CB (Split System: Heat Pump with Remote Outdoor Unit-Air-Source) | SL22KLV-024-230A** |  |  | CK40HT-42C-**+TDR | EL297UH110XV60C* | 22800 | 18.5 | 9.4 | 22000 | 22200 | 100.9% | 2.06 | 0 | 12.8 |  |  |  |  | R-454B | 1.9 | Residential & Commercial | USHP | Ducted CEE Tier 1
216776056 | Central HP <5.4 tons | LENNOX | HRCU-A-CB (Split System: Heat Pump with Remote Outdoor Unit-Air-Source) | SL22KLV-024-230A** |  |  | CK40HT-42C-**+TDR | SL280UH110XV60C* | 22800 | 18 | 9.4 | 22000 | 22200 | 100.9% | 2.06 | 0 | 12.8 |  |  |  |  | R-454B | 1.9 | Residential & Commercial | USHP | Ducted CEE Tier 1
214280296 | Central HP <5.4 tons | HEIL | HRCU-A-CB (Split System: Heat Pump with Remote Outdoor Unit-Air-Source) | DLCURAH36ABK |  |  | EA*4X43L21A* | *96MSN0601716A* | 36000 | 15.5 | 8.5 | 38000 | 34800 | 91.58% | 2.06 | 0 | 10 |  |  |  |  | R-410A | 3 | Residential & Commercial | USHP | Ducted CEE Tier 1
216681809 | Central HP <5.4 tons | AIRQUEST | HRCU-A-CB (Split System: Heat Pump with Remote Outdoor Unit-Air-Source) | DLCURAH36ABK |  |  | EA*4X48L21A* | *97VTN1002120A* | 35800 | 16.5 | 9 | 38000 | 34200 | 90% | 1.94 | 0 | 10 |  |  |  |  | R-410A | 2.9833 | Residential & Commercial | USHP | Ducted CEE Tier 1
215932227 | Central HP <5.4 tons | AIRQUEST | HRCU-A-CB (Split System: Heat Pump with Remote Outdoor Unit-Air-Source) | H5H3V36*K*AAA* |  |  | EA*5X42M21A*+WALLCON | *80CTL0701716B* | 32600 | 19.5 | 9.5 | 35200 | 27000 | 76.7% | 2 | 0 | 11 |  |  |  |  | R-454B | 2.7167 | Residential & Commercial | USHP | Ducted CEE Tier 1
215932477 | Central HP <5.4 tons | AIRQUEST | HRCU-A-CB (Split System: Heat Pump with Remote Outdoor Unit-Air-Source) | H5H3V36*K*AAA* |  |  | EA*5X48M21A*+WALLCON | *97CMN0602120B* | 33200 | 19.5 | 9.5 | 35000 | 26800 | 76.57% | 2.02 | 0 | 11 |  |  |  |  | R-454B | 2.7667 | Residential & Commercial | USHP | Ducted CEE Tier 1
215932627 | Central HP <5.4 tons | AIRQUEST | HRCU-A-CB (Split System: Heat Pump with Remote Outdoor Unit-Air-Source) | H5H3V36*K*AAA* |  |  | EA*5X60M24A*+WALLCON | *97CMN1202422B* | 34000 | 20.5 | 9.5 | 34200 | 26000 | 76.02% | 2.06 | 0 | 11.7 |  |  |  |  | R-454B | 2.8333 | Residential & Commercial | USHP | Ducted CEE Tier 1
215932727 | Central HP <5.4 tons | AIRQUEST | HRCU-A-CB (Split System: Heat Pump with Remote Outdoor Unit-Air-Source) | H5H3V36*K*AAA* |  |  | EA*5X61M21A*+WALLCON | *80CTL0902120B* | 34400 | 20.5 | 9.5 | 34200 | 26000 | 76.02% | 2.06 | 0 | 12 |  |  |  |  | R-454B | 2.8667 | Residential & Commercial | USHP | Ducted CEE Tier 1
215932877 | Central HP <5.4 tons | AIRQUEST | HRCU-A-CB (Split System: Heat Pump with Remote Outdoor Unit-Air-Source) | H5H3V36*K*AAA* |  |  | EA*5X61M24A*+WALLCON | *80CTL1352422B* | 34600 | 20.5 | 9.5 | 34200 | 25800 | 75.44% | 2.06 | 0 | 12 |  |  |  |  | R-454B | 2.8833 | Residential & Commercial | USHP | Ducted CEE Tier 1
215933347 | Central HP <5.4 tons | AIRQUEST | HRCU-A-CB (Split System: Heat Pump with Remote Outdoor Unit-Air-Source) | H5H3V36*K*AAA* |  |  | ESH5X42M12A*+WALLCON | *80CTL0902120B* | 33600 | 19 | 9 | 34600 | 26400 | 76.3% | 1.92 | 0 | 11.7 |  |  |  |  | R-454B | 2.8 | Residential & Commercial | USHP | Ducted CEE Tier 1
215933597 | Central HP <5.4 tons | AIRQUEST | HRCU-A-CB (Split System: Heat Pump with Remote Outdoor Unit-Air-Source) | H5H3V36*K*AAA* |  |  | ESH5X48M12A*+WALLCON | *80CTL1352422B* | 33800 | 19.5 | 9 | 34600 | 26400 | 76.3% | 1.94 | 0 | 11.7 |  |  |  |  | R-454B | 2.8167 | Residential & Commercial | USHP | Ducted CEE Tier 1
215933647 | Central HP <5.4 tons | AIRQUEST | HRCU-A-CB (Split System: Heat Pump with Remote Outdoor Unit-Air-Source) | H5H3V36*K*AAA* |  |  | ESH5X48M12A*+WALLCON | *97CMN0602120B* | 33600 | 19 | 9 | 35200 | 27000 | 76.7% | 1.92 | 0 | 11 |  |  |  |  | R-454B | 2.8 | Residential & Commercial | USHP | Ducted CEE Tier 1
215933797 | Central HP <5.4 tons | AIRQUEST | HRCU-A-CB (Split System: Heat Pump with Remote Outdoor Unit-Air-Source) | H5H3V36*K*AAA* |  |  | ESH5X60M12A*+WALLCON | *80CTL0902120B* | 34200 | 19.5 | 9 | 34200 | 25800 | 75.44% | 1.96 | 0 | 12 |  |  |  |  | R-454B | 2.85 | Residential & Commercial | USHP | Ducted CEE Tier 1
216739047 | Central HP <5.4 tons | HEIL | HRCU-A-CB (Split System: Heat Pump with Remote Outdoor Unit-Air-Source) | D5CUHAH24AAK |  |  | F5MA5*30L*B* | 0 | 23400 | 16 | 8.5 | 21200 | 18800 | 88.68% | 1.96 | 0 | 11 |  |  |  |  | R-454B | 1.95 | Residential & Commercial | USHP | Ducted CEE Tier 1
216738736 | Central HP <5.4 tons | HEIL | HRCU-A-CB (Split System: Heat Pump with Remote Outdoor Unit-Air-Source) | D5CUHAH24AAK |  |  | ESH5X36M12A* | *95MSU1002122A* | 23400 | 16 | 8.5 | 21200 | 18800 | 88.68% | 1.94 | 0 | 11 |  |  |  |  | R-454B | 1.95 | Residential & Commercial | USHP | Ducted CEE Tier 1
216738629 | Central HP <5.4 tons | HEIL | HRCU-A-CB (Split System: Heat Pump with Remote Outdoor Unit-Air-Source) | D5CUHAH24AAK |  |  | ESH5X36M12A* | *96VSN0401712B* | 22600 | 15.5 | 8.1 | 21000 | 18600 | 88.57% | 1.85 | 0 | 10.5 |  |  |  |  | R-454B | 1.8833 | Residential & Commercial | USHP | Ducted CEE Tier 1
216757957 | Central HP <5.4 tons | AIRQUEST | HRCU-A-CB (Split System: Heat Pump with Remote Outdoor Unit-Air-Source) | D5CUHAH30AAK |  |  | EA*5X43M21A* | *95MSU1002120A* | 31200 | 15.5 | 9 | 34200 | 30200 | 88.3% | 1.8 | 0 | 9.5 |  |  |  |  | R-454B | 2.6 | Residential & Commercial | USHP
214573973 | Central HP <5.4 tons | COMFORTMAKER | HRCU-A-CB (Split System: Heat Pump with Remote Outdoor Unit-Air-Source) | CVH837GKA2* |  |  | EA*4X48L24A*+WALLCON | *80CTL0702120B* | 32400 | 17.5 | 8.5 | 32400 | 25000 | 77.16% | 1.98 | 0 | 11 |  |  |  |  | R-410A | 2.7 | Residential & Commercial | USHP | Ducted CEE Tier 1
214569380 | Central HP <5.4 tons | CARRIER | HRCU-A-CB (Split System: Heat Pump with Remote Outdoor Unit-Air-Source) | 25VNA424A*031* |  |  | CNPV*3621AL*+UI | 58TN*B070C21**20 | 23200 | 20 | 10 | 26600 | 19900 | 74.81% | 2.4 | 0 | 13 |  |  |  |  | R-410A | 1.9333 | Residential & Commercial | USHP | Ducted CEE Tier 1
216599659 | Central HP <5.4 tons | TRANE | HRCU-A-CB (Split System: Heat Pump with Remote Outdoor Unit-Air-Source) | 5TWV8X24A1 |  |  | 5TXCB003AS3 | S9V2B060D3PSC+LRP | 20000 | 18.1 | 8.5 | 23200 | 18500 | 79.74% | 2.1 | 0 | 10.5 |  |  |  |  | R-454B | 1.6667 | Residential & Commercial | USHP | Ducted CEE Tier 1
216769896 | Central HP <5.4 tons | TRANE | HRCU-A-CB (Split System: Heat Pump with Remote Outdoor Unit-Air-Source) | 5TWR7024A1 |  |  | 5TXCC009AS3 | *DHMC100CCV4 | 21000 | 15.2 | 9 | 20600 | 16700 | 81.07% | 2.05 | 0 | 11.2 |  |  |  |  | R-454B | 1.75 | Residential & Commercial | USHP | Ducted CEE Tier 1
214572590 | Central HP <5.4 tons | HEIL | HRCU-A-CB (Split System: Heat Pump with Remote Outdoor Unit-Air-Source) | HVH837GKA** |  |  | EA*4X42L21A*+WALLCON | *80CTL0702120B* | 31800 | 17 | 8.5 | 33000 | 24400 | 73.94% | 1.9 | 0 | 11 |  |  |  |  | R-410A | 2.65 | Residential & Commercial | USHP | Ducted CEE Tier 1
212614872 | Central HP <5.4 tons | DAIKIN | HRCU-A-CB (Split System: Heat Pump with Remote Outdoor Unit-Air-Source) | DZ6VSA241EA* |  |  | DFVE36CP0400A* | 0 | 23000 | 17 | 8.6 | 23000 | 16100 | 70% | 2 | 0 | 10 |  |  |  |  | R-410A | 1.9167 | Residential & Commercial | USHP | Ducted CEE Tier 1
214572538 | Central HP <5.4 tons | CARRIER | HRCU-A-CB (Split System: Heat Pump with Remote Outdoor Unit-Air-Source) | 25VNA837A*030* |  |  | CAP**3721AL*+UI | 59CU5B080C21**20 | 32800 | 17.5 | 8.5 | 32800 | 25200 | 76.83% | 2 | 0 | 11 |  |  |  |  | R-410A | 2.7333 | Residential & Commercial | USHP | Ducted CEE Tier 1
212614940 | Central HP <5.4 tons | DAIKIN | HRCU-A-CB (Split System: Heat Pump with Remote Outdoor Unit-Air-Source) | DZ6VSA481EA* |  |  | CA*EA6030*4A* | D*97MC1205DNA* | 44000 | 17 | 8.5 | 44000 | 31000 | 70.45% | 2 | 0 | 10 |  |  |  |  | R-410A | 3.6667 | Residential & Commercial | USHP | Ducted CEE Tier 1
212614941 | Central HP <5.4 tons | DAIKIN | HRCU-A-CB (Split System: Heat Pump with Remote Outdoor Unit-Air-Source) | DZ6VSA481EA* |  |  | CA*EA6030*4A* | D*96VC1205DNA* | 44000 | 17 | 8.5 | 44000 | 31000 | 70.45% | 2 | 0 | 10 |  |  |  |  | R-410A | 3.6667 | Residential & Commercial | USHP | Ducted CEE Tier 1
211245129 | Central HP <5.4 tons | TEMPSTAR | HRCU-A-CB (Split System: Heat Pump with Remote Outdoor Unit-Air-Source) | DLCURAH24ABK |  |  | EN(A,D,W)4X36L17** | *80ES(N,L)0451712A* | 24000 | 16.5 | 8.1 | 26200 | 23000 | 87.79% | 1.9 | 0 | 10.5 |  |  |  |  | R-410A | 2 | Residential & Commercial | USHP | Ducted CEE Tier 1
213770490 | Central HP <5.4 tons | COMFORTMAKER | HRCU-A-CB (Split System: Heat Pump with Remote Outdoor Unit-Air-Source) | CVH825GKA2* |  |  | EA*4X24L17A*+WALLCON | *80CTL0451712B* | 23200 | 16 | 8.1 | 22000 | 16900 | 76.82% | 1.88 | 0 | 10.5 |  |  |  |  | R-410A | 1.9333 | Residential & Commercial | USHP | Ducted CEE Tier 1
215935456 | Central HP <5.4 tons | HEIL | HRCU-A-CB (Split System: Heat Pump with Remote Outdoor Unit-Air-Source) | H5H3V36*K*AAA* |  |  | EVM5X61M24A*+WALLCON | *80CTL0902120B* | 36000 | 22.5 | 8.5 | 37600 | 28200 | 75% | 2.06 | 0 | 12.5 |  |  |  |  | R-454B | 3 | Residential & Commercial | USHP | Ducted CEE Tier 1
215935506 | Central HP <5.4 tons | HEIL | HRCU-A-CB (Split System: Heat Pump with Remote Outdoor Unit-Air-Source) | H5H3V36*K*AAA* |  |  | EVD5X25M17A*+WALLCON | *97CMN0601714B* | 34000 | 20 | 8.1 | 38000 | 27200 | 71.58% | 2 | 0 | 11 |  |  |  |  | R-454B | 2.8333 | Residential & Commercial | USHP | Ducted CEE Tier 1
215935576 | Central HP <5.4 tons | HEIL | HRCU-A-CB (Split System: Heat Pump with Remote Outdoor Unit-Air-Source) | H5H3V36*K*AAA* |  |  | EVD5X36M17A*+WALLCON | *96CTN0601714B* | 34000 | 20 | 8.1 | 38000 | 27200 | 71.58% | 2 | 0 | 11 |  |  |  |  | R-454B | 2.8333 | Residential & Commercial | USHP | Ducted CEE Tier 1
215935626 | Central HP <5.4 tons | HEIL | HRCU-A-CB (Split System: Heat Pump with Remote Outdoor Unit-Air-Source) | H5H3V36*K*AAA* |  |  | EVD5X36M21A*+WALLCON | *80CTL0701716B* | 34200 | 20.5 | 8.5 | 39000 | 28400 | 72.82% | 2.02 | 0 | 11.5 |  |  |  |  | R-454B | 2.85 | Residential & Commercial | USHP | Ducted CEE Tier 1
211713204 | Central HP <5.4 tons | HEIL | HRCU-A-CB (Split System: Heat Pump with Remote Outdoor Unit-Air-Source) | DLCURAH30ABK |  |  | EA*4X43L21A* | *96VTN0802120A* | 30400 | 15.2 | 8.1 | 33000 | 26200 | 79.39% | 1.84 | 0 | 9 |  |  |  |  | R-410A | 2.5333 | Residential & Commercial | USHP
211713352 | Central HP <5.4 tons | HEIL | HRCU-A-CB (Split System: Heat Pump with Remote Outdoor Unit-Air-Source) | DLCURAH30ABK |  |  | EA*4X43L21A* | *92ESN0802120A* | 31200 | 15.2 | 8.5 | 33600 | 26000 | 77.38% | 1.88 | 0 | 9 |  |  |  |  | R-410A | 2.6 | Residential & Commercial | USHP
214229315 | Central HP <5.4 tons | COMFORTMAKER | HRCU-A-CB (Split System: Heat Pump with Remote Outdoor Unit-Air-Source) | DLCURAH36ABK |  |  | END4X42L17** | *80MSU0601716A* | 35400 | 16 | 8.1 | 38500 | 35000 | 90.91% | 1.96 | 0 | 10 |  |  |  |  | R-410A | 2.95 | Residential & Commercial | USHP | Ducted CEE Tier 1
213607729 | Central HP <5.4 tons | HEIL | HRCU-A-CB (Split System: Heat Pump with Remote Outdoor Unit-Air-Source) | DLCURAH36ABK |  |  | FTMA4B36L0C* | 0 | 35400 | 16.5 | 8.5 | 38000 | 35200 | 92.63% | 1.86 | 0 | 10 |  |  |  |  | R-410A | 2.95 | Residential & Commercial | USHP | Ducted CEE Tier 1
214574563 | Central HP <5.4 tons | COMFORTMAKER | HRCU-A-CB (Split System: Heat Pump with Remote Outdoor Unit-Air-Source) | CVH837GKA2* |  |  | EN(A,D,W)4X42L21**+WALLCON | *96CTN0802120B* | 31800 | 17 | 8.1 | 33000 | 24400 | 73.94% | 1.9 | 0 | 11.5 |  |  |  |  | R-410A | 2.65 | Residential & Commercial | USHP | Ducted CEE Tier 1
216681773 | Central HP <5.4 tons | AIRQUEST | HRCU-A-CB (Split System: Heat Pump with Remote Outdoor Unit-Air-Source) | DLCURAH36ABK |  |  | EA*4X37L21A* | *97VTN1002120A* | 36200 | 16.5 | 9 | 38000 | 34400 | 90.53% | 1.96 | 0 | 10 |  |  |  |  | R-410A | 3.0167 | Residential & Commercial | USHP | Ducted CEE Tier 1
216681857 | Central HP <5.4 tons | AIRQUEST | HRCU-A-CB (Split System: Heat Pump with Remote Outdoor Unit-Air-Source) | DLCURAH36ABK |  |  | EHD4X48AAL | *97VTN1002120A* | 36200 | 16 | 8.5 | 38500 | 34400 | 89.35% | 1.82 | 0 | 10 |  |  |  |  | R-410A | 3.0167 | Residential & Commercial | USHP | Ducted CEE Tier 1
216769881 | Central HP <5.4 tons | AMERICAN STANDARD | HRCU-A-CB (Split System: Heat Pump with Remote Outdoor Unit-Air-Source) | 5A6H7024A1 |  |  | 5PX*C009AS3 | *UHMC100CCV4 | 23800 | 17.1 | 9 | 21400 | 16900 | 78.97% | 2.1 | 0 | 12.5 |  |  |  |  | R-454B | 1.9833 | Residential & Commercial | USHP | Ducted CEE Tier 1
216769897 | Central HP <5.4 tons | AMERICAN STANDARD | HRCU-A-CB (Split System: Heat Pump with Remote Outdoor Unit-Air-Source) | 5A6H7024A1 |  |  | 5TXCC009AS3 | *DHMC100CCV4 | 21000 | 15.2 | 9 | 20600 | 16700 | 81.07% | 2.05 | 0 | 11.2 |  |  |  |  | R-454B | 1.75 | Residential & Commercial | USHP | Ducted CEE Tier 1
213501752 | Central HP <5.4 tons | DAIKIN | HRCU-A-CB (Split System: Heat Pump with Remote Outdoor Unit-Air-Source) | DZ9VCA3610A* |  |  | DMVE36CP1400B* | 0 | 33600 | 18.5 | 8.2 | 34000 | 24400 | 71.76% | 1.8 | 0 | 11.5 |  |  |  |  | R-410A | 2.8 | Residential & Commercial | USHP | Ducted CEE Tier 1
211244537 | Central HP <5.4 tons | DAY & NIGHT | HRCU-A-CB (Split System: Heat Pump with Remote Outdoor Unit-Air-Source) | DLCURAH24ABK |  |  | EN(A,D)4X30L17** | *95ESU0601716A* | 24200 | 16.5 | 8.1 | 26200 | 22800 | 87.02% | 1.9 | 0 | 10.5 |  |  |  |  | R-410A | 2.0167 | Residential & Commercial | USHP | Ducted CEE Tier 1
211244548 | Central HP <5.4 tons | DAY & NIGHT | HRCU-A-CB (Split System: Heat Pump with Remote Outdoor Unit-Air-Source) | DLCURAH24ABK |  |  | EN(A,D)4X30L17** | *80ESU0401712A* | 24000 | 17 | 8.1 | 26000 | 23200 | 89.23% | 1.94 | 0 | 10.5 |  |  |  |  | R-410A | 2 | Residential & Commercial | USHP | Ducted CEE Tier 1
211244573 | Central HP <5.4 tons | DAY & NIGHT | HRCU-A-CB (Split System: Heat Pump with Remote Outdoor Unit-Air-Source) | DLCURAH24ABK |  |  | EN(A,D)4X30L17** | *96VTN0401712A* | 23400 | 16 | 8.1 | 25800 | 24000 | 93.02% | 1.98 | 0 | 10 |  |  |  |  | R-410A | 1.95 | Residential & Commercial | USHP | Ducted CEE Tier 1
216675528 | Central HP <5.4 tons | COMFORTMAKER | HRCU-A-CB (Split System: Heat Pump with Remote Outdoor Unit-Air-Source) | D5CURAH24AAK |  |  | EA*5X25M17A* | *80CSU0601716A* | 25200 | 16 | 9 | 23600 | 19300 | 81.78% | 2.06 | 0 | 10 |  |  |  |  | R-454B | 2.1 | Residential & Commercial | USHP | Ducted CEE Tier 1
216675578 | Central HP <5.4 tons | COMFORTMAKER | HRCU-A-CB (Split System: Heat Pump with Remote Outdoor Unit-Air-Source) | D5CURAH24AAK |  |  | EA*5X37M21A* | *80CSU1002120A* | 25600 | 16 | 9 | 23600 | 19300 | 81.78% | 2.06 | 0 | 10 |  |  |  |  | R-454B | 2.1333 | Residential & Commercial | USHP | Ducted CEE Tier 1
215932609 | Central HP <5.4 tons | COMFORTMAKER | HRCU-A-CB (Split System: Heat Pump with Remote Outdoor Unit-Air-Source) | C5H3V36*K*AAA* |  |  | EA*5X60M24A*+WALLCON | *97CMN0802120B* | 34000 | 20 | 9.5 | 34200 | 26000 | 76.02% | 2.06 | 0 | 11.7 |  |  |  |  | R-454B | 2.8333 | Residential & Commercial | USHP | Ducted CEE Tier 1
216735605 | Central HP <5.4 tons | COMFORTMAKER | HRCU-A-CB (Split System: Heat Pump with Remote Outdoor Unit-Air-Source) | D5CUHAH24AAK |  |  | EA*5X37M21A* | *80CTL0701716B* | 23200 | 16.5 | 8.5 | 20600 | 18400 | 89.32% | 1.96 | 0 | 11 |  |  |  |  | R-454B | 1.9333 | Residential & Commercial | USHP | Ducted CEE Tier 1
211245665 | Central HP <5.4 tons | TEMPSTAR | HRCU-A-CB (Split System: Heat Pump with Remote Outdoor Unit-Air-Source) | DLCURAH24ABK |  |  | EN(A,D)4X36L21** | *92ESN0601714A* | 24400 | 16.5 | 8.1 | 26400 | 22800 | 86.36% | 1.88 | 0 | 10.5 |  |  |  |  | R-410A | 2.0333 | Residential & Commercial | USHP | Ducted CEE Tier 1
211245731 | Central HP <5.4 tons | TEMPSTAR | HRCU-A-CB (Split System: Heat Pump with Remote Outdoor Unit-Air-Source) | DLCURAH24ABK |  |  | EN(A,D)4X36L21** | *92ESN0401712A* | 23600 | 15.5 | 8.1 | 26200 | 23400 | 89.31% | 1.92 | 0 | 10 |  |  |  |  | R-410A | 1.9667 | Residential & Commercial | USHP | Ducted CEE Tier 1
216764229 | Central HP <5.4 tons | TRANE | HRCU-A-CB (Split System: Heat Pump with Remote Outdoor Unit-Air-Source) | 5TWX7036A1 |  |  | 5PX*B004AS3 | L9X1A050U3VSA | 31600 | 16 | 8.5 | 32800 | 24600 | 75% | 2 | 0 | 10 |  |  |  |  | R-454B | 2.6333 | Residential & Commercial | USHP | Ducted CEE Tier 1
215865116 | Central HP <5.4 tons | AMERICAN STANDARD | HRCU-A-CB (Split System: Heat Pump with Remote Outdoor Unit-Air-Source) | 5A6V8X60A1 |  |  | 5PX*C009AS3+P0V0C000M50SD+LRP | 0 | 54500 | 18.1 | 8.5 | 55000 | 39500 | 71.82% | 2 | 0 | 10.5 |  |  |  |  | R-454B | 4.5417 | Residential & Commercial | USHP | Ducted CEE Tier 1
214570503 | Central HP <5.4 tons | COMFORTMAKER | HRCU-A-CB (Split System: Heat Pump with Remote Outdoor Unit-Air-Source) | CVH825GKA3* |  |  | EA*4X42L21A*+WALLCON | *95CSU0802120B* | 23800 | 16.5 | 8.1 | 21400 | 16700 | 78.04% | 1.96 | 0 | 10.5 |  |  |  |  | R-410A | 1.9833 | Residential & Commercial | USHP | Ducted CEE Tier 1
214570773 | Central HP <5.4 tons | COMFORTMAKER | HRCU-A-CB (Split System: Heat Pump with Remote Outdoor Unit-Air-Source) | CVH825GKA3* |  |  | EA*4X48L24A*+WALLCON | *97CMN0802120B* | 24000 | 16.5 | 8.5 | 21000 | 16500 | 78.57% | 2.02 | 0 | 11 |  |  |  |  | R-410A | 2 | Residential & Commercial | USHP | Ducted CEE Tier 1
216682325 | Central HP <5.4 tons | AIRQUEST | HRCU-A-CB (Split System: Heat Pump with Remote Outdoor Unit-Air-Source) | DLCURAH24ABK |  |  | EHD4X24AAL | *97VTN1002120A* | 23800 | 16 | 9 | 26200 | 23400 | 89.31% | 1.8 | 0 | 10 |  |  |  |  | R-410A | 1.9833 | Residential & Commercial | USHP | Ducted CEE Tier 1
214279932 | Central HP <5.4 tons | HEIL | HRCU-A-CB (Split System: Heat Pump with Remote Outdoor Unit-Air-Source) | DLCURAH24ABK |  |  | EA*4X37L17A* | *96MSN0601716A* | 24200 | 16.5 | 9 | 25400 | 21800 | 85.83% | 1.82 | 0 | 10 |  |  |  |  | R-410A | 2.0167 | Residential & Commercial | USHP | Ducted CEE Tier 1
212614925 | Central HP <5.4 tons | DAIKIN | HRCU-A-CB (Split System: Heat Pump with Remote Outdoor Unit-Air-Source) | DZ6VSA361EA* |  |  | CA*EA4830*4A* | D*96VC0804CNA* | 34200 | 17.5 | 8.6 | 34200 | 29000 | 84.8% | 2 | 0 | 10 |  |  |  |  | R-410A | 2.85 | Residential & Commercial | USHP | Ducted CEE Tier 1
216737003 | Central HP <5.4 tons | COMFORTMAKER | HRCU-A-CB (Split System: Heat Pump with Remote Outdoor Unit-Air-Source) | D5CUHAH24AAK |  |  | ESH5X30M12A* | *80CSU1002120A* | 23200 | 16 | 8.5 | 21600 | 19300 | 89.35% | 1.94 | 0 | 10.5 |  |  |  |  | R-454B | 1.9333 | Residential & Commercial | USHP | Ducted CEE Tier 1
216681833 | Central HP <5.4 tons | AIRQUEST | HRCU-A-CB (Split System: Heat Pump with Remote Outdoor Unit-Air-Source) | DLCURAH36ABK |  |  | EHD4X36AAL | *97VTN1002120A* | 35600 | 15.5 | 8.5 | 38500 | 34600 | 89.87% | 1.78 | 0 | 9.8 |  |  |  |  | R-410A | 2.9667 | Residential & Commercial | USHP
215933897 | Central HP <5.4 tons | AIRQUEST | HRCU-A-CB (Split System: Heat Pump with Remote Outdoor Unit-Air-Source) | H5H3V36*K*AAA* |  |  | ESH5X60M12A*+WALLCON | *97CMN1002122B* | 34200 | 19.5 | 9 | 34200 | 26000 | 76.02% | 1.94 | 0 | 11.7 |  |  |  |  | R-454B | 2.85 | Residential & Commercial | USHP | Ducted CEE Tier 1
215933397 | Central HP <5.4 tons | AIRQUEST | HRCU-A-CB (Split System: Heat Pump with Remote Outdoor Unit-Air-Source) | H5H3V36*K*AAA* |  |  | ESH5X42M12A*+WALLCON | *97CMN0601714B* | 33200 | 18.5 | 9 | 34200 | 26200 | 76.61% | 1.94 | 0 | 10.5 |  |  |  |  | R-454B | 2.7667 | Residential & Commercial | USHP | Ducted CEE Tier 1
215932847 | Central HP <5.4 tons | AIRQUEST | HRCU-A-CB (Split System: Heat Pump with Remote Outdoor Unit-Air-Source) | H5H3V36*K*AAA* |  |  | EA*5X61M24A*+WALLCON | *80CSU1002120A* | 34400 | 20.5 | 9 | 34400 | 26200 | 76.16% | 1.96 | 0 | 11.7 |  |  |  |  | R-454B | 2.8667 | Residential & Commercial | USHP | Ducted CEE Tier 1
215933917 | Central HP <5.4 tons | AIRQUEST | HRCU-A-CB (Split System: Heat Pump with Remote Outdoor Unit-Air-Source) | H5H3V36*K*AAA* |  |  | ESH5X60M12A*+WALLCON | *96CTN0601714B* | 33800 | 19 | 9 | 33800 | 25600 | 75.74% | 1.94 | 0 | 11 |  |  |  |  | R-454B | 2.8167 | Residential & Commercial | USHP | Ducted CEE Tier 1
214505408 | Central HP <5.4 tons | DAIKIN | HRCU-A-CB (Split System: Heat Pump with Remote Outdoor Unit-Air-Source) | DZ6VSA241EA* |  |  | CA*EA3026*4B*+MBVK16CP1X00A* | 0 | 23000 | 17 | 8.6 | 23000 | 16100 | 70% | 2 | 0 | 10 |  |  |  |  | R-410A | 1.9167 | Residential & Commercial | USHP | Ducted CEE Tier 1
212614878 | Central HP <5.4 tons | DAIKIN | HRCU-A-CB (Split System: Heat Pump with Remote Outdoor Unit-Air-Source) | DZ6VSA241EA* |  |  | CA*EA2422*4A* | D*80VC0803B*A* | 23000 | 17 | 8.6 | 23000 | 16100 | 70% | 2 | 0 | 10 |  |  |  |  | R-410A | 1.9167 | Residential & Commercial | USHP | Ducted CEE Tier 1
216736032 | Central HP <5.4 tons | COMFORTMAKER | HRCU-A-CB (Split System: Heat Pump with Remote Outdoor Unit-Air-Source) | D5CUHAH24AAK |  |  | EA*5X37M21A* | *96VTN1002120B* | 22800 | 16.5 | 8.5 | 20400 | 18300 | 89.71% | 1.98 | 0 | 11 |  |  |  |  | R-454B | 1.9 | Residential & Commercial | USHP | Ducted CEE Tier 1
216736834 | Central HP <5.4 tons | COMFORTMAKER | HRCU-A-CB (Split System: Heat Pump with Remote Outdoor Unit-Air-Source) | D5CUHAH24AAK |  |  | ESH5X24M12A* | *96VTN0601412B* | 22400 | 15.2 | 8.1 | 21200 | 19100 | 90.09% | 1.9 | 0 | 10.5 |  |  |  |  | R-454B | 1.8667 | Residential & Commercial | USHP | Ducted CEE Tier 1
216776119 | Central HP <5.4 tons | LENNOX | HRCU-A-CB (Split System: Heat Pump with Remote Outdoor Unit-Air-Source) | SL22KLV-048-230A** |  |  | CK40[C,U]T-49C-**+TDR | EL297UH110XV60C* | 45000 | 19.5 | 8.5 | 45500 | 46000 | 101.1% | 1.84 | 0 | 11.5 |  |  |  |  | R-454B | 3.75 | Residential & Commercial | USHP | Ducted CEE Tier 1
216769584 | Central HP <5.4 tons | LENNOX | HRCU-A-CB (Split System: Heat Pump with Remote Outdoor Unit-Air-Source) | EL18KSLV-036-230A** |  |  | CK40[C,U]T-36B-**+TDR | SL297UH040NV36B* | 34600 | 17.7 | 8.5 | 35600 | 28400 | 79.78% | 1.85 | 0 | 11 |  |  |  |  | R-454B | 2.8833 | Residential & Commercial | USHP | Ducted CEE Tier 1
216638494 | Central HP <5.4 tons | CARRIER | HRCU-A-CB (Split System: Heat Pump with Remote Outdoor Unit-Air-Source) | 37MUHAQ18AA3 |  |  | FT5ANXB24L* | 0 | 18400 | 15.5 | 9.5 | 20400 | 18300 | 89.71% | 1.98 | 0 | 11.5 |  |  |  |  | R-454B | 1.5333 | Residential & Commercial | USHP | Ducted CEE Tier 1
216643089 | Central HP <5.4 tons | CARRIER | HRCU-A-CB (Split System: Heat Pump with Remote Outdoor Unit-Air-Source) | 37MUHAQ18AA3 |  |  | CAA**1917AM* | 58CU*A040C17**12 | 18500 | 15.2 | 10.5 | 20000 | 17800 | 89% | 2 | 0 | 11.7 |  |  |  |  | R-454B | 1.5417 | Residential & Commercial | USHP | Ducted CEE Tier 1
216643940 | Central HP <5.4 tons | COMFORTMAKER | HRCU-A-CB (Split System: Heat Pump with Remote Outdoor Unit-Air-Source) | D5CUHAH18AAK |  |  | EA*5X19M17A* | *92MSN0801716A* | 18500 | 15.2 | 10.5 | 20000 | 17800 | 89% | 2 | 0 | 11.5 |  |  |  |  | R-454B | 1.5417 | Residential & Commercial | USHP | Ducted CEE Tier 1
216644426 | Central HP <5.4 tons | COMFORTMAKER | HRCU-A-CB (Split System: Heat Pump with Remote Outdoor Unit-Air-Source) | D5CUHAH18AAK |  |  | EA*5X25M17A* | *96VTN0601412B* | 18000 | 15.2 | 9 | 19700 | 17600 | 89.34% | 1.88 | 0 | 11 |  |  |  |  | R-454B | 1.5 | Residential & Commercial | USHP | Ducted CEE Tier 1
216769586 | Central HP <5.4 tons | LENNOX | HRCU-A-CB (Split System: Heat Pump with Remote Outdoor Unit-Air-Source) | EL18KSLV-036-230A** |  |  | CK40[C,U]T-36B-**+TDR | EL297UH045XV36B* | 34400 | 17.35 | 8.5 | 35600 | 28400 | 79.78% | 1.85 | 0 | 11 |  |  |  |  | R-454B | 2.8667 | Residential & Commercial | USHP | Ducted CEE Tier 1
214574073 | Central HP <5.4 tons | COMFORTMAKER | HRCU-A-CB (Split System: Heat Pump with Remote Outdoor Unit-Air-Source) | CVH837GKA2* |  |  | EA*4X60L24A*+WALLCON | *97CMN0802120B* | 32800 | 17.5 | 8.5 | 31600 | 24800 | 78.48% | 2 | 0 | 11.5 |  |  |  |  | R-410A | 2.7333 | Residential & Commercial | USHP | Ducted CEE Tier 1
214574173 | Central HP <5.4 tons | COMFORTMAKER | HRCU-A-CB (Split System: Heat Pump with Remote Outdoor Unit-Air-Source) | CVH837GKA2* |  |  | EA*4X61L24A*+WALLCON | *95CSU1002122B* | 33200 | 18.5 | 8.5 | 31800 | 24800 | 77.99% | 2 | 0 | 11.5 |  |  |  |  | R-410A | 2.7667 | Residential & Commercial | USHP | Ducted CEE Tier 1
213815729 | Central HP <5.4 tons | DAIKIN | HRCU-A-CB (Split System: Heat Pump with Remote Outdoor Unit-Air-Source) | DZ6VSA241EA* |  |  | CA*EA3026*4A*+MBVK16CP1X00A* | 0 | 23000 | 17 | 8.6 | 23000 | 16100 | 70% | 2 | 0 | 10 |  |  |  |  | R-410A | 1.9167 | Residential & Commercial | USHP | Ducted CEE Tier 1
212614901 | Central HP <5.4 tons | DAIKIN | HRCU-A-CB (Split System: Heat Pump with Remote Outdoor Unit-Air-Source) | DZ6VSA241EA* |  |  | CA*EA3026*4A* | D*80VC0805C*A* | 23000 | 17 | 8.6 | 23000 | 16100 | 70% | 2 | 0 | 10 |  |  |  |  | R-410A | 1.9167 | Residential & Commercial | USHP | Ducted CEE Tier 1
212614910 | Central HP <5.4 tons | DAIKIN | HRCU-A-CB (Split System: Heat Pump with Remote Outdoor Unit-Air-Source) | DZ6VSA241EA* |  |  | CA*EA3026*4A* | D*96VC1005CNA* | 23000 | 17 | 8.6 | 23000 | 16100 | 70% | 2 | 0 | 10 |  |  |  |  | R-410A | 1.9167 | Residential & Commercial | USHP | Ducted CEE Tier 1
212614939 | Central HP <5.4 tons | DAIKIN | HRCU-A-CB (Split System: Heat Pump with Remote Outdoor Unit-Air-Source) | DZ6VSA481EA* |  |  | CA*EA6030*4A*+MBVC2000**-1A* | 0 | 44000 | 17 | 8.6 | 44000 | 31000 | 70.45% | 2 | 0 | 10 |  |  |  |  | R-410A | 3.6667 | Residential & Commercial | USHP | Ducted CEE Tier 1
214572638 | Central HP <5.4 tons | CARRIER | HRCU-A-CB (Split System: Heat Pump with Remote Outdoor Unit-Air-Source) | 25VNA837A*030* |  |  | CAP**4221AL*+UI | 59TN6C080C21**20 | 31800 | 17.5 | 8.5 | 32800 | 24400 | 74.39% | 1.9 | 0 | 11 |  |  |  |  | R-410A | 2.65 | Residential & Commercial | USHP | Ducted CEE Tier 1
214572788 | Central HP <5.4 tons | CARRIER | HRCU-A-CB (Split System: Heat Pump with Remote Outdoor Unit-Air-Source) | 25VNA837A*030* |  |  | CAP**4821AL*+UI | 59CU5B100C21**22 | 32400 | 17.5 | 8.5 | 32400 | 24800 | 76.54% | 2 | 0 | 11.5 |  |  |  |  | R-410A | 2.7 | Residential & Commercial | USHP | Ducted CEE Tier 1
214569534 | Central HP <5.4 tons | CARRIER | HRCU-A-CB (Split System: Heat Pump with Remote Outdoor Unit-Air-Source) | 25VNA436A*031* |  |  | CAP**4221AL*+UI | 59MN7C080C21**20 | 33000 | 19 | 9.5 | 37800 | 26600 | 70.37% | 1.98 | 0 | 11.5 |  |  |  |  | R-410A | 2.75 | Residential & Commercial | USHP | Ducted CEE Tier 1
214569566 | Central HP <5.4 tons | CARRIER | HRCU-A-CB (Split System: Heat Pump with Remote Outdoor Unit-Air-Source) | 25VNA436A*031* |  |  | CAP**4821AL*+UI | 59MN7C060C21**20 | 33600 | 19 | 9.5 | 36600 | 26000 | 71.04% | 2.02 | 0 | 11.5 |  |  |  |  | R-410A | 2.8 | Residential & Commercial | USHP | Ducted CEE Tier 1
211226879 | Central HP <5.4 tons | TEMPSTAR | HRCU-A-CB (Split System: Heat Pump with Remote Outdoor Unit-Air-Source) | DLCURAH36ABK |  |  | EA*4X37L21A* | *80VSL0701716A* | 36600 | 15.5 | 8.5 | 38500 | 34800 | 90.39% | 2.08 | 0 | 10 |  |  |  |  | R-410A | 3.05 | Residential & Commercial | USHP | Ducted CEE Tier 1
216453168 | Central HP <5.4 tons | AMERICAN STANDARD | HRCU-A-CB (Split System: Heat Pump with Remote Outdoor Unit-Air-Source) | 5A6V0X48A1 |  |  | 5PX*D008AS3 | S8V2D120M5PCB | 45000 | 20.2 | 10 | 47500 | 34000 | 71.58% | 2.1 | 0 | 12 |  |  |  |  | R-454B | 3.75 | Residential & Commercial | USHP | Ducted CEE Tier 1
216453184 | Central HP <5.4 tons | AMERICAN STANDARD | HRCU-A-CB (Split System: Heat Pump with Remote Outdoor Unit-Air-Source) | 5A6V0X48A1 |  |  | 5PX*DD10AS3 | S8V2D120M5PCB | 45000 | 20 | 9.7 | 47000 | 33800 | 71.91% | 2.1 | 0 | 11.7 |  |  |  |  | R-454B | 3.75 | Residential & Commercial | USHP | Ducted CEE Tier 1
216453216 | Central HP <5.4 tons | AMERICAN STANDARD | HRCU-A-CB (Split System: Heat Pump with Remote Outdoor Unit-Air-Source) | 5A6V0X48A1 |  |  | 5TXCD010AS3 | S8V2D120M5PCB | 46000 | 20.4 | 10 | 47000 | 33600 | 71.49% | 2.1 | 0 | 12 |  |  |  |  | R-454B | 3.8333 | Residential & Commercial | USHP | Ducted CEE Tier 1
216769619 | Central HP <5.4 tons | LENNOX | HRCU-A-CB (Split System: Heat Pump with Remote Outdoor Unit-Air-Source) | EL18KSLV-060-230A** |  |  | CK40[C,U]T-60C-**+TDR | EL297UH090XV60C* | 54500 | 16.55 | 8.5 | 55000 | 40500 | 73.64% | 1.9 | 0 | 10 |  |  |  |  | R-454B | 4.5417 | Residential & Commercial | USHP | Ducted CEE Tier 1
215853271 | Central HP <5.4 tons | YORK | HRCU-A-CB (Split System: Heat Pump with Remote Outdoor Unit-Air-Source) | HH824E2S11 |  |  | CTM30B5ACS1+JMET08BS2N1 | 0 | 23000 | 18 | 9.5 | 23000 | 18100 | 78.7% | 2 | 0 | 12 |  |  |  |  | R-454B | 1.9167 | Residential & Commercial | USHP | Ducted CEE Tier 1
216769949 | Central HP <5.4 tons | AMERICAN STANDARD | HRCU-A-CB (Split System: Heat Pump with Remote Outdoor Unit-Air-Source) | 5A6H7036A1 |  |  | 5TXCC005AS3 | *UHMC100CCV4 | 32200 | 16 | 8.7 | 32000 | 23800 | 74.38% | 2.12 | 0 | 12 |  |  |  |  | R-454B | 2.6833 | Residential & Commercial | USHP | Ducted CEE Tier 1
216769965 | Central HP <5.4 tons | AMERICAN STANDARD | HRCU-A-CB (Split System: Heat Pump with Remote Outdoor Unit-Air-Source) | 5A6H7036A1 |  |  | 5TXCC005AS3 | S8X2C080M5PSC | 32600 | 16.5 | 8.7 | 32400 | 24000 | 74.07% | 2.14 | 0 | 11.7 |  |  |  |  | R-454B | 2.7167 | Residential & Commercial | USHP | Ducted CEE Tier 1
214572838 | Central HP <5.4 tons | CARRIER | HRCU-A-CB (Split System: Heat Pump with Remote Outdoor Unit-Air-Source) | 25VNA837A*030* |  |  | CAP**4824AL*+UI | 59CU5B080C21**20 | 32200 | 17.5 | 8.5 | 32400 | 25000 | 77.16% | 1.98 | 0 | 11 |  |  |  |  | R-410A | 2.6833 | Residential & Commercial | USHP | Ducted CEE Tier 1
214572938 | Central HP <5.4 tons | CARRIER | HRCU-A-CB (Split System: Heat Pump with Remote Outdoor Unit-Air-Source) | 25VNA837A*030* |  |  | CAP**6024AL*+UI | 59TN6C080C21**20 | 32800 | 18 | 8.5 | 31600 | 24600 | 77.85% | 2 | 0 | 11.5 |  |  |  |  | R-410A | 2.7333 | Residential & Commercial | USHP | Ducted CEE Tier 1
214572988 | Central HP <5.4 tons | CARRIER | HRCU-A-CB (Split System: Heat Pump with Remote Outdoor Unit-Air-Source) | 25VNA837A*030* |  |  | CAP**6121AL*+UI | 59MN7C080C21**20 | 33200 | 17.5 | 8.5 | 32000 | 24800 | 77.5% | 2 | 0 | 11.5 |  |  |  |  | R-410A | 2.7667 | Residential & Commercial | USHP | Ducted CEE Tier 1
212983198 | Central HP <5.4 tons | AIRQUEST | HRCU-A-CB (Split System: Heat Pump with Remote Outdoor Unit-Air-Source) | DLCURAH24ABK |  |  | EA*4X37L21A* | *92MSN0401712A* | 24000 | 16 | 8.1 | 25400 | 21800 | 85.83% | 1.8 | 0 | 10 |  |  |  |  | R-410A | 2 | Residential & Commercial | USHP | Ducted CEE Tier 1
212983519 | Central HP <5.4 tons | AIRQUEST | HRCU-A-CB (Split System: Heat Pump with Remote Outdoor Unit-Air-Source) | DLCURAH24ABK |  |  | EA*4X24L17A* | *92MSN0601412A* | 23600 | 16.5 | 9 | 27000 | 25400 | 94.07% | 2.12 | 0 | 10 |  |  |  |  | R-410A | 1.9667 | Residential & Commercial | USHP | Ducted CEE Tier 1
211261580 | Central HP <5.4 tons | HEIL | HRCU-A-CB (Split System: Heat Pump with Remote Outdoor Unit-Air-Source) | DLCURAH18ABK |  |  | EA*4X30L17A* | *96VSN0401410A* | 17500 | 16 | 8.5 | 18100 | 18600 | 102.8% | 2.24 | 0 | 10.5 |  |  |  |  | R-410A | 1.4583 | Residential & Commercial | USHP | Ducted CEE Tier 1
211261849 | Central HP <5.4 tons | HEIL | HRCU-A-CB (Split System: Heat Pump with Remote Outdoor Unit-Air-Source) | DLCURAH18ABK |  |  | EA*4X30L17A* | *95ESN0401410A* | 17900 | 15.5 | 8.5 | 18500 | 18500 | 100% | 2.22 | 0 | 10.5 |  |  |  |  | R-410A | 1.4917 | Residential & Commercial | USHP | Ducted CEE Tier 1
215935415 | Central HP <5.4 tons | BRYANT HEATING AND COOLING SYSTEMS | HRCU-A-CB (Split System: Heat Pump with Remote Outdoor Unit-Air-Source) | 293VAN036**AA* |  |  | CVAMA6024XMA*+UI | 987MC66100C21*** | 35600 | 22 | 8.5 | 38000 | 28400 | 74.74% | 2.04 | 0 | 12.5 |  |  |  |  | R-454B | 2.9667 | Residential & Commercial | USHP | Ducted CEE Tier 1
214574340 | Central HP <5.4 tons | HEIL | HRCU-A-CB (Split System: Heat Pump with Remote Outdoor Unit-Air-Source) | HVH837GKA2* |  |  | EHD4X48AAL+WALLCON | *95CSU0802120B* | 32600 | 17.5 | 8.5 | 32800 | 25000 | 76.22% | 1.98 | 0 | 11 |  |  |  |  | R-410A | 2.7167 | Residential & Commercial | USHP | Ducted CEE Tier 1
214572575 | Central HP <5.4 tons | KEEPRITE | HRCU-A-CB (Split System: Heat Pump with Remote Outdoor Unit-Air-Source) | CVH837GKA** |  |  | EA*4X37L21A*+WALLCON | *97CMN0802120B* | 32800 | 17.5 | 8.5 | 32800 | 25200 | 76.83% | 2 | 0 | 11.5 |  |  |  |  | R-410A | 2.7333 | Residential & Commercial | USHP | Ducted CEE Tier 1
215935515 | Central HP <5.4 tons | BRYANT HEATING AND COOLING SYSTEMS | HRCU-A-CB (Split System: Heat Pump with Remote Outdoor Unit-Air-Source) | 293VAN036**AA* |  |  | CVAVA2517XMA*+UI | 986TD42060C17*** | 34000 | 20 | 8.1 | 38000 | 27200 | 71.58% | 2 | 0 | 11 |  |  |  |  | R-454B | 2.8333 | Residential & Commercial | USHP | Ducted CEE Tier 1
215935835 | Central HP <5.4 tons | BRYANT HEATING AND COOLING SYSTEMS | HRCU-A-CB (Split System: Heat Pump with Remote Outdoor Unit-Air-Source) | 293VAN036**AA* |  |  | CVAVA3817XMA*+UI | 88*TB36070C14*** | 35200 | 21.5 | 8.5 | 38500 | 29000 | 75.32% | 2.02 | 0 | 11.7 |  |  |  |  | R-454B | 2.9333 | Residential & Commercial | USHP | Ducted CEE Tier 1
215935915 | Central HP <5.4 tons | BRYANT HEATING AND COOLING SYSTEMS | HRCU-A-CB (Split System: Heat Pump with Remote Outdoor Unit-Air-Source) | 293VAN036**AA* |  |  | CVAVA4217XMA*+UI | 987MC42060C17*** | 34200 | 20 | 8.5 | 38000 | 27400 | 72.11% | 2.08 | 0 | 11 |  |  |  |  | R-454B | 2.85 | Residential & Commercial | USHP | Ducted CEE Tier 1
215935935 | Central HP <5.4 tons | BRYANT HEATING AND COOLING SYSTEMS | HRCU-A-CB (Split System: Heat Pump with Remote Outdoor Unit-Air-Source) | 293VAN036**AA* |  |  | CVAVA4217XMA*+UI | 986TD42060C17*** | 34200 | 20.5 | 8.5 | 38000 | 27400 | 72.11% | 2 | 0 | 11 |  |  |  |  | R-454B | 2.85 | Residential & Commercial | USHP | Ducted CEE Tier 1
215936015 | Central HP <5.4 tons | BRYANT HEATING AND COOLING SYSTEMS | HRCU-A-CB (Split System: Heat Pump with Remote Outdoor Unit-Air-Source) | 293VAN036**AA* |  |  | CVAVA4221XMA*+UI | 88*TB60090C21*** | 34400 | 21 | 8.5 | 38500 | 28000 | 72.73% | 2.04 | 0 | 12 |  |  |  |  | R-454B | 2.8667 | Residential & Commercial | USHP | Ducted CEE Tier 1
215936485 | Central HP <5.4 tons | BRYANT HEATING AND COOLING SYSTEMS | HRCU-A-CB (Split System: Heat Pump with Remote Outdoor Unit-Air-Source) | 293VAN036**AA* |  |  | CVAVA4924XMA*+UI | 935CB66100C21*** | 35600 | 22 | 8.5 | 38000 | 28400 | 74.74% | 2.06 | 0 | 12.5 |  |  |  |  | R-454B | 2.9667 | Residential & Commercial | USHP | Ducted CEE Tier 1
216734441 | Central HP <5.4 tons | COMFORTMAKER | HRCU-A-CB (Split System: Heat Pump with Remote Outdoor Unit-Air-Source) | D5CUHAH24AAK |  |  | EA*5X36M17A* | *80VSL0701716B* | 22200 | 16.5 | 8.1 | 20800 | 18700 | 89.9% | 1.85 | 0 | 10.5 |  |  |  |  | R-454B | 1.85 | Residential & Commercial | USHP | Ducted CEE Tier 1
216734825 | Central HP <5.4 tons | COMFORTMAKER | HRCU-A-CB (Split System: Heat Pump with Remote Outdoor Unit-Air-Source) | D5CUHAH24AAK |  |  | EA*5X36M17A* | *96VTN0801716B* | 22200 | 16 | 8.1 | 20800 | 18700 | 89.9% | 1.85 | 0 | 10.5 |  |  |  |  | R-454B | 1.85 | Residential & Commercial | USHP | Ducted CEE Tier 1
216738146 | Central HP <5.4 tons | HEIL | HRCU-A-CB (Split System: Heat Pump with Remote Outdoor Unit-Air-Source) | D5CUHAH24AAK |  |  | ESH5X36M12A* | *80VSL0701412B* | 22800 | 16 | 8.1 | 20800 | 18500 | 88.94% | 1.85 | 0 | 11 |  |  |  |  | R-454B | 1.9 | Residential & Commercial | USHP | Ducted CEE Tier 1
216738201 | Central HP <5.4 tons | HEIL | HRCU-A-CB (Split System: Heat Pump with Remote Outdoor Unit-Air-Source) | D5CUHAH24AAK |  |  | ESH5X36M12A* | *80MSU0401712A* | 22800 | 16 | 8.1 | 20800 | 18500 | 88.94% | 1.85 | 0 | 10.5 |  |  |  |  | R-454B | 1.9 | Residential & Commercial | USHP | Ducted CEE Tier 1
216734836 | Central HP <5.4 tons | COMFORTMAKER | HRCU-A-CB (Split System: Heat Pump with Remote Outdoor Unit-Air-Source) | D5CUHAH24AAK |  |  | EA*5X36M17A* | *97VTN0601716A* | 22400 | 16 | 8.5 | 20800 | 18700 | 89.9% | 1.96 | 0 | 10.5 |  |  |  |  | R-454B | 1.8667 | Residential & Commercial | USHP | Ducted CEE Tier 1
216735227 | Central HP <5.4 tons | COMFORTMAKER | HRCU-A-CB (Split System: Heat Pump with Remote Outdoor Unit-Air-Source) | D5CUHAH24AAK |  |  | EA*5X37M17A* | *96VSN0401712B* | 22800 | 16 | 8.5 | 20800 | 18600 | 89.42% | 1.96 | 0 | 10.5 |  |  |  |  | R-454B | 1.9 | Residential & Commercial | USHP | Ducted CEE Tier 1
211245979 | Central HP <5.4 tons | TEMPSTAR | HRCU-A-CB (Split System: Heat Pump with Remote Outdoor Unit-Air-Source) | DLCURAH24ABK |  |  | FVM4X24***L | 0 | 23800 | 17 | 8.5 | 25800 | 23000 | 89.15% | 1.92 | 0 | 10 |  |  |  |  | R-410A | 1.9833 | Residential & Commercial | USHP | Ducted CEE Tier 1
213078206 | Central HP <5.4 tons | BRYANT HEATING AND COOLING SYSTEMS | HRCU-A-CB (Split System: Heat Pump with Remote Outdoor Unit-Air-Source) | 38MURAQ36AB3* |  |  | CAP**4321AL* | 8(0,1)*SB48070M21*** | 36400 | 16 | 8.5 | 38000 | 34800 | 91.58% | 2.06 | 0 | 10 |  |  |  |  | R-410A | 3.0333 | Residential & Commercial | USHP | Ducted CEE Tier 1
213078842 | Central HP <5.4 tons | BRYANT HEATING AND COOLING SYSTEMS | HRCU-A-CB (Split System: Heat Pump with Remote Outdoor Unit-Air-Source) | 38MURAQ36AB3* |  |  | CAP**3717AL* | 83*SB60100M21*** | 36000 | 15.5 | 8.5 | 38500 | 35000 | 90.91% | 2 | 0 | 10 |  |  |  |  | R-410A | 3 | Residential & Commercial | USHP | Ducted CEE Tier 1
213078974 | Central HP <5.4 tons | BRYANT HEATING AND COOLING SYSTEMS | HRCU-A-CB (Split System: Heat Pump with Remote Outdoor Unit-Air-Source) | 38MURAQ36AB3* |  |  | CAP**3717AL* | 83*SB36040M17*** | 36000 | 15.5 | 8.5 | 38500 | 34800 | 90.39% | 2.02 | 0 | 10 |  |  |  |  | R-410A | 3 | Residential & Commercial | USHP | Ducted CEE Tier 1
213078724 | Central HP <5.4 tons | BRYANT HEATING AND COOLING SYSTEMS | HRCU-A-CB (Split System: Heat Pump with Remote Outdoor Unit-Air-Source) | 38MURAQ36AB3* |  |  | CNPV*4824AL* | 8(0,1)*SB60110M21*** | 36400 | 16.5 | 8.1 | 38500 | 35000 | 90.91% | 2.02 | 0 | 10.5 |  |  |  |  | R-410A | 3.0333 | Residential & Commercial | USHP | Ducted CEE Tier 1
214570463 | Central HP <5.4 tons | COMFORTMAKER | HRCU-A-CB (Split System: Heat Pump with Remote Outdoor Unit-Air-Source) | CVH825GKA3* |  |  | EA*4X37L21A*+WALLCON | *97CMN0602120B* | 24400 | 16.5 | 8.5 | 21200 | 16700 | 78.77% | 2.02 | 0 | 11 |  |  |  |  | R-410A | 2.0333 | Residential & Commercial | USHP | Ducted CEE Tier 1
206136356 | Central HP <5.4 tons | DAY & NIGHT | HRCU-A-CB (Split System: Heat Pump with Remote Outdoor Unit-Air-Source) | CVH837GKA** |  |  | EHD4X48AAL+WALLCON | *95CSU0802120A* | 32600 | 17 | 8.1 | 33000 | 24800 | 75.15% | 1.98 | 11.5 | 11 |  |  |  |  | R-410A | 2.7167 | Residential & Commercial | USHP | Ducted CEE Tier 1
212983529 | Central HP <5.4 tons | AIRQUEST | HRCU-A-CB (Split System: Heat Pump with Remote Outdoor Unit-Air-Source) | DLCURAH24ABK |  |  | EA*4X25L17A* | *92MSN0601412A* | 24400 | 17 | 8.5 | 25400 | 21600 | 85.04% | 1.8 | 0 | 10 |  |  |  |  | R-410A | 2.0333 | Residential & Commercial | USHP | Ducted CEE Tier 1
215678263 | Central HP <5.4 tons | CARRIER | HRCU-A-CB (Split System: Heat Pump with Remote Outdoor Unit-Air-Source) | 27VNA024A*030* |  |  | CAA**3017AM*+UI | 58CU*B040C17**12 | 23200 | 17 | 8.5 | 23600 | 16600 | 70.34% | 1.98 | 0 | 10 |  |  |  |  | R-454B | 1.9333 | Residential & Commercial | USHP | Ducted CEE Tier 1
212983569 | Central HP <5.4 tons | AIRQUEST | HRCU-A-CB (Split System: Heat Pump with Remote Outdoor Unit-Air-Source) | DLCURAH24ABK |  |  | EA*4X37L17A* | *92MSN0601412A* | 24200 | 17 | 8.5 | 25800 | 22200 | 86.05% | 1.84 | 0 | 10 |  |  |  |  | R-410A | 2.0167 | Residential & Commercial | USHP | Ducted CEE Tier 1
212983619 | Central HP <5.4 tons | AIRQUEST | HRCU-A-CB (Split System: Heat Pump with Remote Outdoor Unit-Air-Source) | DLCURAH24ABK |  |  | EN(A,D,W)4X36L17** | *92MSN0601412A* | 23800 | 17 | 8.5 | 26400 | 23800 | 90.15% | 1.98 | 0 | 10.5 |  |  |  |  | R-410A | 1.9833 | Residential & Commercial | USHP | Ducted CEE Tier 1
211230488 | Central HP <5.4 tons | BRYANT HEATING AND COOLING SYSTEMS | HRCU-A-CB (Split System: Heat Pump with Remote Outdoor Unit-Air-Source) | 38MURAQ36AB3* |  |  | CNPV*4824AL* | 8(0,1)*SA60155E24*** | 37200 | 16 | 8.1 | 39500 | 35000 | 88.61% | 2.08 | 0 | 10.5 |  |  |  |  | R-410A | 3.1 | Residential & Commercial | USHP | Ducted CEE Tier 1
213867317 | Central HP <5.4 tons | AMERICAN STANDARD | HRCU-A-CB (Split System: Heat Pump with Remote Outdoor Unit-Air-Source) | 4A6C7048A3 |  |  | 4TXCD010DS3+P0V0C000M50SC | 0 | 46500 | 17 | 8.1 | 46500 | 47000 | 101.1% | 3.6 | 0 | 12.5 |  |  |  |  | R-410A | 3.875 | Residential & Commercial | USHP | Ducted CEE Tier 1
215682573 | Central HP <5.4 tons | CARRIER | HRCU-A-CB (Split System: Heat Pump with Remote Outdoor Unit-Air-Source) | 27VNA060A*030* |  |  | CAA**6024AM*+UI | 59TN6C080C21**20 | 54500 | 18.5 | 9 | 59500 | 42000 | 70.59% | 1.9 | 0 | 8.5 |  |  |  |  | R-454B | 4.5417 | Residential & Commercial | USHP
215682923 | Central HP <5.4 tons | CARRIER | HRCU-A-CB (Split System: Heat Pump with Remote Outdoor Unit-Air-Source) | 27VNA060A*030* |  |  | CVAMA6124XMA*+UI | 59TN6C080C21**20 | 57500 | 18.5 | 9 | 64000 | 45000 | 70.31% | 2.08 | 0 | 9 |  |  |  |  | R-454B | 4.7917 | Residential & Commercial | USHP
215683173 | Central HP <5.4 tons | CARRIER | HRCU-A-CB (Split System: Heat Pump with Remote Outdoor Unit-Air-Source) | 27VNA060A*030* |  |  | CVAVA6121XMA*+UI | 59TN7A100C21**22 | 57500 | 18.5 | 9 | 64000 | 45000 | 70.31% | 2.06 | 0 | 9 |  |  |  |  | R-454B | 4.7917 | Residential & Commercial | USHP
215934799 | Central HP <5.4 tons | COMFORTMAKER | HRCU-A-CB (Split System: Heat Pump with Remote Outdoor Unit-Air-Source) | C5H3V36*K*AAA* |  |  | EVM5X44M21A*+WALLCON | *80CSU1002120A* | 35600 | 21.5 | 8.5 | 38000 | 28800 | 75.79% | 2.02 | 0 | 12 |  |  |  |  | R-454B | 2.9667 | Residential & Commercial | USHP | Ducted CEE Tier 1
212614928 | Central HP <5.4 tons | DAIKIN | HRCU-A-CB (Split System: Heat Pump with Remote Outdoor Unit-Air-Source) | DZ6VSA361EA* |  |  | CA*EA4830*4A* | D*80VC0805C*A* | 34200 | 17.5 | 8.6 | 34200 | 29000 | 84.8% | 2 | 0 | 10 |  |  |  |  | R-410A | 2.85 | Residential & Commercial | USHP | Ducted CEE Tier 1
214574523 | Central HP <5.4 tons | COMFORTMAKER | HRCU-A-CB (Split System: Heat Pump with Remote Outdoor Unit-Air-Source) | CVH837GKA2* |  |  | EN(A,D,W)4X42L21**+WALLCON | *95CSU0802120B* | 31800 | 17 | 8.1 | 33000 | 24600 | 74.55% | 1.88 | 0 | 11 |  |  |  |  | R-410A | 2.65 | Residential & Commercial | USHP | Ducted CEE Tier 1
214574573 | Central HP <5.4 tons | COMFORTMAKER | HRCU-A-CB (Split System: Heat Pump with Remote Outdoor Unit-Air-Source) | CVH837GKA2* |  |  | EN(A,D,W)4X48L21**+WALLCON | *80CTL0702120B* | 32400 | 18.5 | 8.1 | 32800 | 24800 | 75.61% | 1.96 | 0 | 11.5 |  |  |  |  | R-410A | 2.7 | Residential & Commercial | USHP | Ducted CEE Tier 1
216735511 | Central HP <5.4 tons | COMFORTMAKER | HRCU-A-CB (Split System: Heat Pump with Remote Outdoor Unit-Air-Source) | D5CUHAH24AAK |  |  | EA*5X37M21A* | *80MS(N,L)1102120A* | 23600 | 16 | 8.5 | 20800 | 18500 | 88.94% | 1.96 | 0 | 11 |  |  |  |  | R-454B | 1.9667 | Residential & Commercial | USHP | Ducted CEE Tier 1
216738762 | Central HP <5.4 tons | HEIL | HRCU-A-CB (Split System: Heat Pump with Remote Outdoor Unit-Air-Source) | D5CUHAH24AAK |  |  | ESH5X36M12A* | *96CTN0801714B* | 22600 | 16 | 8.1 | 20800 | 18400 | 88.46% | 1.85 | 0 | 10.5 |  |  |  |  | R-454B | 1.8833 | Residential & Commercial | USHP | Ducted CEE Tier 1
216735520 | Central HP <5.4 tons | COMFORTMAKER | HRCU-A-CB (Split System: Heat Pump with Remote Outdoor Unit-Air-Source) | D5CUHAH24AAK |  |  | EA*5X37M21A* | *80VSL0701716B* | 23000 | 16.5 | 8.5 | 20600 | 18300 | 88.83% | 1.96 | 0 | 11 |  |  |  |  | R-454B | 1.9167 | Residential & Commercial | USHP | Ducted CEE Tier 1
216735529 | Central HP <5.4 tons | COMFORTMAKER | HRCU-A-CB (Split System: Heat Pump with Remote Outdoor Unit-Air-Source) | D5CUHAH24AAK |  |  | EA*5X37M21A* | *80VSL0901716B* | 22800 | 16 | 8.5 | 20400 | 18300 | 89.71% | 1.98 | 0 | 11 |  |  |  |  | R-454B | 1.9 | Residential & Commercial | USHP | Ducted CEE Tier 1
214569586 | Central HP <5.4 tons | CARRIER | HRCU-A-CB (Split System: Heat Pump with Remote Outdoor Unit-Air-Source) | 25VNA436A*031* |  |  | CAP**6024AL*+UI | 59CU5B080C21**20 | 34200 | 19.5 | 9 | 35800 | 25200 | 70.39% | 2.02 | 0 | 12 |  |  |  |  | R-410A | 2.85 | Residential & Commercial | USHP | Ducted CEE Tier 1
214569634 | Central HP <5.4 tons | CARRIER | HRCU-A-CB (Split System: Heat Pump with Remote Outdoor Unit-Air-Source) | 25VNA436A*031* |  |  | CSPH*4212AL*+UI | 59CU5B080C21**20 | 34000 | 18.5 | 9 | 36600 | 26000 | 71.04% | 2.04 | 0 | 11.5 |  |  |  |  | R-410A | 2.8333 | Residential & Commercial | USHP | Ducted CEE Tier 1
215678283 | Central HP <5.4 tons | CARRIER | HRCU-A-CB (Split System: Heat Pump with Remote Outdoor Unit-Air-Source) | 27VNA024A*030* |  |  | CAA**3017AM*+UI | 59TN7A060C17**16 | 23000 | 16.5 | 9 | 24000 | 16800 | 70% | 1.86 | 0 | 10 |  |  |  |  | R-454B | 1.9167 | Residential & Commercial | USHP | Ducted CEE Tier 1
215678363 | Central HP <5.4 tons | CARRIER | HRCU-A-CB (Split System: Heat Pump with Remote Outdoor Unit-Air-Source) | 27VNA024A*030* |  |  | CAA**3717AM*+UI | 59TN7A060C17**16 | 23600 | 16.5 | 9 | 23600 | 16600 | 70.34% | 1.98 | 0 | 10 |  |  |  |  | R-454B | 1.9667 | Residential & Commercial | USHP | Ducted CEE Tier 1
216618950 | Central HP <5.4 tons | LENNOX | HRCU-A-C (Split System: Heat Pump with Remote Outdoor Unit with No Indoor Fan --Air Source) | EL18KSLV-060-230A** |  |  | CK40DT-48C-**+TDR | 0 | 47500 | 15.2 | 8.5 | 47500 | 39500 | 83.16% | 1.85 | 0 | 10 |  |  |  |  | R-454B | 3.9583 | Residential & Commercial | USHP | Ducted CEE Tier 1
215679803 | Central HP <5.4 tons | CARRIER | HRCU-A-CB (Split System: Heat Pump with Remote Outdoor Unit-Air-Source) | 27VNA036A*030* |  |  | CSAH*4212AM*+UI | 58CU*B060C17**16 | 34000 | 16.5 | 8.5 | 35600 | 25200 | 70.79% | 1.78 | 0 | 9.5 |  |  |  |  | R-454B | 2.8333 | Residential & Commercial | USHP
216732594 | Central HP <5.4 tons | DAY & NIGHT | HRCU-A-CB (Split System: Heat Pump with Remote Outdoor Unit-Air-Source) | D5CUHAH24AAK |  |  | EA*5X24M14A* | *96MSN0601412A* | 22000 | 15.5 | 8.5 | 21000 | 19200 | 91.43% | 1.98 | 0 | 10.5 |  |  |  |  | R-454B | 1.8333 | Residential & Commercial | USHP | Ducted CEE Tier 1
216732630 | Central HP <5.4 tons | DAY & NIGHT | HRCU-A-CB (Split System: Heat Pump with Remote Outdoor Unit-Air-Source) | D5CUHAH24AAK |  |  | EA*5X24M14A* | *96VTN0401410B* | 21800 | 15.2 | 8.1 | 21000 | 19200 | 91.43% | 1.9 | 0 | 10 |  |  |  |  | R-454B | 1.8167 | Residential & Commercial | USHP | Ducted CEE Tier 1
216732962 | Central HP <5.4 tons | DAY & NIGHT | HRCU-A-CB (Split System: Heat Pump with Remote Outdoor Unit-Air-Source) | D5CUHAH24AAK |  |  | EA*5X24M17A* | *96VSN0401712B* | 22000 | 15.5 | 8.5 | 21200 | 19300 | 91.04% | 1.98 | 0 | 10 |  |  |  |  | R-454B | 1.8333 | Residential & Commercial | USHP | Ducted CEE Tier 1
216732989 | Central HP <5.4 tons | DAY & NIGHT | HRCU-A-CB (Split System: Heat Pump with Remote Outdoor Unit-Air-Source) | D5CUHAH24AAK |  |  | EA*5X24M17A* | *96VSN0801716B* | 22200 | 16 | 8.5 | 21200 | 19200 | 90.57% | 1.96 | 0 | 10.5 |  |  |  |  | R-454B | 1.85 | Residential & Commercial | USHP | Ducted CEE Tier 1
215931819 | Central HP <5.4 tons | COMFORTMAKER | HRCU-A-CB (Split System: Heat Pump with Remote Outdoor Unit-Air-Source) | C5H3V60*K*AAA* |  |  | ESH5X60M12A*+WALLCON | *80CTL0702120B* | 56000 | 17.5 | 8.1 | 61000 | 46500 | 76.23% | 1.95 | 0 | 11 |  |  |  |  | R-454B | 4.6667 | Residential & Commercial | USHP | Ducted CEE Tier 1
216764863 | Central HP <5.4 tons | TRANE | HRCU-A-CB (Split System: Heat Pump with Remote Outdoor Unit-Air-Source) | 5TWR7060A1 |  |  | 5PX*D010AS3 | S8X2C100M5PSC | 52500 | 16.5 | 9 | 51000 | 38500 | 75.49% | 2.2 | 0 | 11.2 |  |  |  |  | R-454B | 4.375 | Residential & Commercial | USHP | Ducted CEE Tier 1
211229258 | Central HP <5.4 tons | BRYANT HEATING AND COOLING SYSTEMS | HRCU-A-CB (Split System: Heat Pump with Remote Outdoor Unit-Air-Source) | 38MURAQ36AB3* |  |  | CAP**4824AL* | 8(0,1)*SA48090E21*** | 36400 | 16 | 8.5 | 38500 | 34600 | 89.87% | 2.08 | 0 | 10 |  |  |  |  | R-410A | 3.0333 | Residential & Commercial | USHP | Ducted CEE Tier 1
211229511 | Central HP <5.4 tons | BRYANT HEATING AND COOLING SYSTEMS | HRCU-A-CB (Split System: Heat Pump with Remote Outdoor Unit-Air-Source) | 38MURAQ36AB3* |  |  | CAP**4824AL* | 915SB66120E24*** | 37200 | 15.5 | 8.5 | 38500 | 35000 | 90.91% | 2.12 | 0 | 10 |  |  |  |  | R-410A | 3.1 | Residential & Commercial | USHP | Ducted CEE Tier 1
211229611 | Central HP <5.4 tons | BRYANT HEATING AND COOLING SYSTEMS | HRCU-A-CB (Split System: Heat Pump with Remote Outdoor Unit-Air-Source) | 38MURAQ36AB3* |  |  | CAP**4824AL* | 926TB66100V21*** | 36000 | 16.5 | 8.5 | 37800 | 34600 | 91.53% | 2.06 | 0 | 10 |  |  |  |  | R-410A | 3 | Residential & Commercial | USHP | Ducted CEE Tier 1
211230545 | Central HP <5.4 tons | BRYANT HEATING AND COOLING SYSTEMS | HRCU-A-CB (Split System: Heat Pump with Remote Outdoor Unit-Air-Source) | 38MURAQ36AB3* |  |  | CNPV*4824AL* | 83*SA60100E21*** | 36200 | 16 | 8.1 | 38500 | 34800 | 90.39% | 2.02 | 0 | 10 |  |  |  |  | R-410A | 3.0167 | Residential & Commercial | USHP | Ducted CEE Tier 1
216675667 | Central HP <5.4 tons | HEIL | HRCU-A-CB (Split System: Heat Pump with Remote Outdoor Unit-Air-Source) | D5CURAH24AAK |  |  | EA*5X30M17A* | *80MS(N,L)0451412A* | 23600 | 15.2 | 8.5 | 24200 | 19400 | 80.17% | 1.9 | 0 | 9.8 |  |  |  |  | R-454B | 1.9667 | Residential & Commercial | USHP
210597011 | Central HP <5.4 tons | DAY & NIGHT | HRCU-A-CB (Split System: Heat Pump with Remote Outdoor Unit-Air-Source) | CVH825GKA2* |  |  | EN(A,D)4X48L24**+WALLCON | *95CSU1002122A* | 24200 | 17 | 8.1 | 21200 | 16600 | 78.3% | 2.02 | 0 | 11.5 |  |  |  |  | R-410A | 2.0167 | Residential & Commercial | USHP | Ducted CEE Tier 1
215487462 | Central HP <5.4 tons | DAIKIN | HRCU-A-CB (Split System: Heat Pump with Remote Outdoor Unit-Air-Source) | DH7VSA4810A* |  |  | CHPEA6030*3A* | D*96VC1205DNA* | 45500 | 16.5 | 8.5 | 46500 | 33600 | 72.26% | 2 | 0 | 10 |  |  |  |  | R-32 | 3.7917 | Residential & Commercial | USHP | Ducted CEE Tier 1
213077186 | Central HP <5.4 tons | BRYANT HEATING AND COOLING SYSTEMS | HRCU-A-CB (Split System: Heat Pump with Remote Outdoor Unit-Air-Source) | 38MURAQ36AB3* |  |  | CAP**4824AL* | 926SB60100V21*** | 35800 | 16 | 8.5 | 38000 | 34800 | 91.58% | 2.02 | 0 | 10 |  |  |  |  | R-410A | 2.9833 | Residential & Commercial | USHP | Ducted CEE Tier 1
213077372 | Central HP <5.4 tons | BRYANT HEATING AND COOLING SYSTEMS | HRCU-A-CB (Split System: Heat Pump with Remote Outdoor Unit-Air-Source) | 38MURAQ36AB3* |  |  | CAP**3721AL* | 926TC48080V17*** | 36400 | 15.5 | 8.5 | 38500 | 35000 | 90.91% | 2.06 | 0 | 10 |  |  |  |  | R-410A | 3.0333 | Residential & Commercial | USHP | Ducted CEE Tier 1
213077913 | Central HP <5.4 tons | BRYANT HEATING AND COOLING SYSTEMS | HRCU-A-CB (Split System: Heat Pump with Remote Outdoor Unit-Air-Source) | 38MURAQ36AB3* |  |  | CAP**3617AL* | 8(0,1)*SB36070M17*** | 35000 | 16 | 8.1 | 38500 | 35200 | 91.43% | 1.82 | 0 | 9.5 |  |  |  |  | R-410A | 2.9167 | Residential & Commercial | USHP
215677063 | Central HP <5.4 tons | CARRIER | HRCU-A-CB (Split System: Heat Pump with Remote Outdoor Unit-Air-Source) | 27VNA060A*030* |  |  | CVAMA6021XMA*+UI | 59MN7C100C21**22 | 56500 | 18.5 | 9 | 64000 | 45000 | 70.31% | 2.08 | 0 | 9 |  |  |  |  | R-454B | 4.7083 | Residential & Commercial | USHP
215677613 | Central HP <5.4 tons | CARRIER | HRCU-A-CB (Split System: Heat Pump with Remote Outdoor Unit-Air-Source) | 27VNA060A*030* |  |  | CVAVA6121XMA*+UI | 59MN7C060C21**20 | 56000 | 17.5 | 9 | 65000 | 46000 | 70.77% | 2.06 | 0 | 8.5 |  |  |  |  | R-454B | 4.6667 | Residential & Commercial | USHP
215677913 | Central HP <5.4 tons | CARRIER | HRCU-A-CB (Split System: Heat Pump with Remote Outdoor Unit-Air-Source) | 27VNA060A*030* |  |  | CAA**6124AM*+UI | 58TN*B070C21**20 | 55500 | 18.5 | 9 | 60000 | 42000 | 70% | 2 | 0 | 8.5 |  |  |  |  | R-454B | 4.625 | Residential & Commercial | USHP
214569650 | Central HP <5.4 tons | CARRIER | HRCU-A-CB (Split System: Heat Pump with Remote Outdoor Unit-Air-Source) | 25VNA436A*031* |  |  | CSPH*4812AL*+UI | 59MN7C060C21**20 | 34000 | 18 | 9 | 36800 | 26000 | 70.65% | 2.02 | 0 | 11.5 |  |  |  |  | R-410A | 2.8333 | Residential & Commercial | USHP | Ducted CEE Tier 1
215935319 | Central HP <5.4 tons | COMFORTMAKER | HRCU-A-CB (Split System: Heat Pump with Remote Outdoor Unit-Air-Source) | C5H3V36*K*AAA* |  |  | EVM5X60M21A*+WALLCON | *96CTN1002122B* | 35600 | 22 | 8.5 | 38000 | 28600 | 75.26% | 2.02 | 0 | 12.5 |  |  |  |  | R-454B | 2.9667 | Residential & Commercial | USHP | Ducted CEE Tier 1
214569484 | Central HP <5.4 tons | CARRIER | HRCU-A-CB (Split System: Heat Pump with Remote Outdoor Unit-Air-Source) | 25VNA448A*031* |  |  | CNPV*4821AL*+UI | 59CU5B100C21**22 | 44000 | 21 | 9 | 46500 | 36200 | 77.85% | 2.18 | 0 | 12 |  |  |  |  | R-410A | 3.6667 | Residential & Commercial | USHP | Ducted CEE Tier 1
213079274 | Central HP <5.4 tons | BRYANT HEATING AND COOLING SYSTEMS | HRCU-A-CB (Split System: Heat Pump with Remote Outdoor Unit-Air-Source) | 38MURAQ36AB3* |  |  | CAP**4824AL* | 83*SB60080M21*** | 35600 | 16.5 | 8.5 | 37800 | 34600 | 91.53% | 2.06 | 0 | 10 |  |  |  |  | R-410A | 2.9667 | Residential & Commercial | USHP | Ducted CEE Tier 1
215940961 | Central HP <5.4 tons | KEEPRITE | HRCU-A-CB (Split System: Heat Pump with Remote Outdoor Unit-Air-Source) | C5H3V48*K*AAA* |  |  | EA*5X48M21A*+WALLCON | *80CSU0601716B* | 43500 | 21 | 9.5 | 48000 | 36600 | 76.25% | 1.9 | 0 | 11 |  |  |  |  | R-454B | 3.625 | Residential & Commercial | USHP | Ducted CEE Tier 1
210597119 | Central HP <5.4 tons | DAY & NIGHT | HRCU-A-CB (Split System: Heat Pump with Remote Outdoor Unit-Air-Source) | CVH825GKA2* |  |  | EN(A,D,W)4X48L21**+WALLCON | *97CMN0801714A* | 24000 | 16.5 | 8.1 | 21400 | 16700 | 78.04% | 2 | 0 | 11 |  |  |  |  | R-410A | 2 | Residential & Commercial | USHP | Ducted CEE Tier 1
215935473 | Central HP <5.4 tons | TEMPSTAR | HRCU-A-CB (Split System: Heat Pump with Remote Outdoor Unit-Air-Source) | T5H3V36*K*AAA* |  |  | EVM5X61M24A*+WALLCON | *80CTL1102120B* | 36000 | 22.5 | 8.5 | 37600 | 28200 | 75% | 2.06 | 0 | 12.5 |  |  |  |  | R-454B | 3 | Residential & Commercial | USHP | Ducted CEE Tier 1
215935673 | Central HP <5.4 tons | TEMPSTAR | HRCU-A-CB (Split System: Heat Pump with Remote Outdoor Unit-Air-Source) | T5H3V36*K*AAA* |  |  | EVD5X36M21A*+WALLCON | *80CTL1102120B* | 34400 | 21 | 8.5 | 38500 | 28000 | 72.73% | 2.04 | 0 | 12 |  |  |  |  | R-454B | 2.8667 | Residential & Commercial | USHP | Ducted CEE Tier 1
215935893 | Central HP <5.4 tons | TEMPSTAR | HRCU-A-CB (Split System: Heat Pump with Remote Outdoor Unit-Air-Source) | T5H3V36*K*AAA* |  |  | EVD5X38M17A*+WALLCON | *97CMN0801714B* | 35200 | 21 | 8.5 | 38500 | 29200 | 75.84% | 2 | 0 | 11.7 |  |  |  |  | R-454B | 2.9333 | Residential & Commercial | USHP | Ducted CEE Tier 1
215936193 | Central HP <5.4 tons | TEMPSTAR | HRCU-A-CB (Split System: Heat Pump with Remote Outdoor Unit-Air-Source) | T5H3V36*K*AAA* |  |  | EVD5X42M24A*+WALLCON | *80CTL1352422B* | 35600 | 22 | 8.5 | 38000 | 28400 | 74.74% | 2.04 | 0 | 12.5 |  |  |  |  | R-454B | 2.9667 | Residential & Commercial | USHP | Ducted CEE Tier 1
215936343 | Central HP <5.4 tons | TEMPSTAR | HRCU-A-CB (Split System: Heat Pump with Remote Outdoor Unit-Air-Source) | T5H3V36*K*AAA* |  |  | EVD5X48M24A*+WALLCON | *80CTL1352422B* | 35200 | 21.5 | 8.5 | 38000 | 28200 | 74.21% | 2.04 | 0 | 12 |  |  |  |  | R-454B | 2.9333 | Residential & Commercial | USHP | Ducted CEE Tier 1
215936443 | Central HP <5.4 tons | TEMPSTAR | HRCU-A-CB (Split System: Heat Pump with Remote Outdoor Unit-Air-Source) | T5H3V36*K*AAA* |  |  | EVD5X49M24A*+WALLCON | *80CTL0702120B* | 35400 | 21.5 | 8.5 | 38000 | 28600 | 75.26% | 2.04 | 0 | 12 |  |  |  |  | R-454B | 2.95 | Residential & Commercial | USHP | Ducted CEE Tier 1
215487412 | Central HP <5.4 tons | DAIKIN | HRCU-A-CB (Split System: Heat Pump with Remote Outdoor Unit-Air-Source) | DH7VSA3610A* |  |  | CHPEA4830*3A* | D*80VC0805D*A* | 35000 | 18.5 | 8.1 | 35000 | 28400 | 81.14% | 2 | 0 | 10.5 |  |  |  |  | R-32 | 2.9167 | Residential & Commercial | USHP | Ducted CEE Tier 1
214570755 | Central HP <5.4 tons | KEEPRITE | HRCU-A-CB (Split System: Heat Pump with Remote Outdoor Unit-Air-Source) | CVH825GKA3* |  |  | EA*4X48L24A*+WALLCON | *95CSU1002122B* | 24000 | 17 | 8.5 | 20800 | 16500 | 79.33% | 2.02 | 0 | 11 |  |  |  |  | R-410A | 2 | Residential & Commercial | USHP | Ducted CEE Tier 1
213078399 | Central HP <5.4 tons | BRYANT HEATING AND COOLING SYSTEMS | HRCU-A-CB (Split System: Heat Pump with Remote Outdoor Unit-Air-Source) | 38MURAQ36AB3* |  |  | CAP**3721AL* | 8(0,1)*SB48090M21*** | 36400 | 16.5 | 8.5 | 38000 | 34800 | 91.58% | 2.06 | 0 | 10 |  |  |  |  | R-410A | 3.0333 | Residential & Commercial | USHP | Ducted CEE Tier 1
214571223 | Central HP <5.4 tons | COMFORTMAKER | HRCU-A-CB (Split System: Heat Pump with Remote Outdoor Unit-Air-Source) | CVH825GKA3* |  |  | EN(A,D,W)4X48L21**+WALLCON | *95CSU0802120B* | 24200 | 17 | 8.1 | 21400 | 16600 | 77.57% | 2 | 0 | 11 |  |  |  |  | R-410A | 2.0167 | Residential & Commercial | USHP | Ducted CEE Tier 1
212984220 | Central HP <5.4 tons | AIRQUEST | HRCU-A-CB (Split System: Heat Pump with Remote Outdoor Unit-Air-Source) | DLCURAH18ABK |  |  | EN(A,D)4X30L17** | *92MSN0601714A* | 17700 | 16.5 | 8.1 | 18300 | 18600 | 101.6% | 2.24 | 0 | 11 |  |  |  |  | R-410A | 1.475 | Residential & Commercial | USHP | Ducted CEE Tier 1
212985956 | Central HP <5.4 tons | AIRQUEST | HRCU-A-CB (Split System: Heat Pump with Remote Outdoor Unit-Air-Source) | DLCURAH18ABK |  |  | EN(A,D)4X24L17** | *96MSN0261410A* | 17300 | 20 | 8.1 | 18300 | 19200 | 104.9% | 2.3 | 0 | 10.5 |  |  |  |  | R-410A | 1.4417 | Residential & Commercial | USHP | Ducted CEE Tier 1
216643530 | Central HP <5.4 tons | COMFORTMAKER | HRCU-A-CB (Split System: Heat Pump with Remote Outdoor Unit-Air-Source) | D5CUHAH18AAK |  |  | EA*5X30M17A* | *80MSU0401712A* | 17800 | 15.2 | 9.5 | 20000 | 18100 | 90.5% | 1.92 | 0 | 11 |  |  |  |  | R-454B | 1.4833 | Residential & Commercial | USHP | Ducted CEE Tier 1
216643095 | Central HP <5.4 tons | COMFORTMAKER | HRCU-A-CB (Split System: Heat Pump with Remote Outdoor Unit-Air-Source) | D5CUHAH18AAK |  |  | EA*5X19M17A* | *80CSU0401712A* | 18500 | 15.2 | 10.5 | 20000 | 17800 | 89% | 2 | 0 | 11.7 |  |  |  |  | R-454B | 1.5417 | Residential & Commercial | USHP | Ducted CEE Tier 1
215487378 | Central HP <5.4 tons | DAIKIN | HRCU-A-CB (Split System: Heat Pump with Remote Outdoor Unit-Air-Source) | DH7VSA2410A* |  |  | CA*EA3626*3A* | D*80VC1005C*A* | 23200 | 19 | 8.6 | 23200 | 17000 | 73.28% | 2 | 0 | 11 |  |  |  |  | R-32 | 1.9333 | Residential & Commercial | USHP | Ducted CEE Tier 1
215487380 | Central HP <5.4 tons | DAIKIN | HRCU-A-CB (Split System: Heat Pump with Remote Outdoor Unit-Air-Source) | DH7VSA2410A* |  |  | CA*EA3626*3A* | D*96VC0603BNA* | 23200 | 19 | 8.6 | 23200 | 17000 | 73.28% | 2 | 0 | 11 |  |  |  |  | R-32 | 1.9333 | Residential & Commercial | USHP | Ducted CEE Tier 1
215487479 | Central HP <5.4 tons | DAIKIN | HRCU-A-CB (Split System: Heat Pump with Remote Outdoor Unit-Air-Source) | DH6VSA1810A* |  |  | CA*EA3022*3A* | D*80VC0803B*A* | 17000 | 19 | 8.8 | 16800 | 13000 | 77.38% | 2.1 | 0 | 12 |  |  |  |  | R-32 | 1.4167 | Residential & Commercial | USHP | Ducted CEE Tier 1
216675785 | Central HP <5.4 tons | HEIL | HRCU-A-CB (Split System: Heat Pump with Remote Outdoor Unit-Air-Source) | D5CURAH24AAK |  |  | EA*5X30M14A* | *80MS(N,L)0701412A* | 23400 | 15.5 | 8.5 | 24000 | 19400 | 80.83% | 1.9 | 0 | 9.8 |  |  |  |  | R-454B | 1.95 | Residential & Commercial | USHP
216675652 | Central HP <5.4 tons | CARRIER | HRCU-A-CB (Split System: Heat Pump with Remote Outdoor Unit-Air-Source) | 37MURAQ24AA3 |  |  | CAA**3014AM* | 58S(B,C)*B045M14**12 | 23600 | 15.2 | 8.5 | 24200 | 19400 | 80.17% | 1.9 | 0 | 9.8 |  |  |  |  | R-454B | 1.9667 | Residential & Commercial | USHP
210595831 | Central HP <5.4 tons | KENMORE | HRCU-A-CB (Split System: Heat Pump with Remote Outdoor Unit-Air-Source) | (C,H,T)VH837GKA** |  |  | EA*4X61L21A*+WALLCON | *95CSU1002122A* | 33200 | 18 | 8.5 | 32000 | 24800 | 77.5% | 2 | 0 | 11.5 |  |  |  |  | R-410A | 2.7667 | Residential & Commercial | USHP | Ducted CEE Tier 1
213078808 | Central HP <5.4 tons | BRYANT HEATING AND COOLING SYSTEMS | HRCU-A-CB (Split System: Heat Pump with Remote Outdoor Unit-Air-Source) | 38MURAQ36AB3* |  |  | CNPV*4824AL* | 8(0,1)*SB60155M24*** | 36200 | 16.5 | 8.1 | 38500 | 35000 | 90.91% | 2.02 | 0 | 10.5 |  |  |  |  | R-410A | 3.0167 | Residential & Commercial | USHP | Ducted CEE Tier 1
213079344 | Central HP <5.4 tons | BRYANT HEATING AND COOLING SYSTEMS | HRCU-A-CB (Split System: Heat Pump with Remote Outdoor Unit-Air-Source) | 38MURAQ36AB3* |  |  | CAP**3717AL* | 912SE36060M14*** | 36200 | 15.2 | 8.5 | 38500 | 35200 | 91.43% | 2 | 0 | 10 |  |  |  |  | R-410A | 3.0167 | Residential & Commercial | USHP | Ducted CEE Tier 1
215936563 | Central HP <5.4 tons | TEMPSTAR | HRCU-A-CB (Split System: Heat Pump with Remote Outdoor Unit-Air-Source) | T5H3V36*K*AAA* |  |  | EVD5X60M21A*+WALLCON | *80CSU0401712A* | 35600 | 22 | 8.5 | 38000 | 28800 | 75.79% | 2.02 | 0 | 12 |  |  |  |  | R-454B | 2.9667 | Residential & Commercial | USHP | Ducted CEE Tier 1
215935763 | Central HP <5.4 tons | TEMPSTAR | HRCU-A-CB (Split System: Heat Pump with Remote Outdoor Unit-Air-Source) | T5H3V36*K*AAA* |  |  | EVD5X36M21A*+WALLCON | *96CTN0601714B* | 34000 | 20.5 | 8.1 | 38000 | 27000 | 71.05% | 1.95 | 0 | 11 |  |  |  |  | R-454B | 2.8333 | Residential & Commercial | USHP | Ducted CEE Tier 1
215936363 | Central HP <5.4 tons | TEMPSTAR | HRCU-A-CB (Split System: Heat Pump with Remote Outdoor Unit-Air-Source) | T5H3V36*K*AAA* |  |  | EVD5X48M24A*+WALLCON | *95CSU1002122B* | 35200 | 21.5 | 8.5 | 38000 | 28200 | 74.21% | 2.04 | 0 | 12 |  |  |  |  | R-454B | 2.9333 | Residential & Commercial | USHP | Ducted CEE Tier 1
212984136 | Central HP <5.4 tons | AIRQUEST | HRCU-A-CB (Split System: Heat Pump with Remote Outdoor Unit-Air-Source) | DLCURAH24ABK |  |  | EN(A,D,W)4X36L17** | *92MSN0601714A* | 23600 | 17 | 8.5 | 26400 | 24400 | 92.42% | 2.02 | 0 | 10.5 |  |  |  |  | R-410A | 1.9667 | Residential & Commercial | USHP | Ducted CEE Tier 1
212986226 | Central HP <5.4 tons | AIRQUEST | HRCU-A-CB (Split System: Heat Pump with Remote Outdoor Unit-Air-Source) | DLCURAH24ABK |  |  | EN(A,D)4X24L17** | *96MSN0401410A* | 23200 | 16 | 8.5 | 27000 | 25200 | 93.33% | 2.1 | 0 | 10 |  |  |  |  | R-410A | 1.9333 | Residential & Commercial | USHP | Ducted CEE Tier 1
214574680 | Central HP <5.4 tons | HEIL | HRCU-A-CB (Split System: Heat Pump with Remote Outdoor Unit-Air-Source) | HVH837GKA2* |  |  | EN(A,D)4X48L24**+WALLCON | *96CTN0802120B* | 32400 | 17.5 | 8.5 | 32600 | 24800 | 76.07% | 1.98 | 0 | 11.5 |  |  |  |  | R-410A | 2.7 | Residential & Commercial | USHP | Ducted CEE Tier 1
214572583 | Central HP <5.4 tons | COMFORTMAKER | HRCU-A-CB (Split System: Heat Pump with Remote Outdoor Unit-Air-Source) | CVH837GKA** |  |  | EA*4X37L21A*+WALLCON | *96CTN0802120B* | 33000 | 17.5 | 8.5 | 32600 | 25000 | 76.69% | 2 | 0 | 11.5 |  |  |  |  | R-410A | 2.75 | Residential & Commercial | USHP | Ducted CEE Tier 1
214241754 | Central HP <5.4 tons | TEMPSTAR | HRCU-A-CB (Split System: Heat Pump with Remote Outdoor Unit-Air-Source) | TVH825GKA3* |  |  | EN(A,D)4X30L17**+WALLCON | *96CTN0601714B* | 23400 | 16 | 8.1 | 21600 | 16800 | 77.78% | 1.9 | 0 | 10.5 |  |  |  |  | R-410A | 1.95 | Residential & Commercial | USHP | Ducted CEE Tier 1
216776027 | Central HP <5.4 tons | LENNOX | HRCU-A-CB (Split System: Heat Pump with Remote Outdoor Unit-Air-Source) | SL22KLV-024-230A** |  |  | CK40[C,U]T-30B-**+TDR | SL280UH090V48B* | 22200 | 19 | 8.2 | 24000 | 22800 | 95% | 1.78 | 0 | 12.4 |  |  |  |  | R-454B | 1.85 | Residential & Commercial | USHP | Ducted CEE Tier 1
216739143 | Central HP <5.4 tons | HEIL | HRCU-A-CB (Split System: Heat Pump with Remote Outdoor Unit-Air-Source) | D5CUHAH24AAK |  |  | FTMA5B36L0C* | 0 | 23200 | 17 | 8.5 | 21200 | 18900 | 89.15% | 1.96 | 0 | 11 |  |  |  |  | R-454B | 1.9333 | Residential & Commercial | USHP | Ducted CEE Tier 1
216776029 | Central HP <5.4 tons | LENNOX | HRCU-A-CB (Split System: Heat Pump with Remote Outdoor Unit-Air-Source) | SL22KLV-024-230A** |  |  | CK40[C,U]T-30B-**+TDR | SL297UH040NV36B* | 22200 | 19.5 | 8.2 | 24000 | 22800 | 95% | 1.78 | 0 | 12.2 |  |  |  |  | R-454B | 1.85 | Residential & Commercial | USHP | Ducted CEE Tier 1
216776062 | Central HP <5.4 tons | LENNOX | HRCU-A-CB (Split System: Heat Pump with Remote Outdoor Unit-Air-Source) | SL22KLV-024-230A** |  |  | CK40[C,U]T-36A-**+TDR | SL280UH070XV36A* | 22600 | 18.5 | 8.5 | 23400 | 22000 | 94.02% | 2.08 | 0 | 12.6 |  |  |  |  | R-454B | 1.8833 | Residential & Commercial | USHP | Ducted CEE Tier 1
216776092 | Central HP <5.4 tons | LENNOX | HRCU-A-CB (Split System: Heat Pump with Remote Outdoor Unit-Air-Source) | SL22KLV-048-230A** |  |  | CK40[C,U]T-60C-**+TDR | SL280UH110V60C* | 46000 | 20 | 9 | 46000 | 44500 | 96.74% | 1.98 | 0 | 12 |  |  |  |  | R-454B | 3.8333 | Residential & Commercial | USHP | Ducted CEE Tier 1
214573793 | Central HP <5.4 tons | COMFORTMAKER | HRCU-A-CB (Split System: Heat Pump with Remote Outdoor Unit-Air-Source) | CVH837GKA2* |  |  | EA*4X42L24A*+WALLCON | *80CTL0702120B* | 31800 | 18 | 8.5 | 33000 | 24400 | 73.94% | 1.9 | 0 | 11 |  |  |  |  | R-410A | 2.65 | Residential & Commercial | USHP | Ducted CEE Tier 1
214595718 | Central HP <5.4 tons | CARRIER | HRCU-A-CB (Split System: Heat Pump with Remote Outdoor Unit-Air-Source) | 38MURAQ24AB3* |  |  | CAP**3017AL* | 59TP6C060V17**16 | 23600 | 16.5 | 9 | 26000 | 24000 | 92.31% | 2 | 0 | 10 |  |  |  |  | R-410A | 1.9667 | Residential & Commercial | USHP | Ducted CEE Tier 1
216581393 | Central HP <5.4 tons | LENNOX | HRCU-A-C (Split System: Heat Pump with Remote Outdoor Unit with No Indoor Fan --Air Source) | EL18KSLV-036-230A** |  |  | CK40[C,U]T-36B-**+TDR | 0 | 34000 | 15.2 | 8.5 | 34000 | 28800 | 84.71% | 1.75 | 0 | 10.6 |  |  |  |  | R-454B | 2.8333 | Residential & Commercial | USHP | Ducted CEE Tier 1
215936513 | Central HP <5.4 tons | TEMPSTAR | HRCU-A-CB (Split System: Heat Pump with Remote Outdoor Unit-Air-Source) | T5H3V36*K*AAA* |  |  | EVD5X49M24A*+WALLCON | *97CMN0802120B* | 35400 | 21.5 | 8.5 | 38000 | 28400 | 74.74% | 2.04 | 0 | 12 |  |  |  |  | R-454B | 2.95 | Residential & Commercial | USHP | Ducted CEE Tier 1
215936863 | Central HP <5.4 tons | TEMPSTAR | HRCU-A-CB (Split System: Heat Pump with Remote Outdoor Unit-Air-Source) | T5H3V36*K*AAA* |  |  | EVD5X60M24A*+WALLCON | *96CTN1202422B* | 35600 | 22 | 8.5 | 38000 | 28400 | 74.74% | 2.04 | 0 | 12.5 |  |  |  |  | R-454B | 2.9667 | Residential & Commercial | USHP | Ducted CEE Tier 1
215941111 | Central HP <5.4 tons | KEEPRITE | HRCU-A-CB (Split System: Heat Pump with Remote Outdoor Unit-Air-Source) | C5H3V48*K*AAA* |  |  | EA*5X61M24A*+WALLCON | *97CTN0802120A* | 45500 | 21 | 9.5 | 48500 | 37000 | 76.29% | 2 | 0 | 11 |  |  |  |  | R-454B | 3.7917 | Residential & Commercial | USHP | Ducted CEE Tier 1
215941661 | Central HP <5.4 tons | KEEPRITE | HRCU-A-CB (Split System: Heat Pump with Remote Outdoor Unit-Air-Source) | C5H3V48*K*AAA* |  |  | EVD5X49M24A*+WALLCON | *97CTN1202422A* | 45500 | 20.5 | 8.1 | 52500 | 38000 | 72.38% | 1.95 | 0 | 11.5 |  |  |  |  | R-454B | 3.7917 | Residential & Commercial | USHP | Ducted CEE Tier 1
215941761 | Central HP <5.4 tons | KEEPRITE | HRCU-A-CB (Split System: Heat Pump with Remote Outdoor Unit-Air-Source) | C5H3V48*K*AAA* |  |  | EVD5X60M24A*+WALLCON | *97CTN1202422A* | 45500 | 20.5 | 8.1 | 52500 | 38000 | 72.38% | 1.95 | 0 | 11.5 |  |  |  |  | R-454B | 3.7917 | Residential & Commercial | USHP | Ducted CEE Tier 1
215682593 | Central HP <5.4 tons | CARRIER | HRCU-A-CB (Split System: Heat Pump with Remote Outdoor Unit-Air-Source) | 27VNA060A*030* |  |  | CAA**6024AM*+UI | 58CU*B100C21**20 | 55000 | 18 | 8.5 | 59000 | 41500 | 70.34% | 2.02 | 0 | 9 |  |  |  |  | R-454B | 4.5833 | Residential & Commercial | USHP
215683063 | Central HP <5.4 tons | CARRIER | HRCU-A-CB (Split System: Heat Pump with Remote Outdoor Unit-Air-Source) | 27VNA060A*030* |  |  | CVAVA6024XMA*+UI | 58CU*B080C21**20 | 57000 | 18 | 9 | 62500 | 44000 | 70.4% | 2.1 | 0 | 9.5 |  |  |  |  | R-454B | 4.75 | Residential & Commercial | USHP
215683213 | Central HP <5.4 tons | CARRIER | HRCU-A-CB (Split System: Heat Pump with Remote Outdoor Unit-Air-Source) | 27VNA060A*030* |  |  | CVAVA6124XMA*+UI | 59TN7A080C21**20 | 57500 | 18.5 | 9 | 64000 | 45000 | 70.31% | 2.08 | 0 | 9 |  |  |  |  | R-454B | 4.7917 | Residential & Commercial | USHP
215676963 | Central HP <5.4 tons | CARRIER | HRCU-A-CB (Split System: Heat Pump with Remote Outdoor Unit-Air-Source) | 27VNA060A*030* |  |  | CVAMA6021XMA*+UI | 58CU*A080C21**20 | 57000 | 18 | 9 | 63500 | 44500 | 70.08% | 2.08 | 0 | 9 |  |  |  |  | R-454B | 4.75 | Residential & Commercial | USHP
215677313 | Central HP <5.4 tons | CARRIER | HRCU-A-CB (Split System: Heat Pump with Remote Outdoor Unit-Air-Source) | 27VNA060A*030* |  |  | CVAVA6021XMA*+UI | 58CU*A080C21**20 | 57000 | 18 | 9 | 63500 | 44500 | 70.08% | 2.08 | 0 | 9 |  |  |  |  | R-454B | 4.75 | Residential & Commercial | USHP
211230837 | Central HP <5.4 tons | BRYANT HEATING AND COOLING SYSTEMS | HRCU-A-CB (Split System: Heat Pump with Remote Outdoor Unit-Air-Source) | 38MURAQ36AB3* |  |  | FB4CNP042L | 0 | 37000 | 16 | 8.1 | 38500 | 34800 | 90.39% | 2 | 0 | 10 |  |  |  |  | R-410A | 3.0833 | Residential & Commercial | USHP | Ducted CEE Tier 1
214229288 | Central HP <5.4 tons | BRYANT HEATING AND COOLING SYSTEMS | HRCU-A-CB (Split System: Heat Pump with Remote Outdoor Unit-Air-Source) | 38MURAQ36AB3* |  |  | CAP**3717AL* | 83*SB48060M17*** | 36000 | 16 | 8.5 | 38500 | 34800 | 90.39% | 2.02 | 0 | 10 |  |  |  |  | R-410A | 3 | Residential & Commercial | USHP | Ducted CEE Tier 1
214571175 | Central HP <5.4 tons | KEEPRITE | HRCU-A-CB (Split System: Heat Pump with Remote Outdoor Unit-Air-Source) | CVH825GKA3* |  |  | EN(A,D,W)4X42L21**+WALLCON | *95CSU1002122B* | 23800 | 16.5 | 8.1 | 21400 | 16600 | 77.57% | 1.96 | 0 | 11 |  |  |  |  | R-410A | 1.9833 | Residential & Commercial | USHP | Ducted CEE Tier 1
214571195 | Central HP <5.4 tons | KEEPRITE | HRCU-A-CB (Split System: Heat Pump with Remote Outdoor Unit-Air-Source) | CVH825GKA3* |  |  | EN(A,D,W)4X42L21**+WALLCON | *97CMN0802120B* | 23800 | 16.5 | 8.1 | 21400 | 16700 | 78.04% | 1.96 | 0 | 11 |  |  |  |  | R-410A | 1.9833 | Residential & Commercial | USHP | Ducted CEE Tier 1
214571245 | Central HP <5.4 tons | KEEPRITE | HRCU-A-CB (Split System: Heat Pump with Remote Outdoor Unit-Air-Source) | CVH825GKA3* |  |  | EN(A,D,W)4X48L21**+WALLCON | *97CMN0602120B* | 24000 | 16.5 | 8.1 | 21400 | 16700 | 78.04% | 2 | 0 | 11 |  |  |  |  | R-410A | 2 | Residential & Commercial | USHP | Ducted CEE Tier 1
214571095 | Central HP <5.4 tons | KEEPRITE | HRCU-A-CB (Split System: Heat Pump with Remote Outdoor Unit-Air-Source) | CVH825GKA3* |  |  | EN(A,D)4X36L21**+WALLCON | *80CTL0702120B* | 23400 | 16.5 | 8.1 | 21600 | 16700 | 77.31% | 1.92 | 0 | 11 |  |  |  |  | R-410A | 1.95 | Residential & Commercial | USHP | Ducted CEE Tier 1
214570775 | Central HP <5.4 tons | KEEPRITE | HRCU-A-CB (Split System: Heat Pump with Remote Outdoor Unit-Air-Source) | CVH825GKA3* |  |  | EA*4X48L24A*+WALLCON | *97CMN0802120B* | 24000 | 16.5 | 8.5 | 21000 | 16500 | 78.57% | 2.02 | 0 | 11 |  |  |  |  | R-410A | 2 | Residential & Commercial | USHP | Ducted CEE Tier 1
215938400 | Central HP <5.4 tons | DAY & NIGHT | HRCU-A-CB (Split System: Heat Pump with Remote Outdoor Unit-Air-Source) | C5H3V48*K*AAA* |  |  | EVD5X60M24A*+WALLCON | *96CTN1202422B* | 45500 | 20.5 | 8.1 | 52500 | 38000 | 72.38% | 1.95 | 0 | 11.5 |  |  |  |  | R-454B | 3.7917 | Residential & Commercial | USHP | Ducted CEE Tier 1
215938450 | Central HP <5.4 tons | DAY & NIGHT | HRCU-A-CB (Split System: Heat Pump with Remote Outdoor Unit-Air-Source) | C5H3V48*K*AAA* |  |  | EVD5X61M21A*+WALLCON | *80CTL0901716B* | 45000 | 21 | 8.1 | 53500 | 37600 | 70.28% | 1.95 | 0 | 12 |  |  |  |  | R-454B | 3.75 | Residential & Commercial | USHP | Ducted CEE Tier 1
215941041 | Central HP <5.4 tons | KEEPRITE | HRCU-A-CB (Split System: Heat Pump with Remote Outdoor Unit-Air-Source) | C5H3V48*K*AAA* |  |  | EA*5X61M21A*+WALLCON | *96CTN0802120B* | 45000 | 21 | 9.5 | 48500 | 37000 | 76.29% | 2 | 0 | 11 |  |  |  |  | R-454B | 3.75 | Residential & Commercial | USHP | Ducted CEE Tier 1
210595864 | Central HP <5.4 tons | KENMORE | HRCU-A-CB (Split System: Heat Pump with Remote Outdoor Unit-Air-Source) | (C,H,T)VH837GKA** |  |  | EHD4X60AAL+WALLCON | *96CTN0801714A* | 32800 | 16.5 | 8.1 | 32600 | 25200 | 77.3% | 1.98 | 0 | 11 |  |  |  |  | R-410A | 2.7333 | Residential & Commercial | USHP | Ducted CEE Tier 1
210595583 | Central HP <5.4 tons | KENMORE | HRCU-A-CB (Split System: Heat Pump with Remote Outdoor Unit-Air-Source) | (C,H,T)VH825GKA2* |  |  | EA*4X42L21A*+WALLCON | *80CSU0601716A* | 23800 | 16.5 | 8.1 | 21400 | 16600 | 77.57% | 1.96 | 0 | 10.5 |  |  |  |  | R-410A | 1.9833 | Residential & Commercial | USHP | Ducted CEE Tier 1
210595631 | Central HP <5.4 tons | KENMORE | HRCU-A-CB (Split System: Heat Pump with Remote Outdoor Unit-Air-Source) | (C,H,T)VH825GKA2* |  |  | EA*4X48L21A*+WALLCON | *95CSU1002122A* | 24200 | 17 | 8.1 | 21000 | 16500 | 78.57% | 2.02 | 0 | 11 |  |  |  |  | R-410A | 2.0167 | Residential & Commercial | USHP | Ducted CEE Tier 1
214242404 | Central HP <5.4 tons | TEMPSTAR | HRCU-A-CB (Split System: Heat Pump with Remote Outdoor Unit-Air-Source) | TVH825GKA2* |  |  | EN(A,D)4X24L14**+WALLCON | *80CTL0701412B* | 23200 | 16 | 8.1 | 22000 | 16800 | 76.36% | 1.94 | 0 | 10.5 |  |  |  |  | R-410A | 1.9333 | Residential & Commercial | USHP | Ducted CEE Tier 1
215669378 | Central HP <5.4 tons | DAY & NIGHT | HRCU-A-CB (Split System: Heat Pump with Remote Outdoor Unit-Air-Source) | C5H0V36*K*AAA* |  |  | EA*5X60M24A*+WALLCON | *97CMN0802120B* | 34400 | 18 | 9 | 34200 | 24800 | 72.51% | 1.9 | 0 | 10 |  |  |  |  | R-454B | 2.8667 | Residential & Commercial | USHP | Ducted CEE Tier 1
215669962 | Central HP <5.4 tons | DAY & NIGHT | HRCU-A-CB (Split System: Heat Pump with Remote Outdoor Unit-Air-Source) | C5H0V36*K*AAA* |  |  | ESH5X42M12A*+WALLCON | *80CTL0451712B* | 33600 | 16 | 8.5 | 35800 | 25600 | 71.51% | 1.76 | 0 | 9 |  |  |  |  | R-454B | 2.8 | Residential & Commercial | USHP
215670162 | Central HP <5.4 tons | DAY & NIGHT | HRCU-A-CB (Split System: Heat Pump with Remote Outdoor Unit-Air-Source) | C5H0V36*K*AAA* |  |  | ESH5X48M12A*+WALLCON | *80CTL0451712B* | 33800 | 16.5 | 8.5 | 35600 | 25600 | 71.91% | 1.78 | 0 | 9 |  |  |  |  | R-454B | 2.8167 | Residential & Commercial | USHP
215669946 | Central HP <5.4 tons | DAY & NIGHT | HRCU-A-CB (Split System: Heat Pump with Remote Outdoor Unit-Air-Source) | C5H0V36*K*AAA* |  |  | ESH5X42M12A*+WALLCON | *80CSU0601716A* | 34000 | 16.5 | 8.5 | 35600 | 25400 | 71.35% | 1.78 | 0 | 9.5 |  |  |  |  | R-454B | 2.8333 | Residential & Commercial | USHP
215670362 | Central HP <5.4 tons | DAY & NIGHT | HRCU-A-CB (Split System: Heat Pump with Remote Outdoor Unit-Air-Source) | C5H0V36*K*AAA* |  |  | ESH5X48M12A*+WALLCON | *96CTN1002122B* | 34200 | 17 | 8.5 | 35400 | 25200 | 71.19% | 1.9 | 0 | 9.5 |  |  |  |  | R-454B | 2.85 | Residential & Commercial | USHP
216733048 | Central HP <5.4 tons | DAY & NIGHT | HRCU-A-CB (Split System: Heat Pump with Remote Outdoor Unit-Air-Source) | D5CUHAH24AAK |  |  | EA*5X24M17A* | *96VTN0401410B* | 21800 | 15.2 | 8.1 | 21000 | 19200 | 91.43% | 1.9 | 0 | 10 |  |  |  |  | R-454B | 1.8167 | Residential & Commercial | USHP | Ducted CEE Tier 1
216733650 | Central HP <5.4 tons | DAY & NIGHT | HRCU-A-CB (Split System: Heat Pump with Remote Outdoor Unit-Air-Source) | D5CUHAH24AAK |  |  | EA*5X25M17A* | OMV112K14A | 23400 | 16 | 8.5 | 21200 | 18800 | 88.68% | 1.96 | 0 | 11 |  |  |  |  | R-454B | 1.95 | Residential & Commercial | USHP | Ducted CEE Tier 1
212983697 | Central HP <5.4 tons | BRYANT HEATING AND COOLING SYSTEMS | HRCU-A-CB (Split System: Heat Pump with Remote Outdoor Unit-Air-Source) | 38MURAQ18AB3* |  |  | CNPV*2414AL* | 912SE36060M14*** | 17500 | 16 | 8.5 | 18500 | 19200 | 103.8% | 2.3 | 0 | 11 |  |  |  |  | R-410A | 1.4583 | Residential & Commercial | USHP | Ducted CEE Tier 1
210595649 | Central HP <5.4 tons | KENMORE | HRCU-A-CB (Split System: Heat Pump with Remote Outdoor Unit-Air-Source) | (C,H,T)VH825GKA2* |  |  | EHD4X42AAL+WALLCON | *80CSU0601716A* | 24200 | 16 | 8.1 | 21400 | 16600 | 77.57% | 2 | 0 | 10.5 |  |  |  |  | R-410A | 2.0167 | Residential & Commercial | USHP | Ducted CEE Tier 1
210595666 | Central HP <5.4 tons | KENMORE | HRCU-A-CB (Split System: Heat Pump with Remote Outdoor Unit-Air-Source) | (C,H,T)VH825GKA2* |  |  | EHD4X42AAL+WALLCON | *97CMN1002122A* | 24200 | 16 | 8.1 | 21400 | 16600 | 77.57% | 2 | 0 | 10.5 |  |  |  |  | R-410A | 2.0167 | Residential & Commercial | USHP | Ducted CEE Tier 1
215682223 | Central HP <5.4 tons | CARRIER | HRCU-A-CB (Split System: Heat Pump with Remote Outdoor Unit-Air-Source) | 27VNA048A*030* |  |  | CVAVA4824XMA*+UI | 59TN7A120C24**22 | 47000 | 18.5 | 9 | 50000 | 36400 | 72.8% | 2 | 0 | 10 |  |  |  |  | R-454B | 3.9167 | Residential & Commercial | USHP | Ducted CEE Tier 1
215674514 | Central HP <5.4 tons | CARRIER | HRCU-A-CB (Split System: Heat Pump with Remote Outdoor Unit-Air-Source) | 27VNA048A*030* |  |  | CAA**6124AM*+UI | 59CU5B080C21**20 | 46000 | 17.5 | 9 | 48000 | 33800 | 70.42% | 2.08 | 0 | 10 |  |  |  |  | R-454B | 3.8333 | Residential & Commercial | USHP | Ducted CEE Tier 1
215674637 | Central HP <5.4 tons | CARRIER | HRCU-A-CB (Split System: Heat Pump with Remote Outdoor Unit-Air-Source) | 27VNA048A*030* |  |  | CAA**6124AM*+UI | 59TN6C100C21**22 | 46000 | 18.5 | 9 | 47500 | 33600 | 70.74% | 2.06 | 0 | 10 |  |  |  |  | R-454B | 3.8333 | Residential & Commercial | USHP | Ducted CEE Tier 1
215675423 | Central HP <5.4 tons | CARRIER | HRCU-A-CB (Split System: Heat Pump with Remote Outdoor Unit-Air-Source) | 27VNA048A*030* |  |  | CVAMA4821XMA*+UI | 59CU5B100C21**22 | 47000 | 18 | 9 | 50000 | 36400 | 72.8% | 2.02 | 0 | 10 |  |  |  |  | R-454B | 3.9167 | Residential & Commercial | USHP | Ducted CEE Tier 1
215670582 | Central HP <5.4 tons | DAY & NIGHT | HRCU-A-CB (Split System: Heat Pump with Remote Outdoor Unit-Air-Source) | C5H0V36*K*AAA* |  |  | ESH5X60M12A*+WALLCON | *96CTN0801714B* | 34400 | 17 | 8.5 | 34800 | 25000 | 71.84% | 1.78 | 0 | 9.5 |  |  |  |  | R-454B | 2.8667 | Residential & Commercial | USHP
213772555 | Central HP <5.4 tons | CARRIER | HRCU-A-CB (Split System: Heat Pump with Remote Outdoor Unit-Air-Source) | 25VNA825A*031* |  |  | CSPH*4812AL*+UI | 59TN6C060C17**14 | 24200 | 16 | 8.1 | 21400 | 16700 | 78.04% | 2 | 0 | 10.5 |  |  |  |  | R-410A | 2.0167 | Residential & Commercial | USHP | Ducted CEE Tier 1
215676973 | Central HP <5.4 tons | CARRIER | HRCU-A-CB (Split System: Heat Pump with Remote Outdoor Unit-Air-Source) | 27VNA060A*030* |  |  | CVAMA6021XMA*+UI | 58CU*A100C21**20 | 56500 | 18 | 9 | 64000 | 45000 | 70.31% | 2.08 | 0 | 9 |  |  |  |  | R-454B | 4.7083 | Residential & Commercial | USHP
215682423 | Central HP <5.4 tons | CARRIER | HRCU-A-CB (Split System: Heat Pump with Remote Outdoor Unit-Air-Source) | 27VNA048A*030* |  |  | CVAVA6024XMA*+UI | 59TN7A120C24**22 | 48000 | 19 | 9 | 50000 | 36600 | 73.2% | 2 | 0 | 10.5 |  |  |  |  | R-454B | 4 | Residential & Commercial | USHP | Ducted CEE Tier 1
215675153 | Central HP <5.4 tons | CARRIER | HRCU-A-CB (Split System: Heat Pump with Remote Outdoor Unit-Air-Source) | 27VNA048A*030* |  |  | CSAH*6012AM*+UI | 58TN*B045C17**12 | 45000 | 15.5 | 8.5 | 48500 | 34600 | 71.34% | 1.94 | 0 | 9 |  |  |  |  | R-454B | 3.75 | Residential & Commercial | USHP
215675703 | Central HP <5.4 tons | CARRIER | HRCU-A-CB (Split System: Heat Pump with Remote Outdoor Unit-Air-Source) | 27VNA048A*030* |  |  | CVAMA6021XMA*+UI | 58TN*B070C17**16 | 48000 | 18.5 | 9 | 50000 | 37200 | 74.4% | 2 | 0 | 10 |  |  |  |  | R-454B | 4 | Residential & Commercial | USHP | Ducted CEE Tier 1
215676023 | Central HP <5.4 tons | CARRIER | HRCU-A-CB (Split System: Heat Pump with Remote Outdoor Unit-Air-Source) | 27VNA048A*030* |  |  | CVAMA6124XMA*+UI | 59CU5B100C21**22 | 48500 | 19 | 9 | 50000 | 36600 | 73.2% | 2.1 | 0 | 10.5 |  |  |  |  | R-454B | 4.0417 | Residential & Commercial | USHP | Ducted CEE Tier 1
215676073 | Central HP <5.4 tons | CARRIER | HRCU-A-CB (Split System: Heat Pump with Remote Outdoor Unit-Air-Source) | 27VNA048A*030* |  |  | CVAMA6124XMA*+UI | 59TN6C100C21**22 | 48500 | 19.5 | 9.5 | 50000 | 36600 | 73.2% | 2.12 | 0 | 10.5 |  |  |  |  | R-454B | 4.0417 | Residential & Commercial | USHP | Ducted CEE Tier 1
215676203 | Central HP <5.4 tons | CARRIER | HRCU-A-CB (Split System: Heat Pump with Remote Outdoor Unit-Air-Source) | 27VNA048A*030* |  |  | CVAVA4824XMA*+UI | 58TN*B090C21**20 | 47000 | 19 | 9 | 50000 | 36200 | 72.4% | 2 | 0 | 10 |  |  |  |  | R-454B | 3.9167 | Residential & Commercial | USHP | Ducted CEE Tier 1
215676673 | Central HP <5.4 tons | CARRIER | HRCU-A-CB (Split System: Heat Pump with Remote Outdoor Unit-Air-Source) | 27VNA048A*030* |  |  | CVAVA6024XMA*+UI | 59TN6C120C24**22 | 48000 | 19 | 9 | 50000 | 36600 | 73.2% | 2 | 0 | 10.5 |  |  |  |  | R-454B | 4 | Residential & Commercial | USHP | Ducted CEE Tier 1
214239982 | Central HP <5.4 tons | TEMPSTAR | HRCU-A-CB (Split System: Heat Pump with Remote Outdoor Unit-Air-Source) | TVH837GKA** |  |  | EN(A,D)4X48L24**+WALLCON | *80CTL1102120B* | 32400 | 17 | 8.1 | 32600 | 24600 | 75.46% | 1.96 | 0 | 11.5 |  |  |  |  | R-410A | 2.7 | Residential & Commercial | USHP | Ducted CEE Tier 1
214240032 | Central HP <5.4 tons | TEMPSTAR | HRCU-A-CB (Split System: Heat Pump with Remote Outdoor Unit-Air-Source) | TVH837GKA** |  |  | EN(A,D)4X48L24**+WALLCON | *96CTN1202422B* | 32400 | 17 | 8.1 | 32600 | 24600 | 75.46% | 1.96 | 0 | 11.7 |  |  |  |  | R-410A | 2.7 | Residential & Commercial | USHP | Ducted CEE Tier 1
214242704 | Central HP <5.4 tons | TEMPSTAR | HRCU-A-CB (Split System: Heat Pump with Remote Outdoor Unit-Air-Source) | TVH825GKA2* |  |  | EN(A,D,W)4X36L17**+WALLCON | *97CMN0801714B* | 23400 | 16.5 | 8.1 | 21600 | 16700 | 77.31% | 1.92 | 0 | 10.5 |  |  |  |  | R-410A | 1.95 | Residential & Commercial | USHP | Ducted CEE Tier 1
214242724 | Central HP <5.4 tons | TEMPSTAR | HRCU-A-CB (Split System: Heat Pump with Remote Outdoor Unit-Air-Source) | TVH825GKA2* |  |  | EN(A,D,W)4X36L17**+WALLCON | *96CTN0601714B* | 23400 | 16 | 8.1 | 21600 | 16800 | 77.78% | 1.9 | 0 | 10.5 |  |  |  |  | R-410A | 1.95 | Residential & Commercial | USHP | Ducted CEE Tier 1
215675523 | Central HP <5.4 tons | CARRIER | HRCU-A-CB (Split System: Heat Pump with Remote Outdoor Unit-Air-Source) | 27VNA048A*030* |  |  | CVAMA4921XMA*+UI | 58TN*B045C17**12 | 47500 | 18 | 9 | 50000 | 37600 | 75.2% | 1.98 | 0 | 9.5 |  |  |  |  | R-454B | 3.9583 | Residential & Commercial | USHP
215675723 | Central HP <5.4 tons | CARRIER | HRCU-A-CB (Split System: Heat Pump with Remote Outdoor Unit-Air-Source) | 27VNA048A*030* |  |  | CVAMA6021XMA*+UI | 58TN*B090C17**16 | 48000 | 19 | 9 | 50000 | 37000 | 74% | 1.98 | 0 | 10 |  |  |  |  | R-454B | 4 | Residential & Commercial | USHP | Ducted CEE Tier 1
215675793 | Central HP <5.4 tons | CARRIER | HRCU-A-CB (Split System: Heat Pump with Remote Outdoor Unit-Air-Source) | 27VNA048A*030* |  |  | CVAMA6021XMA*+UI | 59MN7C080C17**14 | 47500 | 18.5 | 9 | 50000 | 37400 | 74.8% | 1.98 | 0 | 10 |  |  |  |  | R-454B | 3.9583 | Residential & Commercial | USHP | Ducted CEE Tier 1
213774450 | Central HP <5.4 tons | COMFORTMAKER | HRCU-A-CB (Split System: Heat Pump with Remote Outdoor Unit-Air-Source) | CVH825GKA3* |  |  | EHD4X42AAL+WALLCON | *80CTL1352422B* | 24200 | 16 | 8.1 | 21400 | 16600 | 77.57% | 2 | 0 | 10.5 |  |  |  |  | R-410A | 2.0167 | Residential & Commercial | USHP | Ducted CEE Tier 1
213774600 | Central HP <5.4 tons | COMFORTMAKER | HRCU-A-CB (Split System: Heat Pump with Remote Outdoor Unit-Air-Source) | CVH825GKA3* |  |  | EHD4X48AAL+WALLCON | *80CTL0902120B* | 24200 | 16 | 8.1 | 21200 | 16600 | 78.3% | 2.02 | 0 | 10.5 |  |  |  |  | R-410A | 2.0167 | Residential & Commercial | USHP | Ducted CEE Tier 1
215675893 | Central HP <5.4 tons | CARRIER | HRCU-A-CB (Split System: Heat Pump with Remote Outdoor Unit-Air-Source) | 27VNA048A*030* |  |  | CVAMA6024XMA*+UI | 58TN*B135C24**22 | 48000 | 19 | 9 | 50000 | 36400 | 72.8% | 2 | 0 | 10.5 |  |  |  |  | R-454B | 4 | Residential & Commercial | USHP | Ducted CEE Tier 1
215675923 | Central HP <5.4 tons | CARRIER | HRCU-A-CB (Split System: Heat Pump with Remote Outdoor Unit-Air-Source) | 27VNA048A*030* |  |  | CVAMA6024XMA*+UI | 59MN7C100C21**22 | 48000 | 19 | 9 | 50000 | 36600 | 73.2% | 2 | 0 | 10.5 |  |  |  |  | R-454B | 4 | Residential & Commercial | USHP | Ducted CEE Tier 1
215676343 | Central HP <5.4 tons | CARRIER | HRCU-A-CB (Split System: Heat Pump with Remote Outdoor Unit-Air-Source) | 27VNA048A*030* |  |  | CVAVA4924XMA*+UI | 59MN7C060C21**20 | 47500 | 18.5 | 9 | 50000 | 37000 | 74% | 1.98 | 0 | 10 |  |  |  |  | R-454B | 3.9583 | Residential & Commercial | USHP | Ducted CEE Tier 1
215941160 | Central HP <5.4 tons | DAY & NIGHT | HRCU-A-CB (Split System: Heat Pump with Remote Outdoor Unit-Air-Source) | C5H3V48*K*AAA* |  |  | ESH5X48M12A*+WALLCON | *80CSU0601716B* | 44000 | 20 | 9 | 48500 | 36600 | 75.46% | 1.8 | 0 | 11 |  |  |  |  | R-454B | 3.6667 | Residential & Commercial | USHP | Ducted CEE Tier 1
215676393 | Central HP <5.4 tons | CARRIER | HRCU-A-CB (Split System: Heat Pump with Remote Outdoor Unit-Air-Source) | 27VNA048A*030* |  |  | CVAVA4924XMA*+UI | 59TN6C120C24**22 | 48000 | 19 | 9 | 50000 | 36600 | 73.2% | 2 | 0 | 10.5 |  |  |  |  | R-454B | 4 | Residential & Commercial | USHP | Ducted CEE Tier 1
215676443 | Central HP <5.4 tons | CARRIER | HRCU-A-CB (Split System: Heat Pump with Remote Outdoor Unit-Air-Source) | 27VNA048A*030* |  |  | CVAVA6021XMA*+UI | 58TN*B070C17**16 | 48000 | 18.5 | 9 | 50000 | 37200 | 74.4% | 2 | 0 | 10 |  |  |  |  | R-454B | 4 | Residential & Commercial | USHP | Ducted CEE Tier 1
215676913 | Central HP <5.4 tons | CARRIER | HRCU-A-CB (Split System: Heat Pump with Remote Outdoor Unit-Air-Source) | 27VNA048A*030* |  |  | CVAVA6124XMA*+UI | 59MN7C080C21**20 | 48500 | 19 | 9.5 | 50000 | 36800 | 73.6% | 2.1 | 0 | 10.5 |  |  |  |  | R-454B | 4.0417 | Residential & Commercial | USHP | Ducted CEE Tier 1
215681373 | Central HP <5.4 tons | CARRIER | HRCU-A-CB (Split System: Heat Pump with Remote Outdoor Unit-Air-Source) | 27VNA048A*030* |  |  | CAA**6024AM*+UI | 59TN6C080C21**20 | 45000 | 18 | 9 | 47500 | 33600 | 70.74% | 2.06 | 0 | 10 |  |  |  |  | R-454B | 3.75 | Residential & Commercial | USHP | Ducted CEE Tier 1
215681923 | Central HP <5.4 tons | CARRIER | HRCU-A-CB (Split System: Heat Pump with Remote Outdoor Unit-Air-Source) | 27VNA048A*030* |  |  | CVAMA6021XMA*+UI | 58CU*B080C21**20 | 48500 | 19 | 9 | 50000 | 36400 | 72.8% | 2.12 | 0 | 10 |  |  |  |  | R-454B | 4.0417 | Residential & Commercial | USHP | Ducted CEE Tier 1
215682023 | Central HP <5.4 tons | CARRIER | HRCU-A-CB (Split System: Heat Pump with Remote Outdoor Unit-Air-Source) | 27VNA048A*030* |  |  | CVAMA6024XMA*+UI | 59TN7A120C24**22 | 48000 | 19 | 9 | 50000 | 36600 | 73.2% | 2 | 0 | 10.5 |  |  |  |  | R-454B | 4 | Residential & Commercial | USHP | Ducted CEE Tier 1
215682073 | Central HP <5.4 tons | CARRIER | HRCU-A-CB (Split System: Heat Pump with Remote Outdoor Unit-Air-Source) | 27VNA048A*030* |  |  | CVAMA6124XMA*+UI | 59TN7A100C21**22 | 48500 | 19.5 | 9.5 | 50000 | 36600 | 73.2% | 2.12 | 0 | 10.5 |  |  |  |  | R-454B | 4.0417 | Residential & Commercial | USHP | Ducted CEE Tier 1
215941210 | Central HP <5.4 tons | DAY & NIGHT | HRCU-A-CB (Split System: Heat Pump with Remote Outdoor Unit-Air-Source) | C5H3V48*K*AAA* |  |  | ESH5X60M12A*+WALLCON | *96CTN0802120B* | 45000 | 20 | 9 | 48500 | 36600 | 75.46% | 1.82 | 0 | 11 |  |  |  |  | R-454B | 3.75 | Residential & Commercial | USHP | Ducted CEE Tier 1
215941110 | Central HP <5.4 tons | DAY & NIGHT | HRCU-A-CB (Split System: Heat Pump with Remote Outdoor Unit-Air-Source) | C5H3V48*K*AAA* |  |  | EA*5X61M24A*+WALLCON | *97CTN0802120A* | 45500 | 21 | 9.5 | 48500 | 37000 | 76.29% | 2 | 0 | 11 |  |  |  |  | R-454B | 3.7917 | Residential & Commercial | USHP | Ducted CEE Tier 1
215682193 | Central HP <5.4 tons | CARRIER | HRCU-A-CB (Split System: Heat Pump with Remote Outdoor Unit-Air-Source) | 27VNA048A*030* |  |  | CVAVA4824XMA*+UI | 58CU*B100C21**20 | 47000 | 18 | 9 | 50000 | 36400 | 72.8% | 2 | 0 | 9.5 |  |  |  |  | R-454B | 3.9167 | Residential & Commercial | USHP
215675114 | Central HP <5.4 tons | CARRIER | HRCU-A-CB (Split System: Heat Pump with Remote Outdoor Unit-Air-Source) | 27VNA048A*030* |  |  | CSAH*6012AM*+UI | 58CU*A060C17**16 | 45500 | 16.5 | 8.5 | 48000 | 33800 | 70.42% | 2.06 | 0 | 9.5 |  |  |  |  | R-454B | 3.7917 | Residential & Commercial | USHP
214573003 | Central HP <5.4 tons | COMFORTMAKER | HRCU-A-CB (Split System: Heat Pump with Remote Outdoor Unit-Air-Source) | CVH837GKA** |  |  | EA*4X61L21A*+WALLCON | *96CTN0802120B* | 33200 | 18.5 | 8.5 | 31800 | 24800 | 77.99% | 2 | 0 | 11.5 |  |  |  |  | R-410A | 2.7667 | Residential & Commercial | USHP | Ducted CEE Tier 1
214573203 | Central HP <5.4 tons | COMFORTMAKER | HRCU-A-CB (Split System: Heat Pump with Remote Outdoor Unit-Air-Source) | CVH837GKA** |  |  | EHD4X48AAL+WALLCON | *95CSU0802120B* | 32600 | 17.5 | 8.5 | 32800 | 25000 | 76.22% | 1.98 | 0 | 11 |  |  |  |  | R-410A | 2.7167 | Residential & Commercial | USHP | Ducted CEE Tier 1
215676093 | Central HP <5.4 tons | CARRIER | HRCU-A-CB (Split System: Heat Pump with Remote Outdoor Unit-Air-Source) | 27VNA048A*030* |  |  | CVAVA4821XMA*+UI | 58CU*A060C17**16 | 47000 | 18 | 9 | 50000 | 36400 | 72.8% | 2 | 0 | 9.5 |  |  |  |  | R-454B | 3.9167 | Residential & Commercial | USHP
210595592 | Central HP <5.4 tons | KENMORE | HRCU-A-CB (Split System: Heat Pump with Remote Outdoor Unit-Air-Source) | (C,H,T)VH825GKA2* |  |  | EA*4X42L21A*+WALLCON | *96CTN0801714A* | 23600 | 16.5 | 8.1 | 21400 | 16700 | 78.04% | 1.96 | 0 | 11 |  |  |  |  | R-410A | 1.9667 | Residential & Commercial | USHP | Ducted CEE Tier 1
210595610 | Central HP <5.4 tons | KENMORE | HRCU-A-CB (Split System: Heat Pump with Remote Outdoor Unit-Air-Source) | (C,H,T)VH825GKA2* |  |  | EA*4X43L21A*+WALLCON | *80CTL0451712A* | 24200 | 16.5 | 8.1 | 21600 | 16800 | 77.78% | 2 | 0 | 11 |  |  |  |  | R-410A | 2.0167 | Residential & Commercial | USHP | Ducted CEE Tier 1
214397244 | Central HP <5.4 tons | COLEMAN | HRCU-A-CB (Split System: Heat Pump with Remote Outdoor Unit-Air-Source) | HH836E2S11 |  |  | CTF36B5CDS1 | TMLE100B12MP11 | 33200 | 18 | 8.5 | 31200 | 25200 | 80.77% | 2 | 0 | 11 |  |  |  |  | R-454B | 2.7667 | Residential & Commercial | USHP | Ducted CEE Tier 1
216769596 | Central HP <5.4 tons | LENNOX | HRCU-A-CB (Split System: Heat Pump with Remote Outdoor Unit-Air-Source) | EL18KSLV-036-230A** |  |  | CK40HT-36C-**+TDR | EL297UH090XV36C* | 34600 | 18 | 9 | 35800 | 28400 | 79.33% | 1.9 | 0 | 11 |  |  |  |  | R-454B | 2.8833 | Residential & Commercial | USHP | Ducted CEE Tier 1
214491636 | Central HP <5.4 tons | DAIKIN | HRCU-A-CB (Split System: Heat Pump with Remote Outdoor Unit-Air-Source) | DZ6VSA1810A* |  |  | CA*EA1818*4B* | D*97MC0603BNA* | 16600 | 17.5 | 8.5 | 17400 | 13000 | 74.71% | 2.1 | 0 | 10.9 |  |  |  |  | R-410A | 1.3833 | Residential & Commercial | USHP | Ducted CEE Tier 1
214491647 | Central HP <5.4 tons | DAIKIN | HRCU-A-CB (Split System: Heat Pump with Remote Outdoor Unit-Air-Source) | DZ6VSA1810A* |  |  | CA*EA2422*4B* | D*80VC0603B*A* | 16600 | 17.5 | 8.5 | 17400 | 13000 | 74.71% | 2.1 | 0 | 10.9 |  |  |  |  | R-410A | 1.3833 | Residential & Commercial | USHP | Ducted CEE Tier 1
214571263 | Central HP <5.4 tons | COMFORTMAKER | HRCU-A-CB (Split System: Heat Pump with Remote Outdoor Unit-Air-Source) | CVH825GKA3* |  |  | EN(A,D,W)4X48L21**+WALLCON | *96CTN0802120B* | 24200 | 17 | 8.1 | 21200 | 16600 | 78.3% | 2.02 | 0 | 11.5 |  |  |  |  | R-410A | 2.0167 | Residential & Commercial | USHP | Ducted CEE Tier 1
215676723 | Central HP <5.4 tons | CARRIER | HRCU-A-CB (Split System: Heat Pump with Remote Outdoor Unit-Air-Source) | 27VNA048A*030* |  |  | CVAVA6121XMA*+UI | 58TN*B070C21**20 | 48500 | 19 | 9 | 50000 | 37000 | 74% | 2 | 0 | 10.5 |  |  |  |  | R-454B | 4.0417 | Residential & Commercial | USHP | Ducted CEE Tier 1
215676173 | Central HP <5.4 tons | CARRIER | HRCU-A-CB (Split System: Heat Pump with Remote Outdoor Unit-Air-Source) | 27VNA048A*030* |  |  | CVAVA4824XMA*+UI | 58CU*A080C21**20 | 47500 | 19 | 9 | 50000 | 36200 | 72.4% | 2.02 | 0 | 10 |  |  |  |  | R-454B | 3.9583 | Residential & Commercial | USHP | Ducted CEE Tier 1
210474566 | Central HP <5.4 tons | KEEPRITE | HRCU-A-CB (Split System: Heat Pump with Remote Outdoor Unit-Air-Source) | CVH825GKA3* |  |  | EHD4X48AAL+WALLCON | *96CTN1202422A* | 24200 | 16.5 | 8.1 | 21200 | 16600 | 78.3% | 2.02 | 0 | 11 |  |  |  |  | R-410A | 2.0167 | Residential & Commercial | USHP | Ducted CEE Tier 1
210474632 | Central HP <5.4 tons | KEEPRITE | HRCU-A-CB (Split System: Heat Pump with Remote Outdoor Unit-Air-Source) | CVH825GKA3* |  |  | EHD4X48AAL+WALLCON | *80CTL0701412A* | 24400 | 17 | 8.1 | 21200 | 16500 | 77.83% | 2.02 | 0 | 11 |  |  |  |  | R-410A | 2.0333 | Residential & Commercial | USHP | Ducted CEE Tier 1
215677379 | Central HP <5.4 tons | DAY & NIGHT | HRCU-A-CB (Split System: Heat Pump with Remote Outdoor Unit-Air-Source) | C5H0V60*K*AAA* |  |  | EVD5X60M21A*+WALLCON | *95CSU0802120B* | 56500 | 18 | 9 | 64000 | 45000 | 70.31% | 2.08 | 0 | 9 |  |  |  |  | R-454B | 4.7083 | Residential & Commercial | USHP
215677029 | Central HP <5.4 tons | DAY & NIGHT | HRCU-A-CB (Split System: Heat Pump with Remote Outdoor Unit-Air-Source) | C5H0V60*K*AAA* |  |  | EVM5X60M21A*+WALLCON | *95CSU0802120B* | 56500 | 18 | 9 | 64000 | 45000 | 70.31% | 2.06 | 0 | 9 |  |  |  |  | R-454B | 4.7083 | Residential & Commercial | USHP
214279747 | Central HP <5.4 tons | CARRIER | HRCU-A-CB (Split System: Heat Pump with Remote Outdoor Unit-Air-Source) | 38MURAQ18AB3* |  |  | CAP**2517AL* | 59SC6A060M17**16 | 17700 | 16 | 8.5 | 17600 | 17800 | 101.1% | 2.14 | 0 | 10.5 |  |  |  |  | R-410A | 1.475 | Residential & Commercial | USHP | Ducted CEE Tier 1
215942597 | Central HP <5.4 tons | KEEPRITE | HRCU-A-CB (Split System: Heat Pump with Remote Outdoor Unit-Air-Source) | C5H3V48*K*AAA* |  |  | EVD5X61M21A*+WALLCON | *96CTN0801714B* | 44500 | 20 | 8.1 | 54000 | 37800 | 70% | 1.95 | 0 | 11.5 |  |  |  |  | R-454B | 3.7083 | Residential & Commercial | USHP | Ducted CEE Tier 1
215941611 | Central HP <5.4 tons | KEEPRITE | HRCU-A-CB (Split System: Heat Pump with Remote Outdoor Unit-Air-Source) | C5H3V48*K*AAA* |  |  | EVD5X48M24A*+WALLCON | *97CTN1002122A* | 44500 | 20 | 8.1 | 52000 | 38000 | 73.08% | 1.9 | 0 | 11 |  |  |  |  | R-454B | 3.7083 | Residential & Commercial | USHP | Ducted CEE Tier 1
214571155 | Central HP <5.4 tons | KEEPRITE | HRCU-A-CB (Split System: Heat Pump with Remote Outdoor Unit-Air-Source) | CVH825GKA3* |  |  | EN(A,D,W)4X42L21**+WALLCON | *80CTL0702120B* | 23800 | 16.5 | 8.1 | 21400 | 16700 | 78.04% | 1.96 | 0 | 11 |  |  |  |  | R-410A | 1.9833 | Residential & Commercial | USHP | Ducted CEE Tier 1
215676249 | Central HP <5.4 tons | DAY & NIGHT | HRCU-A-CB (Split System: Heat Pump with Remote Outdoor Unit-Air-Source) | C5H0V48*K*AAA* |  |  | EVD5X48M24A*+WALLCON | *95CSU1002122B* | 47000 | 18.5 | 9 | 50000 | 36200 | 72.4% | 2.02 | 0 | 10 |  |  |  |  | R-454B | 3.9167 | Residential & Commercial | USHP | Ducted CEE Tier 1
215941011 | Central HP <5.4 tons | KEEPRITE | HRCU-A-CB (Split System: Heat Pump with Remote Outdoor Unit-Air-Source) | C5H3V48*K*AAA* |  |  | EA*5X60M24A*+WALLCON | *97CTN0802120A* | 44500 | 21 | 9.5 | 48500 | 36600 | 75.46% | 2 | 0 | 11 |  |  |  |  | R-454B | 3.7083 | Residential & Commercial | USHP | Ducted CEE Tier 1
216643444 | Central HP <5.4 tons | CARRIER | HRCU-A-CB (Split System: Heat Pump with Remote Outdoor Unit-Air-Source) | 37MUHAQ18AA3 |  |  | CAA**1917AM* | 58SP*B070V14**12 | 18400 | 15.2 | 9.5 | 19800 | 17700 | 89.39% | 2 | 0 | 11.5 |  |  |  |  | R-454B | 1.5333 | Residential & Commercial | USHP | Ducted CEE Tier 1
215676859 | Central HP <5.4 tons | DAY & NIGHT | HRCU-A-CB (Split System: Heat Pump with Remote Outdoor Unit-Air-Source) | C5H0V48*K*AAA* |  |  | EVD5X61M24A*+WALLCON | *80CSU1002120A* | 48500 | 19 | 9 | 50000 | 36800 | 73.6% | 2.1 | 0 | 10 |  |  |  |  | R-454B | 4.0417 | Residential & Commercial | USHP | Ducted CEE Tier 1
215676679 | Central HP <5.4 tons | DAY & NIGHT | HRCU-A-CB (Split System: Heat Pump with Remote Outdoor Unit-Air-Source) | C5H0V48*K*AAA* |  |  | EVD5X60M24A*+WALLCON | *96CTN1202422B* | 48000 | 19 | 9 | 50000 | 36600 | 73.2% | 2 | 0 | 10.5 |  |  |  |  | R-454B | 4 | Residential & Commercial | USHP | Ducted CEE Tier 1
214570715 | Central HP <5.4 tons | KEEPRITE | HRCU-A-CB (Split System: Heat Pump with Remote Outdoor Unit-Air-Source) | CVH825GKA3* |  |  | EA*4X48L21A*+WALLCON | *97CMN0802120B* | 24000 | 16.5 | 8.5 | 21000 | 16500 | 78.57% | 2.02 | 0 | 11 |  |  |  |  | R-410A | 2 | Residential & Commercial | USHP | Ducted CEE Tier 1
214571135 | Central HP <5.4 tons | KEEPRITE | HRCU-A-CB (Split System: Heat Pump with Remote Outdoor Unit-Air-Source) | CVH825GKA3* |  |  | EN(A,D)4X36L21**+WALLCON | *97CMN0802120B* | 23400 | 16.5 | 8.1 | 21600 | 16700 | 77.31% | 1.92 | 0 | 11 |  |  |  |  | R-410A | 1.95 | Residential & Commercial | USHP | Ducted CEE Tier 1
210474534 | Central HP <5.4 tons | KENMORE | HRCU-A-CB (Split System: Heat Pump with Remote Outdoor Unit-Air-Source) | (C,H,T)VH825GKA3* |  |  | EHD4X48AAL+WALLCON | *80CTL1352422A* | 24200 | 16 | 8.1 | 21200 | 16600 | 78.3% | 2.02 | 0 | 11 |  |  |  |  | R-410A | 2.0167 | Residential & Commercial | USHP | Ducted CEE Tier 1
211259885 | Central HP <5.4 tons | BRYANT HEATING AND COOLING SYSTEMS | HRCU-A-CB (Split System: Heat Pump with Remote Outdoor Unit-Air-Source) | 38MURAQ18AB3* |  |  | CAP**1917AL* | 8(0,1)*SA36045E14*** | 18600 | 16.5 | 8.5 | 18500 | 17500 | 94.59% | 2.14 | 0 | 11 |  |  |  |  | R-410A | 1.55 | Residential & Commercial | USHP | Ducted CEE Tier 1
211259902 | Central HP <5.4 tons | BRYANT HEATING AND COOLING SYSTEMS | HRCU-A-CB (Split System: Heat Pump with Remote Outdoor Unit-Air-Source) | 38MURAQ18AB3* |  |  | CAP**1917AL* | 8(0,1)*SA36045E17*** | 19100 | 16 | 9 | 19100 | 17400 | 91.1% | 2.14 | 0 | 11 |  |  |  |  | R-410A | 1.5917 | Residential & Commercial | USHP | Ducted CEE Tier 1
211259917 | Central HP <5.4 tons | BRYANT HEATING AND COOLING SYSTEMS | HRCU-A-CB (Split System: Heat Pump with Remote Outdoor Unit-Air-Source) | 38MURAQ18AB3* |  |  | CAP**1917AL* | 8(0,1)*SA36070E17*** | 18600 | 16.5 | 8.5 | 18400 | 17500 | 95.11% | 2.14 | 0 | 11 |  |  |  |  | R-410A | 1.55 | Residential & Commercial | USHP | Ducted CEE Tier 1
211260201 | Central HP <5.4 tons | BRYANT HEATING AND COOLING SYSTEMS | HRCU-A-CB (Split System: Heat Pump with Remote Outdoor Unit-Air-Source) | 38MURAQ18AB3* |  |  | CAP**2414AL* | 912SD36060E14*** | 18100 | 16 | 9 | 18900 | 18900 | 100% | 2.28 | 0 | 10.5 |  |  |  |  | R-410A | 1.5083 | Residential & Commercial | USHP | Ducted CEE Tier 1
216735964 | Central HP <5.4 tons | COMFORTMAKER | HRCU-A-CB (Split System: Heat Pump with Remote Outdoor Unit-Air-Source) | D5CUHAH24AAK |  |  | EA*5X37M21A* | *96CTN0801714B* | 23000 | 16.5 | 8.5 | 20600 | 18400 | 89.32% | 1.96 | 0 | 11 |  |  |  |  | R-454B | 1.9167 | Residential & Commercial | USHP | Ducted CEE Tier 1
216735982 | Central HP <5.4 tons | COMFORTMAKER | HRCU-A-CB (Split System: Heat Pump with Remote Outdoor Unit-Air-Source) | D5CUHAH24AAK |  |  | EA*5X37M21A* | *96CTN1002122B* | 23400 | 16 | 8.5 | 20800 | 18500 | 88.94% | 1.98 | 0 | 11 |  |  |  |  | R-454B | 1.95 | Residential & Commercial | USHP | Ducted CEE Tier 1
213771697 | Central HP <5.4 tons | HEIL | HRCU-A-CB (Split System: Heat Pump with Remote Outdoor Unit-Air-Source) | HVH825GKA2* |  |  | EA*4X48L24A*+WALLCON | *80CTL1352422B* | 24200 | 17 | 8.1 | 21000 | 16500 | 78.57% | 2.02 | 0 | 11 |  |  |  |  | R-410A | 2.0167 | Residential & Commercial | USHP | Ducted CEE Tier 1
216643192 | Central HP <5.4 tons | HEIL | HRCU-A-CB (Split System: Heat Pump with Remote Outdoor Unit-Air-Source) | D5CUHAH18AAK |  |  | EA*5X25M17A* | *80MS(N,L)0451412A* | 18300 | 15.2 | 10.5 | 19800 | 17500 | 88.38% | 2 | 0 | 11.5 |  |  |  |  | R-454B | 1.525 | Residential & Commercial | USHP | Ducted CEE Tier 1
215935613 | Central HP <5.4 tons | TEMPSTAR | HRCU-A-CB (Split System: Heat Pump with Remote Outdoor Unit-Air-Source) | T5H3V36*K*AAA* |  |  | EVD5X36M21A*+WALLCON | *80CSU1002120A* | 34400 | 20.5 | 8.5 | 38500 | 28200 | 73.25% | 2.04 | 0 | 11.7 |  |  |  |  | R-454B | 2.8667 | Residential & Commercial | USHP | Ducted CEE Tier 1
215936063 | Central HP <5.4 tons | TEMPSTAR | HRCU-A-CB (Split System: Heat Pump with Remote Outdoor Unit-Air-Source) | T5H3V36*K*AAA* |  |  | EVD5X42M21A*+WALLCON | *95CSU1002122B* | 34600 | 21 | 8.5 | 38500 | 28000 | 72.73% | 2.04 | 0 | 12 |  |  |  |  | R-454B | 2.8833 | Residential & Commercial | USHP | Ducted CEE Tier 1
215936313 | Central HP <5.4 tons | TEMPSTAR | HRCU-A-CB (Split System: Heat Pump with Remote Outdoor Unit-Air-Source) | T5H3V36*K*AAA* |  |  | EVD5X48M24A*+WALLCON | *80CTL0702120B* | 35000 | 21.5 | 8.5 | 38500 | 28400 | 73.77% | 2.04 | 0 | 12 |  |  |  |  | R-454B | 2.9167 | Residential & Commercial | USHP | Ducted CEE Tier 1
214570625 | Central HP <5.4 tons | KEEPRITE | HRCU-A-CB (Split System: Heat Pump with Remote Outdoor Unit-Air-Source) | CVH825GKA3* |  |  | EA*4X43L21A*+WALLCON | *95CSU0802120B* | 24400 | 16.5 | 8.5 | 21200 | 16600 | 78.3% | 2.02 | 0 | 11 |  |  |  |  | R-410A | 2.0333 | Residential & Commercial | USHP | Ducted CEE Tier 1
214570525 | Central HP <5.4 tons | KEEPRITE | HRCU-A-CB (Split System: Heat Pump with Remote Outdoor Unit-Air-Source) | CVH825GKA3* |  |  | EA*4X42L21A*+WALLCON | *97CMN0602120B* | 23600 | 16.5 | 8.1 | 21400 | 16700 | 78.04% | 1.96 | 0 | 10.5 |  |  |  |  | R-410A | 1.9667 | Residential & Commercial | USHP | Ducted CEE Tier 1
214570475 | Central HP <5.4 tons | KEEPRITE | HRCU-A-CB (Split System: Heat Pump with Remote Outdoor Unit-Air-Source) | CVH825GKA3* |  |  | EA*4X37L21A*+WALLCON | *97CMN0802120B* | 24400 | 16.5 | 8.5 | 21200 | 16600 | 78.3% | 2.02 | 0 | 11 |  |  |  |  | R-410A | 2.0333 | Residential & Commercial | USHP | Ducted CEE Tier 1
214572725 | Central HP <5.4 tons | KEEPRITE | HRCU-A-CB (Split System: Heat Pump with Remote Outdoor Unit-Air-Source) | CVH837GKA** |  |  | EA*4X43L21A*+WALLCON | *95CSU0802120B* | 32800 | 17.5 | 8.5 | 32800 | 25200 | 76.83% | 2 | 0 | 11 |  |  |  |  | R-410A | 2.7333 | Residential & Commercial | USHP | Ducted CEE Tier 1
214572775 | Central HP <5.4 tons | KEEPRITE | HRCU-A-CB (Split System: Heat Pump with Remote Outdoor Unit-Air-Source) | CVH837GKA** |  |  | EA*4X48L21A*+WALLCON | *80CTL0702120B* | 32200 | 17.5 | 8.5 | 32400 | 25000 | 77.16% | 1.98 | 0 | 11 |  |  |  |  | R-410A | 2.6833 | Residential & Commercial | USHP | Ducted CEE Tier 1
214572845 | Central HP <5.4 tons | KEEPRITE | HRCU-A-CB (Split System: Heat Pump with Remote Outdoor Unit-Air-Source) | CVH837GKA** |  |  | EA*4X48L24A*+WALLCON | *95CSU0802120B* | 32200 | 17.5 | 8.5 | 32400 | 25000 | 77.16% | 1.98 | 0 | 11 |  |  |  |  | R-410A | 2.6833 | Residential & Commercial | USHP | Ducted CEE Tier 1
210474467 | Central HP <5.4 tons | KEEPRITE | HRCU-A-CB (Split System: Heat Pump with Remote Outdoor Unit-Air-Source) | CVH825GKA3* |  |  | EHD4X48AAL+WALLCON | *95CSU1002122A* | 24200 | 16.5 | 8.1 | 21200 | 16600 | 78.3% | 2.02 | 0 | 11 |  |  |  |  | R-410A | 2.0167 | Residential & Commercial | USHP | Ducted CEE Tier 1
216734508 | Central HP <5.4 tons | COMFORTMAKER | HRCU-A-CB (Split System: Heat Pump with Remote Outdoor Unit-Air-Source) | D5CUHAH24AAK |  |  | EA*5X36M17A* | *80CTL0901716B* | 22200 | 16 | 8.1 | 20800 | 18600 | 89.42% | 1.85 | 0 | 10.5 |  |  |  |  | R-454B | 1.85 | Residential & Commercial | USHP | Ducted CEE Tier 1
216735303 | Central HP <5.4 tons | COMFORTMAKER | HRCU-A-CB (Split System: Heat Pump with Remote Outdoor Unit-Air-Source) | D5CUHAH24AAK |  |  | EA*5X37M17A* | *96CTN0801714B* | 22800 | 16.5 | 8.5 | 20800 | 18400 | 88.46% | 1.98 | 0 | 11 |  |  |  |  | R-454B | 1.9 | Residential & Commercial | USHP | Ducted CEE Tier 1
215936413 | Central HP <5.4 tons | TEMPSTAR | HRCU-A-CB (Split System: Heat Pump with Remote Outdoor Unit-Air-Source) | T5H3V36*K*AAA* |  |  | EVD5X48M24A*+WALLCON | *96CTN1002122B* | 35000 | 21.5 | 8.5 | 38000 | 28200 | 74.21% | 2.02 | 0 | 12 |  |  |  |  | R-454B | 2.9167 | Residential & Commercial | USHP | Ducted CEE Tier 1
215936713 | Central HP <5.4 tons | TEMPSTAR | HRCU-A-CB (Split System: Heat Pump with Remote Outdoor Unit-Air-Source) | T5H3V36*K*AAA* |  |  | EVD5X60M21A*+WALLCON | *97CMN1002122B* | 35600 | 22 | 8.5 | 38000 | 28600 | 75.26% | 2.02 | 0 | 12.5 |  |  |  |  | R-454B | 2.9667 | Residential & Commercial | USHP | Ducted CEE Tier 1
215936733 | Central HP <5.4 tons | TEMPSTAR | HRCU-A-CB (Split System: Heat Pump with Remote Outdoor Unit-Air-Source) | T5H3V36*K*AAA* |  |  | EVD5X60M21A*+WALLCON | *96CTN1002122B* | 35600 | 22 | 8.5 | 38000 | 28600 | 75.26% | 2.02 | 0 | 12.5 |  |  |  |  | R-454B | 2.9667 | Residential & Commercial | USHP | Ducted CEE Tier 1
215936783 | Central HP <5.4 tons | TEMPSTAR | HRCU-A-CB (Split System: Heat Pump with Remote Outdoor Unit-Air-Source) | T5H3V36*K*AAA* |  |  | EVD5X60M24A*+WALLCON | *80CTL1352422B* | 35600 | 22 | 8.5 | 38000 | 28400 | 74.74% | 2.04 | 0 | 12.5 |  |  |  |  | R-454B | 2.9667 | Residential & Commercial | USHP | Ducted CEE Tier 1
215936833 | Central HP <5.4 tons | TEMPSTAR | HRCU-A-CB (Split System: Heat Pump with Remote Outdoor Unit-Air-Source) | T5H3V36*K*AAA* |  |  | EVD5X60M24A*+WALLCON | *97CMN1002122B* | 35600 | 22 | 8.5 | 38000 | 28400 | 74.74% | 2.04 | 0 | 12.5 |  |  |  |  | R-454B | 2.9667 | Residential & Commercial | USHP | Ducted CEE Tier 1
211230372 | Central HP <5.4 tons | DAY & NIGHT | HRCU-A-CB (Split System: Heat Pump with Remote Outdoor Unit-Air-Source) | DLCURAH36ABK |  |  | EN(A,D,W)4X48L21** | OMV098J12* | 35800 | 15.5 | 8.1 | 38500 | 35000 | 90.91% | 2 | 0 | 10 |  |  |  |  | R-410A | 2.9833 | Residential & Commercial | USHP | Ducted CEE Tier 1
211230654 | Central HP <5.4 tons | DAY & NIGHT | HRCU-A-CB (Split System: Heat Pump with Remote Outdoor Unit-Air-Source) | DLCURAH36ABK |  |  | EN(A,D)4X48L24** | *95ESN1002120A* | 36800 | 16 | 8.1 | 39500 | 35000 | 88.61% | 2.06 | 0 | 10.5 |  |  |  |  | R-410A | 3.0667 | Residential & Commercial | USHP | Ducted CEE Tier 1
211230773 | Central HP <5.4 tons | DAY & NIGHT | HRCU-A-CB (Split System: Heat Pump with Remote Outdoor Unit-Air-Source) | DLCURAH36ABK |  |  | EN(A,D)4X48L24** | *96VTN1002122A* | 36000 | 16.5 | 8.1 | 38500 | 34800 | 90.39% | 2.02 | 0 | 10.5 |  |  |  |  | R-410A | 3 | Residential & Commercial | USHP | Ducted CEE Tier 1
211230888 | Central HP <5.4 tons | DAY & NIGHT | HRCU-A-CB (Split System: Heat Pump with Remote Outdoor Unit-Air-Source) | DLCURAH36ABK |  |  | FMA4X36**AL* | 0 | 35800 | 17 | 8.1 | 40000 | 35200 | 88% | 1.86 | 0 | 10 |  |  |  |  | R-410A | 2.9833 | Residential & Commercial | USHP | Ducted CEE Tier 1
215674290 | Central HP <5.4 tons | DAY & NIGHT | HRCU-A-CB (Split System: Heat Pump with Remote Outdoor Unit-Air-Source) | C5H0V48*K*AAA* |  |  | EA*5X60M24A*+WALLCON | *96CTN1202422B* | 45000 | 18 | 9 | 47500 | 33600 | 70.74% | 2.06 | 0 | 10 |  |  |  |  | R-454B | 3.75 | Residential & Commercial | USHP | Ducted CEE Tier 1
214242818 | Central HP <5.4 tons | AIRQUEST | HRCU-A-CB (Split System: Heat Pump with Remote Outdoor Unit-Air-Source) | HVH825GKA2* |  |  | EN(A,D)4X36L21**+WALLCON | *97CMN1002122B* | 23600 | 16.5 | 8.1 | 21400 | 16700 | 78.04% | 1.92 | 0 | 11 |  |  |  |  | R-410A | 1.9667 | Residential & Commercial | USHP | Ducted CEE Tier 1
216682818 | Central HP <5.4 tons | AIRQUEST | HRCU-A-CB (Split System: Heat Pump with Remote Outdoor Unit-Air-Source) | DLCURAH30ABK |  |  | EA*4X43L21A* | *97VTN1002122A* | 30400 | 15.2 | 9 | 33000 | 26000 | 78.79% | 1.78 | 0 | 9 |  |  |  |  | R-410A | 2.5333 | Residential & Commercial | USHP
213073368 | Central HP <5.4 tons | ACIQ | HRCU-A-CB (Split System: Heat Pump with Remote Outdoor Unit-Air-Source) | DLCURAH30ABK |  |  | EA*4X42L21A* | *92ESN0801716A* | 29600 | 15.2 | 8.1 | 33800 | 27400 | 81.07% | 1.78 | 0 | 9 |  |  |  |  | R-410A | 2.4667 | Residential & Commercial | USHP
213073427 | Central HP <5.4 tons | ACIQ | HRCU-A-CB (Split System: Heat Pump with Remote Outdoor Unit-Air-Source) | DLCURAH30ABK |  |  | EA*4X43L21A* | *96VTN0802120A* | 30400 | 15.2 | 8.1 | 33000 | 26200 | 79.39% | 1.84 | 0 | 9 |  |  |  |  | R-410A | 2.5333 | Residential & Commercial | USHP
214396703 | Central HP <5.4 tons | COLEMAN | HRCU-A-CB (Split System: Heat Pump with Remote Outdoor Unit-Air-Source) | HH824E2S11 |  |  | JHE24B5AC2SS1 | 0 | 23000 | 19 | 9 | 23000 | 18300 | 79.57% | 2 | 0 | 12 |  |  |  |  | R-454B | 1.9167 | Residential & Commercial | USHP | Ducted CEE Tier 1
213867337 | Central HP <5.4 tons | AMERICAN STANDARD | HRCU-A-CB (Split System: Heat Pump with Remote Outdoor Unit-Air-Source) | 4A6C7048A4 |  |  | 4PX*DU60BS3+P0V0C000M50SC | 0 | 46500 | 17 | 8.1 | 46500 | 47000 | 101.1% | 3.6 | 0 | 12.5 |  |  |  |  | R-410A | 3.875 | Residential & Commercial | USHP | Ducted CEE Tier 1
214397130 | Central HP <5.4 tons | COLEMAN | HRCU-A-CB (Split System: Heat Pump with Remote Outdoor Unit-Air-Source) | HH824E2S11 |  |  | CTF30B5ACS1 | TM9Y060B12MP11 | 23000 | 17 | 9.5 | 23000 | 18400 | 80% | 2 | 0 | 11.7 |  |  |  |  | R-454B | 1.9167 | Residential & Commercial | USHP | Ducted CEE Tier 1
214397219 | Central HP <5.4 tons | COLEMAN | HRCU-A-CB (Split System: Heat Pump with Remote Outdoor Unit-Air-Source) | HH836E2S11 |  |  | CTM48C5CFS1 | TL9E080C16UH11 | 33400 | 18 | 9 | 31600 | 25400 | 80.38% | 2 | 0 | 11 |  |  |  |  | R-454B | 2.7833 | Residential & Commercial | USHP | Ducted CEE Tier 1
213772805 | Central HP <5.4 tons | CARRIER | HRCU-A-CB (Split System: Heat Pump with Remote Outdoor Unit-Air-Source) | 25VNA825A*032* |  |  | CAP**2517AL*+UI | 59TN6C080C17**14 | 24200 | 16.5 | 8.1 | 21400 | 16600 | 77.57% | 2 | 0 | 11 |  |  |  |  | R-410A | 2.0167 | Residential & Commercial | USHP | Ducted CEE Tier 1
213773405 | Central HP <5.4 tons | CARRIER | HRCU-A-CB (Split System: Heat Pump with Remote Outdoor Unit-Air-Source) | 25VNA825A*032* |  |  | CAP**4221AL*+UI | 58TN*B090C21**20 | 23800 | 16.5 | 8.1 | 21400 | 16600 | 77.57% | 1.96 | 0 | 10.5 |  |  |  |  | R-410A | 1.9833 | Residential & Commercial | USHP | Ducted CEE Tier 1
216782503 | Central HP <5.4 tons | CHAMPION HEATING AND COOLING | HRCU-A-CB (Split System: Heat Pump with Remote Outdoor Unit-Air-Source) | HH824E2S11 |  |  | CTM30B5ACS1 | Z8ES100B12LMPS1 | 23000 | 18 | 9.5 | 23000 | 19400 | 84.35% | 2 | 0 | 12 |  |  |  |  | R-454B | 1.9167 | Residential & Commercial | USHP | Ducted CEE Tier 1
214397118 | Central HP <5.4 tons | CHAMPION HEATING AND COOLING | HRCU-A-CB (Split System: Heat Pump with Remote Outdoor Unit-Air-Source) | HH824E2S11 |  |  | CTF30A5ADS1 | TM9E026A08MP12 | 23000 | 17 | 9 | 23000 | 18300 | 79.57% | 2 | 0 | 12 |  |  |  |  | R-454B | 1.9167 | Residential & Commercial | USHP | Ducted CEE Tier 1
212977073 | Central HP <5.4 tons | DAY & NIGHT | HRCU-A-CB (Split System: Heat Pump with Remote Outdoor Unit-Air-Source) | DLCURAH30ABK |  |  | EN(A,D,W)4X42L21** | *96VTN1002122B* | 29800 | 15.2 | 8.1 | 34200 | 27800 | 81.29% | 1.8 | 0 | 9 |  |  |  |  | R-410A | 2.4833 | Residential & Commercial | USHP
215934914 | Central HP <5.4 tons | CARRIER | HRCU-A-CB (Split System: Heat Pump with Remote Outdoor Unit-Air-Source) | 27VNA336A*030* |  |  | CVAMA4421XMA*+UI | 59MN7C080C21**20 | 35600 | 21.5 | 8.5 | 38000 | 28600 | 75.26% | 2.02 | 0 | 12 |  |  |  |  | R-454B | 2.9667 | Residential & Commercial | USHP | Ducted CEE Tier 1
212978753 | Central HP <5.4 tons | BRYANT HEATING AND COOLING SYSTEMS | HRCU-A-CB (Split System: Heat Pump with Remote Outdoor Unit-Air-Source) | 38MURAQ18AB3* |  |  | CAP**2417AL* | 8(0,1)*SB36070M17*** | 17500 | 16.5 | 8.5 | 18400 | 19500 | 106% | 2.34 | 0 | 10.5 |  |  |  |  | R-410A | 1.4583 | Residential & Commercial | USHP | Ducted CEE Tier 1
213067502 | Central HP <5.4 tons | ACIQ | HRCU-A-CB (Split System: Heat Pump with Remote Outdoor Unit-Air-Source) | HVH825GKA2* |  |  | EA*4X42L21A*+WALLCON | *96CTN1002122A* | 23800 | 16.5 | 8.1 | 21400 | 16600 | 77.57% | 1.96 | 0 | 11 |  |  |  |  | R-410A | 1.9833 | Residential & Commercial | USHP | Ducted CEE Tier 1
214569668 | Central HP <5.4 tons | CARRIER | HRCU-A-CB (Split System: Heat Pump with Remote Outdoor Unit-Air-Source) | 25VNA436A*031* |  |  | CNPV*4221AL*+UI | 59CU5B100C21**22 | 33200 | 19 | 9 | 37800 | 26600 | 70.37% | 2 | 0 | 12 |  |  |  |  | R-410A | 2.7667 | Residential & Commercial | USHP | Ducted CEE Tier 1
214397214 | Central HP <5.4 tons | COLEMAN | HRCU-A-CB (Split System: Heat Pump with Remote Outdoor Unit-Air-Source) | HH836E2S11 |  |  | CTF48C5CFS1+JME12C2SN1 | 0 | 34000 | 19 | 9 | 31400 | 25200 | 80.25% | 2 | 0 | 11.7 |  |  |  |  | R-454B | 2.8333 | Residential & Commercial | USHP | Ducted CEE Tier 1
213067509 | Central HP <5.4 tons | ACIQ | HRCU-A-CB (Split System: Heat Pump with Remote Outdoor Unit-Air-Source) | HVH825GKA2* |  |  | EA*4X42L24A*+WALLCON | *95CSU0802120A* | 23800 | 17 | 8.1 | 21400 | 16600 | 77.57% | 1.96 | 0 | 11 |  |  |  |  | R-410A | 1.9833 | Residential & Commercial | USHP | Ducted CEE Tier 1
213067525 | Central HP <5.4 tons | ACIQ | HRCU-A-CB (Split System: Heat Pump with Remote Outdoor Unit-Air-Source) | HVH825GKA2* |  |  | EA*4X43L21A*+WALLCON | *96CTN0801714A* | 24400 | 16.5 | 8.1 | 21200 | 16700 | 78.77% | 2.02 | 0 | 11 |  |  |  |  | R-410A | 2.0333 | Residential & Commercial | USHP | Ducted CEE Tier 1
213067577 | Central HP <5.4 tons | ACIQ | HRCU-A-CB (Split System: Heat Pump with Remote Outdoor Unit-Air-Source) | HVH825GKA2* |  |  | EHD4X48AAL+WALLCON | *80CSU0601716A* | 24200 | 16.5 | 8.1 | 21200 | 16600 | 78.3% | 2.02 | 0 | 11 |  |  |  |  | R-410A | 2.0167 | Residential & Commercial | USHP | Ducted CEE Tier 1
211397723 | Central HP <5.4 tons | FRASER-JOHNSTON | HRCU-A-CB (Split System: Heat Pump with Remote Outdoor Unit-Air-Source) | HMH72B341 |  |  | XAFC48FXXN1+TXV | TMLV100C16MP12 | 34000 | 16.5 | 8.5 | 33200 | 24400 | 73.49% | 2.1 | 0 | 9 |  |  |  |  | R-410A | 2.8333 | Residential & Commercial | USHP
212985254 | Central HP <5.4 tons | AIRQUEST | HRCU-A-CB (Split System: Heat Pump with Remote Outdoor Unit-Air-Source) | DLCURAH30ABK |  |  | EA*4X36L21A* | *92MSN1002120A* | 30000 | 15.2 | 8.1 | 34400 | 28000 | 81.4% | 1.78 | 0 | 9 |  |  |  |  | R-410A | 2.5 | Residential & Commercial | USHP
212979055 | Central HP <5.4 tons | KEEPRITE | HRCU-A-CB (Split System: Heat Pump with Remote Outdoor Unit-Air-Source) | DLCURAH30ABK |  |  | EA*4X43L21A* | *80MS(N,L)0701716A* | 30600 | 15.2 | 8.5 | 33600 | 26400 | 78.57% | 1.86 | 0 | 9 |  |  |  |  | R-410A | 2.55 | Residential & Commercial | USHP
212982632 | Central HP <5.4 tons | KEEPRITE | HRCU-A-CB (Split System: Heat Pump with Remote Outdoor Unit-Air-Source) | DLCURAH30ABK |  |  | EA*4X37L21A* | *80MSU0601716A* | 30800 | 15.2 | 8.5 | 33000 | 26200 | 79.39% | 1.84 | 0 | 9 |  |  |  |  | R-410A | 2.5667 | Residential & Commercial | USHP
212980978 | Central HP <5.4 tons | KEEPRITE | HRCU-A-CB (Split System: Heat Pump with Remote Outdoor Unit-Air-Source) | DLCURAH30ABK |  |  | EN(A,D,W)4X42L21** | *80MS(N,L)1102120A* | 30200 | 15.2 | 8.1 | 34400 | 27600 | 80.23% | 1.8 | 0 | 9 |  |  |  |  | R-410A | 2.5167 | Residential & Commercial | USHP
215935164 | Central HP <5.4 tons | CARRIER | HRCU-A-CB (Split System: Heat Pump with Remote Outdoor Unit-Air-Source) | 27VNA336A*030* |  |  | CVAMA6021XMA*+UI | 58CU*A100C21**20 | 35600 | 21.5 | 8.5 | 38000 | 28800 | 75.79% | 2.02 | 0 | 12 |  |  |  |  | R-454B | 2.9667 | Residential & Commercial | USHP | Ducted CEE Tier 1
215935214 | Central HP <5.4 tons | CARRIER | HRCU-A-CB (Split System: Heat Pump with Remote Outdoor Unit-Air-Source) | 27VNA336A*030* |  |  | CVAMA6021XMA*+UI | 58TN*B090C21**20 | 35600 | 22 | 8.5 | 38000 | 28400 | 74.74% | 2.02 | 0 | 12.5 |  |  |  |  | R-454B | 2.9667 | Residential & Commercial | USHP | Ducted CEE Tier 1
215935264 | Central HP <5.4 tons | CARRIER | HRCU-A-CB (Split System: Heat Pump with Remote Outdoor Unit-Air-Source) | 27VNA336A*030* |  |  | CVAMA6021XMA*+UI | 59MN7C060C21**20 | 35400 | 21 | 8.5 | 38500 | 29000 | 75.32% | 2.02 | 0 | 12 |  |  |  |  | R-454B | 2.95 | Residential & Commercial | USHP | Ducted CEE Tier 1
214396681 | Central HP <5.4 tons | CHAMPION HEATING AND COOLING | HRCU-A-CB (Split System: Heat Pump with Remote Outdoor Unit-Air-Source) | HH824E2S11 |  |  | CTF30A5ADS1 | TMLE060A12MP11 | 23000 | 18 | 9.5 | 23000 | 18600 | 80.87% | 2 | 0 | 12 |  |  |  |  | R-454B | 1.9167 | Residential & Commercial | USHP | Ducted CEE Tier 1
214396265 | Central HP <5.4 tons | CHAMPION HEATING AND COOLING | HRCU-A-CB (Split System: Heat Pump with Remote Outdoor Unit-Air-Source) | HH824E2S11 |  |  | CTM30B5ACS1+JMC12B2SN1 | 0 | 23000 | 18 | 9.5 | 23000 | 19000 | 82.61% | 2 | 0 | 12 |  |  |  |  | R-454B | 1.9167 | Residential & Commercial | USHP | Ducted CEE Tier 1
215936883 | Central HP <5.4 tons | TEMPSTAR | HRCU-A-CB (Split System: Heat Pump with Remote Outdoor Unit-Air-Source) | T5H3V36*K*AAA* |  |  | EVD5X61M21A*+WALLCON | *80CTL0701716B* | 35800 | 22 | 9 | 38000 | 28600 | 75.26% | 2.06 | 0 | 12 |  |  |  |  | R-454B | 2.9833 | Residential & Commercial | USHP | Ducted CEE Tier 1
216737459 | Central HP <5.4 tons | HEIL | HRCU-A-CB (Split System: Heat Pump with Remote Outdoor Unit-Air-Source) | D5CUHAH24AAK |  |  | ESH5X30M12A* | *92MSN0601412A* | 22600 | 15.2 | 8.1 | 21200 | 18900 | 89.15% | 1.85 | 0 | 10.5 |  |  |  |  | R-454B | 1.8833 | Residential & Commercial | USHP | Ducted CEE Tier 1
216737693 | Central HP <5.4 tons | HEIL | HRCU-A-CB (Split System: Heat Pump with Remote Outdoor Unit-Air-Source) | D5CUHAH24AAK |  |  | ESH5X30M12A* | *95MSU0401712A* | 22400 | 15.5 | 8.1 | 21000 | 18900 | 90% | 1.85 | 0 | 10.5 |  |  |  |  | R-454B | 1.8667 | Residential & Commercial | USHP | Ducted CEE Tier 1
216737736 | Central HP <5.4 tons | HEIL | HRCU-A-CB (Split System: Heat Pump with Remote Outdoor Unit-Air-Source) | D5CUHAH24AAK |  |  | ESH5X30M12A* | *95MSU1002122A* | 23000 | 16 | 8.5 | 21200 | 19000 | 89.62% | 1.96 | 0 | 10.5 |  |  |  |  | R-454B | 1.9167 | Residential & Commercial | USHP | Ducted CEE Tier 1
216735344 | Central HP <5.4 tons | COMFORTMAKER | HRCU-A-CB (Split System: Heat Pump with Remote Outdoor Unit-Air-Source) | D5CUHAH24AAK |  |  | EA*5X37M17A* | *96VTN0601716B* | 22800 | 16 | 8.5 | 20600 | 18400 | 89.32% | 1.96 | 0 | 11 |  |  |  |  | R-454B | 1.9 | Residential & Commercial | USHP | Ducted CEE Tier 1
216735455 | Central HP <5.4 tons | COMFORTMAKER | HRCU-A-CB (Split System: Heat Pump with Remote Outdoor Unit-Air-Source) | D5CUHAH24AAK |  |  | EA*5X37M21A* | *80MS(N,L)0451714A* | 23000 | 15.5 | 8.5 | 20600 | 18400 | 89.32% | 1.98 | 0 | 11 |  |  |  |  | R-454B | 1.9167 | Residential & Commercial | USHP | Ducted CEE Tier 1
216735871 | Central HP <5.4 tons | COMFORTMAKER | HRCU-A-CB (Split System: Heat Pump with Remote Outdoor Unit-Air-Source) | D5CUHAH24AAK |  |  | EA*5X37M21A* | *96VSN0601716B* | 23000 | 16.5 | 8.5 | 20600 | 18400 | 89.32% | 1.96 | 0 | 11 |  |  |  |  | R-454B | 1.9167 | Residential & Commercial | USHP | Ducted CEE Tier 1
214397264 | Central HP <5.4 tons | COLEMAN | HRCU-A-CB (Split System: Heat Pump with Remote Outdoor Unit-Air-Source) | HH836E2S11 |  |  | CTF36C5CDS1 | TM9Y100C16MP11 | 33400 | 18 | 9 | 31000 | 25200 | 81.29% | 2 | 0 | 11 |  |  |  |  | R-454B | 2.7833 | Residential & Commercial | USHP | Ducted CEE Tier 1
214242924 | Central HP <5.4 tons | TEMPSTAR | HRCU-A-CB (Split System: Heat Pump with Remote Outdoor Unit-Air-Source) | TVH825GKA2* |  |  | END4X42L17**+WALLCON | *97CMN0801714B* | 23800 | 16.5 | 8.1 | 21400 | 16700 | 78.04% | 1.98 | 0 | 11 |  |  |  |  | R-410A | 1.9833 | Residential & Commercial | USHP | Ducted CEE Tier 1
213062729 | Central HP <5.4 tons | ACIQ | HRCU-A-CB (Split System: Heat Pump with Remote Outdoor Unit-Air-Source) | HVH825GKA2* |  |  | EA*4X36L21A*+WALLCON | *80CSU0601716A* | 23600 | 16.5 | 8.1 | 21400 | 16600 | 77.57% | 1.94 | 11.5 | 10.5 |  |  |  |  | R-410A | 1.9667 | Residential & Commercial | USHP | Ducted CEE Tier 1
213062731 | Central HP <5.4 tons | ACIQ | HRCU-A-CB (Split System: Heat Pump with Remote Outdoor Unit-Air-Source) | HVH825GKA2* |  |  | EA*4X37L17A*+WALLCON | *80CSU0401712A* | 24200 | 17 | 8.1 | 21400 | 16700 | 78.04% | 2 | 11.5 | 11 |  |  |  |  | R-410A | 2.0167 | Residential & Commercial | USHP | Ducted CEE Tier 1
215934917 | Central HP <5.4 tons | AIRQUEST | HRCU-A-CB (Split System: Heat Pump with Remote Outdoor Unit-Air-Source) | H5H3V36*K*AAA* |  |  | EVM5X44M21A*+WALLCON | *97CMN0802120B* | 35600 | 21.5 | 8.5 | 38000 | 28600 | 75.26% | 2.02 | 0 | 12 |  |  |  |  | R-454B | 2.9667 | Residential & Commercial | USHP | Ducted CEE Tier 1
215935277 | Central HP <5.4 tons | AIRQUEST | HRCU-A-CB (Split System: Heat Pump with Remote Outdoor Unit-Air-Source) | H5H3V36*K*AAA* |  |  | EVM5X60M21A*+WALLCON | *97CMN0801714B* | 35400 | 21.5 | 8.5 | 38500 | 29000 | 75.32% | 2.02 | 0 | 12 |  |  |  |  | R-454B | 2.95 | Residential & Commercial | USHP | Ducted CEE Tier 1
212985259 | Central HP <5.4 tons | KEEPRITE | HRCU-A-CB (Split System: Heat Pump with Remote Outdoor Unit-Air-Source) | DLCURAH30ABK |  |  | EA*4X36L21A* | *92MSN1002120A* | 30000 | 15.2 | 8.1 | 34400 | 28000 | 81.4% | 1.78 | 0 | 9 |  |  |  |  | R-410A | 2.5 | Residential & Commercial | USHP
214570455 | Central HP <5.4 tons | KEEPRITE | HRCU-A-CB (Split System: Heat Pump with Remote Outdoor Unit-Air-Source) | CVH825GKA3* |  |  | EA*4X37L21A*+WALLCON | *95CSU1002122B* | 24400 | 16.5 | 8.5 | 21200 | 16600 | 78.3% | 2.04 | 0 | 11 |  |  |  |  | R-410A | 2.0333 | Residential & Commercial | USHP | Ducted CEE Tier 1
211226423 | Central HP <5.4 tons | DAY & NIGHT | HRCU-A-CB (Split System: Heat Pump with Remote Outdoor Unit-Air-Source) | DLCURAH36ABK |  |  | EA*4X36L21A* | *96VTN1002122A* | 35200 | 16.5 | 8.1 | 38500 | 35200 | 91.43% | 1.82 | 0 | 10 |  |  |  |  | R-410A | 2.9333 | Residential & Commercial | USHP | Ducted CEE Tier 1
214397936 | Central HP <5.4 tons | CHAMPION HEATING AND COOLING | HRCU-A-CB (Split System: Heat Pump with Remote Outdoor Unit-Air-Source) | HH824E2S11 |  |  | CTF30A5ADS1 | TM9E060A10MP12 | 23000 | 17 | 9 | 23000 | 18100 | 78.7% | 2 | 0 | 12 |  |  |  |  | R-454B | 1.9167 | Residential & Commercial | USHP | Ducted CEE Tier 1
214397968 | Central HP <5.4 tons | CHAMPION HEATING AND COOLING | HRCU-A-CB (Split System: Heat Pump with Remote Outdoor Unit-Air-Source) | HH824E2S11 |  |  | CTM30B5ACS1+JME12B2SN1 | 0 | 23000 | 19 | 9.5 | 23000 | 18600 | 80.87% | 2 | 0 | 12 |  |  |  |  | R-454B | 1.9167 | Residential & Commercial | USHP | Ducted CEE Tier 1
213785506 | Central HP <5.4 tons | CARRIER | HRCU-A-CB (Split System: Heat Pump with Remote Outdoor Unit-Air-Source) | 25VNA436A*031* |  |  | CAP**4824AL*+UI | 58TN*B110C21**20 | 33200 | 19.5 | 9 | 36400 | 25800 | 70.88% | 2.04 | 0 | 12 |  |  |  |  | R-410A | 2.7667 | Residential & Commercial | USHP | Ducted CEE Tier 1
213772895 | Central HP <5.4 tons | CARRIER | HRCU-A-CB (Split System: Heat Pump with Remote Outdoor Unit-Air-Source) | 25VNA825A*032* |  |  | CAP**3017AL*+UI | 59MN7C080C17**14 | 23400 | 16 | 8.1 | 21600 | 16700 | 77.31% | 1.9 | 0 | 10.5 |  |  |  |  | R-410A | 1.95 | Residential & Commercial | USHP | Ducted CEE Tier 1
215935169 | Central HP <5.4 tons | COMFORTMAKER | HRCU-A-CB (Split System: Heat Pump with Remote Outdoor Unit-Air-Source) | C5H3V36*K*AAA* |  |  | EVM5X60M21A*+WALLCON | *80CSU1002120A* | 35600 | 21.5 | 8.5 | 38000 | 28800 | 75.79% | 2.02 | 0 | 12 |  |  |  |  | R-454B | 2.9667 | Residential & Commercial | USHP | Ducted CEE Tier 1
213772945 | Central HP <5.4 tons | CARRIER | HRCU-A-CB (Split System: Heat Pump with Remote Outdoor Unit-Air-Source) | 25VNA825A*032* |  |  | CAP**3617AL*+UI | 58TN*B070C14**12 | 23600 | 16.5 | 8.1 | 21400 | 16700 | 78.04% | 1.92 | 0 | 10.5 |  |  |  |  | R-410A | 1.9667 | Residential & Commercial | USHP | Ducted CEE Tier 1
213773145 | Central HP <5.4 tons | CARRIER | HRCU-A-CB (Split System: Heat Pump with Remote Outdoor Unit-Air-Source) | 25VNA825A*032* |  |  | CAP**3621AL*+UI | 59TN6C100C21**22 | 23600 | 16.5 | 8.1 | 21400 | 16600 | 77.57% | 1.94 | 0 | 10.5 |  |  |  |  | R-410A | 1.9667 | Residential & Commercial | USHP | Ducted CEE Tier 1
213773395 | Central HP <5.4 tons | CARRIER | HRCU-A-CB (Split System: Heat Pump with Remote Outdoor Unit-Air-Source) | 25VNA825A*032* |  |  | CAP**4221AL*+UI | 58TN*B090C17**16 | 23800 | 16.5 | 8.1 | 21400 | 16600 | 77.57% | 1.96 | 0 | 10.5 |  |  |  |  | R-410A | 1.9833 | Residential & Commercial | USHP | Ducted CEE Tier 1
213773845 | Central HP <5.4 tons | CARRIER | HRCU-A-CB (Split System: Heat Pump with Remote Outdoor Unit-Air-Source) | 25VNA825A*032* |  |  | CAP**4824AL*+UI | 59MN7C120C24**22 | 24000 | 16.5 | 8.1 | 21000 | 16500 | 78.57% | 2.02 | 0 | 11 |  |  |  |  | R-410A | 2 | Residential & Commercial | USHP | Ducted CEE Tier 1
210595828 | Central HP <5.4 tons | KENMORE | HRCU-A-CB (Split System: Heat Pump with Remote Outdoor Unit-Air-Source) | (C,H,T)VH837GKA** |  |  | EA*4X61L21A*+WALLCON | *80CTL0902120A* | 33200 | 18 | 8.5 | 32000 | 25000 | 78.12% | 2 | 0 | 11.7 |  |  |  |  | R-410A | 2.7667 | Residential & Commercial | USHP | Ducted CEE Tier 1
210595835 | Central HP <5.4 tons | KENMORE | HRCU-A-CB (Split System: Heat Pump with Remote Outdoor Unit-Air-Source) | (C,H,T)VH837GKA** |  |  | EA*4X61L21A*+WALLCON | *97CMN1002122A* | 33200 | 17.5 | 8.5 | 32000 | 24800 | 77.5% | 2 | 0 | 12 |  |  |  |  | R-410A | 2.7667 | Residential & Commercial | USHP | Ducted CEE Tier 1
213069156 | Central HP <5.4 tons | ACIQ | HRCU-A-CB (Split System: Heat Pump with Remote Outdoor Unit-Air-Source) | DLCURAH30ABK |  |  | EA*4X36L21A* | *92ESN0801716A* | 29600 | 15.2 | 8.1 | 33800 | 27800 | 82.25% | 1.76 | 0 | 9 |  |  |  |  | R-410A | 2.4667 | Residential & Commercial | USHP
213069208 | Central HP <5.4 tons | ACIQ | HRCU-A-CB (Split System: Heat Pump with Remote Outdoor Unit-Air-Source) | DLCURAH30ABK |  |  | EA*4X37L21A* | *92ESN0802120A* | 31200 | 15.2 | 8.5 | 33400 | 26000 | 77.84% | 1.88 | 0 | 9 |  |  |  |  | R-410A | 2.6 | Residential & Commercial | USHP
214397387 | Central HP <5.4 tons | COLEMAN | HRCU-A-CB (Split System: Heat Pump with Remote Outdoor Unit-Air-Source) | HH836E2S11 |  |  | CTF48C5CFS1 | TM9E100C20MP12 | 34400 | 17 | 9 | 32400 | 25800 | 79.63% | 2 | 0 | 11 |  |  |  |  | R-454B | 2.8667 | Residential & Commercial | USHP | Ducted CEE Tier 1
211395259 | Central HP <5.4 tons | FRASER-JOHNSTON | HRCU-A-CB (Split System: Heat Pump with Remote Outdoor Unit-Air-Source) | HMH72B341 |  |  | XAFD48FBCN1 | TP9C080C16MP13 | 33400 | 16.5 | 8.5 | 32400 | 23600 | 72.84% | 2.06 | 0 | 9.5 |  |  |  |  | R-410A | 2.7833 | Residential & Commercial | USHP
211395895 | Central HP <5.4 tons | FRASER-JOHNSTON | HRCU-A-CB (Split System: Heat Pump with Remote Outdoor Unit-Air-Source) | HMH72B341 |  |  | XAFC48FBCN1 | TP9C060B12MP13 | 33000 | 16.5 | 8.1 | 32400 | 24000 | 74.07% | 2.04 | 0 | 9 |  |  |  |  | R-410A | 2.75 | Residential & Commercial | USHP
211398853 | Central HP <5.4 tons | FRASER-JOHNSTON | HRCU-A-CB (Split System: Heat Pump with Remote Outdoor Unit-Air-Source) | HMH72B341 |  |  | XAFD48FXXN1+TXV | TM8E080C16MP11 | 33400 | 17 | 8.5 | 32200 | 23400 | 72.67% | 2.06 | 0 | 9.5 |  |  |  |  | R-410A | 2.7833 | Residential & Commercial | USHP
211397942 | Central HP <5.4 tons | FRASER-JOHNSTON | HRCU-A-CB (Split System: Heat Pump with Remote Outdoor Unit-Air-Source) | HMH72B341 |  |  | XAHC48FXXN1+TXV | TM8V080B12MP12 | 32400 | 16 | 8.1 | 32000 | 23600 | 73.75% | 1.98 | 0 | 8.5 |  |  |  |  | R-410A | 2.7 | Residential & Commercial | USHP
211396270 | Central HP <5.4 tons | FRASER-JOHNSTON | HRCU-A-CB (Split System: Heat Pump with Remote Outdoor Unit-Air-Source) | HMH72B341 |  |  | XAFC48FBCN1 | TM9E080B12MP12 | 33200 | 16.5 | 8.5 | 32400 | 23800 | 73.46% | 2.04 | 0 | 9 |  |  |  |  | R-410A | 2.7667 | Residential & Commercial | USHP
213771116 | Central HP <5.4 tons | BRYANT HEATING AND COOLING SYSTEMS | HRCU-A-CB (Split System: Heat Pump with Remote Outdoor Unit-Air-Source) | 288BNV025*0**B* |  |  | CAP**3717AL*+UI | 986TD42080C17*** | 24200 | 16.5 | 8.1 | 21400 | 16700 | 78.04% | 2 | 0 | 11 |  |  |  |  | R-410A | 2.0167 | Residential & Commercial | USHP | Ducted CEE Tier 1
213771186 | Central HP <5.4 tons | BRYANT HEATING AND COOLING SYSTEMS | HRCU-A-CB (Split System: Heat Pump with Remote Outdoor Unit-Air-Source) | 288BNV025*0**B* |  |  | CAP**3721AL*+UI | 987MC42060C17*** | 24200 | 16 | 8.1 | 21200 | 16700 | 78.77% | 2.02 | 0 | 10.5 |  |  |  |  | R-410A | 2.0167 | Residential & Commercial | USHP | Ducted CEE Tier 1
213771436 | Central HP <5.4 tons | BRYANT HEATING AND COOLING SYSTEMS | HRCU-A-CB (Split System: Heat Pump with Remote Outdoor Unit-Air-Source) | 288BNV025*0**B* |  |  | CAP**4321AL*+UI | 88*TB36045C17*** | 24200 | 16.5 | 8.1 | 21200 | 16700 | 78.77% | 2.02 | 0 | 10.5 |  |  |  |  | R-410A | 2.0167 | Residential & Commercial | USHP | Ducted CEE Tier 1
211386083 | Central HP <5.4 tons | FRASER-JOHNSTON | HRCU-A-CB (Split System: Heat Pump with Remote Outdoor Unit-Air-Source) | HMH72B341 |  |  | XAHC48FXXN1+TXV | TL9E100C20UH11 | 33400 | 15.5 | 8.5 | 32000 | 23400 | 73.12% | 2.04 | 0 | 9 |  |  |  |  | R-410A | 2.7833 | Residential & Commercial | USHP
215934959 | Central HP <5.4 tons | COMFORTMAKER | HRCU-A-CB (Split System: Heat Pump with Remote Outdoor Unit-Air-Source) | C5H3V36*K*AAA* |  |  | EVM5X48M21A*+WALLCON | *97CMN0601714B* | 34400 | 20.5 | 8.5 | 38000 | 27600 | 72.63% | 2.08 | 0 | 11 |  |  |  |  | R-454B | 2.8667 | Residential & Commercial | USHP | Ducted CEE Tier 1
215940861 | Central HP <5.4 tons | KEEPRITE | HRCU-A-CB (Split System: Heat Pump with Remote Outdoor Unit-Air-Source) | C5H3V36*K*AAA* |  |  | EVD5X60M21A*+WALLCON | *97CTN0802120A* | 35600 | 21.5 | 8.5 | 38000 | 28600 | 75.26% | 2.02 | 0 | 12 |  |  |  |  | R-454B | 2.9667 | Residential & Commercial | USHP | Ducted CEE Tier 1
214595019 | Central HP <5.4 tons | COLEMAN | HRCU-A-CB (Split System: Heat Pump with Remote Outdoor Unit-Air-Source) | HH836E2S11 |  |  | CTM36B5CDS1 | Z8ES080B12SMPS1 | 33600 | 18 | 8.5 | 31200 | 25600 | 82.05% | 2 | 0 | 11 |  |  |  |  | R-454B | 2.8 | Residential & Commercial | USHP | Ducted CEE Tier 1
215940291 | Central HP <5.4 tons | KEEPRITE | HRCU-A-CB (Split System: Heat Pump with Remote Outdoor Unit-Air-Source) | C5H3V36*K*AAA* |  |  | EVM5X44M21A*+WALLCON | *97CTN0601716A* | 35200 | 21 | 8.5 | 38500 | 29400 | 76.36% | 2 | 0 | 11.7 |  |  |  |  | R-454B | 2.9333 | Residential & Commercial | USHP | Ducted CEE Tier 1
215940341 | Central HP <5.4 tons | KEEPRITE | HRCU-A-CB (Split System: Heat Pump with Remote Outdoor Unit-Air-Source) | C5H3V36*K*AAA* |  |  | EVM5X49M21A*+WALLCON | *80CSU0401712B* | 35600 | 22 | 8.5 | 38000 | 28600 | 75.26% | 2.04 | 0 | 12.5 |  |  |  |  | R-454B | 2.9667 | Residential & Commercial | USHP | Ducted CEE Tier 1
215932464 | Central HP <5.4 tons | CARRIER | HRCU-A-CB (Split System: Heat Pump with Remote Outdoor Unit-Air-Source) | 27VNA336A*030* |  |  | CAA**4821AM*+UI | 59MN7C060C17**14 | 33000 | 19.5 | 9.5 | 34000 | 26000 | 76.47% | 2.04 | 0 | 11 |  |  |  |  | R-454B | 2.75 | Residential & Commercial | USHP | Ducted CEE Tier 1
214609156 | Central HP <5.4 tons | COLEMAN | HRCU-A-CB (Split System: Heat Pump with Remote Outdoor Unit-Air-Source) | HH824E2S11 |  |  | CTF30A5ADS1 | Z9ES026A08SMPS1 | 23000 | 18 | 9 | 23000 | 18100 | 78.7% | 2 | 0 | 12 |  |  |  |  | R-454B | 1.9167 | Residential & Commercial | USHP | Ducted CEE Tier 1
214396257 | Central HP <5.4 tons | COLEMAN | HRCU-A-CB (Split System: Heat Pump with Remote Outdoor Unit-Air-Source) | HH824E2S11 |  |  | CTF30B5ACS1+JMVT12BC2N1 | 0 | 23000 | 18 | 9.5 | 23000 | 19000 | 82.61% | 2 | 0 | 12 |  |  |  |  | R-454B | 1.9167 | Residential & Commercial | USHP | Ducted CEE Tier 1
215942397 | Central HP <5.4 tons | KEEPRITE | HRCU-A-CB (Split System: Heat Pump with Remote Outdoor Unit-Air-Source) | C5H3V36*K*AAA* |  |  | EVM5X49M21A*+WALLCON | *96CTN0601714B* | 35200 | 21 | 8.5 | 37400 | 28000 | 74.87% | 2.06 | 0 | 11.7 |  |  |  |  | R-454B | 2.9333 | Residential & Commercial | USHP | Ducted CEE Tier 1
215940891 | Central HP <5.4 tons | KEEPRITE | HRCU-A-CB (Split System: Heat Pump with Remote Outdoor Unit-Air-Source) | C5H3V36*K*AAA* |  |  | EVD5X60M24A*+WALLCON | *97CTN0802120A* | 35400 | 21.5 | 8.5 | 38000 | 28600 | 75.26% | 2.04 | 0 | 12 |  |  |  |  | R-454B | 2.95 | Residential & Commercial | USHP | Ducted CEE Tier 1
211230632 | Central HP <5.4 tons | DAY & NIGHT | HRCU-A-CB (Split System: Heat Pump with Remote Outdoor Unit-Air-Source) | DLCURAH36ABK |  |  | EN(A,D)4X48L24** | *92ESN1202420A* | 36400 | 16 | 8.1 | 38500 | 34800 | 90.39% | 2.04 | 0 | 10.5 |  |  |  |  | R-410A | 3.0333 | Residential & Commercial | USHP | Ducted CEE Tier 1
214660196 | Central HP <5.4 tons | ECOER | HRCU-A-CB (Split System: Heat Pump with Remote Outdoor Unit-Air-Source) | EODA18H-2436BAA | ECOER |  | EBCT4248CAA | MGH96M080C4A | 33000 | 18 | 8.8 | 34600 | 24400 | 70.52% | 1.95 | 0 | 11 |  |  |  |  | R-410A | 2.75 | Residential & Commercial | USHP | Ducted CEE Tier 1
213069168 | Central HP <5.4 tons | ACIQ | HRCU-A-CB (Split System: Heat Pump with Remote Outdoor Unit-Air-Source) | DLCURAH30ABK |  |  | EA*4X36L21A* | *96VTN1002122A* | 29600 | 15.2 | 8.1 | 33800 | 27800 | 82.25% | 1.76 | 0 | 9 |  |  |  |  | R-410A | 2.4667 | Residential & Commercial | USHP
213067514 | Central HP <5.4 tons | ACIQ | HRCU-A-CB (Split System: Heat Pump with Remote Outdoor Unit-Air-Source) | HVH825GKA2* |  |  | EA*4X42L24A*+WALLCON | *97CMN1002122A* | 23800 | 16.5 | 8.1 | 21400 | 16600 | 77.57% | 1.96 | 0 | 11 |  |  |  |  | R-410A | 1.9833 | Residential & Commercial | USHP | Ducted CEE Tier 1
213067529 | Central HP <5.4 tons | ACIQ | HRCU-A-CB (Split System: Heat Pump with Remote Outdoor Unit-Air-Source) | HVH825GKA2* |  |  | EA*4X43L21A*+WALLCON | *97CMN0801714A* | 24400 | 16.5 | 8.1 | 21200 | 16700 | 78.77% | 2.02 | 0 | 11 |  |  |  |  | R-410A | 2.0333 | Residential & Commercial | USHP | Ducted CEE Tier 1
212982627 | Central HP <5.4 tons | AIRQUEST | HRCU-A-CB (Split System: Heat Pump with Remote Outdoor Unit-Air-Source) | DLCURAH30ABK |  |  | EA*4X37L21A* | *80MSU0601716A* | 30800 | 15.2 | 8.5 | 33000 | 26200 | 79.39% | 1.84 | 0 | 9 |  |  |  |  | R-410A | 2.5667 | Residential & Commercial | USHP
216770000 | Central HP <5.4 tons | TRANE | HRCU-A-CB (Split System: Heat Pump with Remote Outdoor Unit-Air-Source) | 5TWR7036A1 |  |  | 5TXCD008AS3 | S8X1D120M5PSC | 33000 | 17 | 8.7 | 32200 | 23800 | 73.91% | 2.17 | 0 | 12 |  |  |  |  | R-454B | 2.75 | Residential & Commercial | USHP | Ducted CEE Tier 1
214396242 | Central HP <5.4 tons | COLEMAN | HRCU-A-CB (Split System: Heat Pump with Remote Outdoor Unit-Air-Source) | HH824E2S11 |  |  | CTF36B5ADS1 | TMLE100B12MP11 | 23000 | 18 | 9.5 | 23000 | 18900 | 82.17% | 2 | 0 | 12 |  |  |  |  | R-454B | 1.9167 | Residential & Commercial | USHP | Ducted CEE Tier 1
216782182 | Central HP <5.4 tons | COLEMAN | HRCU-A-CB (Split System: Heat Pump with Remote Outdoor Unit-Air-Source) | HH824E2S11 |  |  | CTU36B5XDS1+TXV | Z8ES080B12LMPS1 | 23000 | 19 | 9.5 | 23000 | 18600 | 80.87% | 2 | 0 | 12 |  |  |  |  | R-454B | 1.9167 | Residential & Commercial | USHP | Ducted CEE Tier 1
214396478 | Central HP <5.4 tons | COLEMAN | HRCU-A-CB (Split System: Heat Pump with Remote Outdoor Unit-Air-Source) | HH836E2S11 |  |  | CTF48C5CFS1+JMET16CS2N1 | 0 | 33800 | 19 | 9 | 31200 | 25200 | 80.77% | 2 | 0 | 11.7 |  |  |  |  | R-454B | 2.8167 | Residential & Commercial | USHP | Ducted CEE Tier 1
214396785 | Central HP <5.4 tons | COLEMAN | HRCU-A-CB (Split System: Heat Pump with Remote Outdoor Unit-Air-Source) | HH836E2S11 |  |  | CTM36C5CDS1 | TM8Y100C16MP11 | 33600 | 18 | 8.5 | 31400 | 25200 | 80.25% | 2 | 0 | 11 |  |  |  |  | R-454B | 2.8 | Residential & Commercial | USHP | Ducted CEE Tier 1
215940251 | Central HP <5.4 tons | KEEPRITE | HRCU-A-CB (Split System: Heat Pump with Remote Outdoor Unit-Air-Source) | C5H3V36*K*AAA* |  |  | ESH5X60M12A*+WALLCON | *97CTN1202422A* | 34200 | 19.5 | 9 | 34200 | 26000 | 76.02% | 1.94 | 0 | 11.7 |  |  |  |  | R-454B | 2.85 | Residential & Commercial | USHP | Ducted CEE Tier 1
215940811 | Central HP <5.4 tons | KEEPRITE | HRCU-A-CB (Split System: Heat Pump with Remote Outdoor Unit-Air-Source) | C5H3V36*K*AAA* |  |  | EVD5X60M21A*+WALLCON | *96CTN0802120B* | 35600 | 21.5 | 8.5 | 38000 | 28600 | 75.26% | 2.02 | 0 | 12 |  |  |  |  | R-454B | 2.9667 | Residential & Commercial | USHP | Ducted CEE Tier 1
215940041 | Central HP <5.4 tons | KEEPRITE | HRCU-A-CB (Split System: Heat Pump with Remote Outdoor Unit-Air-Source) | C5H3V36*K*AAA* |  |  | ESH5X42M12A*+WALLCON | *80CSU0601716B* | 33600 | 19.5 | 9 | 34800 | 26600 | 76.44% | 1.94 | 0 | 11.7 |  |  |  |  | R-454B | 2.8 | Residential & Commercial | USHP | Ducted CEE Tier 1
215940241 | Central HP <5.4 tons | KEEPRITE | HRCU-A-CB (Split System: Heat Pump with Remote Outdoor Unit-Air-Source) | C5H3V36*K*AAA* |  |  | ESH5X60M12A*+WALLCON | *97CTN1002122A* | 34200 | 19.5 | 9 | 34200 | 26000 | 76.02% | 1.94 | 0 | 11.7 |  |  |  |  | R-454B | 2.85 | Residential & Commercial | USHP | Ducted CEE Tier 1
215940391 | Central HP <5.4 tons | KEEPRITE | HRCU-A-CB (Split System: Heat Pump with Remote Outdoor Unit-Air-Source) | C5H3V36*K*AAA* |  |  | EVM5X49M21A*+WALLCON | *97CTN1002122A* | 35600 | 22 | 8.5 | 38000 | 28600 | 75.26% | 2.02 | 0 | 12.5 |  |  |  |  | R-454B | 2.9667 | Residential & Commercial | USHP | Ducted CEE Tier 1
215939771 | Central HP <5.4 tons | KEEPRITE | HRCU-A-CB (Split System: Heat Pump with Remote Outdoor Unit-Air-Source) | C5H3V36*K*AAA* |  |  | EA*5X48M21A*+WALLCON | *97CTN0802120A* | 33400 | 20 | 9.5 | 34600 | 26400 | 76.3% | 2.04 | 0 | 11.5 |  |  |  |  | R-454B | 2.7833 | Residential & Commercial | USHP | Ducted CEE Tier 1
215939791 | Central HP <5.4 tons | KEEPRITE | HRCU-A-CB (Split System: Heat Pump with Remote Outdoor Unit-Air-Source) | C5H3V36*K*AAA* |  |  | EA*5X60M24A*+WALLCON | *96CTN0802120B* | 34000 | 20 | 9.5 | 34200 | 26000 | 76.02% | 2.06 | 0 | 11.7 |  |  |  |  | R-454B | 2.8333 | Residential & Commercial | USHP | Ducted CEE Tier 1
213067531 | Central HP <5.4 tons | ACIQ | HRCU-A-CB (Split System: Heat Pump with Remote Outdoor Unit-Air-Source) | HVH825GKA2* |  |  | EA*4X48L21A*+WALLCON | *80CSU0401712A* | 24200 | 17 | 8.1 | 21000 | 16500 | 78.57% | 2.02 | 0 | 11 |  |  |  |  | R-410A | 2.0167 | Residential & Commercial | USHP | Ducted CEE Tier 1
213067579 | Central HP <5.4 tons | ACIQ | HRCU-A-CB (Split System: Heat Pump with Remote Outdoor Unit-Air-Source) | HVH825GKA2* |  |  | EHD4X48AAL+WALLCON | *80CTL0451712A* | 24200 | 16 | 8.1 | 21400 | 16700 | 78.04% | 2 | 0 | 10.5 |  |  |  |  | R-410A | 2.0167 | Residential & Commercial | USHP | Ducted CEE Tier 1
213067582 | Central HP <5.4 tons | ACIQ | HRCU-A-CB (Split System: Heat Pump with Remote Outdoor Unit-Air-Source) | HVH825GKA2* |  |  | EHD4X48AAL+WALLCON | *80CTL0901716A* | 24400 | 17 | 8.1 | 21200 | 16500 | 77.83% | 2.04 | 0 | 11 |  |  |  |  | R-410A | 2.0333 | Residential & Commercial | USHP | Ducted CEE Tier 1
213062617 | Central HP <5.4 tons | ACIQ | HRCU-A-CB (Split System: Heat Pump with Remote Outdoor Unit-Air-Source) | HVH825GKA2* |  |  | EA*4X37L17A*+WALLCON | *80CTL0451712A* | 24000 | 16 | 8.1 | 21600 | 16800 | 77.78% | 1.98 | 11 | 10.5 |  |  |  |  | R-410A | 2 | Residential & Commercial | USHP | Ducted CEE Tier 1
212981109 | Central HP <5.4 tons | BRYANT HEATING AND COOLING SYSTEMS | HRCU-A-CB (Split System: Heat Pump with Remote Outdoor Unit-Air-Source) | 38MURAQ30AB3* |  |  | CAP**4224AL* | 8(0,1)*SB60110M24*** | 30000 | 15.5 | 8.1 | 34200 | 27600 | 80.7% | 1.8 | 0 | 9 |  |  |  |  | R-410A | 2.5 | Residential & Commercial | USHP
216013294 | Central HP <5.4 tons | FRASER-JOHNSTON | HRCU-A-CB (Split System: Heat Pump with Remote Outdoor Unit-Air-Source) | HH824E2S11 |  |  | JHE36B5AD2SS1 | 0 | 23000 | 19 | 9.5 | 23000 | 18500 | 80.43% | 2 | 0 | 12 |  |  |  |  | R-454B | 1.9167 | Residential & Commercial | USHP | Ducted CEE Tier 1
211386232 | Central HP <5.4 tons | FRASER-JOHNSTON | HRCU-A-CB (Split System: Heat Pump with Remote Outdoor Unit-Air-Source) | HMH72B341 |  |  | XAFD48FXXN1+TXV | TL9E080C16UH11 | 34000 | 16.5 | 8.5 | 32800 | 24200 | 73.78% | 2.08 | 0 | 9 |  |  |  |  | R-410A | 2.8333 | Residential & Commercial | USHP
211386533 | Central HP <5.4 tons | FRASER-JOHNSTON | HRCU-A-CB (Split System: Heat Pump with Remote Outdoor Unit-Air-Source) | HMH72B341 |  |  | XAFD48FXXN1+TXV | TL8E080C16UH11 | 34000 | 16.5 | 8.5 | 32600 | 24000 | 73.62% | 2.08 | 0 | 9.5 |  |  |  |  | R-410A | 2.8333 | Residential & Commercial | USHP
211386866 | Central HP <5.4 tons | FRASER-JOHNSTON | HRCU-A-CB (Split System: Heat Pump with Remote Outdoor Unit-Air-Source) | HMH72B341 |  |  | XAFC30CXXN1+TXV | TM9Y080C16MP11 | 33200 | 18 | 8.1 | 33600 | 23600 | 70.24% | 2.04 | 0 | 9.5 |  |  |  |  | R-410A | 2.7667 | Residential & Commercial | USHP
215677009 | Central HP <5.4 tons | DAY & NIGHT | HRCU-A-CB (Split System: Heat Pump with Remote Outdoor Unit-Air-Source) | C5H0V60*K*AAA* |  |  | EVM5X60M21A*+WALLCON | *80CTL0902120B* | 57000 | 18.5 | 9 | 63500 | 44500 | 70.08% | 2.08 | 0 | 9.5 |  |  |  |  | R-454B | 4.75 | Residential & Commercial | USHP
215677109 | Central HP <5.4 tons | DAY & NIGHT | HRCU-A-CB (Split System: Heat Pump with Remote Outdoor Unit-Air-Source) | C5H0V60*K*AAA* |  |  | EVM5X60M24A*+WALLCON | *80CTL0702120B* | 56000 | 18 | 9 | 63500 | 45000 | 70.87% | 2.06 | 0 | 9 |  |  |  |  | R-454B | 4.6667 | Residential & Commercial | USHP
214572875 | Central HP <5.4 tons | KEEPRITE | HRCU-A-CB (Split System: Heat Pump with Remote Outdoor Unit-Air-Source) | CVH837GKA** |  |  | EA*4X48L24A*+WALLCON | *97CMN0802120B* | 32400 | 17.5 | 8.5 | 32400 | 25000 | 77.16% | 1.98 | 0 | 11 |  |  |  |  | R-410A | 2.7 | Residential & Commercial | USHP | Ducted CEE Tier 1
215941261 | Central HP <5.4 tons | KEEPRITE | HRCU-A-CB (Split System: Heat Pump with Remote Outdoor Unit-Air-Source) | C5H3V48*K*AAA* |  |  | ESH5X60M12A*+WALLCON | *97CTN1202422A* | 45000 | 20.5 | 9 | 48500 | 36400 | 75.05% | 1.82 | 0 | 11 |  |  |  |  | R-454B | 3.75 | Residential & Commercial | USHP | Ducted CEE Tier 1
215941061 | Central HP <5.4 tons | KEEPRITE | HRCU-A-CB (Split System: Heat Pump with Remote Outdoor Unit-Air-Source) | C5H3V48*K*AAA* |  |  | EA*5X61M21A*+WALLCON | *80CSU0601716B* | 45000 | 21 | 9.5 | 48500 | 37000 | 76.29% | 2 | 0 | 11.5 |  |  |  |  | R-454B | 3.75 | Residential & Commercial | USHP | Ducted CEE Tier 1
214243264 | Central HP <5.4 tons | TEMPSTAR | HRCU-A-CB (Split System: Heat Pump with Remote Outdoor Unit-Air-Source) | TVH825GKA2* |  |  | EN(A,D)4X48L24**+WALLCON | *96CTN1202422B* | 24200 | 17 | 8.1 | 21200 | 16600 | 78.3% | 2.02 | 0 | 11.5 |  |  |  |  | R-410A | 2.0167 | Residential & Commercial | USHP | Ducted CEE Tier 1
215942647 | Central HP <5.4 tons | KEEPRITE | HRCU-A-CB (Split System: Heat Pump with Remote Outdoor Unit-Air-Source) | C5H3V36*K*AAA* |  |  | EVD5X61M21A*+WALLCON | *97CTN1002122A* | 36000 | 22 | 8.5 | 37400 | 28200 | 75.4% | 2.04 | 0 | 12.5 |  |  |  |  | R-454B | 3 | Residential & Commercial | USHP | Ducted CEE Tier 1
214229435 | Central HP <5.4 tons | BRYANT HEATING AND COOLING SYSTEMS | HRCU-A-CB (Split System: Heat Pump with Remote Outdoor Unit-Air-Source) | 38MURAQ36AB3* |  |  | CAP**4824AL* | 83*SB60100M21*** | 35600 | 16 | 8.5 | 38000 | 34600 | 91.05% | 2.04 | 0 | 10 |  |  |  |  | R-410A | 2.9667 | Residential & Commercial | USHP | Ducted CEE Tier 1
215676969 | Central HP <5.4 tons | DAY & NIGHT | HRCU-A-CB (Split System: Heat Pump with Remote Outdoor Unit-Air-Source) | C5H0V60*K*AAA* |  |  | EVM5X60M21A*+WALLCON | *80CSU0802120A* | 57000 | 18 | 9 | 63500 | 44500 | 70.08% | 2.08 | 0 | 9 |  |  |  |  | R-454B | 4.75 | Residential & Commercial | USHP
213785726 | Central HP <5.4 tons | CARRIER | HRCU-A-CB (Split System: Heat Pump with Remote Outdoor Unit-Air-Source) | 25VNA436A*031* |  |  | CSPH*4812AL*+UI | 59TN6C100C21**22 | 33600 | 18.5 | 8.5 | 36600 | 25800 | 70.49% | 2.04 | 0 | 12 |  |  |  |  | R-410A | 2.8 | Residential & Commercial | USHP | Ducted CEE Tier 1
213785740 | Central HP <5.4 tons | CARRIER | HRCU-A-CB (Split System: Heat Pump with Remote Outdoor Unit-Air-Source) | 25VNA436A*031* |  |  | CSPH*6012AL*+UI | 58TN*B110C21**20 | 34000 | 19 | 8.5 | 36000 | 25200 | 70% | 2.04 | 0 | 12 |  |  |  |  | R-410A | 2.8333 | Residential & Commercial | USHP | Ducted CEE Tier 1
213785756 | Central HP <5.4 tons | CARRIER | HRCU-A-CB (Split System: Heat Pump with Remote Outdoor Unit-Air-Source) | 25VNA436A*031* |  |  | CSPH*6012AL*+UI | 59TN6C080C17**14 | 33800 | 18.5 | 8.5 | 36200 | 25400 | 70.17% | 2.02 | 0 | 11.7 |  |  |  |  | R-410A | 2.8167 | Residential & Commercial | USHP | Ducted CEE Tier 1
216785928 | Central HP <5.4 tons | CHAMPION HEATING AND COOLING | HRCU-A-CB (Split System: Heat Pump with Remote Outdoor Unit-Air-Source) | HH836E2S11 |  |  | CTM48C5CFS1 | Z8ES120C16LMPS1 | 34000 | 19 | 9 | 31400 | 25200 | 80.25% | 2 | 0 | 11.7 |  |  |  |  | R-454B | 2.8333 | Residential & Commercial | USHP | Ducted CEE Tier 1
216782035 | Central HP <5.4 tons | CHAMPION HEATING AND COOLING | HRCU-A-CB (Split System: Heat Pump with Remote Outdoor Unit-Air-Source) | HH836E2S11 |  |  | CTM48C5CFS1 | Z8ES100C20LMPS1 | 34400 | 19 | 9 | 32000 | 25400 | 79.38% | 2 | 0 | 11 |  |  |  |  | R-454B | 2.8667 | Residential & Commercial | USHP | Ducted CEE Tier 1
214396783 | Central HP <5.4 tons | CHAMPION HEATING AND COOLING | HRCU-A-CB (Split System: Heat Pump with Remote Outdoor Unit-Air-Source) | HH836E2S11 |  |  | CTF48C5CFS1 | TM9Y100C16MP11 | 33200 | 19 | 9 | 31400 | 25400 | 80.89% | 2 | 0 | 11 |  |  |  |  | R-454B | 2.7667 | Residential & Commercial | USHP | Ducted CEE Tier 1
210473179 | Central HP <5.4 tons | KEEPRITE | HRCU-A-CB (Split System: Heat Pump with Remote Outdoor Unit-Air-Source) | CVH825GKA3* |  |  | EA*4X43L21A*+WALLCON | *96CTN0601714A* | 24400 | 16.5 | 8.1 | 21200 | 16700 | 78.77% | 2.02 | 0 | 11 |  |  |  |  | R-410A | 2.0333 | Residential & Commercial | USHP | Ducted CEE Tier 1
214573893 | Central HP <5.4 tons | COMFORTMAKER | HRCU-A-CB (Split System: Heat Pump with Remote Outdoor Unit-Air-Source) | CVH837GKA2* |  |  | EA*4X43L21A*+WALLCON | *97CMN0802120B* | 32800 | 17.5 | 8.5 | 32800 | 25200 | 76.83% | 2 | 0 | 11.5 |  |  |  |  | R-410A | 2.7333 | Residential & Commercial | USHP | Ducted CEE Tier 1
216784842 | Central HP <5.4 tons | COLEMAN | HRCU-A-CB (Split System: Heat Pump with Remote Outdoor Unit-Air-Source) | HH836E2S11 |  |  | CTM48C5CFS1 | Z8ES080C20LMPS1 | 34200 | 19 | 9 | 32000 | 25400 | 79.38% | 2 | 0 | 11 |  |  |  |  | R-454B | 2.85 | Residential & Commercial | USHP | Ducted CEE Tier 1
215940711 | Central HP <5.4 tons | KEEPRITE | HRCU-A-CB (Split System: Heat Pump with Remote Outdoor Unit-Air-Source) | C5H3V36*K*AAA* |  |  | EVD5X42M24A*+WALLCON | *97CTN1002122A* | 35600 | 22 | 8.5 | 38000 | 28400 | 74.74% | 2.04 | 0 | 12.5 |  |  |  |  | R-454B | 2.9667 | Residential & Commercial | USHP | Ducted CEE Tier 1
215940731 | Central HP <5.4 tons | KEEPRITE | HRCU-A-CB (Split System: Heat Pump with Remote Outdoor Unit-Air-Source) | C5H3V36*K*AAA* |  |  | EVD5X48M24A*+WALLCON | *96CTN0802120B* | 35000 | 21 | 8.5 | 38500 | 28400 | 73.77% | 2.04 | 0 | 12 |  |  |  |  | R-454B | 2.9167 | Residential & Commercial | USHP | Ducted CEE Tier 1
215940831 | Central HP <5.4 tons | KEEPRITE | HRCU-A-CB (Split System: Heat Pump with Remote Outdoor Unit-Air-Source) | C5H3V36*K*AAA* |  |  | EVD5X60M21A*+WALLCON | *80CSU0601716B* | 35600 | 22 | 8.5 | 38000 | 28600 | 75.26% | 2.02 | 0 | 12.5 |  |  |  |  | R-454B | 2.9667 | Residential & Commercial | USHP | Ducted CEE Tier 1
215940311 | Central HP <5.4 tons | KEEPRITE | HRCU-A-CB (Split System: Heat Pump with Remote Outdoor Unit-Air-Source) | C5H3V36*K*AAA* |  |  | EVM5X44M21A*+WALLCON | *97CTN0802120A* | 35600 | 21.5 | 8.5 | 38000 | 28600 | 75.26% | 2.04 | 0 | 12 |  |  |  |  | R-454B | 2.9667 | Residential & Commercial | USHP | Ducted CEE Tier 1
216767267 | Central HP <5.4 tons | TRANE | HRCU-A-CB (Split System: Heat Pump with Remote Outdoor Unit-Air-Source) | 5TWX7060A1 |  |  | 5TXCD010AS3 | S9X2D120U5PSB | 52000 | 15.5 | 8.7 | 50500 | 38500 | 76.24% | 2.2 | 0 | 11.2 |  |  |  |  | R-454B | 4.3333 | Residential & Commercial | USHP | Ducted CEE Tier 1
214396676 | Central HP <5.4 tons | CHAMPION HEATING AND COOLING | HRCU-A-CB (Split System: Heat Pump with Remote Outdoor Unit-Air-Source) | HH824E2S11 |  |  | CTF30A5ADS1 | TM8E060A12MP11 | 23000 | 18 | 9.5 | 23000 | 18600 | 80.87% | 2 | 0 | 12 |  |  |  |  | R-454B | 1.9167 | Residential & Commercial | USHP | Ducted CEE Tier 1
214396721 | Central HP <5.4 tons | CHAMPION HEATING AND COOLING | HRCU-A-CB (Split System: Heat Pump with Remote Outdoor Unit-Air-Source) | HH824E2S11 |  |  | CTM30B5ACS1 | TP9C060B12MP13 | 23000 | 17 | 9.5 | 23000 | 18000 | 78.26% | 2 | 0 | 12 |  |  |  |  | R-454B | 1.9167 | Residential & Commercial | USHP | Ducted CEE Tier 1
215940491 | Central HP <5.4 tons | KEEPRITE | HRCU-A-CB (Split System: Heat Pump with Remote Outdoor Unit-Air-Source) | C5H3V36*K*AAA* |  |  | EVM5X60M24A*+WALLCON | *97CTN1002122A* | 35600 | 22 | 8.5 | 38000 | 28400 | 74.74% | 2.04 | 0 | 12.5 |  |  |  |  | R-454B | 2.9667 | Residential & Commercial | USHP | Ducted CEE Tier 1
215939621 | Central HP <5.4 tons | KEEPRITE | HRCU-A-CB (Split System: Heat Pump with Remote Outdoor Unit-Air-Source) | C5H3V36*K*AAA* |  |  | EA*5X36M17A*+WALLCON | *80CSU0601716B* | 32400 | 19.5 | 9.5 | 35000 | 27000 | 77.14% | 2 | 0 | 11 |  |  |  |  | R-454B | 2.7 | Residential & Commercial | USHP | Ducted CEE Tier 1
215939671 | Central HP <5.4 tons | KEEPRITE | HRCU-A-CB (Split System: Heat Pump with Remote Outdoor Unit-Air-Source) | C5H3V36*K*AAA* |  |  | EA*5X42M21A*+WALLCON | *80CSU0601716B* | 32800 | 20 | 9.5 | 34800 | 26600 | 76.44% | 2 | 0 | 11.5 |  |  |  |  | R-454B | 2.7333 | Residential & Commercial | USHP | Ducted CEE Tier 1
215940091 | Central HP <5.4 tons | KEEPRITE | HRCU-A-CB (Split System: Heat Pump with Remote Outdoor Unit-Air-Source) | C5H3V36*K*AAA* |  |  | ESH5X42M12A*+WALLCON | *97CTN1202422A* | 33600 | 19 | 9 | 34600 | 26600 | 76.88% | 1.94 | 0 | 11.5 |  |  |  |  | R-454B | 2.8 | Residential & Commercial | USHP | Ducted CEE Tier 1
216738647 | Central HP <5.4 tons | HEIL | HRCU-A-CB (Split System: Heat Pump with Remote Outdoor Unit-Air-Source) | D5CUHAH24AAK |  |  | ESH5X36M12A* | *96VSN0601716B* | 22600 | 16 | 8.1 | 20800 | 18500 | 88.94% | 1.85 | 0 | 11 |  |  |  |  | R-454B | 1.8833 | Residential & Commercial | USHP | Ducted CEE Tier 1
214810226 | Central HP <5.4 tons | COLEMAN | HRCU-A-CB (Split System: Heat Pump with Remote Outdoor Unit-Air-Source) | HH824E2S11 |  |  | CTM36B5ADS1 | TM9V080B12MP12 | 23000 | 18 | 9.5 | 23000 | 18500 | 80.43% | 2 | 0 | 12 |  |  |  |  | R-454B | 1.9167 | Residential & Commercial | USHP | Ducted CEE Tier 1
215677179 | Central HP <5.4 tons | DAY & NIGHT | HRCU-A-CB (Split System: Heat Pump with Remote Outdoor Unit-Air-Source) | C5H0V60*K*AAA* |  |  | EVM5X60M24A*+WALLCON | *97CMN1002122B* | 56500 | 18.5 | 9 | 63000 | 44500 | 70.63% | 2.08 | 0 | 9 |  |  |  |  | R-454B | 4.7083 | Residential & Commercial | USHP
215677779 | Central HP <5.4 tons | DAY & NIGHT | HRCU-A-CB (Split System: Heat Pump with Remote Outdoor Unit-Air-Source) | C5H0V60*K*AAA* |  |  | EA*5X60M24A*+WALLCON | *80CTL0902120B* | 55000 | 18.5 | 9 | 59000 | 41500 | 70.34% | 2.04 | 0 | 9 |  |  |  |  | R-454B | 4.5833 | Residential & Commercial | USHP
215677829 | Central HP <5.4 tons | DAY & NIGHT | HRCU-A-CB (Split System: Heat Pump with Remote Outdoor Unit-Air-Source) | C5H0V60*K*AAA* |  |  | EA*5X60M24A*+WALLCON | *97CMN0602120B* | 54000 | 17.5 | 8.5 | 60500 | 42500 | 70.25% | 1.86 | 0 | 8 |  |  |  |  | R-454B | 4.5 | Residential & Commercial | USHP
214396272 | Central HP <5.4 tons | COLEMAN | HRCU-A-CB (Split System: Heat Pump with Remote Outdoor Unit-Air-Source) | HH824E2S11 |  |  | CTM30B5ACS1 | TP9C080B12MP13 | 23000 | 17 | 9.5 | 23000 | 17800 | 77.39% | 2 | 0 | 12 |  |  |  |  | R-454B | 1.9167 | Residential & Commercial | USHP | Ducted CEE Tier 1
214396289 | Central HP <5.4 tons | COLEMAN | HRCU-A-CB (Split System: Heat Pump with Remote Outdoor Unit-Air-Source) | HH824E2S11 |  |  | CTM30B5ACS1 | TL9E060B12UH11 | 23000 | 17 | 9.5 | 23000 | 18300 | 79.57% | 2 | 0 | 12 |  |  |  |  | R-454B | 1.9167 | Residential & Commercial | USHP | Ducted CEE Tier 1
214397343 | Central HP <5.4 tons | COLEMAN | HRCU-A-CB (Split System: Heat Pump with Remote Outdoor Unit-Air-Source) | HH836E2S11 |  |  | CTM48C5CFS1+JMC17C2SN1 | 0 | 34000 | 19 | 9 | 31400 | 25000 | 79.62% | 2 | 0 | 11.7 |  |  |  |  | R-454B | 2.8333 | Residential & Commercial | USHP | Ducted CEE Tier 1
213780865 | Central HP <5.4 tons | CARRIER | HRCU-A-CB (Split System: Heat Pump with Remote Outdoor Unit-Air-Source) | 25VNA837A*031* |  |  | CAP**3721AL*+UI | 58TN*B090C17**16 | 32600 | 17 | 8.5 | 32800 | 25000 | 76.22% | 1.98 | 0 | 11 |  |  |  |  | R-410A | 2.7167 | Residential & Commercial | USHP | Ducted CEE Tier 1
213780965 | Central HP <5.4 tons | CARRIER | HRCU-A-CB (Split System: Heat Pump with Remote Outdoor Unit-Air-Source) | 25VNA837A*031* |  |  | CAP**4221AL*+UI | 58TN*B045C17**12 | 31600 | 16.5 | 8.1 | 33400 | 24800 | 74.25% | 1.84 | 0 | 10.5 |  |  |  |  | R-410A | 2.6333 | Residential & Commercial | USHP | Ducted CEE Tier 1
216785674 | Central HP <5.4 tons | CHAMPION HEATING AND COOLING | HRCU-A-CB (Split System: Heat Pump with Remote Outdoor Unit-Air-Source) | HH836E2S11 |  |  | CTU48C5XFS1+TXV | Z8ES100C20LMPS1 | 34400 | 19 | 9 | 32000 | 25400 | 79.38% | 2 | 0 | 11 |  |  |  |  | R-454B | 2.8667 | Residential & Commercial | USHP | Ducted CEE Tier 1
213781065 | Central HP <5.4 tons | CARRIER | HRCU-A-CB (Split System: Heat Pump with Remote Outdoor Unit-Air-Source) | 25VNA837A*031* |  |  | CAP**4221AL*+UI | 59TN6C080C17**14 | 31600 | 17 | 8.1 | 33000 | 24600 | 74.55% | 1.86 | 0 | 10.5 |  |  |  |  | R-410A | 2.6333 | Residential & Commercial | USHP | Ducted CEE Tier 1
213781165 | Central HP <5.4 tons | CARRIER | HRCU-A-CB (Split System: Heat Pump with Remote Outdoor Unit-Air-Source) | 25VNA837A*031* |  |  | CAP**4321AL*+UI | 58TN*B070C17**16 | 32800 | 17 | 8.5 | 33000 | 25200 | 76.36% | 1.96 | 0 | 11 |  |  |  |  | R-410A | 2.7333 | Residential & Commercial | USHP | Ducted CEE Tier 1
214396458 | Central HP <5.4 tons | COLEMAN | HRCU-A-CB (Split System: Heat Pump with Remote Outdoor Unit-Air-Source) | HH836E2S11 |  |  | CTF36C5CDS1 | TM8Y120C20MP11 | 33600 | 18 | 8.5 | 31000 | 25200 | 81.29% | 2 | 0 | 11.7 |  |  |  |  | R-454B | 2.8 | Residential & Commercial | USHP | Ducted CEE Tier 1
214396790 | Central HP <5.4 tons | COLEMAN | HRCU-A-CB (Split System: Heat Pump with Remote Outdoor Unit-Air-Source) | HH836E2S11 |  |  | CTM36C5CDS1 | TM8Y080C16MP11 | 33600 | 18 | 8.5 | 31400 | 25200 | 80.25% | 2 | 0 | 11 |  |  |  |  | R-454B | 2.8 | Residential & Commercial | USHP | Ducted CEE Tier 1
214396891 | Central HP <5.4 tons | COLEMAN | HRCU-A-CB (Split System: Heat Pump with Remote Outdoor Unit-Air-Source) | HH836E2S11 |  |  | CTM36C5CDS1 | TM8E100C20MP11 | 34600 | 17 | 8.5 | 32600 | 26800 | 82.21% | 2 | 0 | 11 |  |  |  |  | R-454B | 2.8833 | Residential & Commercial | USHP | Ducted CEE Tier 1
214396991 | Central HP <5.4 tons | COLEMAN | HRCU-A-CB (Split System: Heat Pump with Remote Outdoor Unit-Air-Source) | HH836E2S11 |  |  | CTF48C5CFS1 | CPLC080C16MP13 | 33400 | 18 | 9 | 31600 | 25400 | 80.38% | 2 | 0 | 11 |  |  |  |  | R-454B | 2.7833 | Residential & Commercial | USHP | Ducted CEE Tier 1
214397392 | Central HP <5.4 tons | COLEMAN | HRCU-A-CB (Split System: Heat Pump with Remote Outdoor Unit-Air-Source) | HH836E2S11 |  |  | CTF48C5CFS1 | TL8E100C20UH11 | 33400 | 18 | 9 | 31400 | 25200 | 80.25% | 2 | 0 | 11 |  |  |  |  | R-454B | 2.7833 | Residential & Commercial | USHP | Ducted CEE Tier 1
214609205 | Central HP <5.4 tons | COLEMAN | HRCU-A-CB (Split System: Heat Pump with Remote Outdoor Unit-Air-Source) | HH836E2S11 |  |  | CTM48C5CFS1 | Z9ES080C16SMPS1 | 34400 | 19 | 9 | 32600 | 25800 | 79.14% | 2 | 0 | 11 |  |  |  |  | R-454B | 2.8667 | Residential & Commercial | USHP | Ducted CEE Tier 1
215940871 | Central HP <5.4 tons | KEEPRITE | HRCU-A-CB (Split System: Heat Pump with Remote Outdoor Unit-Air-Source) | C5H3V36*K*AAA* |  |  | EVD5X60M21A*+WALLCON | *97CTN1002122A* | 35600 | 22 | 8.5 | 38000 | 28600 | 75.26% | 2.02 | 0 | 12.5 |  |  |  |  | R-454B | 2.9667 | Residential & Commercial | USHP | Ducted CEE Tier 1
213781315 | Central HP <5.4 tons | CARRIER | HRCU-A-CB (Split System: Heat Pump with Remote Outdoor Unit-Air-Source) | 25VNA837A*031* |  |  | CAP**4821AL*+UI | 58TN*B110C21**20 | 32400 | 17 | 8.1 | 32400 | 24800 | 76.54% | 1.98 | 0 | 11 |  |  |  |  | R-410A | 2.7 | Residential & Commercial | USHP | Ducted CEE Tier 1
213781685 | Central HP <5.4 tons | CARRIER | HRCU-A-CB (Split System: Heat Pump with Remote Outdoor Unit-Air-Source) | 25VNA837A*031* |  |  | CAP**6124AL*+UI | 59MN7C100C21**22 | 33200 | 17.5 | 8.5 | 32000 | 24800 | 77.5% | 2 | 0 | 11.7 |  |  |  |  | R-410A | 2.7667 | Residential & Commercial | USHP | Ducted CEE Tier 1
216782080 | Central HP <5.4 tons | CHAMPION HEATING AND COOLING | HRCU-A-CB (Split System: Heat Pump with Remote Outdoor Unit-Air-Source) | HH836E2S11 |  |  | CTM36C5CDS1 | Z8ES120C16LMPS1 | 34400 | 18 | 8.5 | 31600 | 25800 | 81.65% | 2 | 0 | 11.7 |  |  |  |  | R-454B | 2.8667 | Residential & Commercial | USHP | Ducted CEE Tier 1
216782130 | Central HP <5.4 tons | CHAMPION HEATING AND COOLING | HRCU-A-CB (Split System: Heat Pump with Remote Outdoor Unit-Air-Source) | HH836E2S11 |  |  | CTF48C5CFS1 | Z8ES100C16LMPS1 | 34000 | 19 | 9 | 31600 | 25200 | 79.75% | 2 | 0 | 11 |  |  |  |  | R-454B | 2.8333 | Residential & Commercial | USHP | Ducted CEE Tier 1
215939640 | Central HP <5.4 tons | DAY & NIGHT | HRCU-A-CB (Split System: Heat Pump with Remote Outdoor Unit-Air-Source) | C5H3V36*K*AAA* |  |  | EA*5X36M17A*+WALLCON | *97CTN0801716A* | 32000 | 19 | 9.5 | 35600 | 27400 | 76.97% | 1.98 | 0 | 10.5 |  |  |  |  | R-454B | 2.6667 | Residential & Commercial | USHP | Ducted CEE Tier 1
215940040 | Central HP <5.4 tons | DAY & NIGHT | HRCU-A-CB (Split System: Heat Pump with Remote Outdoor Unit-Air-Source) | C5H3V36*K*AAA* |  |  | ESH5X42M12A*+WALLCON | *80CSU0601716B* | 33600 | 19.5 | 9 | 34800 | 26600 | 76.44% | 1.94 | 0 | 11.7 |  |  |  |  | R-454B | 2.8 | Residential & Commercial | USHP | Ducted CEE Tier 1
210595617 | Central HP <5.4 tons | KENMORE | HRCU-A-CB (Split System: Heat Pump with Remote Outdoor Unit-Air-Source) | (C,H,T)VH825GKA2* |  |  | EA*4X43L21A*+WALLCON | *96CTN0801714A* | 24400 | 16.5 | 8.1 | 21200 | 16700 | 78.77% | 2.02 | 0 | 11 |  |  |  |  | R-410A | 2.0333 | Residential & Commercial | USHP | Ducted CEE Tier 1
210595694 | Central HP <5.4 tons | KENMORE | HRCU-A-CB (Split System: Heat Pump with Remote Outdoor Unit-Air-Source) | (C,H,T)VH825GKA2* |  |  | EN(A,D)4X48L24**+WALLCON | *97CMN0602120A* | 24000 | 16.5 | 8.1 | 21400 | 16700 | 78.04% | 2 | 0 | 11 |  |  |  |  | R-410A | 2 | Residential & Commercial | USHP | Ducted CEE Tier 1
215940390 | Central HP <5.4 tons | DAY & NIGHT | HRCU-A-CB (Split System: Heat Pump with Remote Outdoor Unit-Air-Source) | C5H3V36*K*AAA* |  |  | EVM5X49M21A*+WALLCON | *97CTN1002122A* | 35600 | 22 | 8.5 | 38000 | 28600 | 75.26% | 2.02 | 0 | 12.5 |  |  |  |  | R-454B | 2.9667 | Residential & Commercial | USHP | Ducted CEE Tier 1
215940490 | Central HP <5.4 tons | DAY & NIGHT | HRCU-A-CB (Split System: Heat Pump with Remote Outdoor Unit-Air-Source) | C5H3V36*K*AAA* |  |  | EVM5X60M24A*+WALLCON | *97CTN1002122A* | 35600 | 22 | 8.5 | 38000 | 28400 | 74.74% | 2.04 | 0 | 12.5 |  |  |  |  | R-454B | 2.9667 | Residential & Commercial | USHP | Ducted CEE Tier 1
215940660 | Central HP <5.4 tons | DAY & NIGHT | HRCU-A-CB (Split System: Heat Pump with Remote Outdoor Unit-Air-Source) | C5H3V36*K*AAA* |  |  | EVD5X42M21A*+WALLCON | *97CTN0801716A* | 34200 | 20.5 | 8.5 | 39000 | 28600 | 73.33% | 2.04 | 0 | 11.5 |  |  |  |  | R-454B | 2.85 | Residential & Commercial | USHP | Ducted CEE Tier 1
215940760 | Central HP <5.4 tons | DAY & NIGHT | HRCU-A-CB (Split System: Heat Pump with Remote Outdoor Unit-Air-Source) | C5H3V36*K*AAA* |  |  | EVD5X48M24A*+WALLCON | *97CTN1202422A* | 35000 | 21.5 | 8.5 | 38000 | 28200 | 74.21% | 2.02 | 0 | 12 |  |  |  |  | R-454B | 2.9167 | Residential & Commercial | USHP | Ducted CEE Tier 1
215940431 | Central HP <5.4 tons | KEEPRITE | HRCU-A-CB (Split System: Heat Pump with Remote Outdoor Unit-Air-Source) | C5H3V36*K*AAA* |  |  | EVM5X60M21A*+WALLCON | *97CTN0601716A* | 35200 | 21 | 8.5 | 38500 | 29400 | 76.36% | 2.02 | 0 | 11.7 |  |  |  |  | R-454B | 2.9333 | Residential & Commercial | USHP | Ducted CEE Tier 1
215939861 | Central HP <5.4 tons | KEEPRITE | HRCU-A-CB (Split System: Heat Pump with Remote Outdoor Unit-Air-Source) | C5H3V36*K*AAA* |  |  | EA*5X61M21A*+WALLCON | *97CTN0601716A* | 34000 | 19.5 | 9 | 35200 | 26800 | 76.14% | 1.94 | 0 | 11 |  |  |  |  | R-454B | 2.8333 | Residential & Commercial | USHP | Ducted CEE Tier 1
214626210 | Central HP <5.4 tons | LENNOX | HRCU-A-CB (Split System: Heat Pump with Remote Outdoor Unit-Air-Source) | SL25XPV-036-230A** |  |  | CK40CT-50/60C-0*+TDR | SLP99UH110XV60C* | 33800 | 21.6 | 8.7 | 34400 | 26600 | 77.33% | 1.82 | 0 | 13.5 |  |  |  |  | R-410A | 2.8167 | Residential & Commercial | USHP | Ducted CEE Tier 1
216783856 | Central HP <5.4 tons | COLEMAN | HRCU-A-CB (Split System: Heat Pump with Remote Outdoor Unit-Air-Source) | HH824E2S11 |  |  | CTM36B5ADS1 | Z8ES060A12LMPS1 | 23000 | 18 | 9.5 | 23000 | 18500 | 80.43% | 2 | 0 | 12 |  |  |  |  | R-454B | 1.9167 | Residential & Commercial | USHP | Ducted CEE Tier 1
216783345 | Central HP <5.4 tons | CHAMPION HEATING AND COOLING | HRCU-A-CB (Split System: Heat Pump with Remote Outdoor Unit-Air-Source) | HH836E2S11 |  |  | CTF48C5CFS1 | Z8ES080C16LMPS1 | 34400 | 19 | 9 | 32200 | 25400 | 78.88% | 2 | 0 | 11 |  |  |  |  | R-454B | 2.8667 | Residential & Commercial | USHP | Ducted CEE Tier 1
214719680 | Central HP <5.4 tons | CHAMPION HEATING AND COOLING | HRCU-A-CB (Split System: Heat Pump with Remote Outdoor Unit-Air-Source) | HH836E2S11 |  |  | CTU36B5XDS1+TXV | TM8Y080B12MP11 | 33400 | 18 | 8.5 | 31200 | 25600 | 82.05% | 2 | 0 | 11 |  |  |  |  | R-454B | 2.7833 | Residential & Commercial | USHP | Ducted CEE Tier 1
214719846 | Central HP <5.4 tons | CHAMPION HEATING AND COOLING | HRCU-A-CB (Split System: Heat Pump with Remote Outdoor Unit-Air-Source) | HH836E2S11 |  |  | CTU48C5XFS1+TXV | TMLE120C16MP11 | 33600 | 19 | 9 | 31400 | 25400 | 80.89% | 2 | 0 | 11 |  |  |  |  | R-454B | 2.8 | Residential & Commercial | USHP | Ducted CEE Tier 1
214720071 | Central HP <5.4 tons | CHAMPION HEATING AND COOLING | HRCU-A-CB (Split System: Heat Pump with Remote Outdoor Unit-Air-Source) | HH836E2S11 |  |  | CTU48C5XFS1+TXV | TPLC080C16MP13 | 33400 | 18 | 9 | 31600 | 25400 | 80.38% | 2 | 0 | 11 |  |  |  |  | R-454B | 2.7833 | Residential & Commercial | USHP | Ducted CEE Tier 1
210595837 | Central HP <5.4 tons | KENMORE | HRCU-A-CB (Split System: Heat Pump with Remote Outdoor Unit-Air-Source) | (C,H,T)VH837GKA** |  |  | EA*4X61L24A*+WALLCON | *80CTL0902120A* | 33200 | 18 | 8.5 | 32000 | 24800 | 77.5% | 2 | 0 | 12 |  |  |  |  | R-410A | 2.7667 | Residential & Commercial | USHP | Ducted CEE Tier 1
215941660 | Central HP <5.4 tons | DAY & NIGHT | HRCU-A-CB (Split System: Heat Pump with Remote Outdoor Unit-Air-Source) | C5H3V48*K*AAA* |  |  | EVD5X49M24A*+WALLCON | *97CTN1202422A* | 45500 | 20.5 | 8.1 | 52500 | 38000 | 72.38% | 1.95 | 0 | 11.5 |  |  |  |  | R-454B | 3.7917 | Residential & Commercial | USHP | Ducted CEE Tier 1
215934477 | Central HP <5.4 tons | AIRQUEST | HRCU-A-CB (Split System: Heat Pump with Remote Outdoor Unit-Air-Source) | H5H3V48*K*AAA* |  |  | ESH5X48M12A*+WALLCON | *80CTL1352422B* | 44500 | 20.5 | 9 | 48500 | 36400 | 75.05% | 1.82 | 0 | 11 |  |  |  |  | R-454B | 3.7083 | Residential & Commercial | USHP | Ducted CEE Tier 1
215934657 | Central HP <5.4 tons | AIRQUEST | HRCU-A-CB (Split System: Heat Pump with Remote Outdoor Unit-Air-Source) | H5H3V36*K*AAA* |  |  | EVM5X30M17A*+WALLCON | *96CTN0601714B* | 34000 | 20 | 8.1 | 38000 | 27200 | 71.58% | 2 | 0 | 11 |  |  |  |  | R-454B | 2.8333 | Residential & Commercial | USHP | Ducted CEE Tier 1
215934707 | Central HP <5.4 tons | AIRQUEST | HRCU-A-CB (Split System: Heat Pump with Remote Outdoor Unit-Air-Source) | H5H3V36*K*AAA* |  |  | EVM5X32M17A*+WALLCON | *96CTN0601714B* | 35200 | 21 | 8.5 | 38000 | 28000 | 73.68% | 2.06 | 0 | 11.7 |  |  |  |  | R-454B | 2.9333 | Residential & Commercial | USHP | Ducted CEE Tier 1
215934727 | Central HP <5.4 tons | AIRQUEST | HRCU-A-CB (Split System: Heat Pump with Remote Outdoor Unit-Air-Source) | H5H3V36*K*AAA* |  |  | EVM5X36M17A*+WALLCON | *96CTN0601714B* | 34000 | 20 | 8.1 | 38000 | 27200 | 71.58% | 2 | 0 | 11 |  |  |  |  | R-454B | 2.8333 | Residential & Commercial | USHP | Ducted CEE Tier 1
215934927 | Central HP <5.4 tons | AIRQUEST | HRCU-A-CB (Split System: Heat Pump with Remote Outdoor Unit-Air-Source) | H5H3V36*K*AAA* |  |  | EVM5X44M21A*+WALLCON | *97CMN1002122B* | 35600 | 22 | 8.5 | 38000 | 28600 | 75.26% | 2.02 | 0 | 12.5 |  |  |  |  | R-454B | 2.9667 | Residential & Commercial | USHP | Ducted CEE Tier 1
214574533 | Central HP <5.4 tons | COMFORTMAKER | HRCU-A-CB (Split System: Heat Pump with Remote Outdoor Unit-Air-Source) | CVH837GKA2* |  |  | EN(A,D,W)4X42L21**+WALLCON | *95CSU1002122B* | 31800 | 17 | 8.1 | 33000 | 24400 | 73.94% | 1.9 | 0 | 11.5 |  |  |  |  | R-410A | 2.65 | Residential & Commercial | USHP | Ducted CEE Tier 1
210470926 | Central HP <5.4 tons | DAY & NIGHT | HRCU-A-CB (Split System: Heat Pump with Remote Outdoor Unit-Air-Source) | CVH837GKA2* |  |  | EN(A,D,W)4X60L24**+WALLCON | *80CTL1352422A* | 32800 | 18 | 8.1 | 32200 | 24600 | 76.4% | 1.98 | 0 | 12 |  |  |  |  | R-410A | 2.7333 | Residential & Commercial | USHP | Ducted CEE Tier 1
215676469 | Central HP <5.4 tons | DAY & NIGHT | HRCU-A-CB (Split System: Heat Pump with Remote Outdoor Unit-Air-Source) | C5H0V48*K*AAA* |  |  | EVD5X60M21A*+WALLCON | *80CTL0901716B* | 48000 | 19 | 9 | 50000 | 36800 | 73.6% | 1.98 | 0 | 10 |  |  |  |  | R-454B | 4 | Residential & Commercial | USHP | Ducted CEE Tier 1
215676569 | Central HP <5.4 tons | DAY & NIGHT | HRCU-A-CB (Split System: Heat Pump with Remote Outdoor Unit-Air-Source) | C5H0V48*K*AAA* |  |  | EVD5X60M21A*+WALLCON | *96CTN0801714B* | 47500 | 18.5 | 9 | 50000 | 36200 | 72.4% | 2.02 | 0 | 10 |  |  |  |  | R-454B | 3.9583 | Residential & Commercial | USHP | Ducted CEE Tier 1
215942497 | Central HP <5.4 tons | KEEPRITE | HRCU-A-CB (Split System: Heat Pump with Remote Outdoor Unit-Air-Source) | C5H3V36*K*AAA* |  |  | EVD5X61M21A*+WALLCON | *80CTL0901716B* | 35800 | 22 | 8.5 | 37400 | 28400 | 75.94% | 2.02 | 0 | 12.5 |  |  |  |  | R-454B | 2.9833 | Residential & Commercial | USHP | Ducted CEE Tier 1
215940641 | Central HP <5.4 tons | KEEPRITE | HRCU-A-CB (Split System: Heat Pump with Remote Outdoor Unit-Air-Source) | C5H3V36*K*AAA* |  |  | EVD5X42M21A*+WALLCON | *80CSU0601716B* | 34400 | 21 | 8.5 | 38500 | 28000 | 72.73% | 2.04 | 0 | 12 |  |  |  |  | R-454B | 2.8667 | Residential & Commercial | USHP | Ducted CEE Tier 1
215940741 | Central HP <5.4 tons | KEEPRITE | HRCU-A-CB (Split System: Heat Pump with Remote Outdoor Unit-Air-Source) | C5H3V36*K*AAA* |  |  | EVD5X48M24A*+WALLCON | *97CTN0802120A* | 35000 | 21 | 8.5 | 38500 | 28400 | 73.77% | 2.04 | 0 | 12 |  |  |  |  | R-454B | 2.9167 | Residential & Commercial | USHP | Ducted CEE Tier 1
215940791 | Central HP <5.4 tons | KEEPRITE | HRCU-A-CB (Split System: Heat Pump with Remote Outdoor Unit-Air-Source) | C5H3V36*K*AAA* |  |  | EVD5X49M24A*+WALLCON | *97CTN1002122A* | 35400 | 22 | 8.5 | 38000 | 28400 | 74.74% | 2.04 | 0 | 12.5 |  |  |  |  | R-454B | 2.95 | Residential & Commercial | USHP | Ducted CEE Tier 1
215940841 | Central HP <5.4 tons | KEEPRITE | HRCU-A-CB (Split System: Heat Pump with Remote Outdoor Unit-Air-Source) | C5H3V36*K*AAA* |  |  | EVD5X60M21A*+WALLCON | *97CTN0601716A* | 35200 | 21 | 8.5 | 38500 | 29200 | 75.84% | 2 | 0 | 11.7 |  |  |  |  | R-454B | 2.9333 | Residential & Commercial | USHP | Ducted CEE Tier 1
211397158 | Central HP <5.4 tons | FRASER-JOHNSTON | HRCU-A-CB (Split System: Heat Pump with Remote Outdoor Unit-Air-Source) | HMH72B341 |  |  | XAHC48FBCN1 | TMLV120C20MP12 | 33800 | 16.5 | 8.5 | 32400 | 23800 | 73.46% | 2.06 | 0 | 9 |  |  |  |  | R-410A | 2.8167 | Residential & Commercial | USHP
216411146 | Central HP <5.4 tons | COLEMAN | HRCU-A-CB (Split System: Heat Pump with Remote Outdoor Unit-Air-Source) | HMH72B341 |  |  | XAHC36DBCN1 | Z9ET080B12SMPS1 | 33200 | 18 | 8.5 | 33000 | 23200 | 70.3% | 2 | 0 | 10 |  |  |  |  | R-410A | 2.7667 | Residential & Commercial | USHP | Ducted CEE Tier 1
211397017 | Central HP <5.4 tons | FRASER-JOHNSTON | HRCU-A-CB (Split System: Heat Pump with Remote Outdoor Unit-Air-Source) | HMH72B341 |  |  | XAFC48FBCN1 | TM8Y080B12MP11 | 33200 | 17 | 8.5 | 32200 | 23600 | 73.29% | 2.04 | 0 | 9.5 |  |  |  |  | R-410A | 2.7667 | Residential & Commercial | USHP
211397167 | Central HP <5.4 tons | FRASER-JOHNSTON | HRCU-A-CB (Split System: Heat Pump with Remote Outdoor Unit-Air-Source) | HMH72B341 |  |  | XAHC48FBCN1 | TPLC100C20MP13 | 33800 | 16.5 | 8.5 | 32400 | 23800 | 73.46% | 2.06 | 0 | 9 |  |  |  |  | R-410A | 2.8167 | Residential & Commercial | USHP
211397249 | Central HP <5.4 tons | FRASER-JOHNSTON | HRCU-A-CB (Split System: Heat Pump with Remote Outdoor Unit-Air-Source) | HMH72B341 |  |  | XAHD48FXXN1+TXV | TPLC080C16MP13 | 33600 | 16 | 8.5 | 32400 | 23800 | 73.46% | 2.06 | 0 | 9 |  |  |  |  | R-410A | 2.8 | Residential & Commercial | USHP
211398312 | Central HP <5.4 tons | FRASER-JOHNSTON | HRCU-A-CB (Split System: Heat Pump with Remote Outdoor Unit-Air-Source) | HMH72B341 |  |  | XAUC48FXXN1+TXV | TM8E120C16MP11 | 33600 | 17 | 8.5 | 32400 | 23600 | 72.84% | 2.08 | 0 | 9.5 |  |  |  |  | R-410A | 2.8 | Residential & Commercial | USHP
215935127 | Central HP <5.4 tons | AIRQUEST | HRCU-A-CB (Split System: Heat Pump with Remote Outdoor Unit-Air-Source) | H5H3V36*K*AAA* |  |  | EVM5X49M21A*+WALLCON | *96CTN0801714B* | 35400 | 21.5 | 8.5 | 38500 | 28800 | 74.81% | 2.02 | 0 | 12 |  |  |  |  | R-454B | 2.95 | Residential & Commercial | USHP | Ducted CEE Tier 1
215935227 | Central HP <5.4 tons | AIRQUEST | HRCU-A-CB (Split System: Heat Pump with Remote Outdoor Unit-Air-Source) | H5H3V36*K*AAA* |  |  | EVM5X60M21A*+WALLCON | *80CTL1102120B* | 35600 | 22 | 8.5 | 38000 | 28400 | 74.74% | 2.02 | 0 | 12.5 |  |  |  |  | R-454B | 2.9667 | Residential & Commercial | USHP | Ducted CEE Tier 1
214573413 | Central HP <5.4 tons | COMFORTMAKER | HRCU-A-CB (Split System: Heat Pump with Remote Outdoor Unit-Air-Source) | CVH837GKA** |  |  | EN(A,D,W)4X42L21**+WALLCON | *97CMN0802120B* | 31800 | 17 | 8.1 | 33000 | 24400 | 73.94% | 1.88 | 0 | 11 |  |  |  |  | R-410A | 2.65 | Residential & Commercial | USHP | Ducted CEE Tier 1
214395025 | Central HP <5.4 tons | COMFORTMAKER | HRCU-A-CB (Split System: Heat Pump with Remote Outdoor Unit-Air-Source) | DLCURAH24ABK |  |  | EN(A,D)4X30L17** | *96MSN0601716A* | 23400 | 16.5 | 9 | 25800 | 24200 | 93.8% | 2 | 0 | 10 |  |  |  |  | R-410A | 1.95 | Residential & Commercial | USHP | Ducted CEE Tier 1
210473212 | Central HP <5.4 tons | KEEPRITE | HRCU-A-CB (Split System: Heat Pump with Remote Outdoor Unit-Air-Source) | CVH825GKA3* |  |  | EA*4X43L21A*+WALLCON | *97CMN0801714A* | 24400 | 16.5 | 8.1 | 21200 | 16700 | 78.77% | 2.02 | 0 | 11 |  |  |  |  | R-410A | 2.0333 | Residential & Commercial | USHP | Ducted CEE Tier 1
214397267 | Central HP <5.4 tons | CHAMPION HEATING AND COOLING | HRCU-A-CB (Split System: Heat Pump with Remote Outdoor Unit-Air-Source) | HH836E2S11 |  |  | CTF36C5CDS1 | TM9Y100C16MP11 | 33400 | 18 | 9 | 31000 | 25200 | 81.29% | 2 | 0 | 11 |  |  |  |  | R-454B | 2.7833 | Residential & Commercial | USHP | Ducted CEE Tier 1
216727318 | Central HP <5.4 tons | CARRIER | HRCU-A-CB (Split System: Heat Pump with Remote Outdoor Unit-Air-Source) | 37MUHAQ24AA3 |  |  | CAA**2414AM* | 59SC2E060M14**12 | 22200 | 15.5 | 8.5 | 21200 | 19200 | 90.57% | 1.98 | 0 | 10.5 |  |  |  |  | R-454B | 1.85 | Residential & Commercial | USHP | Ducted CEE Tier 1
216727370 | Central HP <5.4 tons | CARRIER | HRCU-A-CB (Split System: Heat Pump with Remote Outdoor Unit-Air-Source) | 37MUHAQ24AA3 |  |  | CAA**2417AM* | GG96VTAB30040A** | 21800 | 15.2 | 8.1 | 21000 | 19200 | 91.43% | 1.9 | 0 | 10 |  |  |  |  | R-454B | 1.8167 | Residential & Commercial | USHP | Ducted CEE Tier 1
216727419 | Central HP <5.4 tons | CARRIER | HRCU-A-CB (Split System: Heat Pump with Remote Outdoor Unit-Air-Source) | 37MUHAQ24AA3 |  |  | CAA**2517AM* | 59SP6B060V17**16 | 23000 | 16.5 | 8.5 | 20600 | 18400 | 89.32% | 1.98 | 0 | 11 |  |  |  |  | R-454B | 1.9167 | Residential & Commercial | USHP | Ducted CEE Tier 1
214396984 | Central HP <5.4 tons | CHAMPION HEATING AND COOLING | HRCU-A-CB (Split System: Heat Pump with Remote Outdoor Unit-Air-Source) | HH836E2S11 |  |  | CTF48C5CFS1 | TPLC080C16MP13 | 33400 | 18 | 9 | 31600 | 25400 | 80.38% | 2 | 0 | 11 |  |  |  |  | R-454B | 2.7833 | Residential & Commercial | USHP | Ducted CEE Tier 1
214397232 | Central HP <5.4 tons | CHAMPION HEATING AND COOLING | HRCU-A-CB (Split System: Heat Pump with Remote Outdoor Unit-Air-Source) | HH836E2S11 |  |  | CTM36C5CDS1 | TM8Y100C20MP11 | 33400 | 17 | 8.5 | 30800 | 25200 | 81.82% | 2 | 0 | 11.7 |  |  |  |  | R-454B | 2.7833 | Residential & Commercial | USHP | Ducted CEE Tier 1
211386950 | Central HP <5.4 tons | FRASER-JOHNSTON | HRCU-A-CB (Split System: Heat Pump with Remote Outdoor Unit-Air-Source) | HMH72B341 |  |  | XAHB30CXXN1+TXV | TM9Y080B12MP11 | 32000 | 17 | 8.1 | 33400 | 23400 | 70.06% | 1.98 | 0 | 9 |  |  |  |  | R-410A | 2.6667 | Residential & Commercial | USHP
211385930 | Central HP <5.4 tons | FRASER-JOHNSTON | HRCU-A-CB (Split System: Heat Pump with Remote Outdoor Unit-Air-Source) | HMH72B341 |  |  | XAHC48FXXN1+TXV | TMLE080B12MP11 | 32800 | 16.5 | 8.1 | 32400 | 23800 | 73.46% | 2 | 0 | 9 |  |  |  |  | R-410A | 2.7333 | Residential & Commercial | USHP
216453083 | Central HP <5.4 tons | TRANE | HRCU-A-CB (Split System: Heat Pump with Remote Outdoor Unit-Air-Source) | 5TWV0X24A1 |  |  | 5PX*BD06AS3 | S8V2B080M4PDB | 22000 | 21.4 | 10 | 23400 | 18100 | 77.35% | 2.2 | 0 | 11.7 |  |  |  |  | R-454B | 1.8333 | Residential & Commercial | USHP | Ducted CEE Tier 1
211386765 | Central HP <5.4 tons | FRASER-JOHNSTON | HRCU-A-CB (Split System: Heat Pump with Remote Outdoor Unit-Air-Source) | HMH72B341 |  |  | XAFC36DBCN1 | TM9Y100C16MP11 | 34000 | 17 | 8.1 | 34000 | 24400 | 71.76% | 2.08 | 0 | 9.5 |  |  |  |  | R-410A | 2.8333 | Residential & Commercial | USHP
215942446 | Central HP <5.4 tons | DAY & NIGHT | HRCU-A-CB (Split System: Heat Pump with Remote Outdoor Unit-Air-Source) | C5H3V36*K*AAA* |  |  | EVM5X61M24A*+WALLCON | *97CMN0802120B* | 36000 | 22 | 8.5 | 37400 | 28200 | 75.4% | 2.04 | 0 | 12.5 |  |  |  |  | R-454B | 3 | Residential & Commercial | USHP | Ducted CEE Tier 1
214720107 | Central HP <5.4 tons | CHAMPION HEATING AND COOLING | HRCU-A-CB (Split System: Heat Pump with Remote Outdoor Unit-Air-Source) | HH836E2S11 |  |  | CTU48C5XFS1+TXV | TM8Y080C16MP11 | 33200 | 19 | 9 | 31400 | 25000 | 79.62% | 2 | 0 | 11 |  |  |  |  | R-454B | 2.7667 | Residential & Commercial | USHP | Ducted CEE Tier 1
214396399 | Central HP <5.4 tons | CHAMPION HEATING AND COOLING | HRCU-A-CB (Split System: Heat Pump with Remote Outdoor Unit-Air-Source) | HH836E2S11 |  |  | CTF36C5CDS1+JMC17C2SN1 | 0 | 34400 | 19 | 9 | 31600 | 25400 | 80.38% | 2 | 0 | 11.7 |  |  |  |  | R-454B | 2.8667 | Residential & Commercial | USHP | Ducted CEE Tier 1
214396446 | Central HP <5.4 tons | CHAMPION HEATING AND COOLING | HRCU-A-CB (Split System: Heat Pump with Remote Outdoor Unit-Air-Source) | HH836E2S11 |  |  | JHE36C5CD2SS1 | 0 | 33800 | 19 | 8.5 | 31000 | 25000 | 80.65% | 2 | 0 | 11.7 |  |  |  |  | R-454B | 2.8167 | Residential & Commercial | USHP | Ducted CEE Tier 1
214720219 | Central HP <5.4 tons | CHAMPION HEATING AND COOLING | HRCU-A-CB (Split System: Heat Pump with Remote Outdoor Unit-Air-Source) | HH836E2S11 |  |  | CTU48C5XFS1+TXV | Z8ES080C16SMPS1 | 34400 | 19 | 9 | 32200 | 25400 | 78.88% | 2 | 0 | 11 |  |  |  |  | R-454B | 2.8667 | Residential & Commercial | USHP | Ducted CEE Tier 1
214719685 | Central HP <5.4 tons | CHAMPION HEATING AND COOLING | HRCU-A-CB (Split System: Heat Pump with Remote Outdoor Unit-Air-Source) | HH836E2S11 |  |  | CTU36B5XDS1+TXV | TM8E100B12MP11 | 33200 | 18 | 8.5 | 31200 | 25200 | 80.77% | 2 | 0 | 11 |  |  |  |  | R-454B | 2.7667 | Residential & Commercial | USHP | Ducted CEE Tier 1
214719851 | Central HP <5.4 tons | CHAMPION HEATING AND COOLING | HRCU-A-CB (Split System: Heat Pump with Remote Outdoor Unit-Air-Source) | HH836E2S11 |  |  | CTU48C5XFS1+TXV | TM8E100C16MP11 | 33400 | 19 | 9 | 31400 | 25400 | 80.89% | 2 | 0 | 11 |  |  |  |  | R-454B | 2.7833 | Residential & Commercial | USHP | Ducted CEE Tier 1
214719866 | Central HP <5.4 tons | CHAMPION HEATING AND COOLING | HRCU-A-CB (Split System: Heat Pump with Remote Outdoor Unit-Air-Source) | HH836E2S11 |  |  | CTU48C5XFS1+TXV | TMLE120C20MP11 | 34400 | 17 | 8.5 | 32400 | 25600 | 79.01% | 2 | 0 | 11 |  |  |  |  | R-454B | 2.8667 | Residential & Commercial | USHP | Ducted CEE Tier 1
216769989 | Central HP <5.4 tons | AMERICAN STANDARD | HRCU-A-CB (Split System: Heat Pump with Remote Outdoor Unit-Air-Source) | 5A6H7036A1 |  |  | 5TXCC009AS3 | S8X1C100M5PTC | 34400 | 17 | 9 | 32600 | 24200 | 74.23% | 2.22 | 0 | 12 |  |  |  |  | R-454B | 2.8667 | Residential & Commercial | USHP | Ducted CEE Tier 1
216785681 | Central HP <5.4 tons | COLEMAN | HRCU-A-CB (Split System: Heat Pump with Remote Outdoor Unit-Air-Source) | HH860E2S11 |  |  | CTF60C5CGS1 | Z8ES100C16LMPS1 | 44000 | 18 | 9 | 44000 | 33200 | 75.45% | 2 | 0 | 12 |  |  |  |  | R-454B | 3.6667 | Residential & Commercial | USHP | Ducted CEE Tier 1
216786528 | Central HP <5.4 tons | COLEMAN | HRCU-A-CB (Split System: Heat Pump with Remote Outdoor Unit-Air-Source) | HH860E2S11 |  |  | CTU60D5XHS1+TXV | Z8ES130D20LMPS1 | 54000 | 19 | 9 | 53500 | 38500 | 71.96% | 2 | 0 | 12 |  |  |  |  | R-454B | 4.5 | Residential & Commercial | USHP | Ducted CEE Tier 1
215676709 | Central HP <5.4 tons | DAY & NIGHT | HRCU-A-CB (Split System: Heat Pump with Remote Outdoor Unit-Air-Source) | C5H0V48*K*AAA* |  |  | EVD5X61M21A*+WALLCON | *80CTL0451712B* | 48000 | 18.5 | 9 | 50000 | 37600 | 75.2% | 1.98 | 0 | 9.5 |  |  |  |  | R-454B | 4 | Residential & Commercial | USHP
215676929 | Central HP <5.4 tons | DAY & NIGHT | HRCU-A-CB (Split System: Heat Pump with Remote Outdoor Unit-Air-Source) | C5H0V48*K*AAA* |  |  | EVD5X61M24A*+WALLCON | *97CMN1002122B* | 48500 | 19.5 | 9.5 | 50000 | 36800 | 73.6% | 2.12 | 0 | 10.5 |  |  |  |  | R-454B | 4.0417 | Residential & Commercial | USHP | Ducted CEE Tier 1
214241954 | Central HP <5.4 tons | TEMPSTAR | HRCU-A-CB (Split System: Heat Pump with Remote Outdoor Unit-Air-Source) | TVH825GKA3* |  |  | EN(A,D)4X36L21**+WALLCON | *97CMN1002122B* | 23600 | 16.5 | 8.1 | 21400 | 16700 | 78.04% | 1.92 | 0 | 11 |  |  |  |  | R-410A | 1.9667 | Residential & Commercial | USHP | Ducted CEE Tier 1
214719871 | Central HP <5.4 tons | CHAMPION HEATING AND COOLING | HRCU-A-CB (Split System: Heat Pump with Remote Outdoor Unit-Air-Source) | HH836E2S11 |  |  | CTU48C5XFS1+TXV | TL9E080C16UH11 | 33400 | 18 | 9 | 31400 | 25400 | 80.89% | 2 | 0 | 11 |  |  |  |  | R-454B | 2.7833 | Residential & Commercial | USHP | Ducted CEE Tier 1
214719928 | Central HP <5.4 tons | CHAMPION HEATING AND COOLING | HRCU-A-CB (Split System: Heat Pump with Remote Outdoor Unit-Air-Source) | HH836E2S11 |  |  | CTU48C5XFS1+TXV | Z8ES080C20SMPS1 | 34200 | 19 | 9 | 32000 | 25400 | 79.38% | 2 | 0 | 11 |  |  |  |  | R-454B | 2.85 | Residential & Commercial | USHP | Ducted CEE Tier 1
214719989 | Central HP <5.4 tons | CHAMPION HEATING AND COOLING | HRCU-A-CB (Split System: Heat Pump with Remote Outdoor Unit-Air-Source) | HH836E2S11 |  |  | CTU48C5XFS1+TXV | TM9E080C16MP12 | 33400 | 19 | 9 | 31400 | 25400 | 80.89% | 2 | 0 | 11 |  |  |  |  | R-454B | 2.7833 | Residential & Commercial | USHP | Ducted CEE Tier 1
214396426 | Central HP <5.4 tons | CHAMPION HEATING AND COOLING | HRCU-A-CB (Split System: Heat Pump with Remote Outdoor Unit-Air-Source) | HH836E2S11 |  |  | CTM36B5CDS1 | TM9E060B12MP12 | 33000 | 17 | 8.5 | 31400 | 25400 | 80.89% | 2 | 0 | 11 |  |  |  |  | R-454B | 2.75 | Residential & Commercial | USHP | Ducted CEE Tier 1
214396526 | Central HP <5.4 tons | CHAMPION HEATING AND COOLING | HRCU-A-CB (Split System: Heat Pump with Remote Outdoor Unit-Air-Source) | HH836E2S11 |  |  | CTM48C5CFS1 | TM8V080C16MP12 | 33000 | 19 | 9 | 31200 | 25200 | 80.77% | 2 | 0 | 11 |  |  |  |  | R-454B | 2.75 | Residential & Commercial | USHP | Ducted CEE Tier 1
216735880 | Central HP <5.4 tons | COMFORTMAKER | HRCU-A-CB (Split System: Heat Pump with Remote Outdoor Unit-Air-Source) | D5CUHAH24AAK |  |  | EA*5X37M21A* | *96VSN0801716B* | 23200 | 16.5 | 8.5 | 20800 | 18500 | 88.94% | 1.96 | 0 | 11 |  |  |  |  | R-454B | 1.9333 | Residential & Commercial | USHP | Ducted CEE Tier 1
216769572 | Central HP <5.4 tons | LENNOX | HRCU-A-CB (Split System: Heat Pump with Remote Outdoor Unit-Air-Source) | EL18KSLV-024-230A** |  |  | CK40HT-24B-**+TDR | SL297UH040NV36B* | 24000 | 17.65 | 9 | 24000 | 20800 | 86.67% | 1.8 | 0 | 12 |  |  |  |  | R-454B | 2 | Residential & Commercial | USHP | Ducted CEE Tier 1
216675415 | Central HP <5.4 tons | DAY & NIGHT | HRCU-A-CB (Split System: Heat Pump with Remote Outdoor Unit-Air-Source) | D5CURAH24AAK |  |  | EA*5X36M17A* | *80CSU0401712A* | 24400 | 16 | 9 | 24200 | 19400 | 80.17% | 2.02 | 0 | 10 |  |  |  |  | R-454B | 2.0333 | Residential & Commercial | USHP | Ducted CEE Tier 1
216675497 | Central HP <5.4 tons | DAY & NIGHT | HRCU-A-CB (Split System: Heat Pump with Remote Outdoor Unit-Air-Source) | D5CURAH24AAK |  |  | EA*5X36M17A* | *80CSU0601716A* | 24400 | 16 | 9 | 24200 | 19500 | 80.58% | 2.02 | 0 | 10 |  |  |  |  | R-454B | 2.0333 | Residential & Commercial | USHP | Ducted CEE Tier 1
216643251 | Central HP <5.4 tons | HEIL | HRCU-A-CB (Split System: Heat Pump with Remote Outdoor Unit-Air-Source) | D5CUHAH18AAK |  |  | EA*5X19M17A* | *80MS(N,L)0701412A* | 18400 | 15.2 | 10.5 | 20000 | 17700 | 88.5% | 2 | 0 | 11.5 |  |  |  |  | R-454B | 1.5333 | Residential & Commercial | USHP | Ducted CEE Tier 1
215939971 | Central HP <5.4 tons | KEEPRITE | HRCU-A-CB (Split System: Heat Pump with Remote Outdoor Unit-Air-Source) | C5H3V36*K*AAA* |  |  | ESH5X36M12A*+WALLCON | *97CTN0601716A* | 33000 | 18 | 9 | 35600 | 27400 | 76.97% | 1.9 | 0 | 10.5 |  |  |  |  | R-454B | 2.75 | Residential & Commercial | USHP | Ducted CEE Tier 1
215940001 | Central HP <5.4 tons | KEEPRITE | HRCU-A-CB (Split System: Heat Pump with Remote Outdoor Unit-Air-Source) | C5H3V36*K*AAA* |  |  | ESH5X36M12A*+WALLCON | *97CTN1002122A* | 33400 | 19 | 9 | 34800 | 26600 | 76.44% | 1.92 | 0 | 11 |  |  |  |  | R-454B | 2.7833 | Residential & Commercial | USHP | Ducted CEE Tier 1
215940021 | Central HP <5.4 tons | KEEPRITE | HRCU-A-CB (Split System: Heat Pump with Remote Outdoor Unit-Air-Source) | C5H3V36*K*AAA* |  |  | ESH5X42M12A*+WALLCON | *96CTN0802120B* | 33600 | 19 | 9 | 34800 | 26600 | 76.44% | 1.92 | 0 | 11.5 |  |  |  |  | R-454B | 2.8 | Residential & Commercial | USHP | Ducted CEE Tier 1
215940101 | Central HP <5.4 tons | KEEPRITE | HRCU-A-CB (Split System: Heat Pump with Remote Outdoor Unit-Air-Source) | C5H3V36*K*AAA* |  |  | ESH5X48M12A*+WALLCON | *96CTN0802120B* | 33800 | 19.5 | 9 | 34800 | 26600 | 76.44% | 1.94 | 0 | 11.5 |  |  |  |  | R-454B | 2.8167 | Residential & Commercial | USHP | Ducted CEE Tier 1
215940471 | Central HP <5.4 tons | KEEPRITE | HRCU-A-CB (Split System: Heat Pump with Remote Outdoor Unit-Air-Source) | C5H3V36*K*AAA* |  |  | EVM5X60M24A*+WALLCON | *96CTN0802120B* | 35400 | 21.5 | 8.5 | 38000 | 28600 | 75.26% | 2.04 | 0 | 12 |  |  |  |  | R-454B | 2.95 | Residential & Commercial | USHP | Ducted CEE Tier 1
215939851 | Central HP <5.4 tons | KEEPRITE | HRCU-A-CB (Split System: Heat Pump with Remote Outdoor Unit-Air-Source) | C5H3V36*K*AAA* |  |  | EA*5X61M21A*+WALLCON | *80CSU0601716B* | 34400 | 20.5 | 9.5 | 34400 | 26000 | 75.58% | 2.06 | 0 | 12 |  |  |  |  | R-454B | 2.8667 | Residential & Commercial | USHP | Ducted CEE Tier 1
216786558 | Central HP <5.4 tons | COLEMAN | HRCU-A-CB (Split System: Heat Pump with Remote Outdoor Unit-Air-Source) | HH860E2S11 |  |  | CTM60C5CGS1 | Z8ES120C16LMPS1 | 44000 | 18 | 9 | 44000 | 33000 | 75% | 2 | 0 | 12 |  |  |  |  | R-454B | 3.6667 | Residential & Commercial | USHP | Ducted CEE Tier 1
213770551 | Central HP <5.4 tons | DAY & NIGHT | HRCU-A-CB (Split System: Heat Pump with Remote Outdoor Unit-Air-Source) | CVH825GKA2* |  |  | EA*4X24L17A*+WALLCON | *97CMN0801714B* | 23200 | 16 | 8.1 | 22000 | 16800 | 76.36% | 1.9 | 0 | 10.5 |  |  |  |  | R-410A | 1.9333 | Residential & Commercial | USHP | Ducted CEE Tier 1
213771201 | Central HP <5.4 tons | DAY & NIGHT | HRCU-A-CB (Split System: Heat Pump with Remote Outdoor Unit-Air-Source) | CVH825GKA2* |  |  | EA*4X37L21A*+WALLCON | *97CMN0801714B* | 24400 | 16.5 | 8.1 | 21200 | 16700 | 78.77% | 2.02 | 0 | 11 |  |  |  |  | R-410A | 2.0333 | Residential & Commercial | USHP | Ducted CEE Tier 1
214398084 | Central HP <5.4 tons | CHAMPION HEATING AND COOLING | HRCU-A-CB (Split System: Heat Pump with Remote Outdoor Unit-Air-Source) | HH836E2S11 |  |  | CTM48C5CFS1 | TP9C100C16MP13 | 33200 | 19 | 9 | 31200 | 25200 | 80.77% | 2 | 0 | 11 |  |  |  |  | R-454B | 2.7667 | Residential & Commercial | USHP | Ducted CEE Tier 1
213298106 | Central HP <5.4 tons | CHAMPION HEATING AND COOLING | HRCU-A-CB (Split System: Heat Pump with Remote Outdoor Unit-Air-Source) | HMH72B341 |  |  | XAFB36DBCN1+JMET12BS2N1 | 0 | 34000 | 18.5 | 8.5 | 33800 | 23800 | 70.41% | 2.12 | 0 | 10.5 |  |  |  |  | R-410A | 2.8333 | Residential & Commercial | USHP | Ducted CEE Tier 1
214398521 | Central HP <5.4 tons | CHAMPION HEATING AND COOLING | HRCU-A-CB (Split System: Heat Pump with Remote Outdoor Unit-Air-Source) | HH836E2S11 |  |  | CTF36C5CDS1 | TM9E100C20MP12 | 34600 | 17 | 8.5 | 32600 | 26800 | 82.21% | 2 | 0 | 11 |  |  |  |  | R-454B | 2.8833 | Residential & Commercial | USHP | Ducted CEE Tier 1
214398536 | Central HP <5.4 tons | CHAMPION HEATING AND COOLING | HRCU-A-CB (Split System: Heat Pump with Remote Outdoor Unit-Air-Source) | HH836E2S11 |  |  | CTF36B5CDS1 | TM9V080B12MP12 | 33000 | 18 | 8.5 | 30800 | 25000 | 81.17% | 2 | 0 | 11 |  |  |  |  | R-454B | 2.75 | Residential & Commercial | USHP | Ducted CEE Tier 1
213771251 | Central HP <5.4 tons | DAY & NIGHT | HRCU-A-CB (Split System: Heat Pump with Remote Outdoor Unit-Air-Source) | CVH825GKA2* |  |  | EA*4X42L21A*+WALLCON | *80CTL0451712B* | 23600 | 16.5 | 8.1 | 21600 | 16700 | 77.31% | 1.94 | 0 | 10.5 |  |  |  |  | R-410A | 1.9667 | Residential & Commercial | USHP | Ducted CEE Tier 1
214397294 | Central HP <5.4 tons | CHAMPION HEATING AND COOLING | HRCU-A-CB (Split System: Heat Pump with Remote Outdoor Unit-Air-Source) | HH836E2S11 |  |  | CTF36B5CDS1+JME12B2SN1 | 0 | 33400 | 19 | 9 | 30400 | 24800 | 81.58% | 2 | 0 | 12 |  |  |  |  | R-454B | 2.7833 | Residential & Commercial | USHP | Ducted CEE Tier 1
214397346 | Central HP <5.4 tons | CHAMPION HEATING AND COOLING | HRCU-A-CB (Split System: Heat Pump with Remote Outdoor Unit-Air-Source) | HH836E2S11 |  |  | CTM48C5CFS1+JMC17C2SN1 | 0 | 34000 | 19 | 9 | 31400 | 25000 | 79.62% | 2 | 0 | 11.7 |  |  |  |  | R-454B | 2.8333 | Residential & Commercial | USHP | Ducted CEE Tier 1
214397378 | Central HP <5.4 tons | CHAMPION HEATING AND COOLING | HRCU-A-CB (Split System: Heat Pump with Remote Outdoor Unit-Air-Source) | HH836E2S11 |  |  | CTF48C5CFS1 | TP9C100C20MP13 | 34200 | 18 | 9 | 32600 | 25800 | 79.14% | 2 | 0 | 11 |  |  |  |  | R-454B | 2.85 | Residential & Commercial | USHP | Ducted CEE Tier 1
216508734 | Central HP <5.4 tons | CHAMPION HEATING AND COOLING | HRCU-A-CB (Split System: Heat Pump with Remote Outdoor Unit-Air-Source) | HH836E2S11 |  |  | CTF30A5ADS1 | Z8ES040A12SMPS1 | 33000 | 18 | 8.5 | 30400 | 24800 | 81.58% | 2 | 0 | 11.7 |  |  |  |  | R-454B | 2.75 | Residential & Commercial | USHP | Ducted CEE Tier 1
216508739 | Central HP <5.4 tons | CHAMPION HEATING AND COOLING | HRCU-A-CB (Split System: Heat Pump with Remote Outdoor Unit-Air-Source) | HH836E2S11 |  |  | CTF30A5ADS1 | TMLE040A12MP11 | 33000 | 18 | 8.5 | 31000 | 25400 | 81.94% | 2 | 0 | 11 |  |  |  |  | R-454B | 2.75 | Residential & Commercial | USHP | Ducted CEE Tier 1
213771401 | Central HP <5.4 tons | DAY & NIGHT | HRCU-A-CB (Split System: Heat Pump with Remote Outdoor Unit-Air-Source) | CVH825GKA2* |  |  | EA*4X42L24A*+WALLCON | *97CMN1002122B* | 23800 | 16.5 | 8.1 | 21400 | 16600 | 77.57% | 1.96 | 0 | 11 |  |  |  |  | R-410A | 1.9833 | Residential & Commercial | USHP | Ducted CEE Tier 1
216374751 | Central HP <5.4 tons | CHAMPION HEATING AND COOLING | HRCU-A-CB (Split System: Heat Pump with Remote Outdoor Unit-Air-Source) | HH836E2S11 |  |  | CTF36C5CDS1 | Z9ET100C20SMPS1 | 33600 | 17 | 8.5 | 31000 | 23600 | 76.13% | 2 | 0 | 11.7 |  |  |  |  | R-454B | 2.8 | Residential & Commercial | USHP | Ducted CEE Tier 1
214397650 | Central HP <5.4 tons | CHAMPION HEATING AND COOLING | HRCU-A-CB (Split System: Heat Pump with Remote Outdoor Unit-Air-Source) | HH836E2S11 |  |  | CTF48C5CFS1 | TM9V100C16MP12 | 33200 | 18 | 9 | 31200 | 25200 | 80.77% | 2 | 0 | 11 |  |  |  |  | R-454B | 2.7667 | Residential & Commercial | USHP | Ducted CEE Tier 1
214397717 | Central HP <5.4 tons | CHAMPION HEATING AND COOLING | HRCU-A-CB (Split System: Heat Pump with Remote Outdoor Unit-Air-Source) | HH836E2S11 |  |  | CTF36C5CDS1 | TM9V100C16MP12 | 33800 | 18 | 8.5 | 31400 | 25600 | 81.53% | 2 | 0 | 11 |  |  |  |  | R-454B | 2.8167 | Residential & Commercial | USHP | Ducted CEE Tier 1
213297471 | Central HP <5.4 tons | CHAMPION HEATING AND COOLING | HRCU-A-CB (Split System: Heat Pump with Remote Outdoor Unit-Air-Source) | HMH72B341 |  |  | XAFB36DXXN1+TXV | Z9ES060B12SMPS1 | 34000 | 17 | 8.1 | 33400 | 23800 | 71.26% | 2.04 | 0 | 9.5 |  |  |  |  | R-410A | 2.8333 | Residential & Commercial | USHP
213297501 | Central HP <5.4 tons | CHAMPION HEATING AND COOLING | HRCU-A-CB (Split System: Heat Pump with Remote Outdoor Unit-Air-Source) | HMH72B341 |  |  | XAFC48FBCN1 | Z8ET080C16LMPS1 | 33600 | 17.5 | 8.5 | 32800 | 23200 | 70.73% | 2.08 | 0 | 9.5 |  |  |  |  | R-410A | 2.8 | Residential & Commercial | USHP
213297536 | Central HP <5.4 tons | CHAMPION HEATING AND COOLING | HRCU-A-CB (Split System: Heat Pump with Remote Outdoor Unit-Air-Source) | HMH72B341 |  |  | XAHC36DBCN1 | Z8ES120C16LMPS1 | 34000 | 17.5 | 8.1 | 33400 | 24000 | 71.86% | 2.08 | 0 | 9.5 |  |  |  |  | R-410A | 2.8333 | Residential & Commercial | USHP
215675619 | Central HP <5.4 tons | DAY & NIGHT | HRCU-A-CB (Split System: Heat Pump with Remote Outdoor Unit-Air-Source) | C5H0V48*K*AAA* |  |  | EVM5X49M21A*+WALLCON | *97CMN0801714B* | 47500 | 18.5 | 9 | 50000 | 37400 | 74.8% | 1.98 | 0 | 10 |  |  |  |  | R-454B | 3.9583 | Residential & Commercial | USHP | Ducted CEE Tier 1
216675776 | Central HP <5.4 tons | COMFORTMAKER | HRCU-A-CB (Split System: Heat Pump with Remote Outdoor Unit-Air-Source) | D5CURAH24AAK |  |  | EA*5X24M17A* | *80MS(N,L)0701412A* | 23400 | 15.2 | 8.5 | 24600 | 19600 | 79.67% | 1.9 | 0 | 9.8 |  |  |  |  | R-454B | 1.95 | Residential & Commercial | USHP
216612219 | Central HP <5.4 tons | TRANE | HRCU-A-CB (Split System: Heat Pump with Remote Outdoor Unit-Air-Source) | 5TWV0X24A1 |  |  | 5TXCB006AS3 | S8V2B060M4PCB | 22000 | 21.4 | 10 | 22600 | 18100 | 80.09% | 2.2 | 0 | 12 |  |  |  |  | R-454B | 1.8333 | Residential & Commercial | USHP | Ducted CEE Tier 1
216785062 | Central HP <5.4 tons | COLEMAN | HRCU-A-CB (Split System: Heat Pump with Remote Outdoor Unit-Air-Source) | HH860E2S11 |  |  | CTM60C5CGS1 | Z8ES120C20LMPS1 | 44000 | 18 | 9 | 44500 | 33400 | 75.06% | 2 | 0 | 11.7 |  |  |  |  | R-454B | 3.6667 | Residential & Commercial | USHP | Ducted CEE Tier 1
216644412 | Central HP <5.4 tons | COMFORTMAKER | HRCU-A-CB (Split System: Heat Pump with Remote Outdoor Unit-Air-Source) | D5CUHAH18AAK |  |  | EA*5X19M17A* | *96VTN0601412B* | 18000 | 15.2 | 9 | 19800 | 17700 | 89.39% | 1.9 | 0 | 11 |  |  |  |  | R-454B | 1.5 | Residential & Commercial | USHP | Ducted CEE Tier 1
216776013 | Central HP <5.4 tons | LENNOX | HRCU-A-CB (Split System: Heat Pump with Remote Outdoor Unit-Air-Source) | SL22KLV-024-230A** |  |  | CBK48MVT-018/024-230-** | 0 | 22200 | 19.5 | 9 | 17900 | 21800 | 121.8% | 2.14 | 0 | 12.6 |  |  |  |  | R-454B | 1.85 | Residential & Commercial | USHP | Ducted CEE Tier 1
214239722 | Central HP <5.4 tons | TEMPSTAR | HRCU-A-CB (Split System: Heat Pump with Remote Outdoor Unit-Air-Source) | TVH837GKA** |  |  | END4X42L17**+WALLCON | *96CTN0801714B* | 32000 | 16.5 | 8.1 | 33000 | 24800 | 75.15% | 1.9 | 0 | 11 |  |  |  |  | R-410A | 2.6667 | Residential & Commercial | USHP | Ducted CEE Tier 1
213297621 | Central HP <5.4 tons | CHAMPION HEATING AND COOLING | HRCU-A-CB (Split System: Heat Pump with Remote Outdoor Unit-Air-Source) | HMH72B341 |  |  | XAHC36DBCN1 | Z8ES080C16SMPS1 | 34000 | 17.5 | 8.5 | 33400 | 23600 | 70.66% | 2.08 | 0 | 10 |  |  |  |  | R-410A | 2.8333 | Residential & Commercial | USHP | Ducted CEE Tier 1
213298056 | Central HP <5.4 tons | CHAMPION HEATING AND COOLING | HRCU-A-CB (Split System: Heat Pump with Remote Outdoor Unit-Air-Source) | HMH72B341 |  |  | XAFC36DBCN1 | Z8ES080B12LMPS1 | 34000 | 18 | 8.1 | 33400 | 24000 | 71.86% | 2.08 | 0 | 10 |  |  |  |  | R-410A | 2.8333 | Residential & Commercial | USHP | Ducted CEE Tier 1
213297286 | Central HP <5.4 tons | CHAMPION HEATING AND COOLING | HRCU-A-CB (Split System: Heat Pump with Remote Outdoor Unit-Air-Source) | HMH72B341 |  |  | XAUB30CXXN1+TXV | Z9ES060B12SMPS1 | 32400 | 17 | 8.1 | 33000 | 23200 | 70.3% | 2.02 | 0 | 9.5 |  |  |  |  | R-410A | 2.7 | Residential & Commercial | USHP
213297301 | Central HP <5.4 tons | CHAMPION HEATING AND COOLING | HRCU-A-CB (Split System: Heat Pump with Remote Outdoor Unit-Air-Source) | HMH72B341 |  |  | XAFC36DXXN1+TXV | Z8ET100C16LMPS1 | 34000 | 18 | 8.5 | 33400 | 24200 | 72.46% | 2.12 | 0 | 9.5 |  |  |  |  | R-410A | 2.8333 | Residential & Commercial | USHP
213297486 | Central HP <5.4 tons | CHAMPION HEATING AND COOLING | HRCU-A-CB (Split System: Heat Pump with Remote Outdoor Unit-Air-Source) | HMH72B341 |  |  | XAFC30CXXN1+TXV | Z8ET120C20LMPS1 | 33600 | 18.5 | 8.5 | 33000 | 23400 | 70.91% | 2.06 | 0 | 9.5 |  |  |  |  | R-410A | 2.8 | Residential & Commercial | USHP
213297836 | Central HP <5.4 tons | CHAMPION HEATING AND COOLING | HRCU-A-CB (Split System: Heat Pump with Remote Outdoor Unit-Air-Source) | HMH72B341 |  |  | XAUB30CXXN1+TXV | Z8ES080B12LMPS1 | 33000 | 18 | 8.5 | 33000 | 23400 | 70.91% | 2.04 | 0 | 9.5 |  |  |  |  | R-410A | 2.75 | Residential & Commercial | USHP
216801888 | Central HP <5.4 tons | CHAMPION HEATING AND COOLING | HRCU-A-CB (Split System: Heat Pump with Remote Outdoor Unit-Air-Source) | HH860E2S11 |  |  | CTF60C5CGS1 | Z8ET100C16LMPS1 | 45000 | 17 | 9 | 45500 | 32600 | 71.65% | 2 | 0 | 11 |  |  |  |  | R-454B | 3.75 | Residential & Commercial | USHP | Ducted CEE Tier 1
214397439 | Central HP <5.4 tons | COLEMAN | HRCU-A-CB (Split System: Heat Pump with Remote Outdoor Unit-Air-Source) | HH860E2S11 |  |  | CTM60C5CGS1 | TMLE080C16MP11 | 44500 | 18 | 9 | 45500 | 34200 | 75.16% | 2 | 0 | 11 |  |  |  |  | R-454B | 3.7083 | Residential & Commercial | USHP | Ducted CEE Tier 1
214396562 | Central HP <5.4 tons | COLEMAN | HRCU-A-CB (Split System: Heat Pump with Remote Outdoor Unit-Air-Source) | HH860E2S11 |  |  | CTF60C5CGS1 | TL8E100C20UH11 | 45000 | 18 | 9 | 45000 | 33400 | 74.22% | 2 | 0 | 11.7 |  |  |  |  | R-454B | 3.75 | Residential & Commercial | USHP | Ducted CEE Tier 1
214397187 | Central HP <5.4 tons | COLEMAN | HRCU-A-CB (Split System: Heat Pump with Remote Outdoor Unit-Air-Source) | HH860E2S11 |  |  | CTM60D5CHS1 | CP9C120D20MP13 | 54000 | 19 | 9 | 54000 | 39000 | 72.22% | 2 | 0 | 11 |  |  |  |  | R-454B | 4.5 | Residential & Commercial | USHP | Ducted CEE Tier 1
214396619 | Central HP <5.4 tons | COLEMAN | HRCU-A-CB (Split System: Heat Pump with Remote Outdoor Unit-Air-Source) | HH860E2S11 |  |  | CTF60D5CGS1 | TM8E130D20MP11 | 46000 | 18 | 9 | 47500 | 35200 | 74.11% | 2 | 0 | 11 |  |  |  |  | R-454B | 3.8333 | Residential & Commercial | USHP | Ducted CEE Tier 1
214396644 | Central HP <5.4 tons | COLEMAN | HRCU-A-CB (Split System: Heat Pump with Remote Outdoor Unit-Air-Source) | HH860E2S11 |  |  | CTM60C5CGS1 | TPLC080C16MP13 | 44000 | 18 | 9 | 44500 | 33600 | 75.51% | 2 | 0 | 11.7 |  |  |  |  | R-454B | 3.6667 | Residential & Commercial | USHP | Ducted CEE Tier 1
214397239 | Central HP <5.4 tons | COLEMAN | HRCU-A-CB (Split System: Heat Pump with Remote Outdoor Unit-Air-Source) | HH836E2S11 |  |  | CTF36B5CDS1 | TM8E100B12MP11 | 33200 | 18 | 8.5 | 31200 | 25200 | 80.77% | 2 | 0 | 11 |  |  |  |  | R-454B | 2.7667 | Residential & Commercial | USHP | Ducted CEE Tier 1
216783411 | Central HP <5.4 tons | COLEMAN | HRCU-A-CB (Split System: Heat Pump with Remote Outdoor Unit-Air-Source) | HH836E2S11 |  |  | CTF36C5CDS1 | Z8ES080C20LMPS1 | 35000 | 19 | 8.5 | 32800 | 27000 | 82.32% | 2 | 0 | 11 |  |  |  |  | R-454B | 2.9167 | Residential & Commercial | USHP | Ducted CEE Tier 1
214397687 | Central HP <5.4 tons | CHAMPION HEATING AND COOLING | HRCU-A-CB (Split System: Heat Pump with Remote Outdoor Unit-Air-Source) | HH836E2S11 |  |  | CTF36C5CDS1 | TM8E120C20MP11 | 34600 | 17 | 8.5 | 32600 | 26600 | 81.6% | 2 | 0 | 11 |  |  |  |  | R-454B | 2.8833 | Residential & Commercial | USHP | Ducted CEE Tier 1
214397764 | Central HP <5.4 tons | CHAMPION HEATING AND COOLING | HRCU-A-CB (Split System: Heat Pump with Remote Outdoor Unit-Air-Source) | HH836E2S11 |  |  | CTF36C5CDS1 | TPLC100C16MP13 | 34000 | 18 | 8.5 | 31600 | 26000 | 82.28% | 2 | 0 | 11 |  |  |  |  | R-454B | 2.8333 | Residential & Commercial | USHP | Ducted CEE Tier 1
210474271 | Central HP <5.4 tons | TEMPSTAR | HRCU-A-CB (Split System: Heat Pump with Remote Outdoor Unit-Air-Source) | TVH825GKA3* |  |  | EHD4X42AAL+WALLCON | *80CSU0601716A* | 24200 | 16 | 8.1 | 21400 | 16600 | 77.57% | 2 | 0 | 10.5 |  |  |  |  | R-410A | 2.0167 | Residential & Commercial | USHP | Ducted CEE Tier 1
214720162 | Central HP <5.4 tons | CHAMPION HEATING AND COOLING | HRCU-A-CB (Split System: Heat Pump with Remote Outdoor Unit-Air-Source) | HH860E2S11 |  |  | CTU60C5XGS1+TXV | TM8E100C16MP11 | 44500 | 18 | 9 | 45500 | 34200 | 75.16% | 2 | 0 | 11 |  |  |  |  | R-454B | 3.7083 | Residential & Commercial | USHP | Ducted CEE Tier 1
213297891 | Central HP <5.4 tons | CHAMPION HEATING AND COOLING | HRCU-A-CB (Split System: Heat Pump with Remote Outdoor Unit-Air-Source) | HMH72B341 |  |  | XAUB30CXXN1+TXV | Z9ES080B12SMPS1 | 32600 | 17 | 8.1 | 33000 | 23200 | 70.3% | 2.02 | 0 | 9.5 |  |  |  |  | R-410A | 2.7167 | Residential & Commercial | USHP
214609121 | Central HP <5.4 tons | COLEMAN | HRCU-A-CB (Split System: Heat Pump with Remote Outdoor Unit-Air-Source) | HH836E2S11 |  |  | CTF48C5CFS1 | Z9ES080C20SMPS1 | 34200 | 18 | 9 | 32000 | 25600 | 80% | 2 | 0 | 11 |  |  |  |  | R-454B | 2.85 | Residential & Commercial | USHP | Ducted CEE Tier 1
216439956 | Central HP <5.4 tons | TRANE | HRCU-A-CB (Split System: Heat Pump with Remote Outdoor Unit-Air-Source) | 5TWV0X24A1 |  |  | 5PX*B003AS3 | S9V2B040D3PSC+LRP | 19200 | 17.1 | 9 | 22800 | 16900 | 74.12% | 2 | 0 | 11 |  |  |  |  | R-454B | 1.6 | Residential & Commercial | USHP | Ducted CEE Tier 1
214396438 | Central HP <5.4 tons | COLEMAN | HRCU-A-CB (Split System: Heat Pump with Remote Outdoor Unit-Air-Source) | HH836E2S11 |  |  | CTM36B5CDS1 | TM9E080B12MP12 | 33400 | 17 | 8.5 | 31800 | 26000 | 81.76% | 2 | 0 | 11 |  |  |  |  | R-454B | 2.7833 | Residential & Commercial | USHP | Ducted CEE Tier 1
214396488 | Central HP <5.4 tons | COLEMAN | HRCU-A-CB (Split System: Heat Pump with Remote Outdoor Unit-Air-Source) | HH836E2S11 |  |  | CTF48C5CFS1+JMC17C2SN1 | 0 | 34400 | 19 | 9 | 32000 | 25200 | 78.75% | 2 | 0 | 11.7 |  |  |  |  | R-454B | 2.8667 | Residential & Commercial | USHP | Ducted CEE Tier 1
214609087 | Central HP <5.4 tons | COLEMAN | HRCU-A-CB (Split System: Heat Pump with Remote Outdoor Unit-Air-Source) | HH860E2S11 |  |  | CTF60C5CGS1 | Z9ES100C16SMPS1 | 45500 | 18 | 9 | 46500 | 34200 | 73.55% | 2 | 0 | 11 |  |  |  |  | R-454B | 3.7917 | Residential & Commercial | USHP | Ducted CEE Tier 1
214396508 | Central HP <5.4 tons | COLEMAN | HRCU-A-CB (Split System: Heat Pump with Remote Outdoor Unit-Air-Source) | HH836E2S11 |  |  | CTM48C5CFS1 | TM8Y120C20MP11 | 34600 | 19 | 9 | 32600 | 25800 | 79.14% | 2 | 0 | 11 |  |  |  |  | R-454B | 2.8833 | Residential & Commercial | USHP | Ducted CEE Tier 1
216784744 | Central HP <5.4 tons | CHAMPION HEATING AND COOLING | HRCU-A-CB (Split System: Heat Pump with Remote Outdoor Unit-Air-Source) | HH860E2S11 |  |  | CTM60C5CHS1 | Z8ES120C20LMPS1 | 53500 | 19 | 9 | 53500 | 38000 | 71.03% | 2 | 0 | 11.7 |  |  |  |  | R-454B | 4.4583 | Residential & Commercial | USHP | Ducted CEE Tier 1
213297936 | Central HP <5.4 tons | CHAMPION HEATING AND COOLING | HRCU-A-CB (Split System: Heat Pump with Remote Outdoor Unit-Air-Source) | HMH72B341 |  |  | XAUB36DXXN1+TXV | Z8ET080B12LMPS1 | 34000 | 18.5 | 8.1 | 33400 | 24000 | 71.86% | 2.08 | 0 | 9.5 |  |  |  |  | R-410A | 2.8333 | Residential & Commercial | USHP
213298021 | Central HP <5.4 tons | CHAMPION HEATING AND COOLING | HRCU-A-CB (Split System: Heat Pump with Remote Outdoor Unit-Air-Source) | HMH72B341 |  |  | XAFC36DXXN1+TXV | Z8ES080C16SMPS1 | 34000 | 18 | 8.5 | 33400 | 24200 | 72.46% | 2.14 | 0 | 10 |  |  |  |  | R-410A | 2.8333 | Residential & Commercial | USHP | Ducted CEE Tier 1
216785461 | Central HP <5.4 tons | CHAMPION HEATING AND COOLING | HRCU-A-CB (Split System: Heat Pump with Remote Outdoor Unit-Air-Source) | HH860E2S11 |  |  | CTF60C5CHS1 | Z8ES100C20LMPS1 | 53500 | 19 | 9 | 53500 | 38000 | 71.03% | 2 | 0 | 12 |  |  |  |  | R-454B | 4.4583 | Residential & Commercial | USHP | Ducted CEE Tier 1
216782619 | Central HP <5.4 tons | CHAMPION HEATING AND COOLING | HRCU-A-CB (Split System: Heat Pump with Remote Outdoor Unit-Air-Source) | HH860E2S11 |  |  | CTM60C5CHS1 | Z8ES100C20LMPS1 | 53500 | 19 | 9 | 53500 | 38500 | 71.96% | 2 | 0 | 12 |  |  |  |  | R-454B | 4.4583 | Residential & Commercial | USHP | Ducted CEE Tier 1
216782635 | Central HP <5.4 tons | CHAMPION HEATING AND COOLING | HRCU-A-CB (Split System: Heat Pump with Remote Outdoor Unit-Air-Source) | HH860E2S11 |  |  | CTF60C5CGS1 | Z8ES120C16LMPS1 | 44000 | 18 | 9 | 43500 | 33000 | 75.86% | 2 | 0 | 12 |  |  |  |  | R-454B | 3.6667 | Residential & Commercial | USHP | Ducted CEE Tier 1
214396582 | Central HP <5.4 tons | CHAMPION HEATING AND COOLING | HRCU-A-CB (Split System: Heat Pump with Remote Outdoor Unit-Air-Source) | HH860E2S11 |  |  | CTF60C5CGS1+JMC16C2SN1 | 0 | 45000 | 19 | 9 | 45000 | 33600 | 74.67% | 2 | 0 | 12 |  |  |  |  | R-454B | 3.75 | Residential & Commercial | USHP | Ducted CEE Tier 1
213297966 | Central HP <5.4 tons | CHAMPION HEATING AND COOLING | HRCU-A-CB (Split System: Heat Pump with Remote Outdoor Unit-Air-Source) | HMH72B341 |  |  | XAHC36DXXN1+TXV | Z8ES100C16LMPS1 | 34000 | 17.5 | 8.1 | 33400 | 24000 | 71.86% | 2.08 | 0 | 9.5 |  |  |  |  | R-410A | 2.8333 | Residential & Commercial | USHP
214720187 | Central HP <5.4 tons | CHAMPION HEATING AND COOLING | HRCU-A-CB (Split System: Heat Pump with Remote Outdoor Unit-Air-Source) | HH860E2S11 |  |  | CTU60C5XGS1+TXV | TM8E080C16MP11 | 44500 | 18 | 9 | 45500 | 34200 | 75.16% | 2 | 0 | 11 |  |  |  |  | R-454B | 3.7083 | Residential & Commercial | USHP | Ducted CEE Tier 1
214396753 | Central HP <5.4 tons | CHAMPION HEATING AND COOLING | HRCU-A-CB (Split System: Heat Pump with Remote Outdoor Unit-Air-Source) | HH860E2S11 |  |  | CTF60D5CHS1 | TMLE130D20MP11 | 54000 | 19 | 8.5 | 55000 | 38500 | 70% | 2 | 0 | 11.7 |  |  |  |  | R-454B | 4.5 | Residential & Commercial | USHP | Ducted CEE Tier 1
214397462 | Central HP <5.4 tons | CHAMPION HEATING AND COOLING | HRCU-A-CB (Split System: Heat Pump with Remote Outdoor Unit-Air-Source) | HH860E2S11 |  |  | CTF60C5CGS1 | TM8Y100C20MP11 | 44500 | 18 | 9 | 45000 | 33800 | 75.11% | 2 | 0 | 11.7 |  |  |  |  | R-454B | 3.7083 | Residential & Commercial | USHP | Ducted CEE Tier 1
214396367 | Central HP <5.4 tons | CHAMPION HEATING AND COOLING | HRCU-A-CB (Split System: Heat Pump with Remote Outdoor Unit-Air-Source) | HH860E2S11 |  |  | CTF60D5CJS1 | TP9C120D20MP13 | 53000 | 19 | 9 | 55000 | 39500 | 71.82% | 2 | 0 | 11 |  |  |  |  | R-454B | 4.4167 | Residential & Commercial | USHP | Ducted CEE Tier 1
214398096 | Central HP <5.4 tons | CHAMPION HEATING AND COOLING | HRCU-A-CB (Split System: Heat Pump with Remote Outdoor Unit-Air-Source) | HH836E2S11 |  |  | CTM36B5CDS1 | TP9C060B12MP13 | 33000 | 17 | 8.5 | 31000 | 25400 | 81.94% | 2 | 0 | 11 |  |  |  |  | R-454B | 2.75 | Residential & Commercial | USHP | Ducted CEE Tier 1
214398125 | Central HP <5.4 tons | CHAMPION HEATING AND COOLING | HRCU-A-CB (Split System: Heat Pump with Remote Outdoor Unit-Air-Source) | HH836E2S11 |  |  | CTM36B5CDS1 | TM9Y080B12MP11 | 33200 | 18 | 8.5 | 31400 | 25600 | 81.53% | 2 | 0 | 11 |  |  |  |  | R-454B | 2.7667 | Residential & Commercial | USHP | Ducted CEE Tier 1
214398135 | Central HP <5.4 tons | CHAMPION HEATING AND COOLING | HRCU-A-CB (Split System: Heat Pump with Remote Outdoor Unit-Air-Source) | HH836E2S11 |  |  | CTF36C5CDS1 | TM8Y080C16MP11 | 33600 | 18 | 8.5 | 30800 | 25200 | 81.82% | 2 | 0 | 11.7 |  |  |  |  | R-454B | 2.8 | Residential & Commercial | USHP | Ducted CEE Tier 1
213297036 | Central HP <5.4 tons | CHAMPION HEATING AND COOLING | HRCU-A-CB (Split System: Heat Pump with Remote Outdoor Unit-Air-Source) | HMH72B341 |  |  | XAFC36DBCN1 | Z9ES100C20SMPS1 | 34000 | 17.5 | 8.5 | 33400 | 24000 | 71.86% | 2.1 | 0 | 9.5 |  |  |  |  | R-410A | 2.8333 | Residential & Commercial | USHP
214396733 | Central HP <5.4 tons | CHAMPION HEATING AND COOLING | HRCU-A-CB (Split System: Heat Pump with Remote Outdoor Unit-Air-Source) | HH860E2S11 |  |  | CTF60C5CHS1 | TL8E100C20UH11 | 53000 | 19 | 9 | 53500 | 38500 | 71.96% | 2 | 0 | 11.7 |  |  |  |  | R-454B | 4.4167 | Residential & Commercial | USHP | Ducted CEE Tier 1
214397165 | Central HP <5.4 tons | CHAMPION HEATING AND COOLING | HRCU-A-CB (Split System: Heat Pump with Remote Outdoor Unit-Air-Source) | HH860E2S11 |  |  | CTF60C5CHS1 | TM9Y100C20MP11 | 53000 | 19 | 8.5 | 54500 | 39000 | 71.56% | 2 | 0 | 11 |  |  |  |  | R-454B | 4.4167 | Residential & Commercial | USHP | Ducted CEE Tier 1
214421534 | Central HP <5.4 tons | CHAMPION HEATING AND COOLING | HRCU-A-CB (Split System: Heat Pump with Remote Outdoor Unit-Air-Source) | HH860E2S11 |  |  | CTM60C5CGS1+JMET16CS2N1 | 0 | 45500 | 19 | 9.5 | 45500 | 34000 | 74.73% | 2 | 0 | 11.7 |  |  |  |  | R-454B | 3.7917 | Residential & Commercial | USHP | Ducted CEE Tier 1
214396748 | Central HP <5.4 tons | CHAMPION HEATING AND COOLING | HRCU-A-CB (Split System: Heat Pump with Remote Outdoor Unit-Air-Source) | HH860E2S11 |  |  | CTF60D5CHS1 | TM8E130D20MP11 | 54000 | 19 | 8.5 | 55000 | 38500 | 70% | 2 | 0 | 11.7 |  |  |  |  | R-454B | 4.5 | Residential & Commercial | USHP | Ducted CEE Tier 1
214609080 | Central HP <5.4 tons | CHAMPION HEATING AND COOLING | HRCU-A-CB (Split System: Heat Pump with Remote Outdoor Unit-Air-Source) | HH860E2S11 |  |  | CTF60D5CHS1 | Z9ES120D20SMPS1 | 53500 | 19 | 8.5 | 53500 | 38500 | 71.96% | 2 | 0 | 11.7 |  |  |  |  | R-454B | 4.4583 | Residential & Commercial | USHP | Ducted CEE Tier 1
213073379 | Central HP <5.4 tons | ACIQ | HRCU-A-CB (Split System: Heat Pump with Remote Outdoor Unit-Air-Source) | DLCURAH30ABK |  |  | EA*4X42L24A* | *96VTN1002122A* | 29600 | 15.2 | 8.1 | 33800 | 27200 | 80.47% | 1.78 | 0 | 9 |  |  |  |  | R-410A | 2.4667 | Residential & Commercial | USHP
213073413 | Central HP <5.4 tons | ACIQ | HRCU-A-CB (Split System: Heat Pump with Remote Outdoor Unit-Air-Source) | DLCURAH30ABK |  |  | EA*4X43L21A* | *96VTN1002122A* | 30600 | 15.2 | 8.1 | 33000 | 26000 | 78.79% | 1.84 | 0 | 9 |  |  |  |  | R-410A | 2.55 | Residential & Commercial | USHP
215912258 | Central HP <5.4 tons | COLEMAN | HRCU-A-CB (Split System: Heat Pump with Remote Outdoor Unit-Air-Source) | HH860E2S11 |  |  | JSC48D5CG2SS1 | 0 | 44000 | 18 | 8.5 | 43500 | 33000 | 75.86% | 2 | 0 | 12 |  |  |  |  | R-454B | 3.6667 | Residential & Commercial | USHP | Ducted CEE Tier 1
214396617 | Central HP <5.4 tons | CHAMPION HEATING AND COOLING | HRCU-A-CB (Split System: Heat Pump with Remote Outdoor Unit-Air-Source) | HH860E2S11 |  |  | CTF60C5CGS1 | TL9E080C16UH11 | 44500 | 18 | 9 | 45500 | 33800 | 74.29% | 2 | 0 | 11 |  |  |  |  | R-454B | 3.7083 | Residential & Commercial | USHP | Ducted CEE Tier 1
214396637 | Central HP <5.4 tons | CHAMPION HEATING AND COOLING | HRCU-A-CB (Split System: Heat Pump with Remote Outdoor Unit-Air-Source) | HH860E2S11 |  |  | CTM60C5CGS1 | TM8V080C16MP12 | 44000 | 18 | 9 | 44500 | 33600 | 75.51% | 2 | 0 | 11.7 |  |  |  |  | R-454B | 3.6667 | Residential & Commercial | USHP | Ducted CEE Tier 1
214397180 | Central HP <5.4 tons | CHAMPION HEATING AND COOLING | HRCU-A-CB (Split System: Heat Pump with Remote Outdoor Unit-Air-Source) | HH860E2S11 |  |  | CTM60D5CHS1 | TM9V120D20MP12 | 54000 | 19 | 9 | 54000 | 39000 | 72.22% | 2 | 0 | 11 |  |  |  |  | R-454B | 4.5 | Residential & Commercial | USHP | Ducted CEE Tier 1
214396335 | Central HP <5.4 tons | CHAMPION HEATING AND COOLING | HRCU-A-CB (Split System: Heat Pump with Remote Outdoor Unit-Air-Source) | HH860E2S11 |  |  | CTM60C5CHS1 | TM8Y100C20MP11 | 54000 | 19 | 9 | 55000 | 39500 | 71.82% | 2 | 0 | 11 |  |  |  |  | R-454B | 4.5 | Residential & Commercial | USHP | Ducted CEE Tier 1
214421539 | Central HP <5.4 tons | CHAMPION HEATING AND COOLING | HRCU-A-CB (Split System: Heat Pump with Remote Outdoor Unit-Air-Source) | HH860E2S11 |  |  | CTM60C5CHS1+JMET16CS2N1 | 0 | 53000 | 19 | 8.5 | 53500 | 38500 | 71.96% | 2 | 0 | 11.7 |  |  |  |  | R-454B | 4.4167 | Residential & Commercial | USHP | Ducted CEE Tier 1
214398439 | Central HP <5.4 tons | CHAMPION HEATING AND COOLING | HRCU-A-CB (Split System: Heat Pump with Remote Outdoor Unit-Air-Source) | HH860E2S11 |  |  | CTF60C5CHS1 | TMLE100C20MP11 | 53500 | 19 | 8.5 | 55000 | 39000 | 70.91% | 2 | 0 | 11 |  |  |  |  | R-454B | 4.4583 | Residential & Commercial | USHP | Ducted CEE Tier 1
214398064 | Central HP <5.4 tons | CHAMPION HEATING AND COOLING | HRCU-A-CB (Split System: Heat Pump with Remote Outdoor Unit-Air-Source) | HH860E2S11 |  |  | CTM60C5CHS1 | TM9E080C20MP12 | 54000 | 19 | 8.5 | 55000 | 39500 | 71.82% | 2 | 0 | 11 |  |  |  |  | R-454B | 4.5 | Residential & Commercial | USHP | Ducted CEE Tier 1
215940911 | Central HP <5.4 tons | KEEPRITE | HRCU-A-CB (Split System: Heat Pump with Remote Outdoor Unit-Air-Source) | C5H3V36*K*AAA* |  |  | EVD5X60M24A*+WALLCON | *97CTN1202422A* | 35600 | 22 | 8.5 | 38000 | 28400 | 74.74% | 2.04 | 0 | 12.5 |  |  |  |  | R-454B | 2.9667 | Residential & Commercial | USHP | Ducted CEE Tier 1
215939841 | Central HP <5.4 tons | KEEPRITE | HRCU-A-CB (Split System: Heat Pump with Remote Outdoor Unit-Air-Source) | C5H3V36*K*AAA* |  |  | EA*5X61M21A*+WALLCON | *80CSU0401712B* | 34400 | 20.5 | 9.5 | 34200 | 26000 | 76.02% | 2.06 | 0 | 12 |  |  |  |  | R-454B | 2.8667 | Residential & Commercial | USHP | Ducted CEE Tier 1
215939941 | Central HP <5.4 tons | KEEPRITE | HRCU-A-CB (Split System: Heat Pump with Remote Outdoor Unit-Air-Source) | C5H3V36*K*AAA* |  |  | ESH5X36M12A*+WALLCON | *96CTN0802120B* | 33200 | 19 | 9 | 35000 | 26800 | 76.57% | 1.92 | 0 | 11 |  |  |  |  | R-454B | 2.7667 | Residential & Commercial | USHP | Ducted CEE Tier 1
215939691 | Central HP <5.4 tons | KEEPRITE | HRCU-A-CB (Split System: Heat Pump with Remote Outdoor Unit-Air-Source) | C5H3V36*K*AAA* |  |  | EA*5X42M21A*+WALLCON | *97CTN0801716A* | 32400 | 19.5 | 9.5 | 35200 | 27200 | 77.27% | 2 | 0 | 11 |  |  |  |  | R-454B | 2.7 | Residential & Commercial | USHP | Ducted CEE Tier 1
215939721 | Central HP <5.4 tons | KEEPRITE | HRCU-A-CB (Split System: Heat Pump with Remote Outdoor Unit-Air-Source) | C5H3V36*K*AAA* |  |  | EA*5X48M21A*+WALLCON | *96CTN0802120B* | 33400 | 20 | 9.5 | 34600 | 26400 | 76.3% | 2.04 | 0 | 11.5 |  |  |  |  | R-454B | 2.7833 | Residential & Commercial | USHP | Ducted CEE Tier 1
216769883 | Central HP <5.4 tons | AMERICAN STANDARD | HRCU-A-CB (Split System: Heat Pump with Remote Outdoor Unit-Air-Source) | 5A6H7024A1 |  |  | 5PX*CD07AS3 | *DHMC100CCV4 | 23400 | 17.1 | 8.5 | 22000 | 17100 | 77.73% | 1.94 | 0 | 12.5 |  |  |  |  | R-454B | 1.95 | Residential & Commercial | USHP | Ducted CEE Tier 1
216782817 | Central HP <5.4 tons | COLEMAN | HRCU-A-CB (Split System: Heat Pump with Remote Outdoor Unit-Air-Source) | HH860E2S11 |  |  | CTM60C5CGS1 | Z8ES100C16LMPS1 | 44000 | 18 | 9 | 44000 | 33200 | 75.45% | 2 | 0 | 12 |  |  |  |  | R-454B | 3.6667 | Residential & Commercial | USHP | Ducted CEE Tier 1
214809216 | Central HP <5.4 tons | COLEMAN | HRCU-A-CB (Split System: Heat Pump with Remote Outdoor Unit-Air-Source) | HH860E2S11 |  |  | CTU60C5XGS1+TXV | Z8ES120C16SMPS1 | 44000 | 18 | 9 | 43500 | 33000 | 75.86% | 2 | 0 | 12 |  |  |  |  | R-454B | 3.6667 | Residential & Commercial | USHP | Ducted CEE Tier 1
216612221 | Central HP <5.4 tons | TRANE | HRCU-A-CB (Split System: Heat Pump with Remote Outdoor Unit-Air-Source) | 5TWV0X24A1 |  |  | 5TXCB006AS3 | S8V2B080M4PCB | 22200 | 21.8 | 10 | 23000 | 18100 | 78.7% | 2.2 | 0 | 12 |  |  |  |  | R-454B | 1.85 | Residential & Commercial | USHP | Ducted CEE Tier 1
213770842 | Central HP <5.4 tons | KEEPRITE | HRCU-A-CB (Split System: Heat Pump with Remote Outdoor Unit-Air-Source) | CVH825GKA2* |  |  | EA*4X36L17A*+WALLCON | *80CTL0901716B* | 23600 | 16.5 | 8.1 | 21400 | 16700 | 78.04% | 1.94 | 0 | 11 |  |  |  |  | R-410A | 1.9667 | Residential & Commercial | USHP | Ducted CEE Tier 1
213770992 | Central HP <5.4 tons | KEEPRITE | HRCU-A-CB (Split System: Heat Pump with Remote Outdoor Unit-Air-Source) | CVH825GKA2* |  |  | EA*4X36L21A*+WALLCON | *97CMN1002122B* | 23600 | 16.5 | 8.1 | 21400 | 16600 | 77.57% | 1.94 | 0 | 11 |  |  |  |  | R-410A | 1.9667 | Residential & Commercial | USHP | Ducted CEE Tier 1
216599661 | Central HP <5.4 tons | TRANE | HRCU-A-CB (Split System: Heat Pump with Remote Outdoor Unit-Air-Source) | 5TWV8X24A1 |  |  | 5TXCB003AS3 | S9V2B060D3VSB+LRP | 20000 | 18.1 | 8.5 | 23200 | 18500 | 79.74% | 2.1 | 0 | 10.5 |  |  |  |  | R-454B | 1.6667 | Residential & Commercial | USHP | Ducted CEE Tier 1
214809187 | Central HP <5.4 tons | COLEMAN | HRCU-A-CB (Split System: Heat Pump with Remote Outdoor Unit-Air-Source) | HH860E2S11 |  |  | CTU60C5XGS1+TXV | TPLC100C16MP13 | 43500 | 18 | 9 | 44000 | 33400 | 75.91% | 2 | 0 | 11.7 |  |  |  |  | R-454B | 3.625 | Residential & Commercial | USHP | Ducted CEE Tier 1
214397060 | Central HP <5.4 tons | COLEMAN | HRCU-A-CB (Split System: Heat Pump with Remote Outdoor Unit-Air-Source) | HH860E2S11 |  |  | CTM60C5CGS1 | TM9E100C16MP12 | 44500 | 18 | 9 | 46000 | 34400 | 74.78% | 2 | 0 | 11 |  |  |  |  | R-454B | 3.7083 | Residential & Commercial | USHP | Ducted CEE Tier 1
214397162 | Central HP <5.4 tons | COLEMAN | HRCU-A-CB (Split System: Heat Pump with Remote Outdoor Unit-Air-Source) | HH860E2S11 |  |  | CTF60C5CHS1 | TM9Y100C20MP11 | 53000 | 19 | 8.5 | 54500 | 39000 | 71.56% | 2 | 0 | 11 |  |  |  |  | R-454B | 4.4167 | Residential & Commercial | USHP | Ducted CEE Tier 1
216784749 | Central HP <5.4 tons | COLEMAN | HRCU-A-CB (Split System: Heat Pump with Remote Outdoor Unit-Air-Source) | HH860E2S11 |  |  | CTF60C5CHS1 | Z8ES120C20LMPS1 | 53500 | 19 | 9 | 53500 | 38000 | 71.03% | 2 | 0 | 11.7 |  |  |  |  | R-454B | 4.4583 | Residential & Commercial | USHP | Ducted CEE Tier 1
214809201 | Central HP <5.4 tons | COLEMAN | HRCU-A-CB (Split System: Heat Pump with Remote Outdoor Unit-Air-Source) | HH860E2S11 |  |  | CTU60C5XGS1+TXV | TM8Y100C20MP11 | 44500 | 18 | 9 | 45000 | 33800 | 75.11% | 2 | 0 | 11.7 |  |  |  |  | R-454B | 3.7083 | Residential & Commercial | USHP | Ducted CEE Tier 1
214809226 | Central HP <5.4 tons | COLEMAN | HRCU-A-CB (Split System: Heat Pump with Remote Outdoor Unit-Air-Source) | HH860E2S11 |  |  | CTU60C5XGS1+TXV | TM8Y100C16MP11 | 44000 | 18 | 9 | 44000 | 33400 | 75.91% | 2 | 0 | 11.7 |  |  |  |  | R-454B | 3.6667 | Residential & Commercial | USHP | Ducted CEE Tier 1
214397040 | Central HP <5.4 tons | COLEMAN | HRCU-A-CB (Split System: Heat Pump with Remote Outdoor Unit-Air-Source) | HH860E2S11 |  |  | CTM60C5CGS1 | TM8Y080C16MP11 | 44000 | 18 | 9 | 44000 | 33400 | 75.91% | 2 | 0 | 11.7 |  |  |  |  | R-454B | 3.6667 | Residential & Commercial | USHP | Ducted CEE Tier 1
214397444 | Central HP <5.4 tons | COLEMAN | HRCU-A-CB (Split System: Heat Pump with Remote Outdoor Unit-Air-Source) | HH860E2S11 |  |  | CTF60C5CGS1 | TM8E080C16MP11 | 44500 | 18 | 9 | 45500 | 34200 | 75.16% | 2 | 0 | 11 |  |  |  |  | R-454B | 3.7083 | Residential & Commercial | USHP | Ducted CEE Tier 1
214397459 | Central HP <5.4 tons | COLEMAN | HRCU-A-CB (Split System: Heat Pump with Remote Outdoor Unit-Air-Source) | HH860E2S11 |  |  | CTF60C5CGS1 | TM8Y100C20MP11 | 44500 | 18 | 9 | 45000 | 33800 | 75.11% | 2 | 0 | 11.7 |  |  |  |  | R-454B | 3.7083 | Residential & Commercial | USHP | Ducted CEE Tier 1
214396755 | Central HP <5.4 tons | COLEMAN | HRCU-A-CB (Split System: Heat Pump with Remote Outdoor Unit-Air-Source) | HH860E2S11 |  |  | CTM60C5CHS1 | TM9E100C20MP12 | 53500 | 19 | 8.5 | 55000 | 39000 | 70.91% | 2 | 0 | 11 |  |  |  |  | R-454B | 4.4583 | Residential & Commercial | USHP | Ducted CEE Tier 1
214421541 | Central HP <5.4 tons | COLEMAN | HRCU-A-CB (Split System: Heat Pump with Remote Outdoor Unit-Air-Source) | HH860E2S11 |  |  | CTM60D5CGS1+JMET18DS2N1 | 0 | 45500 | 18 | 9.5 | 45500 | 33800 | 74.29% | 2 | 0 | 12 |  |  |  |  | R-454B | 3.7917 | Residential & Commercial | USHP | Ducted CEE Tier 1
215939901 | Central HP <5.4 tons | KEEPRITE | HRCU-A-CB (Split System: Heat Pump with Remote Outdoor Unit-Air-Source) | C5H3V36*K*AAA* |  |  | EA*5X61M24A*+WALLCON | *96CTN0802120B* | 34400 | 20.5 | 9.5 | 34400 | 26000 | 75.58% | 2.06 | 0 | 12 |  |  |  |  | R-454B | 2.8667 | Residential & Commercial | USHP | Ducted CEE Tier 1
216782787 | Central HP <5.4 tons | COLEMAN | HRCU-A-CB (Split System: Heat Pump with Remote Outdoor Unit-Air-Source) | HH836E2S11 |  |  | CTM48C5CFS1 | Z8ES100C16LMPS1 | 34000 | 19 | 9 | 31600 | 25200 | 79.75% | 2 | 0 | 11 |  |  |  |  | R-454B | 2.8333 | Residential & Commercial | USHP | Ducted CEE Tier 1
215675839 | Central HP <5.4 tons | DAY & NIGHT | HRCU-A-CB (Split System: Heat Pump with Remote Outdoor Unit-Air-Source) | C5H0V48*K*AAA* |  |  | EVM5X60M21A*+WALLCON | *96CTN1002122B* | 48000 | 19 | 9 | 50000 | 36800 | 73.6% | 2 | 0 | 10 |  |  |  |  | R-454B | 4 | Residential & Commercial | USHP | Ducted CEE Tier 1
213867345 | Central HP <5.4 tons | AMERICAN STANDARD | HRCU-A-CB (Split System: Heat Pump with Remote Outdoor Unit-Air-Source) | 4A6C7048A4 |  |  | 4TXCD010DS3+P0V0C000M50SC | 0 | 46500 | 17 | 8.1 | 46500 | 47000 | 101.1% | 3.6 | 0 | 12.5 |  |  |  |  | R-410A | 3.875 | Residential & Commercial | USHP | Ducted CEE Tier 1
214396795 | Central HP <5.4 tons | COLEMAN | HRCU-A-CB (Split System: Heat Pump with Remote Outdoor Unit-Air-Source) | HH836E2S11 |  |  | CTM36B5CDS1 | TM8E080B12MP11 | 33400 | 18 | 8.5 | 31600 | 26000 | 82.28% | 2 | 0 | 11 |  |  |  |  | R-454B | 2.7833 | Residential & Commercial | USHP | Ducted CEE Tier 1
214570453 | Central HP <5.4 tons | COMFORTMAKER | HRCU-A-CB (Split System: Heat Pump with Remote Outdoor Unit-Air-Source) | CVH825GKA3* |  |  | EA*4X37L21A*+WALLCON | *95CSU1002122B* | 24400 | 16.5 | 8.5 | 21200 | 16600 | 78.3% | 2.04 | 0 | 11 |  |  |  |  | R-410A | 2.0333 | Residential & Commercial | USHP | Ducted CEE Tier 1
211398008 | Central HP <5.4 tons | FRASER-JOHNSTON | HRCU-A-CB (Split System: Heat Pump with Remote Outdoor Unit-Air-Source) | HMH72B341 |  |  | XAFC48FXXN1+TXV | TM8V080B12MP12 | 33000 | 16 | 8.1 | 32600 | 24000 | 73.62% | 2.02 | 0 | 9 |  |  |  |  | R-410A | 2.75 | Residential & Commercial | USHP
214728361 | Central HP <5.4 tons | COLEMAN | HRCU-A-CB (Split System: Heat Pump with Remote Outdoor Unit-Air-Source) | HH836E2S11 |  |  | CTU36B5XDS1+TXV | TM9E080B12MP12 | 33600 | 18 | 8.5 | 31800 | 26000 | 81.76% | 2 | 0 | 11 |  |  |  |  | R-454B | 2.8 | Residential & Commercial | USHP | Ducted CEE Tier 1
214239772 | Central HP <5.4 tons | TEMPSTAR | HRCU-A-CB (Split System: Heat Pump with Remote Outdoor Unit-Air-Source) | TVH837GKA** |  |  | EN(A,D,W)4X42L21**+WALLCON | *80CTL1102120B* | 31800 | 17 | 8.1 | 33000 | 24400 | 73.94% | 1.88 | 0 | 11 |  |  |  |  | R-410A | 2.65 | Residential & Commercial | USHP | Ducted CEE Tier 1
214239872 | Central HP <5.4 tons | TEMPSTAR | HRCU-A-CB (Split System: Heat Pump with Remote Outdoor Unit-Air-Source) | TVH837GKA** |  |  | EN(A,D,W)4X48L21**+WALLCON | *80CTL0901716B* | 32400 | 17 | 8.1 | 32800 | 24800 | 75.61% | 1.94 | 0 | 11.7 |  |  |  |  | R-410A | 2.7 | Residential & Commercial | USHP | Ducted CEE Tier 1
213069714 | Central HP <5.4 tons | ACIQ | HRCU-A-CB (Split System: Heat Pump with Remote Outdoor Unit-Air-Source) | DLCURAH24ABK |  |  | EA*4X25L17A* | *92ESN0401712A* | 24200 | 16 | 8.1 | 25400 | 21600 | 85.04% | 1.78 | 0 | 10 |  |  |  |  | R-410A | 2.0167 | Residential & Commercial | USHP | Ducted CEE Tier 1
214396877 | Central HP <5.4 tons | COLEMAN | HRCU-A-CB (Split System: Heat Pump with Remote Outdoor Unit-Air-Source) | HH836E2S11 |  |  | CTM36C5CDS1 | TPLC100C16MP13 | 34000 | 18 | 8.5 | 32000 | 26200 | 81.88% | 2 | 0 | 11 |  |  |  |  | R-454B | 2.8333 | Residential & Commercial | USHP | Ducted CEE Tier 1
214396852 | Central HP <5.4 tons | COLEMAN | HRCU-A-CB (Split System: Heat Pump with Remote Outdoor Unit-Air-Source) | HH836E2S11 |  |  | CTF36B5CDS1+JMC12B2SN1 | 0 | 34000 | 19 | 9 | 31400 | 25600 | 81.53% | 2 | 0 | 11.7 |  |  |  |  | R-454B | 2.8333 | Residential & Commercial | USHP | Ducted CEE Tier 1
214240072 | Central HP <5.4 tons | TEMPSTAR | HRCU-A-CB (Split System: Heat Pump with Remote Outdoor Unit-Air-Source) | TVH837GKA** |  |  | EN(A,D,W)4X60L24**+WALLCON | *97CMN1002122B* | 32800 | 17.5 | 8.1 | 32200 | 24600 | 76.4% | 1.96 | 0 | 12 |  |  |  |  | R-410A | 2.7333 | Residential & Commercial | USHP | Ducted CEE Tier 1
214238872 | Central HP <5.4 tons | TEMPSTAR | HRCU-A-CB (Split System: Heat Pump with Remote Outdoor Unit-Air-Source) | TVH837GKA2* |  |  | EN(A,D)4X36L21**+WALLCON | *80CTL0902120B* | 31400 | 16.5 | 8.1 | 33000 | 24000 | 72.73% | 1.82 | 0 | 11 |  |  |  |  | R-410A | 2.6167 | Residential & Commercial | USHP | Ducted CEE Tier 1
214238922 | Central HP <5.4 tons | TEMPSTAR | HRCU-A-CB (Split System: Heat Pump with Remote Outdoor Unit-Air-Source) | TVH837GKA2* |  |  | EN(A,D)4X36L21**+WALLCON | *97CMN1002122B* | 31400 | 16.5 | 8.1 | 33000 | 24000 | 72.73% | 1.82 | 0 | 11 |  |  |  |  | R-410A | 2.6167 | Residential & Commercial | USHP | Ducted CEE Tier 1
214239022 | Central HP <5.4 tons | TEMPSTAR | HRCU-A-CB (Split System: Heat Pump with Remote Outdoor Unit-Air-Source) | TVH837GKA2* |  |  | END4X42L17**+WALLCON | *97CMN0801714B* | 32000 | 16.5 | 8.1 | 33200 | 24800 | 74.7% | 1.88 | 0 | 11 |  |  |  |  | R-410A | 2.6667 | Residential & Commercial | USHP | Ducted CEE Tier 1
214239322 | Central HP <5.4 tons | TEMPSTAR | HRCU-A-CB (Split System: Heat Pump with Remote Outdoor Unit-Air-Source) | TVH837GKA2* |  |  | EN(A,D)4X48L24**+WALLCON | *97CMN1002122B* | 32400 | 17 | 8.1 | 32600 | 24600 | 75.46% | 1.96 | 0 | 11.7 |  |  |  |  | R-410A | 2.7 | Residential & Commercial | USHP | Ducted CEE Tier 1
213069221 | Central HP <5.4 tons | ACIQ | HRCU-A-CB (Split System: Heat Pump with Remote Outdoor Unit-Air-Source) | DLCURAH30ABK |  |  | EA*4X37L21A* | *96VTN1002122A* | 30600 | 15.2 | 8.1 | 33000 | 26200 | 79.39% | 1.84 | 0 | 9 |  |  |  |  | R-410A | 2.55 | Residential & Commercial | USHP
214242814 | Central HP <5.4 tons | TEMPSTAR | HRCU-A-CB (Split System: Heat Pump with Remote Outdoor Unit-Air-Source) | TVH825GKA2* |  |  | EN(A,D)4X36L21**+WALLCON | *97CMN0801714B* | 23400 | 16.5 | 8.1 | 21600 | 16700 | 77.31% | 1.92 | 0 | 10.5 |  |  |  |  | R-410A | 1.95 | Residential & Commercial | USHP | Ducted CEE Tier 1
213770796 | Central HP <5.4 tons | BRYANT HEATING AND COOLING SYSTEMS | HRCU-A-CB (Split System: Heat Pump with Remote Outdoor Unit-Air-Source) | 288BNV025*0**B* |  |  | CAP**3017AL*+UI | 986TD42080C17*** | 23400 | 16.5 | 8.1 | 21600 | 16700 | 77.31% | 1.92 | 0 | 10.5 |  |  |  |  | R-410A | 1.95 | Residential & Commercial | USHP | Ducted CEE Tier 1
213770896 | Central HP <5.4 tons | BRYANT HEATING AND COOLING SYSTEMS | HRCU-A-CB (Split System: Heat Pump with Remote Outdoor Unit-Air-Source) | 288BNV025*0**B* |  |  | CAP**3617AL*+UI | 986TD42080C17*** | 23600 | 16.5 | 8.1 | 21600 | 16700 | 77.31% | 1.94 | 0 | 10.5 |  |  |  |  | R-410A | 1.9667 | Residential & Commercial | USHP | Ducted CEE Tier 1
213771146 | Central HP <5.4 tons | BRYANT HEATING AND COOLING SYSTEMS | HRCU-A-CB (Split System: Heat Pump with Remote Outdoor Unit-Air-Source) | 288BNV025*0**B* |  |  | CAP**3721AL*+UI | 88*TB48090C17*** | 24600 | 17 | 8.5 | 21000 | 16600 | 79.05% | 2.02 | 0 | 11 |  |  |  |  | R-410A | 2.05 | Residential & Commercial | USHP | Ducted CEE Tier 1
214595024 | Central HP <5.4 tons | COLEMAN | HRCU-A-CB (Split System: Heat Pump with Remote Outdoor Unit-Air-Source) | HH836E2S11 |  |  | CTM48C5CFS1 | Z8ES100C20SMPS1 | 34400 | 19 | 9 | 32000 | 25400 | 79.38% | 2 | 0 | 11 |  |  |  |  | R-454B | 2.8667 | Residential & Commercial | USHP | Ducted CEE Tier 1
216763516 | Central HP <5.4 tons | TRANE | HRCU-A-CB (Split System: Heat Pump with Remote Outdoor Unit-Air-Source) | 5TWR7024A1 |  |  | 5TXCB004AS3 | S9V2B080D4PSC | 21600 | 16.5 | 8.7 | 21200 | 16900 | 79.72% | 1.9 | 0 | 11.7 |  |  |  |  | R-454B | 1.8 | Residential & Commercial | USHP | Ducted CEE Tier 1
216374766 | Central HP <5.4 tons | CHAMPION HEATING AND COOLING | HRCU-A-CB (Split System: Heat Pump with Remote Outdoor Unit-Air-Source) | HH860E2S11 |  |  | CTU60C5XGS1+TXV | Z9ET100C20SMPS1 | 44500 | 18 | 9 | 45500 | 33000 | 72.53% | 2 | 0 | 11 |  |  |  |  | R-454B | 3.7083 | Residential & Commercial | USHP | Ducted CEE Tier 1
214397120 | Central HP <5.4 tons | COLEMAN | HRCU-A-CB (Split System: Heat Pump with Remote Outdoor Unit-Air-Source) | HH824E2S11 |  |  | CTF30B5ACS1+JMET08BS2N1 | 0 | 23000 | 18 | 9.5 | 23000 | 18200 | 79.13% | 2 | 0 | 12 |  |  |  |  | R-454B | 1.9167 | Residential & Commercial | USHP | Ducted CEE Tier 1
211261253 | Central HP <5.4 tons | KEEPRITE | HRCU-A-CB (Split System: Heat Pump with Remote Outdoor Unit-Air-Source) | DLCURAH18ABK |  |  | EA*4X30L14A* | *80VSL0451412A* | 17800 | 16 | 8.5 | 18400 | 18500 | 100.5% | 2.22 | 0 | 10.5 |  |  |  |  | R-410A | 1.4833 | Residential & Commercial | USHP | Ducted CEE Tier 1
211261310 | Central HP <5.4 tons | KEEPRITE | HRCU-A-CB (Split System: Heat Pump with Remote Outdoor Unit-Air-Source) | DLCURAH18ABK |  |  | EA*4X30L14A* | *80VTL0451412A* | 17800 | 16.5 | 8.5 | 18200 | 18500 | 101.6% | 2.22 | 0 | 10.5 |  |  |  |  | R-410A | 1.4833 | Residential & Commercial | USHP | Ducted CEE Tier 1
214242244 | Central HP <5.4 tons | TEMPSTAR | HRCU-A-CB (Split System: Heat Pump with Remote Outdoor Unit-Air-Source) | TVH825GKA3* |  |  | EN(A,D,W)4X48L21**+WALLCON | *80CTL0902120B* | 24200 | 17 | 8.1 | 21200 | 16600 | 78.3% | 2 | 0 | 11 |  |  |  |  | R-410A | 2.0167 | Residential & Commercial | USHP | Ducted CEE Tier 1
214242364 | Central HP <5.4 tons | TEMPSTAR | HRCU-A-CB (Split System: Heat Pump with Remote Outdoor Unit-Air-Source) | TVH825GKA3* |  |  | EN(A,D)4X48L24**+WALLCON | *97CMN1002122B* | 24200 | 17 | 8.1 | 21200 | 16500 | 77.83% | 2 | 0 | 11.5 |  |  |  |  | R-410A | 2.0167 | Residential & Commercial | USHP | Ducted CEE Tier 1
211244646 | Central HP <5.4 tons | DAY & NIGHT | HRCU-A-CB (Split System: Heat Pump with Remote Outdoor Unit-Air-Source) | DLCURAH24ABK |  |  | EN(A,D)4X30L17** | *96VTN0601412A* | 23600 | 16.5 | 8.1 | 25800 | 23800 | 92.25% | 1.98 | 0 | 10 |  |  |  |  | R-410A | 1.9667 | Residential & Commercial | USHP | Ducted CEE Tier 1
216675437 | Central HP <5.4 tons | DAY & NIGHT | HRCU-A-CB (Split System: Heat Pump with Remote Outdoor Unit-Air-Source) | D5CURAH24AAK |  |  | ESH5X30M12A* | *80CSU0401712A* | 24600 | 16 | 9 | 24600 | 19600 | 79.67% | 2.02 | 0 | 10 |  |  |  |  | R-454B | 2.05 | Residential & Commercial | USHP | Ducted CEE Tier 1
211261378 | Central HP <5.4 tons | KEEPRITE | HRCU-A-CB (Split System: Heat Pump with Remote Outdoor Unit-Air-Source) | DLCURAH18ABK |  |  | EA*4X30L14A* | *96VTN0401410A* | 17500 | 16 | 8.5 | 18100 | 18600 | 102.8% | 2.24 | 0 | 10.5 |  |  |  |  | R-410A | 1.4583 | Residential & Commercial | USHP | Ducted CEE Tier 1
213072099 | Central HP <5.4 tons | ACIQ | HRCU-A-CB (Split System: Heat Pump with Remote Outdoor Unit-Air-Source) | DLCURAH18ABK |  |  | EA*4X19L17A* | *96VSN0601412A* | 18400 | 16 | 8.5 | 18400 | 17600 | 95.65% | 2.12 | 0 | 11 |  |  |  |  | R-410A | 1.5333 | Residential & Commercial | USHP | Ducted CEE Tier 1
213069723 | Central HP <5.4 tons | ACIQ | HRCU-A-CB (Split System: Heat Pump with Remote Outdoor Unit-Air-Source) | DLCURAH24ABK |  |  | EA*4X30L14A* | *80VTL0451412A* | 24000 | 16.5 | 8.5 | 26200 | 23000 | 87.79% | 1.9 | 0 | 10 |  |  |  |  | R-410A | 2 | Residential & Commercial | USHP | Ducted CEE Tier 1
213069791 | Central HP <5.4 tons | ACIQ | HRCU-A-CB (Split System: Heat Pump with Remote Outdoor Unit-Air-Source) | DLCURAH24ABK |  |  | EA*4X30L17A* | *96VTN0401712A* | 23200 | 16 | 8.5 | 25800 | 24200 | 93.8% | 2 | 0 | 10 |  |  |  |  | R-410A | 1.9333 | Residential & Commercial | USHP | Ducted CEE Tier 1
213079742 | Central HP <5.4 tons | BRYANT HEATING AND COOLING SYSTEMS | HRCU-A-CB (Split System: Heat Pump with Remote Outdoor Unit-Air-Source) | 38MURAQ36AB3* |  |  | CAP**3721AL* | 912SE60100M21*** | 36600 | 16.5 | 8.5 | 38000 | 34800 | 91.58% | 2.06 | 0 | 10 |  |  |  |  | R-410A | 3.05 | Residential & Commercial | USHP | Ducted CEE Tier 1
213079778 | Central HP <5.4 tons | BRYANT HEATING AND COOLING SYSTEMS | HRCU-A-CB (Split System: Heat Pump with Remote Outdoor Unit-Air-Source) | 38MURAQ36AB3* |  |  | CAP**4321AL* | 912SE60100M21*** | 36600 | 16.5 | 8.5 | 38000 | 34800 | 91.58% | 2.08 | 0 | 10 |  |  |  |  | R-410A | 3.05 | Residential & Commercial | USHP | Ducted CEE Tier 1
213079919 | Central HP <5.4 tons | BRYANT HEATING AND COOLING SYSTEMS | HRCU-A-CB (Split System: Heat Pump with Remote Outdoor Unit-Air-Source) | 38MURAQ36AB3* |  |  | CAP**4224AL* | 912SE60120M24*** | 35800 | 16 | 8.1 | 38500 | 35200 | 91.43% | 1.9 | 0 | 10 |  |  |  |  | R-410A | 2.9833 | Residential & Commercial | USHP | Ducted CEE Tier 1
213080244 | Central HP <5.4 tons | BRYANT HEATING AND COOLING SYSTEMS | HRCU-A-CB (Split System: Heat Pump with Remote Outdoor Unit-Air-Source) | 38MURAQ36AB3* |  |  | CNPV*4821AL* | 916SA60080M21*** | 36200 | 16 | 8.1 | 38500 | 35000 | 90.91% | 2.02 | 0 | 10 |  |  |  |  | R-410A | 3.0167 | Residential & Commercial | USHP | Ducted CEE Tier 1
213080403 | Central HP <5.4 tons | BRYANT HEATING AND COOLING SYSTEMS | HRCU-A-CB (Split System: Heat Pump with Remote Outdoor Unit-Air-Source) | 38MURAQ36AB3* |  |  | CAP**4224AL* | 916SA66100M21*** | 35400 | 16 | 8.5 | 38500 | 35000 | 90.91% | 1.88 | 0 | 10 |  |  |  |  | R-410A | 2.95 | Residential & Commercial | USHP | Ducted CEE Tier 1
213080412 | Central HP <5.4 tons | BRYANT HEATING AND COOLING SYSTEMS | HRCU-A-CB (Split System: Heat Pump with Remote Outdoor Unit-Air-Source) | 38MURAQ36AB3* |  |  | CAP**4321AL* | 916SA66100M21*** | 36800 | 16 | 8.5 | 38500 | 34800 | 90.39% | 2.1 | 0 | 10 |  |  |  |  | R-410A | 3.0667 | Residential & Commercial | USHP | Ducted CEE Tier 1
214279906 | Central HP <5.4 tons | HEIL | HRCU-A-CB (Split System: Heat Pump with Remote Outdoor Unit-Air-Source) | DLCURAH24ABK |  |  | EA*4X36L17A* | *96MSN0601716A* | 23400 | 16.5 | 9 | 25600 | 23800 | 92.97% | 1.96 | 0 | 10 |  |  |  |  | R-410A | 1.95 | Residential & Commercial | USHP | Ducted CEE Tier 1
213070544 | Central HP <5.4 tons | ACIQ | HRCU-A-CB (Split System: Heat Pump with Remote Outdoor Unit-Air-Source) | DLCURAH24ABK |  |  | EA*4X37L17A* | *95ESN0401410A* | 24800 | 15.2 | 8.5 | 26200 | 21200 | 80.92% | 1.76 | 0 | 10 |  |  |  |  | R-410A | 2.0667 | Residential & Commercial | USHP | Ducted CEE Tier 1
213070583 | Central HP <5.4 tons | ACIQ | HRCU-A-CB (Split System: Heat Pump with Remote Outdoor Unit-Air-Source) | DLCURAH24ABK |  |  | EA*4X37L17A* | *80ES(N,L)0451412A* | 25200 | 16 | 8.5 | 26200 | 21000 | 80.15% | 1.76 | 0 | 10 |  |  |  |  | R-410A | 2.1 | Residential & Commercial | USHP | Ducted CEE Tier 1
213070594 | Central HP <5.4 tons | ACIQ | HRCU-A-CB (Split System: Heat Pump with Remote Outdoor Unit-Air-Source) | DLCURAH24ABK |  |  | EA*4X37L17A* | *80ES(N,L)0701712A* | 24800 | 16.5 | 8.5 | 25800 | 21400 | 82.95% | 1.78 | 0 | 10 |  |  |  |  | R-410A | 2.0667 | Residential & Commercial | USHP | Ducted CEE Tier 1
213070717 | Central HP <5.4 tons | ACIQ | HRCU-A-CB (Split System: Heat Pump with Remote Outdoor Unit-Air-Source) | DLCURAH24ABK |  |  | EA*4X37L21A* | *80VSL0451716A* | 24800 | 16.5 | 8.5 | 25600 | 21000 | 82.03% | 1.76 | 0 | 10.5 |  |  |  |  | R-410A | 2.0667 | Residential & Commercial | USHP | Ducted CEE Tier 1
213071035 | Central HP <5.4 tons | ACIQ | HRCU-A-CB (Split System: Heat Pump with Remote Outdoor Unit-Air-Source) | DLCURAH24ABK |  |  | EN(A,D)4X24L17** | *80VSL0451716A* | 23800 | 16 | 8.5 | 26800 | 23400 | 87.31% | 1.92 | 0 | 10 |  |  |  |  | R-410A | 1.9833 | Residential & Commercial | USHP | Ducted CEE Tier 1
213071046 | Central HP <5.4 tons | ACIQ | HRCU-A-CB (Split System: Heat Pump with Remote Outdoor Unit-Air-Source) | DLCURAH24ABK |  |  | EN(A,D)4X24L17** | *95ESU0601716A* | 23800 | 16.5 | 8.5 | 26800 | 23400 | 87.31% | 1.92 | 0 | 10 |  |  |  |  | R-410A | 1.9833 | Residential & Commercial | USHP | Ducted CEE Tier 1
214719886 | Central HP <5.4 tons | CHAMPION HEATING AND COOLING | HRCU-A-CB (Split System: Heat Pump with Remote Outdoor Unit-Air-Source) | HH860E2S11 |  |  | CTU60C5XGS1+TXV | TMLE080C20MP11 | 44500 | 17 | 9 | 45000 | 33800 | 75.11% | 2 | 0 | 11.7 |  |  |  |  | R-454B | 3.7083 | Residential & Commercial | USHP | Ducted CEE Tier 1
214398269 | Central HP <5.4 tons | CHAMPION HEATING AND COOLING | HRCU-A-CB (Split System: Heat Pump with Remote Outdoor Unit-Air-Source) | HH860E2S11 |  |  | CTF60C5CGS1 | TMLV120C20MP12 | 44500 | 18 | 9 | 45000 | 33800 | 75.11% | 2 | 0 | 11 |  |  |  |  | R-454B | 3.7083 | Residential & Commercial | USHP | Ducted CEE Tier 1
214397467 | Central HP <5.4 tons | CHAMPION HEATING AND COOLING | HRCU-A-CB (Split System: Heat Pump with Remote Outdoor Unit-Air-Source) | HH860E2S11 |  |  | CTF60C5CGS1 | TM8E120C20MP11 | 44500 | 17 | 9 | 45000 | 33600 | 74.67% | 2 | 0 | 11.7 |  |  |  |  | R-454B | 3.7083 | Residential & Commercial | USHP | Ducted CEE Tier 1
214398020 | Central HP <5.4 tons | CHAMPION HEATING AND COOLING | HRCU-A-CB (Split System: Heat Pump with Remote Outdoor Unit-Air-Source) | HH860E2S11 |  |  | CTF60C5CHS1 | TMLE080C20MP11 | 53500 | 19 | 8.5 | 55000 | 39000 | 70.91% | 2 | 0 | 11 |  |  |  |  | R-454B | 4.4583 | Residential & Commercial | USHP | Ducted CEE Tier 1
214398303 | Central HP <5.4 tons | CHAMPION HEATING AND COOLING | HRCU-A-CB (Split System: Heat Pump with Remote Outdoor Unit-Air-Source) | HH860E2S11 |  |  | CTF60C5CGS1 | TM8E080C20MP11 | 44500 | 17 | 9 | 45000 | 33800 | 75.11% | 2 | 0 | 11.7 |  |  |  |  | R-454B | 3.7083 | Residential & Commercial | USHP | Ducted CEE Tier 1
212975722 | Central HP <5.4 tons | DAY & NIGHT | HRCU-A-CB (Split System: Heat Pump with Remote Outdoor Unit-Air-Source) | DLCURAH24ABK |  |  | EN(A,D)4X24L17** | *96VTN0601412B* | 23200 | 16.5 | 8.5 | 26800 | 25400 | 94.78% | 2.12 | 0 | 10 |  |  |  |  | R-410A | 1.9333 | Residential & Commercial | USHP | Ducted CEE Tier 1
212976407 | Central HP <5.4 tons | DAY & NIGHT | HRCU-A-CB (Split System: Heat Pump with Remote Outdoor Unit-Air-Source) | DLCURAH24ABK |  |  | EA*4X37L21A* | *96VTN0802120B* | 24400 | 17 | 8.5 | 25200 | 21400 | 84.92% | 1.8 | 0 | 10.5 |  |  |  |  | R-410A | 2.0333 | Residential & Commercial | USHP | Ducted CEE Tier 1
213071137 | Central HP <5.4 tons | ACIQ | HRCU-A-CB (Split System: Heat Pump with Remote Outdoor Unit-Air-Source) | DLCURAH24ABK |  |  | EN(A,D)4X24L17** | *80ES(N,L)0901714A* | 24000 | 16 | 8.5 | 27000 | 23000 | 85.19% | 1.9 | 0 | 10 |  |  |  |  | R-410A | 2 | Residential & Commercial | USHP | Ducted CEE Tier 1
213071269 | Central HP <5.4 tons | ACIQ | HRCU-A-CB (Split System: Heat Pump with Remote Outdoor Unit-Air-Source) | DLCURAH24ABK |  |  | EN(A,D)4X30L14** | *92ESN0601412A* | 23400 | 16.5 | 8.1 | 25800 | 24200 | 93.8% | 2.02 | 0 | 10 |  |  |  |  | R-410A | 1.95 | Residential & Commercial | USHP | Ducted CEE Tier 1
213071314 | Central HP <5.4 tons | ACIQ | HRCU-A-CB (Split System: Heat Pump with Remote Outdoor Unit-Air-Source) | DLCURAH24ABK |  |  | EN(A,D)4X30L17** | *95ESU0401712A* | 23600 | 16.5 | 8.1 | 25800 | 23600 | 91.47% | 1.96 | 0 | 10 |  |  |  |  | R-410A | 1.9667 | Residential & Commercial | USHP | Ducted CEE Tier 1
213071403 | Central HP <5.4 tons | ACIQ | HRCU-A-CB (Split System: Heat Pump with Remote Outdoor Unit-Air-Source) | DLCURAH24ABK |  |  | EN(A,D)4X30L17** | *96VTN0601714A* | 24000 | 16.5 | 8.1 | 26200 | 23200 | 88.55% | 1.92 | 0 | 10 |  |  |  |  | R-410A | 2 | Residential & Commercial | USHP | Ducted CEE Tier 1
213071814 | Central HP <5.4 tons | ACIQ | HRCU-A-CB (Split System: Heat Pump with Remote Outdoor Unit-Air-Source) | DLCURAH24ABK |  |  | EN(A,D)4X36L21** | *95ESN0802120A* | 24600 | 16.5 | 8.5 | 26600 | 22400 | 84.21% | 1.84 | 0 | 10.5 |  |  |  |  | R-410A | 2.05 | Residential & Commercial | USHP | Ducted CEE Tier 1
213071907 | Central HP <5.4 tons | ACIQ | HRCU-A-CB (Split System: Heat Pump with Remote Outdoor Unit-Air-Source) | DLCURAH24ABK |  |  | EN(A,D)4X36L21** | *92ESN0802120A* | 24800 | 16.5 | 8.5 | 26800 | 22200 | 82.84% | 1.84 | 0 | 10.5 |  |  |  |  | R-410A | 2.0667 | Residential & Commercial | USHP | Ducted CEE Tier 1
213072021 | Central HP <5.4 tons | ACIQ | HRCU-A-CB (Split System: Heat Pump with Remote Outdoor Unit-Air-Source) | DLCURAH24ABK |  |  | FMA4X30**AL* | 0 | 25800 | 18 | 9 | 27600 | 21000 | 76.09% | 1.8 | 0 | 10.5 |  |  |  |  | R-410A | 2.15 | Residential & Commercial | USHP | Ducted CEE Tier 1
213069848 | Central HP <5.4 tons | ACIQ | HRCU-A-CB (Split System: Heat Pump with Remote Outdoor Unit-Air-Source) | DLCURAH24ABK |  |  | EA*4X30L17A* | *80ES(N,L)0451412A* | 24600 | 16 | 8.5 | 26600 | 22600 | 84.96% | 1.84 | 0 | 10 |  |  |  |  | R-410A | 2.05 | Residential & Commercial | USHP | Ducted CEE Tier 1
213069859 | Central HP <5.4 tons | ACIQ | HRCU-A-CB (Split System: Heat Pump with Remote Outdoor Unit-Air-Source) | DLCURAH24ABK |  |  | EA*4X30L17A* | *80ES(N,L)0701712A* | 24400 | 16.5 | 8.5 | 26400 | 22800 | 86.36% | 1.88 | 0 | 10 |  |  |  |  | R-410A | 2.0333 | Residential & Commercial | USHP | Ducted CEE Tier 1
213069893 | Central HP <5.4 tons | ACIQ | HRCU-A-CB (Split System: Heat Pump with Remote Outdoor Unit-Air-Source) | DLCURAH24ABK |  |  | EA*4X30L17A* | *95ESN0801716A* | 24600 | 15.5 | 8.5 | 27000 | 22400 | 82.96% | 1.82 | 0 | 10 |  |  |  |  | R-410A | 2.05 | Residential & Commercial | USHP | Ducted CEE Tier 1
213070025 | Central HP <5.4 tons | ACIQ | HRCU-A-CB (Split System: Heat Pump with Remote Outdoor Unit-Air-Source) | DLCURAH24ABK |  |  | EA*4X36L17A* | *80VTL0701716A* | 24200 | 17 | 8.5 | 26000 | 22600 | 86.92% | 1.88 | 0 | 10 |  |  |  |  | R-410A | 2.0167 | Residential & Commercial | USHP | Ducted CEE Tier 1
213070125 | Central HP <5.4 tons | ACIQ | HRCU-A-CB (Split System: Heat Pump with Remote Outdoor Unit-Air-Source) | DLCURAH24ABK |  |  | EA*4X36L17A* | *92ESN0401410A* | 24200 | 15.2 | 8.5 | 26400 | 22600 | 85.61% | 1.84 | 0 | 10 |  |  |  |  | R-410A | 2.0167 | Residential & Commercial | USHP | Ducted CEE Tier 1
213070175 | Central HP <5.4 tons | ACIQ | HRCU-A-CB (Split System: Heat Pump with Remote Outdoor Unit-Air-Source) | DLCURAH24ABK |  |  | EA*4X36L21A* | *96VSN1002120A* | 24000 | 17 | 8.5 | 26000 | 22800 | 87.69% | 1.9 | 0 | 10 |  |  |  |  | R-410A | 2 | Residential & Commercial | USHP | Ducted CEE Tier 1
213069257 | Central HP <5.4 tons | ACIQ | HRCU-A-CB (Split System: Heat Pump with Remote Outdoor Unit-Air-Source) | DLCURAH36ABK |  |  | EA*4X37L17A* | *80ES(N,L)0901714A* | 36400 | 15.5 | 8.5 | 38500 | 35000 | 90.91% | 2.04 | 0 | 10 |  |  |  |  | R-410A | 3.0333 | Residential & Commercial | USHP | Ducted CEE Tier 1
214728381 | Central HP <5.4 tons | COLEMAN | HRCU-A-CB (Split System: Heat Pump with Remote Outdoor Unit-Air-Source) | HH836E2S11 |  |  | CTU36B5XDS1+TXV | CPLC080B12MP13 | 33000 | 17 | 8.5 | 31000 | 25200 | 81.29% | 2 | 0 | 11 |  |  |  |  | R-454B | 2.75 | Residential & Commercial | USHP | Ducted CEE Tier 1
216508761 | Central HP <5.4 tons | COLEMAN | HRCU-A-CB (Split System: Heat Pump with Remote Outdoor Unit-Air-Source) | HH836E2S11 |  |  | CTF30A5ADS1 | Z8ES040A12SMPS1 | 33000 | 18 | 8.5 | 30400 | 24800 | 81.58% | 2 | 0 | 11.7 |  |  |  |  | R-454B | 2.75 | Residential & Commercial | USHP | Ducted CEE Tier 1
213771142 | Central HP <5.4 tons | KEEPRITE | HRCU-A-CB (Split System: Heat Pump with Remote Outdoor Unit-Air-Source) | CVH825GKA2* |  |  | EA*4X37L21A*+WALLCON | *80CTL0701716B* | 24400 | 17 | 8.5 | 21200 | 16600 | 78.3% | 2.02 | 0 | 11 |  |  |  |  | R-410A | 2.0333 | Residential & Commercial | USHP | Ducted CEE Tier 1
213770492 | Central HP <5.4 tons | KEEPRITE | HRCU-A-CB (Split System: Heat Pump with Remote Outdoor Unit-Air-Source) | CVH825GKA2* |  |  | EA*4X24L17A*+WALLCON | *80CTL0451712B* | 23200 | 16 | 8.1 | 22000 | 16900 | 76.82% | 1.88 | 0 | 10.5 |  |  |  |  | R-410A | 1.9333 | Residential & Commercial | USHP | Ducted CEE Tier 1
213069275 | Central HP <5.4 tons | ACIQ | HRCU-A-CB (Split System: Heat Pump with Remote Outdoor Unit-Air-Source) | DLCURAH36ABK |  |  | EA*4X37L21A* | *80ES(N,L)0701712A* | 36400 | 15.5 | 8.5 | 38500 | 34800 | 90.39% | 2.08 | 0 | 10 |  |  |  |  | R-410A | 3.0333 | Residential & Commercial | USHP | Ducted CEE Tier 1
213070670 | Central HP <5.4 tons | ACIQ | HRCU-A-CB (Split System: Heat Pump with Remote Outdoor Unit-Air-Source) | DLCURAH24ABK |  |  | EA*4X37L21A* | *96VSN0601714A* | 24800 | 16.5 | 8.5 | 25600 | 21000 | 82.03% | 1.76 | 0 | 10 |  |  |  |  | R-410A | 2.0667 | Residential & Commercial | USHP | Ducted CEE Tier 1
213070711 | Central HP <5.4 tons | ACIQ | HRCU-A-CB (Split System: Heat Pump with Remote Outdoor Unit-Air-Source) | DLCURAH24ABK |  |  | EA*4X37L21A* | *96VTN1002122A* | 24200 | 17 | 8.1 | 25000 | 21400 | 85.6% | 1.8 | 0 | 10 |  |  |  |  | R-410A | 2.0167 | Residential & Commercial | USHP | Ducted CEE Tier 1
213072138 | Central HP <5.4 tons | ACIQ | HRCU-A-CB (Split System: Heat Pump with Remote Outdoor Unit-Air-Source) | DLCURAH18ABK |  |  | EA*4X19L17A* | OMV098J12* | 18800 | 16 | 8.5 | 18800 | 17500 | 93.09% | 2.12 | 0 | 11 |  |  |  |  | R-410A | 1.5667 | Residential & Commercial | USHP | Ducted CEE Tier 1
213072149 | Central HP <5.4 tons | ACIQ | HRCU-A-CB (Split System: Heat Pump with Remote Outdoor Unit-Air-Source) | DLCURAH18ABK |  |  | EA*4X24L14A* | *95ESN0261410A* | 17900 | 15.5 | 8.5 | 19000 | 18900 | 99.47% | 2.26 | 0 | 10.5 |  |  |  |  | R-410A | 1.4917 | Residential & Commercial | USHP | Ducted CEE Tier 1
213069298 | Central HP <5.4 tons | ACIQ | HRCU-A-CB (Split System: Heat Pump with Remote Outdoor Unit-Air-Source) | DLCURAH36ABK |  |  | EA*4X37L21A* | *95ESN1002122A* | 37400 | 15.5 | 8.5 | 39000 | 35000 | 89.74% | 2.16 | 0 | 10 |  |  |  |  | R-410A | 3.1167 | Residential & Commercial | USHP | Ducted CEE Tier 1
213069300 | Central HP <5.4 tons | ACIQ | HRCU-A-CB (Split System: Heat Pump with Remote Outdoor Unit-Air-Source) | DLCURAH36ABK |  |  | EA*4X37L21A* | *96VSN0801716A* | 36800 | 15.2 | 8.5 | 38500 | 35000 | 90.91% | 2.1 | 0 | 10 |  |  |  |  | R-410A | 3.0667 | Residential & Commercial | USHP | Ducted CEE Tier 1
213069330 | Central HP <5.4 tons | ACIQ | HRCU-A-CB (Split System: Heat Pump with Remote Outdoor Unit-Air-Source) | DLCURAH36ABK |  |  | EA*4X42L21A* | *80VTL0902120A* | 35000 | 16 | 8.1 | 38500 | 35000 | 90.91% | 1.86 | 0 | 9.5 |  |  |  |  | R-410A | 2.9167 | Residential & Commercial | USHP
213770516 | Central HP <5.4 tons | BRYANT HEATING AND COOLING SYSTEMS | HRCU-A-CB (Split System: Heat Pump with Remote Outdoor Unit-Air-Source) | 288BNV025*0**B* |  |  | CAP**2417AL*+UI | 88*TB48090C17*** | 23400 | 16.5 | 8.1 | 21800 | 16800 | 77.06% | 1.9 | 0 | 10.5 |  |  |  |  | R-410A | 1.95 | Residential & Commercial | USHP | Ducted CEE Tier 1
213771016 | Central HP <5.4 tons | BRYANT HEATING AND COOLING SYSTEMS | HRCU-A-CB (Split System: Heat Pump with Remote Outdoor Unit-Air-Source) | 288BNV025*0**B* |  |  | CAP**3621AL*+UI | 986TD66100C21*** | 23600 | 16.5 | 8.1 | 21400 | 16600 | 77.57% | 1.94 | 0 | 11 |  |  |  |  | R-410A | 1.9667 | Residential & Commercial | USHP | Ducted CEE Tier 1
213771136 | Central HP <5.4 tons | BRYANT HEATING AND COOLING SYSTEMS | HRCU-A-CB (Split System: Heat Pump with Remote Outdoor Unit-Air-Source) | 288BNV025*0**B* |  |  | CAP**3721AL*+UI | 88*TB48070C17*** | 24400 | 17 | 8.5 | 21200 | 16600 | 78.3% | 2.02 | 0 | 11 |  |  |  |  | R-410A | 2.0333 | Residential & Commercial | USHP | Ducted CEE Tier 1
215677069 | Central HP <5.4 tons | DAY & NIGHT | HRCU-A-CB (Split System: Heat Pump with Remote Outdoor Unit-Air-Source) | C5H0V60*K*AAA* |  |  | EVM5X60M21A*+WALLCON | *97CMN1002122B* | 56500 | 18.5 | 9 | 64000 | 45000 | 70.31% | 2.08 | 0 | 9 |  |  |  |  | R-454B | 4.7083 | Residential & Commercial | USHP
215677339 | Central HP <5.4 tons | DAY & NIGHT | HRCU-A-CB (Split System: Heat Pump with Remote Outdoor Unit-Air-Source) | C5H0V60*K*AAA* |  |  | EVD5X60M21A*+WALLCON | *80CTL0701716B* | 55000 | 18 | 9 | 59500 | 43500 | 73.11% | 2.1 | 0 | 9.5 |  |  |  |  | R-454B | 4.5833 | Residential & Commercial | USHP
215677389 | Central HP <5.4 tons | DAY & NIGHT | HRCU-A-CB (Split System: Heat Pump with Remote Outdoor Unit-Air-Source) | C5H0V60*K*AAA* |  |  | EVD5X60M21A*+WALLCON | *95CSU1002122B* | 57000 | 18 | 9 | 63500 | 44500 | 70.08% | 2.08 | 0 | 9 |  |  |  |  | R-454B | 4.75 | Residential & Commercial | USHP
215677439 | Central HP <5.4 tons | DAY & NIGHT | HRCU-A-CB (Split System: Heat Pump with Remote Outdoor Unit-Air-Source) | C5H0V60*K*AAA* |  |  | EVD5X60M24A*+WALLCON | *80CSU1002120A* | 56500 | 18 | 9 | 63000 | 44500 | 70.63% | 2.08 | 0 | 9 |  |  |  |  | R-454B | 4.7083 | Residential & Commercial | USHP
214397434 | Central HP <5.4 tons | COLEMAN | HRCU-A-CB (Split System: Heat Pump with Remote Outdoor Unit-Air-Source) | HH860E2S11 |  |  | CTM60C5CGS1 | TM8E080C16MP11 | 44500 | 18 | 9 | 45500 | 34200 | 75.16% | 2 | 0 | 11 |  |  |  |  | R-454B | 3.7083 | Residential & Commercial | USHP | Ducted CEE Tier 1
214396347 | Central HP <5.4 tons | COLEMAN | HRCU-A-CB (Split System: Heat Pump with Remote Outdoor Unit-Air-Source) | HH860E2S11 |  |  | CTM60C5CHS1 | CP9C100C20MP13 | 53000 | 19 | 8.5 | 53500 | 38500 | 71.96% | 2 | 0 | 11 |  |  |  |  | R-454B | 4.4167 | Residential & Commercial | USHP | Ducted CEE Tier 1
214573245 | Central HP <5.4 tons | KEEPRITE | HRCU-A-CB (Split System: Heat Pump with Remote Outdoor Unit-Air-Source) | CVH837GKA** |  |  | EHD4X48AAL+WALLCON | *96CTN0802120B* | 32600 | 17.5 | 8.5 | 32600 | 24800 | 76.07% | 1.98 | 0 | 11 |  |  |  |  | R-410A | 2.7167 | Residential & Commercial | USHP | Ducted CEE Tier 1
214572945 | Central HP <5.4 tons | KEEPRITE | HRCU-A-CB (Split System: Heat Pump with Remote Outdoor Unit-Air-Source) | CVH837GKA** |  |  | EA*4X60L24A*+WALLCON | *96CTN0802120B* | 32800 | 18 | 8.5 | 31600 | 24600 | 77.85% | 2 | 0 | 11.5 |  |  |  |  | R-410A | 2.7333 | Residential & Commercial | USHP | Ducted CEE Tier 1
214572675 | Central HP <5.4 tons | KEEPRITE | HRCU-A-CB (Split System: Heat Pump with Remote Outdoor Unit-Air-Source) | CVH837GKA** |  |  | EA*4X42L24A*+WALLCON | *95CSU1002122B* | 31800 | 17.5 | 8.5 | 32800 | 24400 | 74.39% | 1.9 | 0 | 11 |  |  |  |  | R-410A | 2.65 | Residential & Commercial | USHP | Ducted CEE Tier 1
214572645 | Central HP <5.4 tons | KEEPRITE | HRCU-A-CB (Split System: Heat Pump with Remote Outdoor Unit-Air-Source) | CVH837GKA** |  |  | EA*4X42L21A*+WALLCON | *96CTN0802120B* | 31800 | 17.5 | 8.5 | 32800 | 24400 | 74.39% | 1.9 | 0 | 11 |  |  |  |  | R-410A | 2.65 | Residential & Commercial | USHP | Ducted CEE Tier 1
214572525 | Central HP <5.4 tons | KEEPRITE | HRCU-A-CB (Split System: Heat Pump with Remote Outdoor Unit-Air-Source) | CVH837GKA** |  |  | EA*4X36L21A*+WALLCON | *96CTN0802120B* | 31600 | 17.5 | 8.1 | 32800 | 24200 | 73.78% | 1.86 | 0 | 11 |  |  |  |  | R-410A | 2.6333 | Residential & Commercial | USHP | Ducted CEE Tier 1
215667170 | Central HP <5.4 tons | DAY & NIGHT | HRCU-A-CB (Split System: Heat Pump with Remote Outdoor Unit-Air-Source) | C5H0V24*K*AAA* |  |  | EA*5X25M17A*+WALLCON | *80CTL0451712B* | 23800 | 17 | 9 | 23400 | 16500 | 70.51% | 2 | 0 | 10 |  |  |  |  | R-454B | 1.9833 | Residential & Commercial | USHP | Ducted CEE Tier 1
215667207 | Central HP <5.4 tons | DAY & NIGHT | HRCU-A-CB (Split System: Heat Pump with Remote Outdoor Unit-Air-Source) | C5H0V24*K*AAA* |  |  | EA*5X25M17A*+WALLCON | *80CTL0701716B* | 24000 | 17.5 | 9 | 23200 | 16400 | 70.69% | 2 | 0 | 10.5 |  |  |  |  | R-454B | 2 | Residential & Commercial | USHP | Ducted CEE Tier 1
215667440 | Central HP <5.4 tons | DAY & NIGHT | HRCU-A-CB (Split System: Heat Pump with Remote Outdoor Unit-Air-Source) | C5H0V24*K*AAA* |  |  | EA*5X30M17A*+WALLCON | *80CTL0701716B* | 23000 | 17 | 9 | 23800 | 16700 | 70.17% | 1.96 | 0 | 10 |  |  |  |  | R-454B | 1.9167 | Residential & Commercial | USHP | Ducted CEE Tier 1
213069350 | Central HP <5.4 tons | ACIQ | HRCU-A-CB (Split System: Heat Pump with Remote Outdoor Unit-Air-Source) | DLCURAH36ABK |  |  | EA*4X42L21A* | *96VTN0802120A* | 35000 | 16 | 8.1 | 38500 | 35000 | 90.91% | 1.86 | 0 | 9.5 |  |  |  |  | R-410A | 2.9167 | Residential & Commercial | USHP
213070734 | Central HP <5.4 tons | ACIQ | HRCU-A-CB (Split System: Heat Pump with Remote Outdoor Unit-Air-Source) | DLCURAH24ABK |  |  | EA*4X37L21A* | *80VSL0902120A* | 24600 | 17 | 8.5 | 25400 | 21200 | 83.46% | 1.78 | 0 | 10.5 |  |  |  |  | R-410A | 2.05 | Residential & Commercial | USHP | Ducted CEE Tier 1
213070934 | Central HP <5.4 tons | ACIQ | HRCU-A-CB (Split System: Heat Pump with Remote Outdoor Unit-Air-Source) | DLCURAH24ABK |  |  | EN(A,D)4X24L14** | *80VTL0451412A* | 23800 | 16 | 8.5 | 26800 | 23200 | 86.57% | 1.92 | 0 | 10 |  |  |  |  | R-410A | 1.9833 | Residential & Commercial | USHP | Ducted CEE Tier 1
214397070 | Central HP <5.4 tons | COLEMAN | HRCU-A-CB (Split System: Heat Pump with Remote Outdoor Unit-Air-Source) | HH860E2S11 |  |  | CTM60D5CGS1 | TM8E130D20MP11 | 46000 | 17 | 9 | 47000 | 34800 | 74.04% | 2 | 0 | 11 |  |  |  |  | R-454B | 3.8333 | Residential & Commercial | USHP | Ducted CEE Tier 1
214421511 | Central HP <5.4 tons | COLEMAN | HRCU-A-CB (Split System: Heat Pump with Remote Outdoor Unit-Air-Source) | HH860E2S11 |  |  | CTF60C5CHS1+JMET16CS2N1 | 0 | 53000 | 19 | 8.5 | 53500 | 38500 | 71.96% | 2 | 0 | 11.7 |  |  |  |  | R-454B | 4.4167 | Residential & Commercial | USHP | Ducted CEE Tier 1
216782751 | Central HP <5.4 tons | COLEMAN | HRCU-A-CB (Split System: Heat Pump with Remote Outdoor Unit-Air-Source) | HH836E2S11 |  |  | CTU48C5XFS1+TXV | Z8ES080C20LMPS1 | 34200 | 19 | 9 | 32000 | 25400 | 79.38% | 2 | 0 | 11 |  |  |  |  | R-454B | 2.85 | Residential & Commercial | USHP | Ducted CEE Tier 1
214728371 | Central HP <5.4 tons | COLEMAN | HRCU-A-CB (Split System: Heat Pump with Remote Outdoor Unit-Air-Source) | HH836E2S11 |  |  | CTU36B5XDS1+TXV | TM8V080B12MP12 | 33000 | 17 | 8.5 | 31000 | 25200 | 81.29% | 2 | 0 | 11 |  |  |  |  | R-454B | 2.75 | Residential & Commercial | USHP | Ducted CEE Tier 1
213069355 | Central HP <5.4 tons | ACIQ | HRCU-A-CB (Split System: Heat Pump with Remote Outdoor Unit-Air-Source) | DLCURAH36ABK |  |  | EA*4X42L21A* | OMV112K14A | 35200 | 15.5 | 8.1 | 38500 | 35200 | 91.43% | 1.86 | 0 | 9.5 |  |  |  |  | R-410A | 2.9333 | Residential & Commercial | USHP
215675329 | Central HP <5.4 tons | DAY & NIGHT | HRCU-A-CB (Split System: Heat Pump with Remote Outdoor Unit-Air-Source) | C5H0V48*K*AAA* |  |  | ESH5X60M12A*+WALLCON | *96CTN1002122B* | 45500 | 16.5 | 8.5 | 48000 | 33800 | 70.42% | 2.08 | 0 | 9.5 |  |  |  |  | R-454B | 3.7917 | Residential & Commercial | USHP
215675529 | Central HP <5.4 tons | DAY & NIGHT | HRCU-A-CB (Split System: Heat Pump with Remote Outdoor Unit-Air-Source) | C5H0V48*K*AAA* |  |  | EVM5X49M21A*+WALLCON | *80CTL0451712B* | 47500 | 18 | 9 | 50000 | 37600 | 75.2% | 1.98 | 0 | 9.5 |  |  |  |  | R-454B | 3.9583 | Residential & Commercial | USHP
214572705 | Central HP <5.4 tons | KEEPRITE | HRCU-A-CB (Split System: Heat Pump with Remote Outdoor Unit-Air-Source) | CVH837GKA** |  |  | EA*4X42L24A*+WALLCON | *96CTN0802120B* | 31800 | 17.5 | 8.5 | 32800 | 24400 | 74.39% | 1.9 | 0 | 11 |  |  |  |  | R-410A | 2.65 | Residential & Commercial | USHP | Ducted CEE Tier 1
214572755 | Central HP <5.4 tons | KEEPRITE | HRCU-A-CB (Split System: Heat Pump with Remote Outdoor Unit-Air-Source) | CVH837GKA** |  |  | EA*4X43L21A*+WALLCON | *97CMN0802120B* | 32800 | 17.5 | 8.5 | 32800 | 25200 | 76.83% | 2 | 0 | 11.5 |  |  |  |  | R-410A | 2.7333 | Residential & Commercial | USHP | Ducted CEE Tier 1
213063303 | Central HP <5.4 tons | ACIQ | HRCU-A-CB (Split System: Heat Pump with Remote Outdoor Unit-Air-Source) | HVH837GKA2* |  |  | EA*4X36L21A*+WALLCON | *97CMN1002122A* | 31600 | 17 | 8.1 | 33200 | 24200 | 72.89% | 1.86 | 11.5 | 11 |  |  |  |  | R-410A | 2.6333 | Residential & Commercial | USHP | Ducted CEE Tier 1
212614887 | Central HP <5.4 tons | DAIKIN | HRCU-A-CB (Split System: Heat Pump with Remote Outdoor Unit-Air-Source) | DZ6VSA241EA* |  |  | CA*EA2422*4A* | D*96VC0804CNA* | 23000 | 17 | 8.6 | 23000 | 16100 | 70% | 2 | 0 | 10 |  |  |  |  | R-410A | 1.9167 | Residential & Commercial | USHP | Ducted CEE Tier 1
211260554 | Central HP <5.4 tons | KEEPRITE | HRCU-A-CB (Split System: Heat Pump with Remote Outdoor Unit-Air-Source) | DLCURAH18ABK |  |  | EA*4X24L17A* | *80ES(N,L)0451712A* | 18500 | 15.5 | 9 | 19400 | 18600 | 95.88% | 2.24 | 0 | 10.5 |  |  |  |  | R-410A | 1.5417 | Residential & Commercial | USHP | Ducted CEE Tier 1
211260853 | Central HP <5.4 tons | KEEPRITE | HRCU-A-CB (Split System: Heat Pump with Remote Outdoor Unit-Air-Source) | DLCURAH18ABK |  |  | EA*4X25L17A* | *96VTN0401712A* | 18200 | 15.5 | 8.5 | 18200 | 17500 | 96.15% | 2.12 | 0 | 10.5 |  |  |  |  | R-410A | 1.5167 | Residential & Commercial | USHP | Ducted CEE Tier 1
211261290 | Central HP <5.4 tons | KEEPRITE | HRCU-A-CB (Split System: Heat Pump with Remote Outdoor Unit-Air-Source) | DLCURAH18ABK |  |  | EA*4X30L14A* | *96VSN0601412A* | 18000 | 16 | 8.5 | 18500 | 18500 | 100% | 2.22 | 0 | 10.5 |  |  |  |  | R-410A | 1.5 | Residential & Commercial | USHP | Ducted CEE Tier 1
215667808 | Central HP <5.4 tons | DAY & NIGHT | HRCU-A-CB (Split System: Heat Pump with Remote Outdoor Unit-Air-Source) | C5H0V24*K*AAA* |  |  | EA*5X37M17A*+WALLCON | *96CTN0801714B* | 23800 | 17 | 9 | 23400 | 16500 | 70.51% | 2 | 0 | 10.5 |  |  |  |  | R-454B | 1.9833 | Residential & Commercial | USHP | Ducted CEE Tier 1
215667840 | Central HP <5.4 tons | DAY & NIGHT | HRCU-A-CB (Split System: Heat Pump with Remote Outdoor Unit-Air-Source) | C5H0V24*K*AAA* |  |  | EA*5X37M21A*+WALLCON | *80CTL0701716B* | 24000 | 17.5 | 9 | 23400 | 16400 | 70.09% | 2.02 | 0 | 10.5 |  |  |  |  | R-454B | 2 | Residential & Commercial | USHP | Ducted CEE Tier 1
213069364 | Central HP <5.4 tons | ACIQ | HRCU-A-CB (Split System: Heat Pump with Remote Outdoor Unit-Air-Source) | DLCURAH36ABK |  |  | EA*4X42L24A* | *80VSL0702120A* | 35400 | 16 | 8.1 | 38500 | 35000 | 90.91% | 1.88 | 0 | 9.5 |  |  |  |  | R-410A | 2.95 | Residential & Commercial | USHP
213072174 | Central HP <5.4 tons | ACIQ | HRCU-A-CB (Split System: Heat Pump with Remote Outdoor Unit-Air-Source) | DLCURAH18ABK |  |  | EA*4X24L17A* | *96VTN0601714A* | 17600 | 15.5 | 8.5 | 18600 | 19100 | 102.7% | 2.3 | 0 | 10.5 |  |  |  |  | R-410A | 1.4667 | Residential & Commercial | USHP | Ducted CEE Tier 1
213072183 | Central HP <5.4 tons | ACIQ | HRCU-A-CB (Split System: Heat Pump with Remote Outdoor Unit-Air-Source) | DLCURAH18ABK |  |  | EA*4X24L17A* | *80ESU0601716A | 18500 | 16 | 9 | 19400 | 18600 | 95.88% | 2.26 | 0 | 10.5 |  |  |  |  | R-410A | 1.5417 | Residential & Commercial | USHP | Ducted CEE Tier 1
213072188 | Central HP <5.4 tons | ACIQ | HRCU-A-CB (Split System: Heat Pump with Remote Outdoor Unit-Air-Source) | DLCURAH18ABK |  |  | EA*4X25L17A* | *96VSN0601714A* | 18200 | 16 | 8.5 | 18100 | 17600 | 97.24% | 2.12 | 0 | 11 |  |  |  |  | R-410A | 1.5167 | Residential & Commercial | USHP | Ducted CEE Tier 1
213072206 | Central HP <5.4 tons | ACIQ | HRCU-A-CB (Split System: Heat Pump with Remote Outdoor Unit-Air-Source) | DLCURAH18ABK |  |  | EA*4X25L17A* | *95ESN0261410A* | 18600 | 16 | 8.5 | 18500 | 17400 | 94.05% | 2.12 | 0 | 11 |  |  |  |  | R-410A | 1.55 | Residential & Commercial | USHP | Ducted CEE Tier 1
213072213 | Central HP <5.4 tons | ACIQ | HRCU-A-CB (Split System: Heat Pump with Remote Outdoor Unit-Air-Source) | DLCURAH18ABK |  |  | EA*4X25L17A* | *92ESN0401410A* | 18400 | 15.5 | 8.5 | 18400 | 17500 | 95.11% | 2.12 | 0 | 10.5 |  |  |  |  | R-410A | 1.5333 | Residential & Commercial | USHP | Ducted CEE Tier 1
213072247 | Central HP <5.4 tons | ACIQ | HRCU-A-CB (Split System: Heat Pump with Remote Outdoor Unit-Air-Source) | DLCURAH18ABK |  |  | EA*4X30L17A* | *95ESN0401410A* | 17900 | 15.5 | 8.5 | 18500 | 18500 | 100% | 2.22 | 0 | 10.5 |  |  |  |  | R-410A | 1.4917 | Residential & Commercial | USHP | Ducted CEE Tier 1
213070995 | Central HP <5.4 tons | ACIQ | HRCU-A-CB (Split System: Heat Pump with Remote Outdoor Unit-Air-Source) | DLCURAH24ABK |  |  | EN(A,D)4X24L17** | *96VSN0601714A* | 23600 | 16 | 8.5 | 26800 | 23400 | 87.31% | 1.92 | 0 | 10 |  |  |  |  | R-410A | 1.9667 | Residential & Commercial | USHP | Ducted CEE Tier 1
216783485 | Central HP <5.4 tons | COLEMAN | HRCU-A-CB (Split System: Heat Pump with Remote Outdoor Unit-Air-Source) | HH824E2S11 |  |  | CTF36B5ADS1 | Z8ES100B12LMPS1 | 23000 | 19 | 9.5 | 23000 | 18800 | 81.74% | 2 | 0 | 12 |  |  |  |  | R-454B | 1.9167 | Residential & Commercial | USHP | Ducted CEE Tier 1
214573570 | Central HP <5.4 tons | HEIL | HRCU-A-CB (Split System: Heat Pump with Remote Outdoor Unit-Air-Source) | HVH837GKA** |  |  | EN(A,D,W)4X60L24**+WALLCON | *95CSU1002122B* | 32800 | 19 | 8.5 | 32200 | 24600 | 76.4% | 1.98 | 0 | 12 |  |  |  |  | R-410A | 2.7333 | Residential & Commercial | USHP | Ducted CEE Tier 1
211261053 | Central HP <5.4 tons | KEEPRITE | HRCU-A-CB (Split System: Heat Pump with Remote Outdoor Unit-Air-Source) | DLCURAH18ABK |  |  | EA*4X25L17A* | *92ESN0401410A* | 18400 | 15.5 | 8.5 | 18400 | 17500 | 95.11% | 2.12 | 0 | 10.5 |  |  |  |  | R-410A | 1.5333 | Residential & Commercial | USHP | Ducted CEE Tier 1
214575803 | Central HP <5.4 tons | CARRIER | HRCU-A-CB (Split System: Heat Pump with Remote Outdoor Unit-Air-Source) | 25VNA436A*031* |  |  | CNPV*4221AL*+UI | 59MN7C060C21**20 | 33000 | 18.5 | 9 | 38000 | 26800 | 70.53% | 1.98 | 0 | 11.5 |  |  |  |  | R-410A | 2.75 | Residential & Commercial | USHP | Ducted CEE Tier 1
216782735 | Central HP <5.4 tons | COLEMAN | HRCU-A-CB (Split System: Heat Pump with Remote Outdoor Unit-Air-Source) | HH836E2S11 |  |  | CTF48C5CFS1 | Z8ES080C20LMPS1 | 34200 | 19 | 9 | 32000 | 25400 | 79.38% | 2 | 0 | 11 |  |  |  |  | R-454B | 2.85 | Residential & Commercial | USHP | Ducted CEE Tier 1
211387336 | Central HP <5.4 tons | FRASER-JOHNSTON | HRCU-A-CB (Split System: Heat Pump with Remote Outdoor Unit-Air-Source) | HMH72B341 |  |  | XAFC36DBCN1 | TM9V100C20MP12 | 34000 | 17.5 | 8.1 | 34000 | 24800 | 72.94% | 2.12 | 0 | 9.5 |  |  |  |  | R-410A | 2.8333 | Residential & Commercial | USHP
216681845 | Central HP <5.4 tons | AIRQUEST | HRCU-A-CB (Split System: Heat Pump with Remote Outdoor Unit-Air-Source) | DLCURAH36ABK |  |  | EHD4X42AAL | *97VTN1002120A* | 36000 | 16 | 8.5 | 38500 | 34400 | 89.35% | 1.8 | 0 | 10 |  |  |  |  | R-410A | 3 | Residential & Commercial | USHP | Ducted CEE Tier 1
215677909 | Central HP <5.4 tons | DAY & NIGHT | HRCU-A-CB (Split System: Heat Pump with Remote Outdoor Unit-Air-Source) | C5H0V60*K*AAA* |  |  | EA*5X61M24A*+WALLCON | *80CSU1002120A* | 56000 | 18 | 9 | 60000 | 42000 | 70% | 2 | 0 | 9 |  |  |  |  | R-454B | 4.6667 | Residential & Commercial | USHP
216784946 | Central HP <5.4 tons | COLEMAN | HRCU-A-CB (Split System: Heat Pump with Remote Outdoor Unit-Air-Source) | HH860E2S11 |  |  | CTM60D5CGS1 | Z8ES130D20LMPS1 | 45000 | 18 | 9 | 45000 | 33600 | 74.67% | 2 | 0 | 12 |  |  |  |  | R-454B | 3.75 | Residential & Commercial | USHP | Ducted CEE Tier 1
214421536 | Central HP <5.4 tons | COLEMAN | HRCU-A-CB (Split System: Heat Pump with Remote Outdoor Unit-Air-Source) | HH860E2S11 |  |  | CTM60C5CHS1+JMET16CS2N1 | 0 | 53000 | 19 | 8.5 | 53500 | 38500 | 71.96% | 2 | 0 | 11.7 |  |  |  |  | R-454B | 4.4167 | Residential & Commercial | USHP | Ducted CEE Tier 1
212985057 | Central HP <5.4 tons | KEEPRITE | HRCU-A-CB (Split System: Heat Pump with Remote Outdoor Unit-Air-Source) | DLCURAH24ABK |  |  | EN(A,D)4X36L21** | *92MSN0802120A* | 23400 | 17 | 8.5 | 26200 | 24800 | 94.66% | 2.08 | 0 | 10.5 |  |  |  |  | R-410A | 1.95 | Residential & Commercial | USHP | Ducted CEE Tier 1
212984573 | Central HP <5.4 tons | KEEPRITE | HRCU-A-CB (Split System: Heat Pump with Remote Outdoor Unit-Air-Source) | DLCURAH24ABK |  |  | EA*4X24L17A* | *92MSN0801716A* | 23200 | 17 | 9 | 26800 | 26800 | 100% | 2.3 | 0 | 10 |  |  |  |  | R-410A | 1.9333 | Residential & Commercial | USHP | Ducted CEE Tier 1
214279750 | Central HP <5.4 tons | HEIL | HRCU-A-CB (Split System: Heat Pump with Remote Outdoor Unit-Air-Source) | DLCURAH18ABK |  |  | EA*4X25L17A* | *96MSN0601716A* | 17700 | 16 | 8.5 | 17600 | 17800 | 101.1% | 2.14 | 0 | 10.5 |  |  |  |  | R-410A | 1.475 | Residential & Commercial | USHP | Ducted CEE Tier 1
212984741 | Central HP <5.4 tons | KEEPRITE | HRCU-A-CB (Split System: Heat Pump with Remote Outdoor Unit-Air-Source) | DLCURAH18ABK |  |  | EA*4X30L17A* | *92MSN0801716A* | 17900 | 16.5 | 8.5 | 18500 | 18700 | 101.1% | 2.26 | 0 | 10.5 |  |  |  |  | R-410A | 1.4917 | Residential & Commercial | USHP | Ducted CEE Tier 1
213771236 | Central HP <5.4 tons | BRYANT HEATING AND COOLING SYSTEMS | HRCU-A-CB (Split System: Heat Pump with Remote Outdoor Unit-Air-Source) | 288BNV025*0**B* |  |  | CAP**3721AL*+UI | 986TD66100C21*** | 24400 | 16.5 | 8.5 | 21200 | 16600 | 78.3% | 2.04 | 0 | 11 |  |  |  |  | R-410A | 2.0333 | Residential & Commercial | USHP | Ducted CEE Tier 1
213771266 | Central HP <5.4 tons | BRYANT HEATING AND COOLING SYSTEMS | HRCU-A-CB (Split System: Heat Pump with Remote Outdoor Unit-Air-Source) | 288BNV025*0**B* |  |  | CAP**4221AL*+UI | 88*TB48090C17*** | 23800 | 16.5 | 8.1 | 21400 | 16600 | 77.57% | 1.96 | 0 | 10.5 |  |  |  |  | R-410A | 1.9833 | Residential & Commercial | USHP | Ducted CEE Tier 1
214595059 | Central HP <5.4 tons | COLEMAN | HRCU-A-CB (Split System: Heat Pump with Remote Outdoor Unit-Air-Source) | HH836E2S11 |  |  | CTF36C5CDS1 | Z8ES080C20SMPS1 | 35000 | 19 | 8.5 | 32800 | 27000 | 82.32% | 2 | 0 | 11 |  |  |  |  | R-454B | 2.9167 | Residential & Commercial | USHP | Ducted CEE Tier 1
216508736 | Central HP <5.4 tons | COLEMAN | HRCU-A-CB (Split System: Heat Pump with Remote Outdoor Unit-Air-Source) | HH836E2S11 |  |  | CTF30A5ADS1 | TPLC060A12MP13 | 32800 | 17 | 8.5 | 30600 | 25200 | 82.35% | 2 | 0 | 11 |  |  |  |  | R-454B | 2.7333 | Residential & Commercial | USHP | Ducted CEE Tier 1
214719935 | Central HP <5.4 tons | COLEMAN | HRCU-A-CB (Split System: Heat Pump with Remote Outdoor Unit-Air-Source) | HH836E2S11 |  |  | CTU48C5XFS1+TXV | TP9C100C16MP13 | 33200 | 18 | 9 | 31200 | 25200 | 80.77% | 2 | 0 | 11 |  |  |  |  | R-454B | 2.7667 | Residential & Commercial | USHP | Ducted CEE Tier 1
214720016 | Central HP <5.4 tons | COLEMAN | HRCU-A-CB (Split System: Heat Pump with Remote Outdoor Unit-Air-Source) | HH836E2S11 |  |  | CTU48C5XFS1+TXV | Z8ES120C20SMPS1 | 34200 | 19 | 9 | 32000 | 25400 | 79.38% | 2 | 0 | 11 |  |  |  |  | R-454B | 2.85 | Residential & Commercial | USHP | Ducted CEE Tier 1
215676739 | Central HP <5.4 tons | DAY & NIGHT | HRCU-A-CB (Split System: Heat Pump with Remote Outdoor Unit-Air-Source) | C5H0V48*K*AAA* |  |  | EVD5X61M21A*+WALLCON | *80CTL0901716B* | 48500 | 19 | 9 | 50000 | 37000 | 74% | 2 | 0 | 10 |  |  |  |  | R-454B | 4.0417 | Residential & Commercial | USHP | Ducted CEE Tier 1
216374664 | Central HP <5.4 tons | CHAMPION HEATING AND COOLING | HRCU-A-CB (Split System: Heat Pump with Remote Outdoor Unit-Air-Source) | HH824E2S11 |  |  | CTU30B5XCS1+TXV | Z9ET080B12SMPS1 | 23000 | 18 | 9.5 | 23000 | 18100 | 78.7% | 2 | 0 | 12 |  |  |  |  | R-454B | 1.9167 | Residential & Commercial | USHP | Ducted CEE Tier 1
215676609 | Central HP <5.4 tons | DAY & NIGHT | HRCU-A-CB (Split System: Heat Pump with Remote Outdoor Unit-Air-Source) | C5H0V48*K*AAA* |  |  | EVD5X60M24A*+WALLCON | *80CTL0702120B* | 47500 | 19 | 9 | 50000 | 36800 | 73.6% | 2 | 0 | 10 |  |  |  |  | R-454B | 3.9583 | Residential & Commercial | USHP | Ducted CEE Tier 1
215676659 | Central HP <5.4 tons | DAY & NIGHT | HRCU-A-CB (Split System: Heat Pump with Remote Outdoor Unit-Air-Source) | C5H0V48*K*AAA* |  |  | EVD5X60M24A*+WALLCON | *97CMN0602120B* | 47500 | 18.5 | 9 | 50000 | 37000 | 74% | 1.98 | 0 | 10 |  |  |  |  | R-454B | 3.9583 | Residential & Commercial | USHP | Ducted CEE Tier 1
214573403 | Central HP <5.4 tons | COMFORTMAKER | HRCU-A-CB (Split System: Heat Pump with Remote Outdoor Unit-Air-Source) | CVH837GKA** |  |  | EN(A,D,W)4X42L21**+WALLCON | *97CMN0602120B* | 31600 | 16.5 | 8.1 | 33200 | 24600 | 74.1% | 1.86 | 0 | 11 |  |  |  |  | R-410A | 2.6333 | Residential & Commercial | USHP | Ducted CEE Tier 1
214572835 | Central HP <5.4 tons | KEEPRITE | HRCU-A-CB (Split System: Heat Pump with Remote Outdoor Unit-Air-Source) | CVH837GKA** |  |  | EA*4X48L24A*+WALLCON | *80CTL0702120B* | 32400 | 17.5 | 8.5 | 32400 | 25000 | 77.16% | 1.98 | 0 | 11 |  |  |  |  | R-410A | 2.7 | Residential & Commercial | USHP | Ducted CEE Tier 1
213063352 | Central HP <5.4 tons | ACIQ | HRCU-A-CB (Split System: Heat Pump with Remote Outdoor Unit-Air-Source) | HVH837GKA2* |  |  | EHD4X42AAL+WALLCON | *80CTL1352422A* | 32600 | 17 | 8.1 | 33000 | 24800 | 75.15% | 1.96 | 11 | 11 |  |  |  |  | R-410A | 2.7167 | Residential & Commercial | USHP | Ducted CEE Tier 1
213063353 | Central HP <5.4 tons | ACIQ | HRCU-A-CB (Split System: Heat Pump with Remote Outdoor Unit-Air-Source) | HVH837GKA2* |  |  | EHD4X42AAL+WALLCON | *96CTN1202422A* | 32600 | 17 | 8.1 | 33000 | 24800 | 75.15% | 1.96 | 11 | 11 |  |  |  |  | R-410A | 2.7167 | Residential & Commercial | USHP | Ducted CEE Tier 1
213063371 | Central HP <5.4 tons | ACIQ | HRCU-A-CB (Split System: Heat Pump with Remote Outdoor Unit-Air-Source) | HVH837GKA2* |  |  | EA*4X37L21A*+WALLCON | *80CSU0401712A* | 32800 | 17.5 | 8.5 | 33000 | 25200 | 76.36% | 1.98 | 12 | 11 |  |  |  |  | R-410A | 2.7333 | Residential & Commercial | USHP | Ducted CEE Tier 1
213067163 | Central HP <5.4 tons | ACIQ | HRCU-A-CB (Split System: Heat Pump with Remote Outdoor Unit-Air-Source) | HVH837GKA2* |  |  | EA*4X61L21A*+WALLCON | *95CSU0802120A* | 33200 | 18 | 8.5 | 32000 | 24800 | 77.5% | 2 | 0 | 11.5 |  |  |  |  | R-410A | 2.7667 | Residential & Commercial | USHP | Ducted CEE Tier 1
213067181 | Central HP <5.4 tons | ACIQ | HRCU-A-CB (Split System: Heat Pump with Remote Outdoor Unit-Air-Source) | HVH837GKA2* |  |  | EHD4X36AAL+WALLCON | *95CSU0802120A* | 32200 | 16.5 | 8.1 | 33200 | 24600 | 74.1% | 1.94 | 0 | 11 |  |  |  |  | R-410A | 2.6833 | Residential & Commercial | USHP | Ducted CEE Tier 1
213062917 | Central HP <5.4 tons | ACIQ | HRCU-A-CB (Split System: Heat Pump with Remote Outdoor Unit-Air-Source) | HVH825GKA3* |  |  | EA*4X24L17A*+WALLCON | *80CTL0451712A* | 23200 | 16 | 8.1 | 22000 | 16900 | 76.82% | 1.88 | 11 | 10.5 |  |  |  |  | R-410A | 1.9333 | Residential & Commercial | USHP | Ducted CEE Tier 1
213063069 | Central HP <5.4 tons | ACIQ | HRCU-A-CB (Split System: Heat Pump with Remote Outdoor Unit-Air-Source) | HVH825GKA3* |  |  | EA*4X37L21A*+WALLCON | *80CSU1002120A* | 24400 | 16.5 | 8.1 | 21200 | 16700 | 78.77% | 2.02 | 11.5 | 10.5 |  |  |  |  | R-410A | 2.0333 | Residential & Commercial | USHP | Ducted CEE Tier 1
215676319 | Central HP <5.4 tons | DAY & NIGHT | HRCU-A-CB (Split System: Heat Pump with Remote Outdoor Unit-Air-Source) | C5H0V48*K*AAA* |  |  | EVD5X49M24A*+WALLCON | *80CTL1102120B* | 48000 | 19 | 9 | 50000 | 36400 | 72.8% | 2 | 0 | 10.5 |  |  |  |  | R-454B | 4 | Residential & Commercial | USHP | Ducted CEE Tier 1
215676349 | Central HP <5.4 tons | DAY & NIGHT | HRCU-A-CB (Split System: Heat Pump with Remote Outdoor Unit-Air-Source) | C5H0V48*K*AAA* |  |  | EVD5X49M24A*+WALLCON | *97CMN0602120B* | 47500 | 18.5 | 9 | 50000 | 37000 | 74% | 1.98 | 0 | 10 |  |  |  |  | R-454B | 3.9583 | Residential & Commercial | USHP | Ducted CEE Tier 1
215676769 | Central HP <5.4 tons | DAY & NIGHT | HRCU-A-CB (Split System: Heat Pump with Remote Outdoor Unit-Air-Source) | C5H0V48*K*AAA* |  |  | EVD5X61M21A*+WALLCON | *95CSU0601716B* | 48000 | 18.5 | 9 | 50000 | 37400 | 74.8% | 2 | 0 | 10 |  |  |  |  | R-454B | 4 | Residential & Commercial | USHP | Ducted CEE Tier 1
211229408 | Central HP <5.4 tons | BRYANT HEATING AND COOLING SYSTEMS | HRCU-A-CB (Split System: Heat Pump with Remote Outdoor Unit-Air-Source) | 38MURAQ36AB3* |  |  | CAP**4824AL* | 82*TA66110V21*** | 36800 | 16 | 8.5 | 38500 | 34800 | 90.39% | 2.1 | 0 | 10 |  |  |  |  | R-410A | 3.0667 | Residential & Commercial | USHP | Ducted CEE Tier 1
211230649 | Central HP <5.4 tons | BRYANT HEATING AND COOLING SYSTEMS | HRCU-A-CB (Split System: Heat Pump with Remote Outdoor Unit-Air-Source) | 38MURAQ36AB3* |  |  | CNPV*4824AL* | 915SB60100E21*** | 36800 | 16 | 8.1 | 39500 | 35000 | 88.61% | 2.06 | 0 | 10.5 |  |  |  |  | R-410A | 3.0667 | Residential & Commercial | USHP | Ducted CEE Tier 1
214809250 | Central HP <5.4 tons | COLEMAN | HRCU-A-CB (Split System: Heat Pump with Remote Outdoor Unit-Air-Source) | HH860E2S11 |  |  | CTU60C5XGS1+TXV | Z8ES080C16SMPS1 | 44500 | 18 | 9 | 44500 | 33400 | 75.06% | 2 | 0 | 12 |  |  |  |  | R-454B | 3.7083 | Residential & Commercial | USHP | Ducted CEE Tier 1
216782056 | Central HP <5.4 tons | COLEMAN | HRCU-A-CB (Split System: Heat Pump with Remote Outdoor Unit-Air-Source) | HH860E2S11 |  |  | CTU60C5XGS1+TXV | Z8ES080C20LMPS1 | 44000 | 18 | 9 | 44500 | 33400 | 75.06% | 2 | 0 | 12 |  |  |  |  | R-454B | 3.6667 | Residential & Commercial | USHP | Ducted CEE Tier 1
214396906 | Central HP <5.4 tons | COLEMAN | HRCU-A-CB (Split System: Heat Pump with Remote Outdoor Unit-Air-Source) | HH836E2S11 |  |  | CTF36B5CDS1 | TM9Y060B12MP11 | 33200 | 18 | 8.5 | 31200 | 25600 | 82.05% | 2 | 0 | 11 |  |  |  |  | R-454B | 2.7667 | Residential & Commercial | USHP | Ducted CEE Tier 1
214609106 | Central HP <5.4 tons | COLEMAN | HRCU-A-CB (Split System: Heat Pump with Remote Outdoor Unit-Air-Source) | HH860E2S11 |  |  | CTM60C5CHS1 | Z9ES080C20SMPS1 | 53500 | 19 | 8.5 | 54000 | 39000 | 72.22% | 2 | 0 | 11 |  |  |  |  | R-454B | 4.4583 | Residential & Commercial | USHP | Ducted CEE Tier 1
214396337 | Central HP <5.4 tons | COLEMAN | HRCU-A-CB (Split System: Heat Pump with Remote Outdoor Unit-Air-Source) | HH860E2S11 |  |  | CTM60C5CHS1 | TM9V100C20MP12 | 53000 | 19 | 8.5 | 53500 | 38500 | 71.96% | 2 | 0 | 11 |  |  |  |  | R-454B | 4.4167 | Residential & Commercial | USHP | Ducted CEE Tier 1
214397025 | Central HP <5.4 tons | COLEMAN | HRCU-A-CB (Split System: Heat Pump with Remote Outdoor Unit-Air-Source) | HH860E2S11 |  |  | CTF60C5CGS1+JMVT16CC2N1 | 0 | 45000 | 19 | 9 | 45000 | 33600 | 74.67% | 2 | 0 | 12 |  |  |  |  | R-454B | 3.75 | Residential & Commercial | USHP | Ducted CEE Tier 1
214397407 | Central HP <5.4 tons | COLEMAN | HRCU-A-CB (Split System: Heat Pump with Remote Outdoor Unit-Air-Source) | HH860E2S11 |  |  | CTF60D5CGS1 | TM9V120D20MP12 | 44000 | 18 | 9 | 44500 | 33400 | 75.06% | 2 | 0 | 11.7 |  |  |  |  | R-454B | 3.6667 | Residential & Commercial | USHP | Ducted CEE Tier 1
216783101 | Central HP <5.4 tons | COLEMAN | HRCU-A-CB (Split System: Heat Pump with Remote Outdoor Unit-Air-Source) | HH836E2S11 |  |  | CTM36B5CDS1 | Z8ES080B12LMPS1 | 33600 | 18 | 8.5 | 31200 | 25600 | 82.05% | 2 | 0 | 11 |  |  |  |  | R-454B | 2.8 | Residential & Commercial | USHP | Ducted CEE Tier 1
216783351 | Central HP <5.4 tons | COLEMAN | HRCU-A-CB (Split System: Heat Pump with Remote Outdoor Unit-Air-Source) | HH836E2S11 |  |  | CTU48C5XFS1+TXV | Z8ES080C16LMPS1 | 34400 | 19 | 9 | 32200 | 25400 | 78.88% | 2 | 0 | 11 |  |  |  |  | R-454B | 2.8667 | Residential & Commercial | USHP | Ducted CEE Tier 1
211260799 | Central HP <5.4 tons | KEEPRITE | HRCU-A-CB (Split System: Heat Pump with Remote Outdoor Unit-Air-Source) | DLCURAH18ABK |  |  | EA*4X25L17A* | *80VSL0451716A* | 18100 | 16 | 8.5 | 18000 | 17500 | 97.22% | 2.12 | 0 | 10.5 |  |  |  |  | R-410A | 1.5083 | Residential & Commercial | USHP | Ducted CEE Tier 1
211260449 | Central HP <5.4 tons | KEEPRITE | HRCU-A-CB (Split System: Heat Pump with Remote Outdoor Unit-Air-Source) | DLCURAH18ABK |  |  | EA*4X24L17A* | *95ESN0401410A* | 17700 | 15.5 | 8.5 | 18700 | 19000 | 101.6% | 2.28 | 0 | 10.5 |  |  |  |  | R-410A | 1.475 | Residential & Commercial | USHP | Ducted CEE Tier 1
211260540 | Central HP <5.4 tons | KEEPRITE | HRCU-A-CB (Split System: Heat Pump with Remote Outdoor Unit-Air-Source) | DLCURAH18ABK |  |  | EA*4X24L17A* | *80ES(N,L)0451412A* | 18000 | 16 | 8.5 | 18900 | 18900 | 100% | 2.28 | 0 | 10.5 |  |  |  |  | R-410A | 1.5 | Residential & Commercial | USHP | Ducted CEE Tier 1
211260281 | Central HP <5.4 tons | KEEPRITE | HRCU-A-CB (Split System: Heat Pump with Remote Outdoor Unit-Air-Source) | DLCURAH18ABK |  |  | EA*4X24L17A* | *96VSN0401410A* | 17400 | 16 | 8.5 | 18300 | 19200 | 104.9% | 2.3 | 0 | 10.5 |  |  |  |  | R-410A | 1.45 | Residential & Commercial | USHP | Ducted CEE Tier 1
214398155 | Central HP <5.4 tons | CHAMPION HEATING AND COOLING | HRCU-A-CB (Split System: Heat Pump with Remote Outdoor Unit-Air-Source) | HH836E2S11 |  |  | CTM36C5CDS1 | TP9C080C16MP13 | 33800 | 17 | 8.5 | 31800 | 26000 | 81.76% | 2 | 0 | 11 |  |  |  |  | R-454B | 2.8167 | Residential & Commercial | USHP | Ducted CEE Tier 1
214398189 | Central HP <5.4 tons | CHAMPION HEATING AND COOLING | HRCU-A-CB (Split System: Heat Pump with Remote Outdoor Unit-Air-Source) | HH836E2S11 |  |  | CTM36C5CDS1 | TL8E080C16UH11 | 34000 | 18 | 8.5 | 32200 | 26400 | 81.99% | 2 | 0 | 11 |  |  |  |  | R-454B | 2.8333 | Residential & Commercial | USHP | Ducted CEE Tier 1
214398239 | Central HP <5.4 tons | CHAMPION HEATING AND COOLING | HRCU-A-CB (Split System: Heat Pump with Remote Outdoor Unit-Air-Source) | HH860E2S11 |  |  | CTF60C5CGS1 | TM9Y100C20MP11 | 44500 | 17 | 9 | 46000 | 34000 | 73.91% | 2 | 0 | 11 |  |  |  |  | R-454B | 3.7083 | Residential & Commercial | USHP | Ducted CEE Tier 1
214398459 | Central HP <5.4 tons | CHAMPION HEATING AND COOLING | HRCU-A-CB (Split System: Heat Pump with Remote Outdoor Unit-Air-Source) | HH860E2S11 |  |  | JHE60D5CJ2SS1 | 0 | 53000 | 19 | 8.5 | 54000 | 39000 | 72.22% | 2 | 0 | 11 |  |  |  |  | R-454B | 4.4167 | Residential & Commercial | USHP | Ducted CEE Tier 1
214398509 | Central HP <5.4 tons | CHAMPION HEATING AND COOLING | HRCU-A-CB (Split System: Heat Pump with Remote Outdoor Unit-Air-Source) | HH836E2S11 |  |  | CTM36B5CDS1 | TM9V080B12MP12 | 33000 | 17 | 8.5 | 30600 | 25000 | 81.7% | 2 | 0 | 11 |  |  |  |  | R-454B | 2.75 | Residential & Commercial | USHP | Ducted CEE Tier 1
214398541 | Central HP <5.4 tons | CHAMPION HEATING AND COOLING | HRCU-A-CB (Split System: Heat Pump with Remote Outdoor Unit-Air-Source) | HH836E2S11 |  |  | CTF36B5CDS1 | TP9C080B12MP13 | 33000 | 18 | 8.5 | 30800 | 25000 | 81.17% | 2 | 0 | 11 |  |  |  |  | R-454B | 2.75 | Residential & Commercial | USHP | Ducted CEE Tier 1
213067195 | Central HP <5.4 tons | ACIQ | HRCU-A-CB (Split System: Heat Pump with Remote Outdoor Unit-Air-Source) | HVH837GKA2* |  |  | EHD4X60AAL+WALLCON | *97CMN0801714A* | 32800 | 16.5 | 8.1 | 32600 | 25200 | 77.3% | 1.98 | 0 | 11 |  |  |  |  | R-410A | 2.7333 | Residential & Commercial | USHP | Ducted CEE Tier 1
213067196 | Central HP <5.4 tons | ACIQ | HRCU-A-CB (Split System: Heat Pump with Remote Outdoor Unit-Air-Source) | HVH837GKA2* |  |  | EHD4X60AAL+WALLCON | *97CMN1002122A* | 33000 | 17 | 8.1 | 32200 | 24800 | 77.02% | 2.02 | 0 | 11.5 |  |  |  |  | R-410A | 2.75 | Residential & Commercial | USHP | Ducted CEE Tier 1
213067280 | Central HP <5.4 tons | ACIQ | HRCU-A-CB (Split System: Heat Pump with Remote Outdoor Unit-Air-Source) | HVH825GKA3* |  |  | EA*4X42L21A*+WALLCON | *80CSU0401712A* | 23800 | 17 | 8.1 | 21400 | 16600 | 77.57% | 1.96 | 0 | 11 |  |  |  |  | R-410A | 1.9833 | Residential & Commercial | USHP | Ducted CEE Tier 1
213067313 | Central HP <5.4 tons | ACIQ | HRCU-A-CB (Split System: Heat Pump with Remote Outdoor Unit-Air-Source) | HVH825GKA3* |  |  | EA*4X43L21A*+WALLCON | *97CMN0801714A* | 24400 | 16.5 | 8.1 | 21200 | 16700 | 78.77% | 2.02 | 0 | 11 |  |  |  |  | R-410A | 2.0333 | Residential & Commercial | USHP | Ducted CEE Tier 1
213067314 | Central HP <5.4 tons | ACIQ | HRCU-A-CB (Split System: Heat Pump with Remote Outdoor Unit-Air-Source) | HVH825GKA3* |  |  | EA*4X43L21A*+WALLCON | *97CMN1002122A* | 24400 | 16.5 | 8.5 | 21200 | 16600 | 78.3% | 2.04 | 0 | 11 |  |  |  |  | R-410A | 2.0333 | Residential & Commercial | USHP | Ducted CEE Tier 1
212982332 | Central HP <5.4 tons | KEEPRITE | HRCU-A-CB (Split System: Heat Pump with Remote Outdoor Unit-Air-Source) | DLCURAH24ABK |  |  | EN(A,D)4X24L17** | *80MSU0401712A* | 23200 | 16 | 8.5 | 26200 | 24800 | 94.66% | 2.06 | 0 | 10 |  |  |  |  | R-410A | 1.9333 | Residential & Commercial | USHP | Ducted CEE Tier 1
212981744 | Central HP <5.4 tons | KEEPRITE | HRCU-A-CB (Split System: Heat Pump with Remote Outdoor Unit-Air-Source) | DLCURAH24ABK |  |  | EA*4X36L21A* | *80MSU1002120A* | 23600 | 17 | 8.5 | 26200 | 24000 | 91.6% | 2 | 0 | 10 |  |  |  |  | R-410A | 1.9667 | Residential & Commercial | USHP | Ducted CEE Tier 1
215666989 | Central HP <5.4 tons | DAY & NIGHT | HRCU-A-CB (Split System: Heat Pump with Remote Outdoor Unit-Air-Source) | C5H0V24*K*AAA* |  |  | EA*5X24M17A*+WALLCON | *80CSU0601716A* | 22800 | 16.5 | 9 | 24000 | 16800 | 70% | 1.96 | 0 | 10 |  |  |  |  | R-454B | 1.9 | Residential & Commercial | USHP | Ducted CEE Tier 1
215667387 | Central HP <5.4 tons | DAY & NIGHT | HRCU-A-CB (Split System: Heat Pump with Remote Outdoor Unit-Air-Source) | C5H0V24*K*AAA* |  |  | EA*5X30M17A*+WALLCON | *80CSU0601716A* | 23000 | 17 | 9 | 23800 | 16700 | 70.17% | 1.98 | 0 | 10 |  |  |  |  | R-454B | 1.9167 | Residential & Commercial | USHP | Ducted CEE Tier 1
212614907 | Central HP <5.4 tons | DAIKIN | HRCU-A-CB (Split System: Heat Pump with Remote Outdoor Unit-Air-Source) | DZ6VSA241EA* |  |  | CA*EA3026*4A* | D*96VC0803BNA* | 23000 | 17 | 8.6 | 23000 | 16100 | 70% | 2 | 0 | 10 |  |  |  |  | R-410A | 1.9167 | Residential & Commercial | USHP | Ducted CEE Tier 1
212980995 | Central HP <5.4 tons | BRYANT HEATING AND COOLING SYSTEMS | HRCU-A-CB (Split System: Heat Pump with Remote Outdoor Unit-Air-Source) | 38MURAQ24AB3* |  |  | CAP**3721AL* | 8(0,1)*SB60110M21*** | 24800 | 17.5 | 8.5 | 25600 | 21200 | 82.81% | 1.8 | 0 | 10.5 |  |  |  |  | R-410A | 2.0667 | Residential & Commercial | USHP | Ducted CEE Tier 1
215676019 | Central HP <5.4 tons | DAY & NIGHT | HRCU-A-CB (Split System: Heat Pump with Remote Outdoor Unit-Air-Source) | C5H0V48*K*AAA* |  |  | EVM5X61M24A*+WALLCON | *95CSU0802120B* | 48500 | 19 | 9 | 50000 | 36800 | 73.6% | 2 | 0 | 10 |  |  |  |  | R-454B | 4.0417 | Residential & Commercial | USHP | Ducted CEE Tier 1
214229156 | Central HP <5.4 tons | BRYANT HEATING AND COOLING SYSTEMS | HRCU-A-CB (Split System: Heat Pump with Remote Outdoor Unit-Air-Source) | 38MURAQ24AB3* |  |  | CAP**3617AL* | 83*SB48060M17*** | 23800 | 17.5 | 8.5 | 25600 | 23600 | 92.19% | 1.96 | 0 | 10 |  |  |  |  | R-410A | 1.9833 | Residential & Commercial | USHP | Ducted CEE Tier 1
214229189 | Central HP <5.4 tons | BRYANT HEATING AND COOLING SYSTEMS | HRCU-A-CB (Split System: Heat Pump with Remote Outdoor Unit-Air-Source) | 38MURAQ24AB3* |  |  | CNPV*3017AL* | 83*SB48060M17*** | 23600 | 17 | 8.5 | 25600 | 24000 | 93.75% | 2 | 0 | 10.5 |  |  |  |  | R-410A | 1.9667 | Residential & Commercial | USHP | Ducted CEE Tier 1
214573835 | Central HP <5.4 tons | KEEPRITE | HRCU-A-CB (Split System: Heat Pump with Remote Outdoor Unit-Air-Source) | CVH837GKA2* |  |  | EA*4X42L24A*+WALLCON | *97CMN0802120B* | 31800 | 17 | 8.5 | 32800 | 24400 | 74.39% | 1.9 | 0 | 11 |  |  |  |  | R-410A | 2.65 | Residential & Commercial | USHP | Ducted CEE Tier 1
211230778 | Central HP <5.4 tons | BRYANT HEATING AND COOLING SYSTEMS | HRCU-A-CB (Split System: Heat Pump with Remote Outdoor Unit-Air-Source) | 38MURAQ36AB3* |  |  | CNPV*4824AL* | 926TB66120V24*** | 36200 | 16 | 8.1 | 38500 | 34800 | 90.39% | 2.02 | 0 | 10 |  |  |  |  | R-410A | 3.0167 | Residential & Commercial | USHP | Ducted CEE Tier 1
211230926 | Central HP <5.4 tons | BRYANT HEATING AND COOLING SYSTEMS | HRCU-A-CB (Split System: Heat Pump with Remote Outdoor Unit-Air-Source) | 38MURAQ36AB3* |  |  | FX4DN(B,F)049L | 0 | 36800 | 16 | 8.5 | 38500 | 34600 | 89.87% | 2.08 | 0 | 10 |  |  |  |  | R-410A | 3.0667 | Residential & Commercial | USHP | Ducted CEE Tier 1
216801876 | Central HP <5.4 tons | CHAMPION HEATING AND COOLING | HRCU-A-CB (Split System: Heat Pump with Remote Outdoor Unit-Air-Source) | HH836E2S11 |  |  | CTU48C5XFS1+TXV | Z8ET080C16LMPS1 | 32800 | 19 | 9 | 30200 | 22800 | 75.5% | 2 | 0 | 11.7 |  |  |  |  | R-454B | 2.7333 | Residential & Commercial | USHP | Ducted CEE Tier 1
214809177 | Central HP <5.4 tons | COLEMAN | HRCU-A-CB (Split System: Heat Pump with Remote Outdoor Unit-Air-Source) | HH860E2S11 |  |  | CTU60C5XGS1+TXV | TMLV100C16MP12 | 43500 | 18 | 9 | 44000 | 33400 | 75.91% | 2 | 0 | 11.7 |  |  |  |  | R-454B | 3.625 | Residential & Commercial | USHP | Ducted CEE Tier 1
214573615 | Central HP <5.4 tons | KEEPRITE | HRCU-A-CB (Split System: Heat Pump with Remote Outdoor Unit-Air-Source) | CVH837GKA2* |  |  | EA*4X36L21A*+WALLCON | *80CTL0702120B* | 31400 | 17 | 8.1 | 33000 | 24200 | 73.33% | 1.86 | 0 | 11 |  |  |  |  | R-410A | 2.6167 | Residential & Commercial | USHP | Ducted CEE Tier 1
215677809 | Central HP <5.4 tons | DAY & NIGHT | HRCU-A-CB (Split System: Heat Pump with Remote Outdoor Unit-Air-Source) | C5H0V60*K*AAA* |  |  | EA*5X60M24A*+WALLCON | *95CSU0802120B* | 54500 | 18 | 8.5 | 59500 | 42000 | 70.59% | 1.9 | 0 | 8.5 |  |  |  |  | R-454B | 4.5417 | Residential & Commercial | USHP
215677959 | Central HP <5.4 tons | DAY & NIGHT | HRCU-A-CB (Split System: Heat Pump with Remote Outdoor Unit-Air-Source) | C5H0V60*K*AAA* |  |  | EA*5X61M24A*+WALLCON | *95CSU0802120B* | 56000 | 18 | 8.5 | 60000 | 42000 | 70% | 2.02 | 0 | 8.5 |  |  |  |  | R-454B | 4.6667 | Residential & Commercial | USHP
211387483 | Central HP <5.4 tons | FRASER-JOHNSTON | HRCU-A-CB (Split System: Heat Pump with Remote Outdoor Unit-Air-Source) | HMH72B341 |  |  | XAHC30CXXN1+TXV | TP9C100C16MP13 | 32400 | 17 | 8.1 | 32800 | 23000 | 70.12% | 2 | 0 | 9.5 |  |  |  |  | R-410A | 2.7 | Residential & Commercial | USHP
214595039 | Central HP <5.4 tons | COLEMAN | HRCU-A-CB (Split System: Heat Pump with Remote Outdoor Unit-Air-Source) | HH860E2S11 |  |  | CTF60C5CHS1 | Z8ES080C20SMPS1 | 54000 | 19 | 9 | 54000 | 39000 | 72.22% | 2 | 0 | 11.7 |  |  |  |  | R-454B | 4.5 | Residential & Commercial | USHP | Ducted CEE Tier 1
214809157 | Central HP <5.4 tons | COLEMAN | HRCU-A-CB (Split System: Heat Pump with Remote Outdoor Unit-Air-Source) | HH860E2S11 |  |  | CTU60C5XGS1+JME16C2SN1+TXV | 0 | 45000 | 19 | 9 | 45000 | 33000 | 73.33% | 2 | 0 | 12 |  |  |  |  | R-454B | 3.75 | Residential & Commercial | USHP | Ducted CEE Tier 1
214807705 | Central HP <5.4 tons | COLEMAN | HRCU-A-CB (Split System: Heat Pump with Remote Outdoor Unit-Air-Source) | HH824E2S11 |  |  | CTU36B5XDS1+JME08B2SN1+TXV | 0 | 23000 | 19 | 9.5 | 23000 | 18000 | 78.26% | 2 | 0 | 12 |  |  |  |  | R-454B | 1.9167 | Residential & Commercial | USHP | Ducted CEE Tier 1
214807739 | Central HP <5.4 tons | COLEMAN | HRCU-A-CB (Split System: Heat Pump with Remote Outdoor Unit-Air-Source) | HH824E2S11 |  |  | CTM36B5ADS1 | TP9C080B12MP13 | 23000 | 18 | 9.5 | 23000 | 18500 | 80.43% | 2 | 0 | 12 |  |  |  |  | R-454B | 1.9167 | Residential & Commercial | USHP | Ducted CEE Tier 1
210473902 | Central HP <5.4 tons | KENMORE | HRCU-A-CB (Split System: Heat Pump with Remote Outdoor Unit-Air-Source) | (C,H,T)VH825GKA3* |  |  | EN(A,D,W)4X48L21**+WALLCON | *95CSU0802120A* | 24200 | 17 | 8.1 | 21200 | 16600 | 78.3% | 2.02 | 0 | 11.5 |  |  |  |  | R-410A | 2.0167 | Residential & Commercial | USHP | Ducted CEE Tier 1
210473268 | Central HP <5.4 tons | KENMORE | HRCU-A-CB (Split System: Heat Pump with Remote Outdoor Unit-Air-Source) | (C,H,T)VH825GKA3* |  |  | EA*4X48L21A*+WALLCON | *95CSU0601716A* | 24000 | 16.5 | 8.1 | 21000 | 16600 | 79.05% | 2 | 0 | 10.5 |  |  |  |  | R-410A | 2 | Residential & Commercial | USHP | Ducted CEE Tier 1
214572475 | Central HP <5.4 tons | KEEPRITE | HRCU-A-CB (Split System: Heat Pump with Remote Outdoor Unit-Air-Source) | CVH837GKA** |  |  | EA*4X36L21A*+WALLCON | *80CTL0702120B* | 31400 | 17 | 8.1 | 33000 | 24200 | 73.33% | 1.86 | 0 | 11 |  |  |  |  | R-410A | 2.6167 | Residential & Commercial | USHP | Ducted CEE Tier 1
214573395 | Central HP <5.4 tons | KEEPRITE | HRCU-A-CB (Split System: Heat Pump with Remote Outdoor Unit-Air-Source) | CVH837GKA** |  |  | EN(A,D,W)4X42L21**+WALLCON | *95CSU1002122B* | 31800 | 17 | 8.1 | 33000 | 24400 | 73.94% | 1.9 | 0 | 11.5 |  |  |  |  | R-410A | 2.65 | Residential & Commercial | USHP | Ducted CEE Tier 1
215676889 | Central HP <5.4 tons | DAY & NIGHT | HRCU-A-CB (Split System: Heat Pump with Remote Outdoor Unit-Air-Source) | C5H0V48*K*AAA* |  |  | EVD5X61M24A*+WALLCON | *80CTL1352422B* | 48500 | 19.5 | 9.5 | 50000 | 36600 | 73.2% | 2.1 | 0 | 10.5 |  |  |  |  | R-454B | 4.0417 | Residential & Commercial | USHP | Ducted CEE Tier 1
216682297 | Central HP <5.4 tons | CARRIER | HRCU-A-CB (Split System: Heat Pump with Remote Outdoor Unit-Air-Source) | 38MURAQ24AB3* |  |  | CAP**3621AL* | 59TP7A100V21**20 | 23600 | 17 | 9 | 25600 | 23200 | 90.62% | 1.82 | 0 | 10 |  |  |  |  | R-410A | 1.9667 | Residential & Commercial | USHP | Ducted CEE Tier 1
211230787 | Central HP <5.4 tons | TEMPSTAR | HRCU-A-CB (Split System: Heat Pump with Remote Outdoor Unit-Air-Source) | DLCURAH36ABK |  |  | EN(A,D)4X48L24** | *96VTN1202422A* | 36200 | 16 | 8.1 | 38500 | 34800 | 90.39% | 2.02 | 0 | 10 |  |  |  |  | R-410A | 3.0167 | Residential & Commercial | USHP | Ducted CEE Tier 1
216783544 | Central HP <5.4 tons | COLEMAN | HRCU-A-CB (Split System: Heat Pump with Remote Outdoor Unit-Air-Source) | HH860E2S11 |  |  | CTU60C5XGS1+TXV | Z8ES100C20LMPS1 | 44500 | 18 | 9 | 44500 | 33400 | 75.06% | 2 | 0 | 12 |  |  |  |  | R-454B | 3.7083 | Residential & Commercial | USHP | Ducted CEE Tier 1
216784153 | Central HP <5.4 tons | COLEMAN | HRCU-A-CB (Split System: Heat Pump with Remote Outdoor Unit-Air-Source) | HH836E2S11 |  |  | CTF48C5CFS1 | Z8ES120C16LMPS1 | 34000 | 19 | 9 | 31600 | 25200 | 79.75% | 2 | 0 | 11.7 |  |  |  |  | R-454B | 2.8333 | Residential & Commercial | USHP | Ducted CEE Tier 1
216801885 | Central HP <5.4 tons | CHAMPION HEATING AND COOLING | HRCU-A-CB (Split System: Heat Pump with Remote Outdoor Unit-Air-Source) | HH836E2S11 |  |  | CTU48C5XFS1+TXV | Z8ET120C20LMPS1 | 32600 | 19 | 9 | 30200 | 23000 | 76.16% | 2 | 0 | 11.7 |  |  |  |  | R-454B | 2.7167 | Residential & Commercial | USHP | Ducted CEE Tier 1
214719950 | Central HP <5.4 tons | COLEMAN | HRCU-A-CB (Split System: Heat Pump with Remote Outdoor Unit-Air-Source) | HH860E2S11 |  |  | CTU60C5XGS1+TXV | TM8V100C20MP12 | 44500 | 18 | 9 | 45000 | 33800 | 75.11% | 2 | 0 | 11 |  |  |  |  | R-454B | 3.7083 | Residential & Commercial | USHP | Ducted CEE Tier 1
216737994 | Central HP <5.4 tons | KEEPRITE | HRCU-A-CB (Split System: Heat Pump with Remote Outdoor Unit-Air-Source) | D5CUHAH24AAK |  |  | ESH5X36M12A* | *80CSU1002120A* | 23400 | 16 | 8.5 | 21400 | 19000 | 88.79% | 1.94 | 0 | 10.5 |  |  |  |  | R-454B | 1.95 | Residential & Commercial | USHP | Ducted CEE Tier 1
212981761 | Central HP <5.4 tons | BRYANT HEATING AND COOLING SYSTEMS | HRCU-A-CB (Split System: Heat Pump with Remote Outdoor Unit-Air-Source) | 38MURAQ24AB3* |  |  | CAP**3721AL* | 83*SB60100M21*** | 24400 | 17 | 8.5 | 25200 | 21400 | 84.92% | 1.78 | 0 | 10 |  |  |  |  | R-410A | 2.0333 | Residential & Commercial | USHP | Ducted CEE Tier 1
212982349 | Central HP <5.4 tons | BRYANT HEATING AND COOLING SYSTEMS | HRCU-A-CB (Split System: Heat Pump with Remote Outdoor Unit-Air-Source) | 38MURAQ24AB3* |  |  | CNPV*3617AL* | 83*SB36040M17*** | 23800 | 16.5 | 8.5 | 25800 | 23800 | 92.25% | 1.98 | 0 | 10.5 |  |  |  |  | R-410A | 1.9833 | Residential & Commercial | USHP | Ducted CEE Tier 1
214810238 | Central HP <5.4 tons | COLEMAN | HRCU-A-CB (Split System: Heat Pump with Remote Outdoor Unit-Air-Source) | HH824E2S11 |  |  | CTM36B5ADS1 | TM8V080B12MP12 | 23000 | 17 | 9 | 23000 | 17700 | 76.96% | 2 | 0 | 12 |  |  |  |  | R-454B | 1.9167 | Residential & Commercial | USHP | Ducted CEE Tier 1
216801898 | Central HP <5.4 tons | CHAMPION HEATING AND COOLING | HRCU-A-CB (Split System: Heat Pump with Remote Outdoor Unit-Air-Source) | HH860E2S11 |  |  | CTF60C5CHS1 | Z8ET120C20LMPS1 | 54000 | 19 | 9 | 54000 | 38500 | 71.3% | 2 | 0 | 11.7 |  |  |  |  | R-454B | 4.5 | Residential & Commercial | USHP | Ducted CEE Tier 1
215677049 | Central HP <5.4 tons | DAY & NIGHT | HRCU-A-CB (Split System: Heat Pump with Remote Outdoor Unit-Air-Source) | C5H0V60*K*AAA* |  |  | EVM5X60M21A*+WALLCON | *97CMN0602120B* | 55500 | 17.5 | 8.5 | 65000 | 46000 | 70.77% | 1.94 | 0 | 8.5 |  |  |  |  | R-454B | 4.625 | Residential & Commercial | USHP
214397125 | Central HP <5.4 tons | COLEMAN | HRCU-A-CB (Split System: Heat Pump with Remote Outdoor Unit-Air-Source) | HH824E2S11 |  |  | CTF30B5ACS1 | TM9E060B12MP12 | 23000 | 17 | 9.5 | 23000 | 18900 | 82.17% | 2 | 0 | 11.7 |  |  |  |  | R-454B | 1.9167 | Residential & Commercial | USHP | Ducted CEE Tier 1
214397140 | Central HP <5.4 tons | COLEMAN | HRCU-A-CB (Split System: Heat Pump with Remote Outdoor Unit-Air-Source) | HH824E2S11 |  |  | CTF30B5ACS1 | TM8E080B12MP11 | 23000 | 17 | 9.5 | 23000 | 18400 | 80% | 2 | 0 | 12 |  |  |  |  | R-454B | 1.9167 | Residential & Commercial | USHP | Ducted CEE Tier 1
212981828 | Central HP <5.4 tons | KEEPRITE | HRCU-A-CB (Split System: Heat Pump with Remote Outdoor Unit-Air-Source) | DLCURAH18ABK |  |  | EA*4X19L17A* | *80MSU1002120A* | 17800 | 16 | 8.1 | 17900 | 17900 | 100% | 2.14 | 0 | 10.5 |  |  |  |  | R-410A | 1.4833 | Residential & Commercial | USHP | Ducted CEE Tier 1
212981864 | Central HP <5.4 tons | KEEPRITE | HRCU-A-CB (Split System: Heat Pump with Remote Outdoor Unit-Air-Source) | DLCURAH18ABK |  |  | EA*4X30L17A* | *80MSU1002120A* | 17500 | 16 | 8.5 | 18100 | 18700 | 103.3% | 2.24 | 0 | 10.5 |  |  |  |  | R-410A | 1.4583 | Residential & Commercial | USHP | Ducted CEE Tier 1
216769992 | Central HP <5.4 tons | TRANE | HRCU-A-CB (Split System: Heat Pump with Remote Outdoor Unit-Air-Source) | 5TWR7036A1 |  |  | 5TXCC009AS3 | S8X2C080M5PTC | 34200 | 17.1 | 8.7 | 32400 | 24000 | 74.07% | 2.22 | 0 | 12 |  |  |  |  | R-454B | 2.85 | Residential & Commercial | USHP | Ducted CEE Tier 1
211398041 | Central HP <5.4 tons | FRASER-JOHNSTON | HRCU-A-CB (Split System: Heat Pump with Remote Outdoor Unit-Air-Source) | HMH72B341 |  |  | XAFC48FBCN1 | TM8V080B12MP12 | 33000 | 16 | 8.1 | 32600 | 24000 | 73.62% | 2.02 | 0 | 9 |  |  |  |  | R-410A | 2.75 | Residential & Commercial | USHP
213297028 | Central HP <5.4 tons | COLEMAN | HRCU-A-CB (Split System: Heat Pump with Remote Outdoor Unit-Air-Source) | HMH72B341 |  |  | XAFC36DXXN1+TXV | Z9ES100C20SMPS1 | 34000 | 17.5 | 8.5 | 33400 | 24000 | 71.86% | 2.1 | 0 | 9.5 |  |  |  |  | R-410A | 2.8333 | Residential & Commercial | USHP
213297058 | Central HP <5.4 tons | COLEMAN | HRCU-A-CB (Split System: Heat Pump with Remote Outdoor Unit-Air-Source) | HMH72B341 |  |  | XAFB30CXXN1+TXV | Z9ES060A10SMPS1 | 32400 | 18.5 | 8.1 | 33000 | 23200 | 70.3% | 2.02 | 0 | 9.5 |  |  |  |  | R-410A | 2.7 | Residential & Commercial | USHP
213297278 | Central HP <5.4 tons | COLEMAN | HRCU-A-CB (Split System: Heat Pump with Remote Outdoor Unit-Air-Source) | HMH72B341 |  |  | XAFB30CXXN1+TXV | Z9ES060B12SMPS1 | 32400 | 17 | 8.1 | 33000 | 23200 | 70.3% | 2.02 | 0 | 9.5 |  |  |  |  | R-410A | 2.7 | Residential & Commercial | USHP
214398402 | Central HP <5.4 tons | CHAMPION HEATING AND COOLING | HRCU-A-CB (Split System: Heat Pump with Remote Outdoor Unit-Air-Source) | HH824E2S11 |  |  | CTM30B5ACS1 | TMLE080B12MP11 | 23000 | 17 | 9.5 | 23000 | 18300 | 79.57% | 2 | 0 | 12 |  |  |  |  | R-454B | 1.9167 | Residential & Commercial | USHP | Ducted CEE Tier 1
213771501 | Central HP <5.4 tons | DAY & NIGHT | HRCU-A-CB (Split System: Heat Pump with Remote Outdoor Unit-Air-Source) | CVH825GKA2* |  |  | EA*4X43L21A*+WALLCON | *97CMN0601714B* | 24200 | 16.5 | 8.1 | 21200 | 16700 | 78.77% | 2.02 | 0 | 10.5 |  |  |  |  | R-410A | 2.0167 | Residential & Commercial | USHP | Ducted CEE Tier 1
216738371 | Central HP <5.4 tons | KEEPRITE | HRCU-A-CB (Split System: Heat Pump with Remote Outdoor Unit-Air-Source) | D5CUHAH24AAK |  |  | ESH5X36M12A* | *95CSU0601716B* | 22600 | 16 | 8.1 | 20800 | 18500 | 88.94% | 1.85 | 0 | 11 |  |  |  |  | R-454B | 1.8833 | Residential & Commercial | USHP | Ducted CEE Tier 1
216737758 | Central HP <5.4 tons | KEEPRITE | HRCU-A-CB (Split System: Heat Pump with Remote Outdoor Unit-Air-Source) | D5CUHAH24AAK |  |  | ESH5X30M12A* | *96CTN0601714B* | 22400 | 16 | 8.1 | 21000 | 18900 | 90% | 1.85 | 0 | 10.5 |  |  |  |  | R-454B | 1.8667 | Residential & Commercial | USHP | Ducted CEE Tier 1
216737260 | Central HP <5.4 tons | KEEPRITE | HRCU-A-CB (Split System: Heat Pump with Remote Outdoor Unit-Air-Source) | D5CUHAH24AAK |  |  | ESH5X30M12A* | *80CTL0451712B* | 22400 | 15.2 | 8.1 | 21000 | 18900 | 90% | 1.85 | 0 | 10.5 |  |  |  |  | R-454B | 1.8667 | Residential & Commercial | USHP | Ducted CEE Tier 1
216738462 | Central HP <5.4 tons | KEEPRITE | HRCU-A-CB (Split System: Heat Pump with Remote Outdoor Unit-Air-Source) | D5CUHAH24AAK |  |  | ESH5X36M12A* | *92MSN0601714A* | 22800 | 16 | 8.1 | 20800 | 18500 | 88.94% | 1.85 | 0 | 11 |  |  |  |  | R-454B | 1.9 | Residential & Commercial | USHP | Ducted CEE Tier 1
216738076 | Central HP <5.4 tons | KEEPRITE | HRCU-A-CB (Split System: Heat Pump with Remote Outdoor Unit-Air-Source) | D5CUHAH24AAK |  |  | ESH5X36M12A* | *80MS(N,L)0902116A* | 22800 | 16 | 8.1 | 20800 | 18600 | 89.42% | 1.85 | 0 | 11 |  |  |  |  | R-454B | 1.9 | Residential & Commercial | USHP | Ducted CEE Tier 1
216737867 | Central HP <5.4 tons | KEEPRITE | HRCU-A-CB (Split System: Heat Pump with Remote Outdoor Unit-Air-Source) | D5CUHAH24AAK |  |  | ESH5X30M12A* | *96VTN1002120B* | 22800 | 16 | 8.5 | 21200 | 19000 | 89.62% | 1.96 | 0 | 11 |  |  |  |  | R-454B | 1.9 | Residential & Commercial | USHP | Ducted CEE Tier 1
211387353 | Central HP <5.4 tons | FRASER-JOHNSTON | HRCU-A-CB (Split System: Heat Pump with Remote Outdoor Unit-Air-Source) | HMH72B341 |  |  | XAFC36DBCN1 | TP9C100C20MP13 | 34000 | 17.5 | 8.1 | 34000 | 24800 | 72.94% | 2.12 | 0 | 9.5 |  |  |  |  | R-410A | 2.8333 | Residential & Commercial | USHP
216737897 | Central HP <5.4 tons | KEEPRITE | HRCU-A-CB (Split System: Heat Pump with Remote Outdoor Unit-Air-Source) | D5CUHAH24AAK |  |  | ESH5X30M12A* | *97VTN0601716A* | 22400 | 15.5 | 8.1 | 21000 | 18800 | 89.52% | 1.85 | 0 | 10.5 |  |  |  |  | R-454B | 1.8667 | Residential & Commercial | USHP | Ducted CEE Tier 1
216782167 | Central HP <5.4 tons | COLEMAN | HRCU-A-CB (Split System: Heat Pump with Remote Outdoor Unit-Air-Source) | HH824E2S11 |  |  | CTF36B5ADS1 | Z8ES080B12LMPS1 | 23000 | 19 | 9.5 | 23000 | 18600 | 80.87% | 2 | 0 | 12 |  |  |  |  | R-454B | 1.9167 | Residential & Commercial | USHP | Ducted CEE Tier 1
216737564 | Central HP <5.4 tons | KEEPRITE | HRCU-A-CB (Split System: Heat Pump with Remote Outdoor Unit-Air-Source) | D5CUHAH24AAK |  |  | ESH5X30M12A* | *96MSN0801716A* | 22400 | 15.2 | 8.1 | 21000 | 18900 | 90% | 1.9 | 0 | 10.5 |  |  |  |  | R-454B | 1.8667 | Residential & Commercial | USHP | Ducted CEE Tier 1
216737698 | Central HP <5.4 tons | KEEPRITE | HRCU-A-CB (Split System: Heat Pump with Remote Outdoor Unit-Air-Source) | D5CUHAH24AAK |  |  | ESH5X30M12A* | *95MSU0401712A* | 22400 | 15.5 | 8.1 | 21000 | 18900 | 90% | 1.85 | 0 | 10.5 |  |  |  |  | R-454B | 1.8667 | Residential & Commercial | USHP | Ducted CEE Tier 1
216737731 | Central HP <5.4 tons | KEEPRITE | HRCU-A-CB (Split System: Heat Pump with Remote Outdoor Unit-Air-Source) | D5CUHAH24AAK |  |  | ESH5X30M12A* | *95MSU1002120A* | 22400 | 15.5 | 8.1 | 21000 | 18900 | 90% | 1.85 | 0 | 10.5 |  |  |  |  | R-454B | 1.8667 | Residential & Commercial | USHP | Ducted CEE Tier 1
214398573 | Central HP <5.4 tons | CHAMPION HEATING AND COOLING | HRCU-A-CB (Split System: Heat Pump with Remote Outdoor Unit-Air-Source) | HH836E2S11 |  |  | CTF48C5CFS1+JMVT17CC2N1 | 0 | 34400 | 19 | 9 | 32000 | 25200 | 78.75% | 2 | 0 | 11.7 |  |  |  |  | R-454B | 2.8667 | Residential & Commercial | USHP | Ducted CEE Tier 1
213297416 | Central HP <5.4 tons | CHAMPION HEATING AND COOLING | HRCU-A-CB (Split System: Heat Pump with Remote Outdoor Unit-Air-Source) | HMH72B341 |  |  | XAFB36DXXN1+JMVT12BC2N1+TXV | 0 | 34000 | 18.5 | 8.5 | 33600 | 23600 | 70.24% | 2.1 | 0 | 10 |  |  |  |  | R-410A | 2.8333 | Residential & Commercial | USHP | Ducted CEE Tier 1
214398350 | Central HP <5.4 tons | CHAMPION HEATING AND COOLING | HRCU-A-CB (Split System: Heat Pump with Remote Outdoor Unit-Air-Source) | HH824E2S11 |  |  | CTF36B5ADS1+JMC12B2SN1 | 0 | 23000 | 19 | 9.5 | 23000 | 18500 | 80.43% | 2 | 0 | 12 |  |  |  |  | R-454B | 1.9167 | Residential & Commercial | USHP | Ducted CEE Tier 1
213297566 | Central HP <5.4 tons | CHAMPION HEATING AND COOLING | HRCU-A-CB (Split System: Heat Pump with Remote Outdoor Unit-Air-Source) | HMH72B341 |  |  | XAHC36DXXN1+TXV | Z8ES100B12LMPS1 | 33400 | 17.5 | 8.1 | 32800 | 23200 | 70.73% | 2.02 | 0 | 9.5 |  |  |  |  | R-410A | 2.7833 | Residential & Commercial | USHP
214397662 | Central HP <5.4 tons | CHAMPION HEATING AND COOLING | HRCU-A-CB (Split System: Heat Pump with Remote Outdoor Unit-Air-Source) | HH836E2S11 |  |  | JHC36B5CD2SS1 | 0 | 33000 | 19 | 8.5 | 30200 | 24800 | 82.12% | 2 | 0 | 11.7 |  |  |  |  | R-454B | 2.75 | Residential & Commercial | USHP | Ducted CEE Tier 1
214397682 | Central HP <5.4 tons | CHAMPION HEATING AND COOLING | HRCU-A-CB (Split System: Heat Pump with Remote Outdoor Unit-Air-Source) | HH836E2S11 |  |  | CTM36B5CDS1+JMC12B2SN1 | 0 | 33200 | 18 | 9 | 30400 | 24800 | 81.58% | 2 | 0 | 11.7 |  |  |  |  | R-454B | 2.7667 | Residential & Commercial | USHP | Ducted CEE Tier 1
213063299 | Central HP <5.4 tons | ACIQ | HRCU-A-CB (Split System: Heat Pump with Remote Outdoor Unit-Air-Source) | HVH837GKA2* |  |  | EA*4X36L21A*+WALLCON | *80CTL0701716A* | 31400 | 17 | 8.1 | 33400 | 24400 | 73.05% | 1.84 | 11.5 | 11 |  |  |  |  | R-410A | 2.6167 | Residential & Commercial | USHP | Ducted CEE Tier 1
213063317 | Central HP <5.4 tons | ACIQ | HRCU-A-CB (Split System: Heat Pump with Remote Outdoor Unit-Air-Source) | HVH837GKA2* |  |  | EA*4X42L24A*+WALLCON | *96CTN1202422A* | 31800 | 17.5 | 8.1 | 33000 | 24400 | 73.94% | 1.9 | 11 | 11.5 |  |  |  |  | R-410A | 2.65 | Residential & Commercial | USHP | Ducted CEE Tier 1
213063356 | Central HP <5.4 tons | ACIQ | HRCU-A-CB (Split System: Heat Pump with Remote Outdoor Unit-Air-Source) | HVH837GKA2* |  |  | EHD4X42AAL+WALLCON | *96CTN1002122A* | 32600 | 16.5 | 8.1 | 33000 | 24800 | 75.15% | 1.96 | 12 | 11 |  |  |  |  | R-410A | 2.7167 | Residential & Commercial | USHP | Ducted CEE Tier 1
211261439 | Central HP <5.4 tons | KEEPRITE | HRCU-A-CB (Split System: Heat Pump with Remote Outdoor Unit-Air-Source) | DLCURAH18ABK |  |  | EA*4X30L14A* | *80ES(N,L)0451412A* | 18200 | 16.5 | 8.5 | 18600 | 18400 | 98.92% | 2.22 | 0 | 10.5 |  |  |  |  | R-410A | 1.5167 | Residential & Commercial | USHP | Ducted CEE Tier 1
211261925 | Central HP <5.4 tons | KEEPRITE | HRCU-A-CB (Split System: Heat Pump with Remote Outdoor Unit-Air-Source) | DLCURAH18ABK |  |  | EA*4X30L17A* | *96VTN0401410A* | 17500 | 16 | 8.5 | 18100 | 18600 | 102.8% | 2.24 | 0 | 10.5 |  |  |  |  | R-410A | 1.4583 | Residential & Commercial | USHP | Ducted CEE Tier 1
211262190 | Central HP <5.4 tons | KEEPRITE | HRCU-A-CB (Split System: Heat Pump with Remote Outdoor Unit-Air-Source) | DLCURAH18ABK |  |  | EA*4X30L17A* | OMV098J12* | 18300 | 16 | 8.5 | 18900 | 18400 | 97.35% | 2.22 | 0 | 10.5 |  |  |  |  | R-410A | 1.525 | Residential & Commercial | USHP | Ducted CEE Tier 1
211260170 | Central HP <5.4 tons | KEEPRITE | HRCU-A-CB (Split System: Heat Pump with Remote Outdoor Unit-Air-Source) | DLCURAH18ABK |  |  | EA*4X24L14A* | *96VTN0601412A* | 17800 | 16 | 8.5 | 18800 | 19000 | 101.1% | 2.28 | 0 | 10.5 |  |  |  |  | R-410A | 1.4833 | Residential & Commercial | USHP | Ducted CEE Tier 1
211260302 | Central HP <5.4 tons | KEEPRITE | HRCU-A-CB (Split System: Heat Pump with Remote Outdoor Unit-Air-Source) | DLCURAH18ABK |  |  | EA*4X24L17A* | *96VSN0601412A* | 17900 | 16 | 8.5 | 18800 | 19000 | 101.1% | 2.28 | 0 | 10.5 |  |  |  |  | R-410A | 1.4917 | Residential & Commercial | USHP | Ducted CEE Tier 1
211259752 | Central HP <5.4 tons | KEEPRITE | HRCU-A-CB (Split System: Heat Pump with Remote Outdoor Unit-Air-Source) | DLCURAH18ABK |  |  | EA*4X19L17A* | *80VTL0451412A* | 18100 | 16.5 | 8.5 | 18000 | 17600 | 97.78% | 2.14 | 0 | 11 |  |  |  |  | R-410A | 1.5083 | Residential & Commercial | USHP | Ducted CEE Tier 1
211260051 | Central HP <5.4 tons | KEEPRITE | HRCU-A-CB (Split System: Heat Pump with Remote Outdoor Unit-Air-Source) | DLCURAH18ABK |  |  | EA*4X19L17A* | OLV098A12* | 18600 | 16 | 8.5 | 18600 | 17500 | 94.09% | 2.12 | 0 | 11 |  |  |  |  | R-410A | 1.55 | Residential & Commercial | USHP | Ducted CEE Tier 1
213067332 | Central HP <5.4 tons | ACIQ | HRCU-A-CB (Split System: Heat Pump with Remote Outdoor Unit-Air-Source) | HVH825GKA3* |  |  | EA*4X48L21A*+WALLCON | *97CMN0602120A* | 24000 | 16.5 | 8.1 | 21000 | 16600 | 79.05% | 2 | 0 | 11 |  |  |  |  | R-410A | 2 | Residential & Commercial | USHP | Ducted CEE Tier 1
213067414 | Central HP <5.4 tons | ACIQ | HRCU-A-CB (Split System: Heat Pump with Remote Outdoor Unit-Air-Source) | HVH825GKA3* |  |  | EHD4X48AAL+WALLCON | *95CSU0802120A* | 24200 | 16.5 | 8.1 | 21200 | 16600 | 78.3% | 2.02 | 0 | 11 |  |  |  |  | R-410A | 2.0167 | Residential & Commercial | USHP | Ducted CEE Tier 1
213067415 | Central HP <5.4 tons | ACIQ | HRCU-A-CB (Split System: Heat Pump with Remote Outdoor Unit-Air-Source) | HVH825GKA3* |  |  | EHD4X48AAL+WALLCON | *95CSU1002122A* | 24200 | 16.5 | 8.1 | 21200 | 16600 | 78.3% | 2.02 | 0 | 11 |  |  |  |  | R-410A | 2.0167 | Residential & Commercial | USHP | Ducted CEE Tier 1
213067429 | Central HP <5.4 tons | ACIQ | HRCU-A-CB (Split System: Heat Pump with Remote Outdoor Unit-Air-Source) | HVH825GKA3* |  |  | EHD4X48AAL+WALLCON | *96CTN1002122A* | 24200 | 16 | 8.1 | 21200 | 16700 | 78.77% | 2.04 | 0 | 11 |  |  |  |  | R-410A | 2.0167 | Residential & Commercial | USHP | Ducted CEE Tier 1
213067696 | Central HP <5.4 tons | ACIQ | HRCU-A-CB (Split System: Heat Pump with Remote Outdoor Unit-Air-Source) | HVH837GKA** |  |  | EA*4X61L21A*+WALLCON | *95CSU0802120A* | 33200 | 18 | 8.5 | 32000 | 24800 | 77.5% | 2 | 0 | 11.5 |  |  |  |  | R-410A | 2.7667 | Residential & Commercial | USHP | Ducted CEE Tier 1
213069651 | Central HP <5.4 tons | ACIQ | HRCU-A-CB (Split System: Heat Pump with Remote Outdoor Unit-Air-Source) | DLCURAH24ABK |  |  | EA*4X24L17A* | *80VSL0701716A* | 23600 | 16.5 | 8.5 | 26600 | 24600 | 92.48% | 2.04 | 0 | 10 |  |  |  |  | R-410A | 1.9667 | Residential & Commercial | USHP | Ducted CEE Tier 1
213069656 | Central HP <5.4 tons | ACIQ | HRCU-A-CB (Split System: Heat Pump with Remote Outdoor Unit-Air-Source) | DLCURAH24ABK |  |  | EA*4X24L17A* | *96VTN0801716A* | 23800 | 16.5 | 8.5 | 26800 | 24000 | 89.55% | 1.98 | 0 | 10 |  |  |  |  | R-410A | 1.9833 | Residential & Commercial | USHP | Ducted CEE Tier 1
213069676 | Central HP <5.4 tons | ACIQ | HRCU-A-CB (Split System: Heat Pump with Remote Outdoor Unit-Air-Source) | DLCURAH24ABK |  |  | EA*4X24L17A* | *80ES(N,L)0701412A* | 24000 | 16.5 | 8.5 | 26800 | 23800 | 88.81% | 1.96 | 0 | 10 |  |  |  |  | R-410A | 2 | Residential & Commercial | USHP | Ducted CEE Tier 1
213069715 | Central HP <5.4 tons | ACIQ | HRCU-A-CB (Split System: Heat Pump with Remote Outdoor Unit-Air-Source) | DLCURAH24ABK |  |  | EA*4X25L17A* | *80ES(N,L)0701412A* | 25000 | 17 | 8.5 | 25600 | 21000 | 82.03% | 1.78 | 0 | 10.5 |  |  |  |  | R-410A | 2.0833 | Residential & Commercial | USHP | Ducted CEE Tier 1
213072205 | Central HP <5.4 tons | ACIQ | HRCU-A-CB (Split System: Heat Pump with Remote Outdoor Unit-Air-Source) | DLCURAH18ABK |  |  | EA*4X25L17A* | *96VTN0601412A* | 18500 | 16 | 8.5 | 18300 | 17400 | 95.08% | 2.12 | 0 | 11 |  |  |  |  | R-410A | 1.5417 | Residential & Commercial | USHP | Ducted CEE Tier 1
213072239 | Central HP <5.4 tons | ACIQ | HRCU-A-CB (Split System: Heat Pump with Remote Outdoor Unit-Air-Source) | DLCURAH18ABK |  |  | EA*4X30L17A* | *95ESU0401712A* | 17800 | 16 | 8.5 | 18300 | 18500 | 101.1% | 2.22 | 0 | 10.5 |  |  |  |  | R-410A | 1.4833 | Residential & Commercial | USHP | Ducted CEE Tier 1
213072264 | Central HP <5.4 tons | ACIQ | HRCU-A-CB (Split System: Heat Pump with Remote Outdoor Unit-Air-Source) | DLCURAH18ABK |  |  | EA*4X30L17A* | OMV112K14A | 18200 | 15.5 | 8.5 | 18900 | 18400 | 97.35% | 2.2 | 0 | 10.5 |  |  |  |  | R-410A | 1.5167 | Residential & Commercial | USHP | Ducted CEE Tier 1
213072280 | Central HP <5.4 tons | ACIQ | HRCU-A-CB (Split System: Heat Pump with Remote Outdoor Unit-Air-Source) | DLCURAH18ABK |  |  | EN(A,D)4X24L14** | *96VSN0601412A* | 17900 | 15.5 | 8.5 | 18800 | 18700 | 99.47% | 2.26 | 0 | 11 |  |  |  |  | R-410A | 1.4917 | Residential & Commercial | USHP | Ducted CEE Tier 1
216675457 | Central HP <5.4 tons | DAY & NIGHT | HRCU-A-CB (Split System: Heat Pump with Remote Outdoor Unit-Air-Source) | D5CURAH24AAK |  |  | EA*5X37M21A* | *80CSU0401712A* | 25400 | 16.5 | 9 | 23400 | 19200 | 82.05% | 2.06 | 0 | 10 |  |  |  |  | R-454B | 2.1167 | Residential & Commercial | USHP | Ducted CEE Tier 1
214809025 | Central HP <5.4 tons | COLEMAN | HRCU-A-CB (Split System: Heat Pump with Remote Outdoor Unit-Air-Source) | HH860E2S11 |  |  | CTU60C5XGS1+JMC16C2SN1+TXV | 0 | 45000 | 19 | 9 | 45000 | 33600 | 74.67% | 2 | 0 | 12 |  |  |  |  | R-454B | 3.75 | Residential & Commercial | USHP | Ducted CEE Tier 1
216801887 | Central HP <5.4 tons | CHAMPION HEATING AND COOLING | HRCU-A-CB (Split System: Heat Pump with Remote Outdoor Unit-Air-Source) | HH860E2S11 |  |  | CTM60C5CGS1 | Z8ET100C16LMPS1 | 45000 | 17 | 9 | 45500 | 32600 | 71.65% | 2 | 0 | 11 |  |  |  |  | R-454B | 3.75 | Residential & Commercial | USHP | Ducted CEE Tier 1
213297428 | Central HP <5.4 tons | COLEMAN | HRCU-A-CB (Split System: Heat Pump with Remote Outdoor Unit-Air-Source) | HMH72B341 |  |  | XAHB30CXXN1+JMET12BS2N1+TXV | 0 | 32400 | 18 | 8.1 | 32400 | 22800 | 70.37% | 2.02 | 0 | 10 |  |  |  |  | R-410A | 2.7 | Residential & Commercial | USHP | Ducted CEE Tier 1
216801883 | Central HP <5.4 tons | CHAMPION HEATING AND COOLING | HRCU-A-CB (Split System: Heat Pump with Remote Outdoor Unit-Air-Source) | HH836E2S11 |  |  | CTU48C5XFS1+TXV | Z8ET100C20LMPS1 | 33000 | 19 | 9 | 30600 | 23000 | 75.16% | 2 | 0 | 11.7 |  |  |  |  | R-454B | 2.75 | Residential & Commercial | USHP | Ducted CEE Tier 1
212980208 | Central HP <5.4 tons | KEEPRITE | HRCU-A-CB (Split System: Heat Pump with Remote Outdoor Unit-Air-Source) | DLCURAH30ABK |  |  | EA*4X42L21A* | *80MS(N,L)0902116A* | 29600 | 15.2 | 8.1 | 33800 | 27600 | 81.66% | 1.78 | 0 | 9 |  |  |  |  | R-410A | 2.4667 | Residential & Commercial | USHP
214397928 | Central HP <5.4 tons | COLEMAN | HRCU-A-CB (Split System: Heat Pump with Remote Outdoor Unit-Air-Source) | HH824E2S11 |  |  | CTF36B5ADS1+JME12B2SN1 | 0 | 23000 | 19 | 9.5 | 23000 | 18500 | 80.43% | 2 | 0 | 12 |  |  |  |  | R-454B | 1.9167 | Residential & Commercial | USHP | Ducted CEE Tier 1
214397575 | Central HP <5.4 tons | COLEMAN | HRCU-A-CB (Split System: Heat Pump with Remote Outdoor Unit-Air-Source) | HH824E2S11 |  |  | CTF30B5ACS1 | CP9C060B12MP13 | 23000 | 17 | 9.5 | 23000 | 18300 | 79.57% | 2 | 0 | 12 |  |  |  |  | R-454B | 1.9167 | Residential & Commercial | USHP | Ducted CEE Tier 1
214398461 | Central HP <5.4 tons | COLEMAN | HRCU-A-CB (Split System: Heat Pump with Remote Outdoor Unit-Air-Source) | HH860E2S11 |  |  | CTM60D5CJS1+JMVT20DC2N1 | 0 | 54000 | 19 | 9 | 55500 | 39500 | 71.17% | 2 | 0 | 11 |  |  |  |  | R-454B | 4.5 | Residential & Commercial | USHP | Ducted CEE Tier 1
214397274 | Central HP <5.4 tons | COLEMAN | HRCU-A-CB (Split System: Heat Pump with Remote Outdoor Unit-Air-Source) | HH836E2S11 |  |  | CTF36C5CDS1 | TP9C080C16MP13 | 33800 | 18 | 8.5 | 31800 | 26000 | 81.76% | 2 | 0 | 11 |  |  |  |  | R-454B | 2.8167 | Residential & Commercial | USHP | Ducted CEE Tier 1
214397224 | Central HP <5.4 tons | COLEMAN | HRCU-A-CB (Split System: Heat Pump with Remote Outdoor Unit-Air-Source) | HH836E2S11 |  |  | CTM36C5CDS1 | TM8Y120C20MP11 | 33400 | 17 | 8.5 | 30800 | 25200 | 81.82% | 2 | 0 | 11.7 |  |  |  |  | R-454B | 2.7833 | Residential & Commercial | USHP | Ducted CEE Tier 1
214396624 | Central HP <5.4 tons | COLEMAN | HRCU-A-CB (Split System: Heat Pump with Remote Outdoor Unit-Air-Source) | HH860E2S11 |  |  | CTF60D5CGS1 | TMLE130D20MP11 | 46000 | 18 | 9 | 47500 | 35200 | 74.11% | 2 | 0 | 11 |  |  |  |  | R-454B | 3.8333 | Residential & Commercial | USHP | Ducted CEE Tier 1
216737815 | Central HP <5.4 tons | KEEPRITE | HRCU-A-CB (Split System: Heat Pump with Remote Outdoor Unit-Air-Source) | D5CUHAH24AAK |  |  | ESH5X30M12A* | *96VTN0401712B* | 22400 | 15.2 | 8.1 | 21200 | 19000 | 89.62% | 1.85 | 0 | 10 |  |  |  |  | R-454B | 1.8667 | Residential & Commercial | USHP | Ducted CEE Tier 1
215678059 | Central HP <5.4 tons | DAY & NIGHT | HRCU-A-CB (Split System: Heat Pump with Remote Outdoor Unit-Air-Source) | C5H0V60*K*AAA* |  |  | ESH5X60M12A*+WALLCON | *80CTL0701716B* | 54000 | 16.5 | 8.5 | 59000 | 41500 | 70.34% | 1.9 | 0 | 9 |  |  |  |  | R-454B | 4.5 | Residential & Commercial | USHP
215678159 | Central HP <5.4 tons | DAY & NIGHT | HRCU-A-CB (Split System: Heat Pump with Remote Outdoor Unit-Air-Source) | C5H0V60*K*AAA* |  |  | ESH5X60M12A*+WALLCON | *97CMN1202422B* | 55500 | 17 | 8.5 | 60000 | 42000 | 70% | 1.9 | 0 | 8.5 |  |  |  |  | R-454B | 4.625 | Residential & Commercial | USHP
215678259 | Central HP <5.4 tons | DAY & NIGHT | HRCU-A-CB (Split System: Heat Pump with Remote Outdoor Unit-Air-Source) | C5H0V24*K*AAA* |  |  | EA*5X25M17A*+WALLCON | *97CTN0801716A* | 23800 | 17 | 9 | 23400 | 16500 | 70.51% | 2.02 | 0 | 10.5 |  |  |  |  | R-454B | 1.9833 | Residential & Commercial | USHP | Ducted CEE Tier 1
216782524 | Central HP <5.4 tons | COLEMAN | HRCU-A-CB (Split System: Heat Pump with Remote Outdoor Unit-Air-Source) | HH860E2S11 |  |  | CTU60C5XGS1+TXV | Z8ES080C16LMPS1 | 44500 | 18 | 9 | 44500 | 33400 | 75.06% | 2 | 0 | 12 |  |  |  |  | R-454B | 3.7083 | Residential & Commercial | USHP | Ducted CEE Tier 1
210470658 | Central HP <5.4 tons | KENMORE | HRCU-A-CB (Split System: Heat Pump with Remote Outdoor Unit-Air-Source) | (C,H,T)VH837GKA2* |  |  | EA*4X61L24A*+WALLCON | *97CMN0602120A* | 33000 | 17.5 | 8.5 | 32400 | 25200 | 77.78% | 1.98 | 0 | 11.7 |  |  |  |  | R-410A | 2.75 | Residential & Commercial | USHP | Ducted CEE Tier 1
214396381 | Central HP <5.4 tons | COLEMAN | HRCU-A-CB (Split System: Heat Pump with Remote Outdoor Unit-Air-Source) | HH836E2S11 |  |  | CTM48C5CFS1 | TM8Y080C16MP11 | 33800 | 19 | 9 | 31800 | 25400 | 79.87% | 2 | 0 | 11 |  |  |  |  | R-454B | 2.8167 | Residential & Commercial | USHP | Ducted CEE Tier 1
214396413 | Central HP <5.4 tons | COLEMAN | HRCU-A-CB (Split System: Heat Pump with Remote Outdoor Unit-Air-Source) | HH836E2S11 |  |  | CTM36C5CDS1 | TM8E080C16MP11 | 33800 | 18 | 8.5 | 31400 | 25600 | 81.53% | 2 | 0 | 11 |  |  |  |  | R-454B | 2.8167 | Residential & Commercial | USHP | Ducted CEE Tier 1
214609215 | Central HP <5.4 tons | COLEMAN | HRCU-A-CB (Split System: Heat Pump with Remote Outdoor Unit-Air-Source) | HH824E2S11 |  |  | CTF36B5ADS1 | Z9ES080B12SMPS1 | 23000 | 18 | 9.5 | 23000 | 18600 | 80.87% | 2 | 0 | 12 |  |  |  |  | R-454B | 1.9167 | Residential & Commercial | USHP | Ducted CEE Tier 1
214396232 | Central HP <5.4 tons | COLEMAN | HRCU-A-CB (Split System: Heat Pump with Remote Outdoor Unit-Air-Source) | HH824E2S11 |  |  | CTF30A5ADS1 | TM9Y040A10MP11 | 23000 | 17 | 9 | 23000 | 18000 | 78.26% | 2 | 0 | 12 |  |  |  |  | R-454B | 1.9167 | Residential & Commercial | USHP | Ducted CEE Tier 1
214609048 | Central HP <5.4 tons | COLEMAN | HRCU-A-CB (Split System: Heat Pump with Remote Outdoor Unit-Air-Source) | HH860E2S11 |  |  | CTF60C5CHS1 | Z9ES080C20SMPS1 | 53500 | 19 | 8.5 | 54000 | 39000 | 72.22% | 2 | 0 | 11 |  |  |  |  | R-454B | 4.4583 | Residential & Commercial | USHP | Ducted CEE Tier 1
214396312 | Central HP <5.4 tons | COLEMAN | HRCU-A-CB (Split System: Heat Pump with Remote Outdoor Unit-Air-Source) | HH860E2S11 |  |  | CTM60D5CHS1 | TM9Y120D20MP11 | 53500 | 19 | 8.5 | 54500 | 39500 | 72.48% | 2 | 0 | 11 |  |  |  |  | R-454B | 4.4583 | Residential & Commercial | USHP | Ducted CEE Tier 1
213063367 | Central HP <5.4 tons | ACIQ | HRCU-A-CB (Split System: Heat Pump with Remote Outdoor Unit-Air-Source) | HVH837GKA2* |  |  | EHD4X48AAL+WALLCON | *80CTL0701412A* | 32600 | 17 | 8.1 | 33200 | 25000 | 75.3% | 1.96 | 11.5 | 11 |  |  |  |  | R-410A | 2.7167 | Residential & Commercial | USHP | Ducted CEE Tier 1
213063415 | Central HP <5.4 tons | ACIQ | HRCU-A-CB (Split System: Heat Pump with Remote Outdoor Unit-Air-Source) | HVH837GKA2* |  |  | EHD4X42AAL+WALLCON | *95CSU1002122A* | 32600 | 17 | 8.1 | 33000 | 24800 | 75.15% | 1.96 | 11.5 | 11 |  |  |  |  | R-410A | 2.7167 | Residential & Commercial | USHP | Ducted CEE Tier 1
213069642 | Central HP <5.4 tons | ACIQ | HRCU-A-CB (Split System: Heat Pump with Remote Outdoor Unit-Air-Source) | DLCURAH24ABK |  |  | EA*4X24L17A* | *80VSL0451412A* | 24000 | 16 | 8.5 | 27000 | 23800 | 88.15% | 1.96 | 0 | 10 |  |  |  |  | R-410A | 2 | Residential & Commercial | USHP | Ducted CEE Tier 1
214810233 | Central HP <5.4 tons | COLEMAN | HRCU-A-CB (Split System: Heat Pump with Remote Outdoor Unit-Air-Source) | HH824E2S11 |  |  | CTM36B5ADS1 | TM8E080B12MP11 | 23000 | 18 | 9.5 | 23000 | 18600 | 80.87% | 2 | 0 | 12 |  |  |  |  | R-454B | 1.9167 | Residential & Commercial | USHP | Ducted CEE Tier 1
213062708 | Central HP <5.4 tons | ACIQ | HRCU-A-CB (Split System: Heat Pump with Remote Outdoor Unit-Air-Source) | HVH825GKA2* |  |  | EA*4X37L21A*+WALLCON | *96CTN0601714A* | 24400 | 16.5 | 8.1 | 21200 | 16700 | 78.77% | 2.02 | 11 | 11 |  |  |  |  | R-410A | 2.0333 | Residential & Commercial | USHP | Ducted CEE Tier 1
213072348 | Central HP <5.4 tons | ACIQ | HRCU-A-CB (Split System: Heat Pump with Remote Outdoor Unit-Air-Source) | DLCURAH18ABK |  |  | EN(A,D)4X30L17** | *80ESU0401712A* | 18600 | 16.5 | 8.5 | 19000 | 18200 | 95.79% | 2.2 | 0 | 11 |  |  |  |  | R-410A | 1.55 | Residential & Commercial | USHP | Ducted CEE Tier 1
213072355 | Central HP <5.4 tons | ACIQ | HRCU-A-CB (Split System: Heat Pump with Remote Outdoor Unit-Air-Source) | DLCURAH18ABK |  |  | EN(A,D)4X30L17** | *95ESN0601412A* | 18000 | 16 | 8.5 | 18500 | 18400 | 99.46% | 2.22 | 0 | 11 |  |  |  |  | R-410A | 1.5 | Residential & Commercial | USHP | Ducted CEE Tier 1
213072375 | Central HP <5.4 tons | ACIQ | HRCU-A-CB (Split System: Heat Pump with Remote Outdoor Unit-Air-Source) | DLCURAH18ABK |  |  | FEM4X18**BL | 0 | 17400 | 16 | 8.5 | 18300 | 19400 | 106% | 2.34 | 0 | 10.5 |  |  |  |  | R-410A | 1.45 | Residential & Commercial | USHP | Ducted CEE Tier 1
213072380 | Central HP <5.4 tons | ACIQ | HRCU-A-CB (Split System: Heat Pump with Remote Outdoor Unit-Air-Source) | DLCURAH18ABK |  |  | FMA4X18**AL* | 0 | 17400 | 16 | 8.5 | 18500 | 20000 | 108.1% | 2.44 | 0 | 10.5 |  |  |  |  | R-410A | 1.45 | Residential & Commercial | USHP | Ducted CEE Tier 1
213069726 | Central HP <5.4 tons | ACIQ | HRCU-A-CB (Split System: Heat Pump with Remote Outdoor Unit-Air-Source) | DLCURAH24ABK |  |  | EA*4X30L14A* | *96VTN0401410A* | 23600 | 15.5 | 8.5 | 26200 | 23600 | 90.08% | 1.94 | 0 | 10 |  |  |  |  | R-410A | 1.9667 | Residential & Commercial | USHP | Ducted CEE Tier 1
213069831 | Central HP <5.4 tons | ACIQ | HRCU-A-CB (Split System: Heat Pump with Remote Outdoor Unit-Air-Source) | DLCURAH24ABK |  |  | EA*4X30L17A* | *96VTN0601412A* | 23400 | 16.5 | 8.5 | 26000 | 24000 | 92.31% | 1.98 | 0 | 10 |  |  |  |  | R-410A | 1.95 | Residential & Commercial | USHP | Ducted CEE Tier 1
213072139 | Central HP <5.4 tons | ACIQ | HRCU-A-CB (Split System: Heat Pump with Remote Outdoor Unit-Air-Source) | DLCURAH18ABK |  |  | EA*4X19L17A* | OLV098A12* | 18600 | 16 | 8.5 | 18600 | 17500 | 94.09% | 2.12 | 0 | 11 |  |  |  |  | R-410A | 1.55 | Residential & Commercial | USHP | Ducted CEE Tier 1
213072146 | Central HP <5.4 tons | ACIQ | HRCU-A-CB (Split System: Heat Pump with Remote Outdoor Unit-Air-Source) | DLCURAH18ABK |  |  | EA*4X24L14A* | *95ESN0601412A* | 17800 | 16 | 8.5 | 18700 | 19000 | 101.6% | 2.28 | 0 | 10.5 |  |  |  |  | R-410A | 1.4833 | Residential & Commercial | USHP | Ducted CEE Tier 1
216727435 | Central HP <5.4 tons | CARRIER | HRCU-A-CB (Split System: Heat Pump with Remote Outdoor Unit-Air-Source) | 37MUHAQ24AA3 |  |  | CAA**2517AM* | OVMAAB036098 | 23000 | 15.2 | 8.5 | 20800 | 18500 | 88.94% | 1.98 | 0 | 11 |  |  |  |  | R-454B | 1.9167 | Residential & Commercial | USHP | Ducted CEE Tier 1
216727502 | Central HP <5.4 tons | CARRIER | HRCU-A-CB (Split System: Heat Pump with Remote Outdoor Unit-Air-Source) | 37MUHAQ24AA3 |  |  | CAA**3017AM* | 59TP6C060V14**12 | 22200 | 16 | 8.1 | 20800 | 18800 | 90.38% | 1.85 | 0 | 10.5 |  |  |  |  | R-454B | 1.85 | Residential & Commercial | USHP | Ducted CEE Tier 1
216727503 | Central HP <5.4 tons | CARRIER | HRCU-A-CB (Split System: Heat Pump with Remote Outdoor Unit-Air-Source) | 37MUHAQ24AA3 |  |  | CAA**3017AM* | 59TP6C060V17**16 | 22200 | 16 | 8.1 | 20800 | 18800 | 90.38% | 1.85 | 0 | 10.5 |  |  |  |  | R-454B | 1.85 | Residential & Commercial | USHP | Ducted CEE Tier 1
216727519 | Central HP <5.4 tons | CARRIER | HRCU-A-CB (Split System: Heat Pump with Remote Outdoor Unit-Air-Source) | 37MUHAQ24AA3 |  |  | CAA**3617AM* | 58S(B,C)*B090M17**14 | 22400 | 16 | 8.1 | 20800 | 18700 | 89.9% | 1.9 | 0 | 11 |  |  |  |  | R-454B | 1.8667 | Residential & Commercial | USHP | Ducted CEE Tier 1
216727520 | Central HP <5.4 tons | CARRIER | HRCU-A-CB (Split System: Heat Pump with Remote Outdoor Unit-Air-Source) | 37MUHAQ24AA3 |  |  | CAA**3617AM* | 58SP*B045V14**12 | 22200 | 16.5 | 8.5 | 20800 | 18700 | 89.9% | 1.94 | 0 | 10.5 |  |  |  |  | R-454B | 1.85 | Residential & Commercial | USHP | Ducted CEE Tier 1
216727602 | Central HP <5.4 tons | CARRIER | HRCU-A-CB (Split System: Heat Pump with Remote Outdoor Unit-Air-Source) | 37MUHAQ24AA3 |  |  | CAA**3717AM* | 59SC6A040M14**10 | 22800 | 15.2 | 8.1 | 20800 | 18500 | 88.94% | 1.9 | 0 | 10.5 |  |  |  |  | R-454B | 1.9 | Residential & Commercial | USHP | Ducted CEE Tier 1
213069665 | Central HP <5.4 tons | ACIQ | HRCU-A-CB (Split System: Heat Pump with Remote Outdoor Unit-Air-Source) | DLCURAH24ABK |  |  | EA*4X24L17A* | *80ES(N,L)0451412A* | 24400 | 16 | 8.5 | 27200 | 23200 | 85.29% | 1.9 | 0 | 10 |  |  |  |  | R-410A | 2.0333 | Residential & Commercial | USHP | Ducted CEE Tier 1
213069699 | Central HP <5.4 tons | ACIQ | HRCU-A-CB (Split System: Heat Pump with Remote Outdoor Unit-Air-Source) | DLCURAH24ABK |  |  | EA*4X25L17A* | *95ESN0601412A* | 25000 | 16 | 8.5 | 26000 | 21000 | 80.77% | 1.76 | 0 | 10 |  |  |  |  | R-410A | 2.0833 | Residential & Commercial | USHP | Ducted CEE Tier 1
213069706 | Central HP <5.4 tons | ACIQ | HRCU-A-CB (Split System: Heat Pump with Remote Outdoor Unit-Air-Source) | DLCURAH24ABK |  |  | EA*4X25L17A* | *80ES(N,L)0701712A* | 25000 | 16.5 | 8.5 | 25800 | 21000 | 81.4% | 1.76 | 0 | 10.5 |  |  |  |  | R-410A | 2.0833 | Residential & Commercial | USHP | Ducted CEE Tier 1
213069733 | Central HP <5.4 tons | ACIQ | HRCU-A-CB (Split System: Heat Pump with Remote Outdoor Unit-Air-Source) | DLCURAH24ABK |  |  | EA*4X30L17A* | *80VSL0451412A* | 23400 | 16.5 | 8.5 | 25800 | 24400 | 94.57% | 2.02 | 0 | 10 |  |  |  |  | R-410A | 1.95 | Residential & Commercial | USHP | Ducted CEE Tier 1
213069740 | Central HP <5.4 tons | ACIQ | HRCU-A-CB (Split System: Heat Pump with Remote Outdoor Unit-Air-Source) | DLCURAH24ABK |  |  | EA*4X30L17A* | *96VSN0401410A* | 23200 | 16 | 8.5 | 25800 | 24200 | 93.8% | 2.02 | 0 | 10 |  |  |  |  | R-410A | 1.9333 | Residential & Commercial | USHP | Ducted CEE Tier 1
213069876 | Central HP <5.4 tons | ACIQ | HRCU-A-CB (Split System: Heat Pump with Remote Outdoor Unit-Air-Source) | DLCURAH24ABK |  |  | EA*4X30L17A* | *92ESN0601714A* | 24400 | 17 | 8.5 | 26400 | 22800 | 86.36% | 1.88 | 0 | 10 |  |  |  |  | R-410A | 2.0333 | Residential & Commercial | USHP | Ducted CEE Tier 1
213069990 | Central HP <5.4 tons | ACIQ | HRCU-A-CB (Split System: Heat Pump with Remote Outdoor Unit-Air-Source) | DLCURAH24ABK |  |  | EA*4X36L17A* | *80VSL0701716A* | 24000 | 16.5 | 8.5 | 26000 | 22800 | 87.69% | 1.9 | 0 | 10 |  |  |  |  | R-410A | 2 | Residential & Commercial | USHP | Ducted CEE Tier 1
213070065 | Central HP <5.4 tons | ACIQ | HRCU-A-CB (Split System: Heat Pump with Remote Outdoor Unit-Air-Source) | DLCURAH24ABK |  |  | EA*4X36L17A* | *96VTN0601714A* | 24000 | 16.5 | 8.5 | 26000 | 22800 | 87.69% | 1.88 | 0 | 10 |  |  |  |  | R-410A | 2 | Residential & Commercial | USHP | Ducted CEE Tier 1
213069910 | Central HP <5.4 tons | ACIQ | HRCU-A-CB (Split System: Heat Pump with Remote Outdoor Unit-Air-Source) | DLCURAH24ABK |  |  | EA*4X30L17A* | *80ES(N,L)0701412A* | 24200 | 16.5 | 8.5 | 26400 | 22800 | 86.36% | 1.88 | 0 | 10 |  |  |  |  | R-410A | 2.0167 | Residential & Commercial | USHP | Ducted CEE Tier 1
213070042 | Central HP <5.4 tons | ACIQ | HRCU-A-CB (Split System: Heat Pump with Remote Outdoor Unit-Air-Source) | DLCURAH24ABK |  |  | EA*4X36L17A* | *95ESN0601412A* | 24400 | 15.5 | 8.5 | 26600 | 22400 | 84.21% | 1.84 | 0 | 10 |  |  |  |  | R-410A | 2.0333 | Residential & Commercial | USHP | Ducted CEE Tier 1
213072166 | Central HP <5.4 tons | ACIQ | HRCU-A-CB (Split System: Heat Pump with Remote Outdoor Unit-Air-Source) | DLCURAH18ABK |  |  | EA*4X24L17A* | *96VTN0801716A* | 17400 | 16 | 8.5 | 18300 | 19200 | 104.9% | 2.3 | 0 | 10.5 |  |  |  |  | R-410A | 1.45 | Residential & Commercial | USHP | Ducted CEE Tier 1
213072171 | Central HP <5.4 tons | ACIQ | HRCU-A-CB (Split System: Heat Pump with Remote Outdoor Unit-Air-Source) | DLCURAH18ABK |  |  | EA*4X24L17A* | *96VTN0401410A* | 17400 | 16 | 8.5 | 18300 | 19200 | 104.9% | 2.3 | 0 | 10.5 |  |  |  |  | R-410A | 1.45 | Residential & Commercial | USHP | Ducted CEE Tier 1
213070119 | Central HP <5.4 tons | ACIQ | HRCU-A-CB (Split System: Heat Pump with Remote Outdoor Unit-Air-Source) | DLCURAH24ABK |  |  | EA*4X36L17A* | *95ESN0801716A* | 24800 | 15.5 | 8.5 | 26800 | 22000 | 82.09% | 1.8 | 0 | 10 |  |  |  |  | R-410A | 2.0667 | Residential & Commercial | USHP | Ducted CEE Tier 1
213070244 | Central HP <5.4 tons | ACIQ | HRCU-A-CB (Split System: Heat Pump with Remote Outdoor Unit-Air-Source) | DLCURAH24ABK |  |  | EA*4X36L21A* | *80VTL0902120A* | 24200 | 17 | 8.5 | 26000 | 22800 | 87.69% | 1.88 | 0 | 10 |  |  |  |  | R-410A | 2.0167 | Residential & Commercial | USHP | Ducted CEE Tier 1
213072182 | Central HP <5.4 tons | ACIQ | HRCU-A-CB (Split System: Heat Pump with Remote Outdoor Unit-Air-Source) | DLCURAH18ABK |  |  | EA*4X24L17A* | *80ES(N,L)0701412A* | 17600 | 16 | 8.5 | 18400 | 19100 | 103.8% | 2.3 | 0 | 10.5 |  |  |  |  | R-410A | 1.4667 | Residential & Commercial | USHP | Ducted CEE Tier 1
213072196 | Central HP <5.4 tons | ACIQ | HRCU-A-CB (Split System: Heat Pump with Remote Outdoor Unit-Air-Source) | DLCURAH18ABK |  |  | EA*4X25L17A* | *80ESU0401712A* | 19000 | 16.5 | 8.5 | 18600 | 17200 | 92.47% | 2.12 | 0 | 11 |  |  |  |  | R-410A | 1.5833 | Residential & Commercial | USHP | Ducted CEE Tier 1
213296846 | Central HP <5.4 tons | CHAMPION HEATING AND COOLING | HRCU-A-CB (Split System: Heat Pump with Remote Outdoor Unit-Air-Source) | HMH72B341 |  |  | XAHC30CXXN1+TXV | Z8ET080C16LMPS1 | 32800 | 18.5 | 8.5 | 32000 | 22800 | 71.25% | 2.04 | 0 | 9.5 |  |  |  |  | R-410A | 2.7333 | Residential & Commercial | USHP
213297146 | Central HP <5.4 tons | CHAMPION HEATING AND COOLING | HRCU-A-CB (Split System: Heat Pump with Remote Outdoor Unit-Air-Source) | HMH72B341 |  |  | XAHC30CXXN1+TXV | Z8ES100C16LMPS1 | 32400 | 17.5 | 8.1 | 32000 | 22800 | 71.25% | 2.02 | 0 | 9.5 |  |  |  |  | R-410A | 2.7 | Residential & Commercial | USHP
213297216 | Central HP <5.4 tons | CHAMPION HEATING AND COOLING | HRCU-A-CB (Split System: Heat Pump with Remote Outdoor Unit-Air-Source) | HMH72B341 |  |  | XAHC36DXXN1+JMET12CS2N1+TXV | 0 | 33800 | 18 | 8.1 | 32800 | 23000 | 70.12% | 2.06 | 0 | 10 |  |  |  |  | R-410A | 2.8167 | Residential & Commercial | USHP | Ducted CEE Tier 1
213297391 | Central HP <5.4 tons | CHAMPION HEATING AND COOLING | HRCU-A-CB (Split System: Heat Pump with Remote Outdoor Unit-Air-Source) | HMH72B341 |  |  | XAHC30CXXN1+TXV | Z8ES080C16LMPS1 | 32800 | 17.5 | 8.5 | 32000 | 22800 | 71.25% | 2.04 | 0 | 9.5 |  |  |  |  | R-410A | 2.7333 | Residential & Commercial | USHP
213297046 | Central HP <5.4 tons | CHAMPION HEATING AND COOLING | HRCU-A-CB (Split System: Heat Pump with Remote Outdoor Unit-Air-Source) | HMH72B341 |  |  | XAHC36DBCN1 | Z9ES080B12SMPS1 | 33200 | 17 | 8.5 | 32000 | 22400 | 70% | 1.8 | 0 | 10 |  |  |  |  | R-410A | 2.7667 | Residential & Commercial | USHP | Ducted CEE Tier 1
213297096 | Central HP <5.4 tons | CHAMPION HEATING AND COOLING | HRCU-A-CB (Split System: Heat Pump with Remote Outdoor Unit-Air-Source) | HMH72B341 |  |  | XAHC36DBCN1 | Z8ET080B12LMPS1 | 33000 | 18 | 8.1 | 32000 | 22400 | 70% | 2 | 0 | 9.5 |  |  |  |  | R-410A | 2.75 | Residential & Commercial | USHP
213297121 | Central HP <5.4 tons | CHAMPION HEATING AND COOLING | HRCU-A-CB (Split System: Heat Pump with Remote Outdoor Unit-Air-Source) | HMH72B341 |  |  | XAFC48FBCN1 | Z8ES120C16SMPS1 | 34000 | 16.5 | 8.5 | 32800 | 23400 | 71.34% | 2.1 | 0 | 9.5 |  |  |  |  | R-410A | 2.8333 | Residential & Commercial | USHP
211261820 | Central HP <5.4 tons | KEEPRITE | HRCU-A-CB (Split System: Heat Pump with Remote Outdoor Unit-Air-Source) | DLCURAH18ABK |  |  | EA*4X30L17A* | *96VTN0801716A* | 17600 | 16 | 8.5 | 18100 | 18600 | 102.8% | 2.24 | 0 | 10.5 |  |  |  |  | R-410A | 1.4667 | Residential & Commercial | USHP | Ducted CEE Tier 1
211262147 | Central HP <5.4 tons | KEEPRITE | HRCU-A-CB (Split System: Heat Pump with Remote Outdoor Unit-Air-Source) | DLCURAH18ABK |  |  | EA*4X30L17A* | *92ESN0401712A* | 17900 | 15.5 | 8.5 | 18600 | 18500 | 99.46% | 2.22 | 0 | 10.5 |  |  |  |  | R-410A | 1.4917 | Residential & Commercial | USHP | Ducted CEE Tier 1
211261166 | Central HP <5.4 tons | KEEPRITE | HRCU-A-CB (Split System: Heat Pump with Remote Outdoor Unit-Air-Source) | DLCURAH18ABK |  |  | EA*4X25L17A* | *80ESU0601716A | 19100 | 16.5 | 8.5 | 18900 | 17300 | 91.53% | 2.12 | 0 | 11 |  |  |  |  | R-410A | 1.5917 | Residential & Commercial | USHP | Ducted CEE Tier 1
211261529 | Central HP <5.4 tons | KEEPRITE | HRCU-A-CB (Split System: Heat Pump with Remote Outdoor Unit-Air-Source) | DLCURAH18ABK |  |  | EA*4X30L17A* | *80VSL0451412A* | 17900 | 16 | 8.5 | 18400 | 18500 | 100.5% | 2.22 | 0 | 10.5 |  |  |  |  | R-410A | 1.4917 | Residential & Commercial | USHP | Ducted CEE Tier 1
211260891 | Central HP <5.4 tons | KEEPRITE | HRCU-A-CB (Split System: Heat Pump with Remote Outdoor Unit-Air-Source) | DLCURAH18ABK |  |  | EA*4X25L17A* | *95ESN0401410A* | 18300 | 16 | 8.5 | 18200 | 17500 | 96.15% | 2.12 | 0 | 10.5 |  |  |  |  | R-410A | 1.525 | Residential & Commercial | USHP | Ducted CEE Tier 1
211260918 | Central HP <5.4 tons | KEEPRITE | HRCU-A-CB (Split System: Heat Pump with Remote Outdoor Unit-Air-Source) | DLCURAH18ABK |  |  | EA*4X25L17A* | *95ESN0601412A* | 18400 | 16.5 | 8.5 | 18200 | 17500 | 96.15% | 2.12 | 0 | 11 |  |  |  |  | R-410A | 1.5333 | Residential & Commercial | USHP | Ducted CEE Tier 1
216727367 | Central HP <5.4 tons | CARRIER | HRCU-A-CB (Split System: Heat Pump with Remote Outdoor Unit-Air-Source) | 37MUHAQ24AA3 |  |  | CAA**2417AM* | 59TN6C060C17**14 | 22000 | 16 | 8.5 | 21000 | 19200 | 91.43% | 1.94 | 0 | 10.5 |  |  |  |  | R-454B | 1.8333 | Residential & Commercial | USHP | Ducted CEE Tier 1
216727469 | Central HP <5.4 tons | CARRIER | HRCU-A-CB (Split System: Heat Pump with Remote Outdoor Unit-Air-Source) | 37MUHAQ24AA3 |  |  | CAA**3017AM* | 58TN*B070C14**12 | 22200 | 16.5 | 8.1 | 20800 | 18700 | 89.9% | 1.85 | 0 | 10.5 |  |  |  |  | R-454B | 1.85 | Residential & Commercial | USHP | Ducted CEE Tier 1
216738248 | Central HP <5.4 tons | DAY & NIGHT | HRCU-A-CB (Split System: Heat Pump with Remote Outdoor Unit-Air-Source) | D5CUHAH24AAK |  |  | ESH5X36M12A* | *80CTL0451712B* | 22600 | 15.2 | 8.1 | 20800 | 18500 | 88.94% | 1.85 | 0 | 10.5 |  |  |  |  | R-454B | 1.8833 | Residential & Commercial | USHP | Ducted CEE Tier 1
216738397 | Central HP <5.4 tons | DAY & NIGHT | HRCU-A-CB (Split System: Heat Pump with Remote Outdoor Unit-Air-Source) | D5CUHAH24AAK |  |  | ESH5X36M12A* | *97CMN0601714B* | 22600 | 15.5 | 8.1 | 20800 | 18500 | 88.94% | 1.85 | 0 | 10.5 |  |  |  |  | R-454B | 1.8833 | Residential & Commercial | USHP | Ducted CEE Tier 1
216738415 | Central HP <5.4 tons | DAY & NIGHT | HRCU-A-CB (Split System: Heat Pump with Remote Outdoor Unit-Air-Source) | D5CUHAH24AAK |  |  | ESH5X36M12A* | *97CMN0801714B* | 22600 | 15.2 | 8.1 | 20600 | 18400 | 89.32% | 1.85 | 0 | 10.5 |  |  |  |  | R-454B | 1.8833 | Residential & Commercial | USHP | Ducted CEE Tier 1
213070635 | Central HP <5.4 tons | ACIQ | HRCU-A-CB (Split System: Heat Pump with Remote Outdoor Unit-Air-Source) | DLCURAH24ABK |  |  | EA*4X37L17A* | *92ESN0401410A* | 24600 | 15.2 | 8.5 | 26000 | 21600 | 83.08% | 1.78 | 0 | 10 |  |  |  |  | R-410A | 2.05 | Residential & Commercial | USHP | Ducted CEE Tier 1
213070687 | Central HP <5.4 tons | ACIQ | HRCU-A-CB (Split System: Heat Pump with Remote Outdoor Unit-Air-Source) | DLCURAH24ABK |  |  | EA*4X37L21A* | *96VSN0401712A* | 24000 | 16 | 8.1 | 25000 | 21600 | 86.4% | 1.8 | 0 | 10 |  |  |  |  | R-410A | 2 | Residential & Commercial | USHP | Ducted CEE Tier 1
213071012 | Central HP <5.4 tons | ACIQ | HRCU-A-CB (Split System: Heat Pump with Remote Outdoor Unit-Air-Source) | DLCURAH24ABK |  |  | EN(A,D)4X24L17** | *96VSN0601412A* | 23200 | 16 | 8.5 | 26400 | 24600 | 93.18% | 2.04 | 0 | 10 |  |  |  |  | R-410A | 1.9333 | Residential & Commercial | USHP | Ducted CEE Tier 1
213071194 | Central HP <5.4 tons | ACIQ | HRCU-A-CB (Split System: Heat Pump with Remote Outdoor Unit-Air-Source) | DLCURAH24ABK |  |  | EN(A,D)4X24L17** | OMV098J12* | 23400 | 16 | 8.5 | 26600 | 24000 | 90.23% | 1.98 | 0 | 10 |  |  |  |  | R-410A | 1.95 | Residential & Commercial | USHP | Ducted CEE Tier 1
213071280 | Central HP <5.4 tons | ACIQ | HRCU-A-CB (Split System: Heat Pump with Remote Outdoor Unit-Air-Source) | DLCURAH24ABK |  |  | EN(A,D)4X30L14** | *80ES(N,L)0701412A* | 24200 | 16.5 | 8.1 | 26200 | 23000 | 87.79% | 1.9 | 0 | 10.5 |  |  |  |  | R-410A | 2.0167 | Residential & Commercial | USHP | Ducted CEE Tier 1
213071296 | Central HP <5.4 tons | ACIQ | HRCU-A-CB (Split System: Heat Pump with Remote Outdoor Unit-Air-Source) | DLCURAH24ABK |  |  | EN(A,D)4X30L17** | *96VSN0401410A* | 23400 | 16 | 8.1 | 25800 | 24000 | 93.02% | 2 | 0 | 10 |  |  |  |  | R-410A | 1.95 | Residential & Commercial | USHP | Ducted CEE Tier 1
211261027 | Central HP <5.4 tons | KEEPRITE | HRCU-A-CB (Split System: Heat Pump with Remote Outdoor Unit-Air-Source) | DLCURAH18ABK |  |  | EA*4X25L17A* | *92ESN0601412A* | 18700 | 16.5 | 8.5 | 18500 | 17400 | 94.05% | 2.12 | 0 | 11 |  |  |  |  | R-410A | 1.5583 | Residential & Commercial | USHP | Ducted CEE Tier 1
213062795 | Central HP <5.4 tons | ACIQ | HRCU-A-CB (Split System: Heat Pump with Remote Outdoor Unit-Air-Source) | HVH837GKA** |  |  | EHD4X42AAL+WALLCON | *80CSU0401712A* | 32400 | 16.5 | 8.1 | 33200 | 24800 | 74.7% | 1.94 | 11.5 | 11 |  |  |  |  | R-410A | 2.7 | Residential & Commercial | USHP | Ducted CEE Tier 1
212614933 | Central HP <5.4 tons | DAIKIN | HRCU-A-CB (Split System: Heat Pump with Remote Outdoor Unit-Air-Source) | DZ6VSA421EA* |  |  | DFVE60DP0400A* | 0 | 40000 | 17 | 8.6 | 40000 | 30600 | 76.5% | 2 | 0 | 10 |  |  |  |  | R-410A | 3.3333 | Residential & Commercial | USHP | Ducted CEE Tier 1
216737949 | Central HP <5.4 tons | KEEPRITE | HRCU-A-CB (Split System: Heat Pump with Remote Outdoor Unit-Air-Source) | D5CUHAH24AAK |  |  | ESH5X30M12A* | *97VTN1202422A* | 22800 | 15.5 | 8.1 | 21200 | 19000 | 89.62% | 1.85 | 0 | 10.5 |  |  |  |  | R-454B | 1.9 | Residential & Commercial | USHP | Ducted CEE Tier 1
216737514 | Central HP <5.4 tons | KEEPRITE | HRCU-A-CB (Split System: Heat Pump with Remote Outdoor Unit-Air-Source) | D5CUHAH24AAK |  |  | ESH5X30M12A* | *92MSN1002122A* | 22800 | 15.2 | 8.1 | 21200 | 19000 | 89.62% | 1.85 | 0 | 10.5 |  |  |  |  | R-454B | 1.9 | Residential & Commercial | USHP | Ducted CEE Tier 1
216737278 | Central HP <5.4 tons | KEEPRITE | HRCU-A-CB (Split System: Heat Pump with Remote Outdoor Unit-Air-Source) | D5CUHAH24AAK |  |  | ESH5X30M12A* | *80CTL0701716B* | 22600 | 16 | 8.1 | 21000 | 18900 | 90% | 1.85 | 0 | 10.5 |  |  |  |  | R-454B | 1.8833 | Residential & Commercial | USHP | Ducted CEE Tier 1
216737296 | Central HP <5.4 tons | KEEPRITE | HRCU-A-CB (Split System: Heat Pump with Remote Outdoor Unit-Air-Source) | D5CUHAH24AAK |  |  | ESH5X30M12A* | *80CTL0901716B* | 22200 | 15.2 | 8.1 | 21000 | 18800 | 89.52% | 1.9 | 0 | 10.5 |  |  |  |  | R-454B | 1.85 | Residential & Commercial | USHP | Ducted CEE Tier 1
216737347 | Central HP <5.4 tons | KEEPRITE | HRCU-A-CB (Split System: Heat Pump with Remote Outdoor Unit-Air-Source) | D5CUHAH24AAK |  |  | ESH5X30M12A* | *80VTL0701716B* | 22400 | 15.5 | 8.1 | 21000 | 18800 | 89.52% | 1.85 | 0 | 10.5 |  |  |  |  | R-454B | 1.8667 | Residential & Commercial | USHP | Ducted CEE Tier 1
214573665 | Central HP <5.4 tons | KEEPRITE | HRCU-A-CB (Split System: Heat Pump with Remote Outdoor Unit-Air-Source) | CVH837GKA2* |  |  | EA*4X36L21A*+WALLCON | *96CTN0802120B* | 31600 | 17.5 | 8.1 | 32800 | 24200 | 73.78% | 1.86 | 0 | 11 |  |  |  |  | R-410A | 2.6333 | Residential & Commercial | USHP | Ducted CEE Tier 1
214573735 | Central HP <5.4 tons | KEEPRITE | HRCU-A-CB (Split System: Heat Pump with Remote Outdoor Unit-Air-Source) | CVH837GKA2* |  |  | EA*4X42L21A*+WALLCON | *80CTL0702120B* | 31800 | 17 | 8.5 | 33000 | 24400 | 73.94% | 1.9 | 0 | 11 |  |  |  |  | R-410A | 2.65 | Residential & Commercial | USHP | Ducted CEE Tier 1
214573785 | Central HP <5.4 tons | KEEPRITE | HRCU-A-CB (Split System: Heat Pump with Remote Outdoor Unit-Air-Source) | CVH837GKA2* |  |  | EA*4X42L21A*+WALLCON | *96CTN0802120B* | 31800 | 17.5 | 8.5 | 32800 | 24400 | 74.39% | 1.9 | 0 | 11 |  |  |  |  | R-410A | 2.65 | Residential & Commercial | USHP | Ducted CEE Tier 1
210474089 | Central HP <5.4 tons | KENMORE | HRCU-A-CB (Split System: Heat Pump with Remote Outdoor Unit-Air-Source) | (C,H,T)VH825GKA3* |  |  | EN(A,D)4X48L24**+WALLCON | *80CSU1002120A* | 24000 | 16.5 | 8.1 | 21400 | 16600 | 77.57% | 2 | 0 | 11 |  |  |  |  | R-410A | 2 | Residential & Commercial | USHP | Ducted CEE Tier 1
210473891 | Central HP <5.4 tons | KENMORE | HRCU-A-CB (Split System: Heat Pump with Remote Outdoor Unit-Air-Source) | (C,H,T)VH825GKA3* |  |  | EN(A,D,W)4X48L21**+WALLCON | *95CSU0601716A* | 24000 | 16.5 | 8.1 | 21400 | 16700 | 78.04% | 2 | 0 | 11 |  |  |  |  | R-410A | 2 | Residential & Commercial | USHP | Ducted CEE Tier 1
214396533 | Central HP <5.4 tons | COLEMAN | HRCU-A-CB (Split System: Heat Pump with Remote Outdoor Unit-Air-Source) | HH836E2S11 |  |  | CTM48C5CFS1 | TPLC080C16MP13 | 33000 | 19 | 9 | 31200 | 25200 | 80.77% | 2 | 0 | 11 |  |  |  |  | R-454B | 2.75 | Residential & Commercial | USHP | Ducted CEE Tier 1
214396830 | Central HP <5.4 tons | COLEMAN | HRCU-A-CB (Split System: Heat Pump with Remote Outdoor Unit-Air-Source) | HH836E2S11 |  |  | CTF36B5CDS1 | TM8E080B12MP11 | 33600 | 18 | 8.5 | 31800 | 26000 | 81.76% | 2 | 0 | 11 |  |  |  |  | R-454B | 2.8 | Residential & Commercial | USHP | Ducted CEE Tier 1
214397333 | Central HP <5.4 tons | COLEMAN | HRCU-A-CB (Split System: Heat Pump with Remote Outdoor Unit-Air-Source) | HH836E2S11 |  |  | CTM48C5CFS1 | TM8E080C20MP11 | 34600 | 18 | 8.5 | 32800 | 25800 | 78.66% | 2 | 0 | 11 |  |  |  |  | R-454B | 2.8833 | Residential & Commercial | USHP | Ducted CEE Tier 1
214396780 | Central HP <5.4 tons | COLEMAN | HRCU-A-CB (Split System: Heat Pump with Remote Outdoor Unit-Air-Source) | HH836E2S11 |  |  | CTF48C5CFS1 | TM9Y100C16MP11 | 33200 | 19 | 9 | 31400 | 25400 | 80.89% | 2 | 0 | 11 |  |  |  |  | R-454B | 2.7667 | Residential & Commercial | USHP | Ducted CEE Tier 1
214396850 | Central HP <5.4 tons | COLEMAN | HRCU-A-CB (Split System: Heat Pump with Remote Outdoor Unit-Air-Source) | HH836E2S11 |  |  | CTF36B5CDS1 | CP9C060B12MP13 | 33000 | 17 | 8.5 | 31000 | 25200 | 81.29% | 2 | 0 | 11 |  |  |  |  | R-454B | 2.75 | Residential & Commercial | USHP | Ducted CEE Tier 1
214396867 | Central HP <5.4 tons | COLEMAN | HRCU-A-CB (Split System: Heat Pump with Remote Outdoor Unit-Air-Source) | HH836E2S11 |  |  | CTM36C5CDS1 | TMLV100C16MP12 | 34000 | 18 | 8.5 | 32000 | 26200 | 81.88% | 2 | 0 | 11 |  |  |  |  | R-454B | 2.8333 | Residential & Commercial | USHP | Ducted CEE Tier 1
214397419 | Central HP <5.4 tons | COLEMAN | HRCU-A-CB (Split System: Heat Pump with Remote Outdoor Unit-Air-Source) | HH860E2S11 |  |  | CTF60C5CGS1 | TM8E100C16MP11 | 44500 | 18 | 9 | 45500 | 34200 | 75.16% | 2 | 0 | 11 |  |  |  |  | R-454B | 3.7083 | Residential & Commercial | USHP | Ducted CEE Tier 1
214396730 | Central HP <5.4 tons | COLEMAN | HRCU-A-CB (Split System: Heat Pump with Remote Outdoor Unit-Air-Source) | HH860E2S11 |  |  | CTF60C5CHS1 | TL8E100C20UH11 | 53000 | 19 | 9 | 53500 | 38500 | 71.96% | 2 | 0 | 11.7 |  |  |  |  | R-454B | 4.4167 | Residential & Commercial | USHP | Ducted CEE Tier 1
214573425 | Central HP <5.4 tons | KEEPRITE | HRCU-A-CB (Split System: Heat Pump with Remote Outdoor Unit-Air-Source) | CVH837GKA** |  |  | EN(A,D,W)4X42L21**+WALLCON | *96CTN0802120B* | 31800 | 17 | 8.1 | 33000 | 24400 | 73.94% | 1.9 | 0 | 11.5 |  |  |  |  | R-410A | 2.65 | Residential & Commercial | USHP | Ducted CEE Tier 1
214573375 | Central HP <5.4 tons | KEEPRITE | HRCU-A-CB (Split System: Heat Pump with Remote Outdoor Unit-Air-Source) | CVH837GKA** |  |  | EN(A,D,W)4X42L21**+WALLCON | *80CTL0702120B* | 31800 | 17 | 8.1 | 33000 | 24600 | 74.55% | 1.88 | 0 | 11 |  |  |  |  | R-410A | 2.65 | Residential & Commercial | USHP | Ducted CEE Tier 1
214398728 | Central HP <5.4 tons | COLEMAN | HRCU-A-CB (Split System: Heat Pump with Remote Outdoor Unit-Air-Source) | HH860E2S11 |  |  | CTM60D5CGS1 | TP9C120D20MP13 | 44000 | 18 | 9 | 44000 | 33400 | 75.91% | 2 | 0 | 11.7 |  |  |  |  | R-454B | 3.6667 | Residential & Commercial | USHP | Ducted CEE Tier 1
216374610 | Central HP <5.4 tons | COLEMAN | HRCU-A-CB (Split System: Heat Pump with Remote Outdoor Unit-Air-Source) | HH860E2S11 |  |  | CTU60D5XGS1+TXV | Z9ET120D20SMPS1 | 44500 | 17 | 9 | 45000 | 32600 | 72.44% | 2 | 0 | 11.7 |  |  |  |  | R-454B | 3.7083 | Residential & Commercial | USHP | Ducted CEE Tier 1
214397508 | Central HP <5.4 tons | COLEMAN | HRCU-A-CB (Split System: Heat Pump with Remote Outdoor Unit-Air-Source) | HH860E2S11 |  |  | CTM60D5CGS1 | TM9E120D20MP12 | 45000 | 17 | 9 | 46500 | 34800 | 74.84% | 2 | 0 | 11 |  |  |  |  | R-454B | 3.75 | Residential & Commercial | USHP | Ducted CEE Tier 1
214397592 | Central HP <5.4 tons | COLEMAN | HRCU-A-CB (Split System: Heat Pump with Remote Outdoor Unit-Air-Source) | HH860E2S11 |  |  | CTM60D5CHS1+JMVT20DC2N1 | 0 | 53500 | 19 | 9 | 53000 | 38000 | 71.7% | 2 | 0 | 12 |  |  |  |  | R-454B | 4.4583 | Residential & Commercial | USHP | Ducted CEE Tier 1
214397827 | Central HP <5.4 tons | COLEMAN | HRCU-A-CB (Split System: Heat Pump with Remote Outdoor Unit-Air-Source) | HH860E2S11 |  |  | CTM60C5CGS1 | TP9C080C16MP13 | 43500 | 18 | 9 | 44000 | 34000 | 77.27% | 2 | 0 | 11 |  |  |  |  | R-454B | 3.625 | Residential & Commercial | USHP | Ducted CEE Tier 1
214649784 | Central HP <5.4 tons | COLEMAN | HRCU-A-CB (Split System: Heat Pump with Remote Outdoor Unit-Air-Source) | HH860E2S11 |  |  | CTU60D5XGS1+TXV | CP9C120D20MP13 | 44000 | 18 | 9 | 44500 | 33400 | 75.06% | 2 | 0 | 11.7 |  |  |  |  | R-454B | 3.6667 | Residential & Commercial | USHP | Ducted CEE Tier 1
214650719 | Central HP <5.4 tons | COLEMAN | HRCU-A-CB (Split System: Heat Pump with Remote Outdoor Unit-Air-Source) | HH860E2S11 |  |  | CTU60D5XHS1+TXV | TM9E120D20MP12 | 53500 | 19 | 8.5 | 54500 | 39500 | 72.48% | 2 | 0 | 11 |  |  |  |  | R-454B | 4.4583 | Residential & Commercial | USHP | Ducted CEE Tier 1
214649818 | Central HP <5.4 tons | COLEMAN | HRCU-A-CB (Split System: Heat Pump with Remote Outdoor Unit-Air-Source) | HH860E2S11 |  |  | CTU60D5XGS1+TXV | TM8E130D20MP11 | 46000 | 18 | 9 | 47500 | 35200 | 74.11% | 2 | 0 | 11 |  |  |  |  | R-454B | 3.8333 | Residential & Commercial | USHP | Ducted CEE Tier 1
210474413 | Central HP <5.4 tons | KENMORE | HRCU-A-CB (Split System: Heat Pump with Remote Outdoor Unit-Air-Source) | (C,H,T)VH825GKA3* |  |  | EHD4X42AAL+WALLCON | *80CTL0701412A* | 24200 | 16.5 | 8.1 | 21200 | 16600 | 78.3% | 2.02 | 0 | 11 |  |  |  |  | R-410A | 2.0167 | Residential & Commercial | USHP | Ducted CEE Tier 1
210474336 | Central HP <5.4 tons | KENMORE | HRCU-A-CB (Split System: Heat Pump with Remote Outdoor Unit-Air-Source) | (C,H,T)VH825GKA3* |  |  | EHD4X42AAL+WALLCON | *96CTN0801714A* | 24000 | 16 | 8.1 | 21400 | 16700 | 78.04% | 2 | 0 | 10.5 |  |  |  |  | R-410A | 2 | Residential & Commercial | USHP | Ducted CEE Tier 1
210473968 | Central HP <5.4 tons | KENMORE | HRCU-A-CB (Split System: Heat Pump with Remote Outdoor Unit-Air-Source) | (C,H,T)VH825GKA3* |  |  | EN(A,D,W)4X48L21**+WALLCON | *80CTL0701716A* | 24200 | 17 | 8.1 | 21400 | 16600 | 77.57% | 2.02 | 0 | 11 |  |  |  |  | R-410A | 2.0167 | Residential & Commercial | USHP | Ducted CEE Tier 1
210473334 | Central HP <5.4 tons | KENMORE | HRCU-A-CB (Split System: Heat Pump with Remote Outdoor Unit-Air-Source) | (C,H,T)VH825GKA3* |  |  | EA*4X48L21A*+WALLCON | *80CTL0451712A* | 24000 | 16.5 | 8.1 | 21000 | 16700 | 79.52% | 2 | 0 | 11 |  |  |  |  | R-410A | 2 | Residential & Commercial | USHP | Ducted CEE Tier 1
210473411 | Central HP <5.4 tons | KENMORE | HRCU-A-CB (Split System: Heat Pump with Remote Outdoor Unit-Air-Source) | (C,H,T)VH825GKA3* |  |  | EA*4X48L21A*+WALLCON | *96CTN1002122A* | 24000 | 16.5 | 8.1 | 21000 | 16500 | 78.57% | 2.02 | 0 | 11 |  |  |  |  | R-410A | 2 | Residential & Commercial | USHP | Ducted CEE Tier 1
210473048 | Central HP <5.4 tons | KENMORE | HRCU-A-CB (Split System: Heat Pump with Remote Outdoor Unit-Air-Source) | (C,H,T)VH825GKA3* |  |  | EA*4X42L24A*+WALLCON | *97CMN1002122A* | 23800 | 16.5 | 8.1 | 21400 | 16600 | 77.57% | 1.96 | 0 | 11 |  |  |  |  | R-410A | 1.9833 | Residential & Commercial | USHP | Ducted CEE Tier 1
213071310 | Central HP <5.4 tons | ACIQ | HRCU-A-CB (Split System: Heat Pump with Remote Outdoor Unit-Air-Source) | DLCURAH24ABK |  |  | EN(A,D)4X30L17** | *96VSN0801716A* | 24200 | 16.5 | 8.1 | 26200 | 23000 | 87.79% | 1.9 | 0 | 10.5 |  |  |  |  | R-410A | 2.0167 | Residential & Commercial | USHP | Ducted CEE Tier 1
213071489 | Central HP <5.4 tons | ACIQ | HRCU-A-CB (Split System: Heat Pump with Remote Outdoor Unit-Air-Source) | DLCURAH24ABK |  |  | EN(A,D)4X30L17** | OLV098A12* | 23400 | 16.5 | 8.1 | 25800 | 24200 | 93.8% | 2 | 0 | 10 |  |  |  |  | R-410A | 1.95 | Residential & Commercial | USHP | Ducted CEE Tier 1
213071546 | Central HP <5.4 tons | ACIQ | HRCU-A-CB (Split System: Heat Pump with Remote Outdoor Unit-Air-Source) | DLCURAH24ABK |  |  | EN(A,D,W)4X36L17** | *80VSL0451716A* | 24200 | 16 | 8.1 | 26400 | 22800 | 86.36% | 1.88 | 0 | 10.5 |  |  |  |  | R-410A | 2.0167 | Residential & Commercial | USHP | Ducted CEE Tier 1
213071723 | Central HP <5.4 tons | ACIQ | HRCU-A-CB (Split System: Heat Pump with Remote Outdoor Unit-Air-Source) | DLCURAH24ABK |  |  | EN(A,D)4X36L21** | *96VSN0601714A* | 23400 | 16.5 | 8.1 | 25800 | 24000 | 93.02% | 2 | 0 | 10 |  |  |  |  | R-410A | 1.95 | Residential & Commercial | USHP | Ducted CEE Tier 1
213071728 | Central HP <5.4 tons | ACIQ | HRCU-A-CB (Split System: Heat Pump with Remote Outdoor Unit-Air-Source) | DLCURAH24ABK |  |  | EN(A,D)4X36L21** | *96VSN0802120A* | 24000 | 17 | 8.1 | 26000 | 23200 | 89.23% | 1.92 | 0 | 10.5 |  |  |  |  | R-410A | 2 | Residential & Commercial | USHP | Ducted CEE Tier 1
213071773 | Central HP <5.4 tons | ACIQ | HRCU-A-CB (Split System: Heat Pump with Remote Outdoor Unit-Air-Source) | DLCURAH24ABK |  |  | EN(A,D)4X36L21** | *80VSL0701716A* | 23800 | 16.5 | 8.1 | 26000 | 23200 | 89.23% | 1.92 | 0 | 10.5 |  |  |  |  | R-410A | 1.9833 | Residential & Commercial | USHP | Ducted CEE Tier 1
213062924 | Central HP <5.4 tons | ACIQ | HRCU-A-CB (Split System: Heat Pump with Remote Outdoor Unit-Air-Source) | HVH825GKA3* |  |  | EA*4X25L17A*+WALLCON | *80CTL0451712A* | 24200 | 16.5 | 8.1 | 21400 | 16800 | 78.5% | 2 | 11 | 11 |  |  |  |  | R-410A | 2.0167 | Residential & Commercial | USHP | Ducted CEE Tier 1
214397080 | Central HP <5.4 tons | COLEMAN | HRCU-A-CB (Split System: Heat Pump with Remote Outdoor Unit-Air-Source) | HH860E2S11 |  |  | CTM60C5CGS1 | TM8E100C16MP11 | 44500 | 18 | 9 | 45500 | 34200 | 75.16% | 2 | 0 | 11 |  |  |  |  | R-454B | 3.7083 | Residential & Commercial | USHP | Ducted CEE Tier 1
216801879 | Central HP <5.4 tons | CHAMPION HEATING AND COOLING | HRCU-A-CB (Split System: Heat Pump with Remote Outdoor Unit-Air-Source) | HH836E2S11 |  |  | CTF48C5CFS1 | Z8ET100C16LMPS1 | 33600 | 19 | 9 | 31200 | 23200 | 74.36% | 2 | 0 | 11.7 |  |  |  |  | R-454B | 2.8 | Residential & Commercial | USHP | Ducted CEE Tier 1
216801886 | Central HP <5.4 tons | CHAMPION HEATING AND COOLING | HRCU-A-CB (Split System: Heat Pump with Remote Outdoor Unit-Air-Source) | HH836E2S11 |  |  | CTM48C5CFS1 | Z8ET120C20LMPS1 | 32800 | 19 | 9 | 30200 | 22800 | 75.5% | 2 | 0 | 11.7 |  |  |  |  | R-454B | 2.7333 | Residential & Commercial | USHP | Ducted CEE Tier 1
214396683 | Central HP <5.4 tons | COLEMAN | HRCU-A-CB (Split System: Heat Pump with Remote Outdoor Unit-Air-Source) | HH824E2S11 |  |  | CTF36B5ADS1 | TM9E060B12MP12 | 23000 | 18 | 9.5 | 23000 | 19200 | 83.48% | 2 | 0 | 12 |  |  |  |  | R-454B | 1.9167 | Residential & Commercial | USHP | Ducted CEE Tier 1
214397100 | Central HP <5.4 tons | COLEMAN | HRCU-A-CB (Split System: Heat Pump with Remote Outdoor Unit-Air-Source) | HH824E2S11 |  |  | CTF36B5ADS1+JME08B2SN1 | 0 | 23000 | 19 | 9.5 | 23000 | 18000 | 78.26% | 2 | 0 | 12 |  |  |  |  | R-454B | 1.9167 | Residential & Commercial | USHP | Ducted CEE Tier 1
210474600 | Central HP <5.4 tons | KENMORE | HRCU-A-CB (Split System: Heat Pump with Remote Outdoor Unit-Air-Source) | (C,H,T)VH825GKA3* |  |  | EHD4X48AAL+WALLCON | *97CMN1002122A* | 24200 | 16 | 8.1 | 21200 | 16700 | 78.77% | 2.04 | 0 | 11 |  |  |  |  | R-410A | 2.0167 | Residential & Commercial | USHP | Ducted CEE Tier 1
210474248 | Central HP <5.4 tons | KENMORE | HRCU-A-CB (Split System: Heat Pump with Remote Outdoor Unit-Air-Source) | (C,H,T)VH825GKA3* |  |  | EHD4X42AAL+WALLCON | *95CSU1002122A* | 24200 | 16 | 8.1 | 21400 | 16600 | 77.57% | 2 | 0 | 11 |  |  |  |  | R-410A | 2.0167 | Residential & Commercial | USHP | Ducted CEE Tier 1
213297271 | Central HP <5.4 tons | CHAMPION HEATING AND COOLING | HRCU-A-CB (Split System: Heat Pump with Remote Outdoor Unit-Air-Source) | HMH72B341 |  |  | XAFB36DBCN1 | Z9ES080B12SMPS1 | 33200 | 17 | 8.5 | 32200 | 22600 | 70.19% | 1.8 | 0 | 10 |  |  |  |  | R-410A | 2.7667 | Residential & Commercial | USHP | Ducted CEE Tier 1
213297741 | Central HP <5.4 tons | CHAMPION HEATING AND COOLING | HRCU-A-CB (Split System: Heat Pump with Remote Outdoor Unit-Air-Source) | HMH72B341 |  |  | XAHC36DBCN1 | Z8ET100C16LMPS1 | 34000 | 18 | 8.5 | 32800 | 23000 | 70.12% | 2.06 | 0 | 10.5 |  |  |  |  | R-410A | 2.8333 | Residential & Commercial | USHP | Ducted CEE Tier 1
215351153 | Central HP <5.4 tons | TOSOT | HRCU-A-CB (Split System: Heat Pump with Remote Outdoor Unit-Air-Source) | TU36-R32WEDU |  |  | TUD36-R32AHEDU | 0 | 34000 | 18 | 10 | 34000 | 34000 | 100% | 2 | 0 | 12 |  |  |  |  | R-32 | 2.8333 | Residential & Commercial | USHP | Ducted CEE Tier 1
216733891 | Central HP <5.4 tons | DAY & NIGHT | HRCU-A-CB (Split System: Heat Pump with Remote Outdoor Unit-Air-Source) | D5CUHAH24AAK |  |  | EA*5X30M17A* | *80VSL0451412B* | 22200 | 16.5 | 8.1 | 20800 | 18700 | 89.9% | 1.85 | 0 | 10.5 |  |  |  |  | R-454B | 1.85 | Residential & Commercial | USHP | Ducted CEE Tier 1
211260475 | Central HP <5.4 tons | KEEPRITE | HRCU-A-CB (Split System: Heat Pump with Remote Outdoor Unit-Air-Source) | DLCURAH18ABK |  |  | EA*4X24L17A* | *95ESN0601412A* | 17800 | 16 | 8.5 | 18700 | 19000 | 101.6% | 2.28 | 0 | 10.5 |  |  |  |  | R-410A | 1.4833 | Residential & Commercial | USHP | Ducted CEE Tier 1
211260064 | Central HP <5.4 tons | KEEPRITE | HRCU-A-CB (Split System: Heat Pump with Remote Outdoor Unit-Air-Source) | DLCURAH18ABK |  |  | EA*4X19L17A* | OMV112K14A | 18600 | 15.5 | 8.5 | 18700 | 17500 | 93.58% | 2.12 | 0 | 10.5 |  |  |  |  | R-410A | 1.55 | Residential & Commercial | USHP | Ducted CEE Tier 1
211260325 | Central HP <5.4 tons | KEEPRITE | HRCU-A-CB (Split System: Heat Pump with Remote Outdoor Unit-Air-Source) | DLCURAH18ABK |  |  | EA*4X24L17A* | *95ESU0401712A* | 17600 | 16 | 8.5 | 18500 | 19100 | 103.2% | 2.3 | 0 | 10.5 |  |  |  |  | R-410A | 1.4667 | Residential & Commercial | USHP | Ducted CEE Tier 1
211260359 | Central HP <5.4 tons | KEEPRITE | HRCU-A-CB (Split System: Heat Pump with Remote Outdoor Unit-Air-Source) | DLCURAH18ABK |  |  | EA*4X24L17A* | *80VSL0451716A* | 17600 | 16 | 8.5 | 18500 | 19100 | 103.2% | 2.3 | 0 | 10.5 |  |  |  |  | R-410A | 1.4667 | Residential & Commercial | USHP | Ducted CEE Tier 1
215678199 | Central HP <5.4 tons | DAY & NIGHT | HRCU-A-CB (Split System: Heat Pump with Remote Outdoor Unit-Air-Source) | C5H0V24*K*AAA* |  |  | EA*5X24M17A*+WALLCON | *80CSU0601716B* | 22800 | 16.5 | 8.5 | 24000 | 16800 | 70% | 1.96 | 0 | 10 |  |  |  |  | R-454B | 1.9 | Residential & Commercial | USHP | Ducted CEE Tier 1
216737250 | Central HP <5.4 tons | KEEPRITE | HRCU-A-CB (Split System: Heat Pump with Remote Outdoor Unit-Air-Source) | D5CUHAH24AAK |  |  | ESH5X30M12A* | *80MSU1002120A* | 22400 | 15.5 | 8.1 | 21000 | 18900 | 90% | 1.85 | 0 | 10.5 |  |  |  |  | R-454B | 1.8667 | Residential & Commercial | USHP | Ducted CEE Tier 1
216736432 | Central HP <5.4 tons | KEEPRITE | HRCU-A-CB (Split System: Heat Pump with Remote Outdoor Unit-Air-Source) | D5CUHAH24AAK |  |  | ESH5X24M12A* | *80VTL0701716B* | 22600 | 15.5 | 8.1 | 21200 | 19100 | 90.09% | 1.85 | 0 | 10.5 |  |  |  |  | R-454B | 1.8833 | Residential & Commercial | USHP | Ducted CEE Tier 1
216735287 | Central HP <5.4 tons | KEEPRITE | HRCU-A-CB (Split System: Heat Pump with Remote Outdoor Unit-Air-Source) | D5CUHAH24AAK |  |  | EA*5X37M17A* | *96CTN0401410B* | 22800 | 15.2 | 8.5 | 20800 | 18600 | 89.42% | 1.96 | 0 | 10.5 |  |  |  |  | R-454B | 1.9 | Residential & Commercial | USHP | Ducted CEE Tier 1
214574615 | Central HP <5.4 tons | KEEPRITE | HRCU-A-CB (Split System: Heat Pump with Remote Outdoor Unit-Air-Source) | CVH837GKA2* |  |  | EN(A,D,W)4X48L21**+WALLCON | *97CMN0802120B* | 32400 | 17.5 | 8.5 | 32800 | 24800 | 75.61% | 1.96 | 0 | 11.5 |  |  |  |  | R-410A | 2.7 | Residential & Commercial | USHP | Ducted CEE Tier 1
214807744 | Central HP <5.4 tons | COLEMAN | HRCU-A-CB (Split System: Heat Pump with Remote Outdoor Unit-Air-Source) | HH824E2S11 |  |  | CTM36B5ADS1 | CP9C080B12MP13 | 23000 | 18 | 9.5 | 23000 | 18500 | 80.43% | 2 | 0 | 12 |  |  |  |  | R-454B | 1.9167 | Residential & Commercial | USHP | Ducted CEE Tier 1
214573995 | Central HP <5.4 tons | KEEPRITE | HRCU-A-CB (Split System: Heat Pump with Remote Outdoor Unit-Air-Source) | CVH837GKA2* |  |  | EA*4X48L24A*+WALLCON | *95CSU1002122B* | 32400 | 17.5 | 8.5 | 32200 | 24800 | 77.02% | 2 | 0 | 11.5 |  |  |  |  | R-410A | 2.7 | Residential & Commercial | USHP | Ducted CEE Tier 1
214574015 | Central HP <5.4 tons | KEEPRITE | HRCU-A-CB (Split System: Heat Pump with Remote Outdoor Unit-Air-Source) | CVH837GKA2* |  |  | EA*4X48L24A*+WALLCON | *97CMN0802120B* | 32400 | 17.5 | 8.5 | 32400 | 25000 | 77.16% | 1.98 | 0 | 11 |  |  |  |  | R-410A | 2.7 | Residential & Commercial | USHP | Ducted CEE Tier 1
215675699 | Central HP <5.4 tons | DAY & NIGHT | HRCU-A-CB (Split System: Heat Pump with Remote Outdoor Unit-Air-Source) | C5H0V48*K*AAA* |  |  | EVM5X60M21A*+WALLCON | *80CTL0451712B* | 47500 | 18 | 9 | 50000 | 37600 | 75.2% | 1.98 | 0 | 9.5 |  |  |  |  | R-454B | 3.9583 | Residential & Commercial | USHP
215675749 | Central HP <5.4 tons | DAY & NIGHT | HRCU-A-CB (Split System: Heat Pump with Remote Outdoor Unit-Air-Source) | C5H0V48*K*AAA* |  |  | EVM5X60M21A*+WALLCON | *80CTL1102120B* | 48000 | 19 | 9 | 50000 | 36600 | 73.2% | 2 | 0 | 10.5 |  |  |  |  | R-454B | 4 | Residential & Commercial | USHP | Ducted CEE Tier 1
216738784 | Central HP <5.4 tons | DAY & NIGHT | HRCU-A-CB (Split System: Heat Pump with Remote Outdoor Unit-Air-Source) | D5CUHAH24AAK |  |  | ESH5X36M12A* | *96CTN1002122B* | 23000 | 15.5 | 8.1 | 21000 | 18700 | 89.05% | 1.85 | 0 | 11 |  |  |  |  | R-454B | 1.9167 | Residential & Commercial | USHP | Ducted CEE Tier 1
216738984 | Central HP <5.4 tons | DAY & NIGHT | HRCU-A-CB (Split System: Heat Pump with Remote Outdoor Unit-Air-Source) | D5CUHAH24AAK |  |  | FCMA5B36L0C*+WALLCON | 0 | 23000 | 16.5 | 8.5 | 21000 | 18800 | 89.52% | 1.96 | 0 | 11 |  |  |  |  | R-454B | 1.9167 | Residential & Commercial | USHP | Ducted CEE Tier 1
216737346 | Central HP <5.4 tons | DAY & NIGHT | HRCU-A-CB (Split System: Heat Pump with Remote Outdoor Unit-Air-Source) | D5CUHAH24AAK |  |  | ESH5X30M12A* | *80VTL0701716B* | 22400 | 15.5 | 8.1 | 21000 | 18800 | 89.52% | 1.85 | 0 | 10.5 |  |  |  |  | R-454B | 1.8667 | Residential & Commercial | USHP | Ducted CEE Tier 1
216737563 | Central HP <5.4 tons | DAY & NIGHT | HRCU-A-CB (Split System: Heat Pump with Remote Outdoor Unit-Air-Source) | D5CUHAH24AAK |  |  | ESH5X30M12A* | *96MSN0801716A* | 22400 | 15.2 | 8.1 | 21000 | 18900 | 90% | 1.9 | 0 | 10.5 |  |  |  |  | R-454B | 1.8667 | Residential & Commercial | USHP | Ducted CEE Tier 1
216737730 | Central HP <5.4 tons | DAY & NIGHT | HRCU-A-CB (Split System: Heat Pump with Remote Outdoor Unit-Air-Source) | D5CUHAH24AAK |  |  | ESH5X30M12A* | *95MSU1002120A* | 22400 | 15.5 | 8.1 | 21000 | 18900 | 90% | 1.85 | 0 | 10.5 |  |  |  |  | R-454B | 1.8667 | Residential & Commercial | USHP | Ducted CEE Tier 1
216738064 | Central HP <5.4 tons | DAY & NIGHT | HRCU-A-CB (Split System: Heat Pump with Remote Outdoor Unit-Air-Source) | D5CUHAH24AAK |  |  | ESH5X36M12A* | *80MS(N,L)0901714A* | 22600 | 16 | 8.1 | 20800 | 18500 | 88.94% | 1.85 | 0 | 11 |  |  |  |  | R-454B | 1.8833 | Residential & Commercial | USHP | Ducted CEE Tier 1
216738483 | Central HP <5.4 tons | DAY & NIGHT | HRCU-A-CB (Split System: Heat Pump with Remote Outdoor Unit-Air-Source) | D5CUHAH24AAK |  |  | ESH5X36M12A* | *92MSN0802120A* | 23200 | 15.5 | 8.1 | 21000 | 18700 | 89.05% | 1.9 | 0 | 11 |  |  |  |  | R-454B | 1.9333 | Residential & Commercial | USHP | Ducted CEE Tier 1
216738616 | Central HP <5.4 tons | DAY & NIGHT | HRCU-A-CB (Split System: Heat Pump with Remote Outdoor Unit-Air-Source) | D5CUHAH24AAK |  |  | ESH5X36M12A* | *96MSN1402422A* | 22800 | 15.2 | 8.1 | 20800 | 18600 | 89.42% | 1.85 | 0 | 10.5 |  |  |  |  | R-454B | 1.9 | Residential & Commercial | USHP | Ducted CEE Tier 1
214573885 | Central HP <5.4 tons | KEEPRITE | HRCU-A-CB (Split System: Heat Pump with Remote Outdoor Unit-Air-Source) | CVH837GKA2* |  |  | EA*4X43L21A*+WALLCON | *97CMN0602120B* | 32800 | 17 | 8.5 | 33000 | 25400 | 76.97% | 1.98 | 0 | 11 |  |  |  |  | R-410A | 2.7333 | Residential & Commercial | USHP | Ducted CEE Tier 1
214573935 | Central HP <5.4 tons | KEEPRITE | HRCU-A-CB (Split System: Heat Pump with Remote Outdoor Unit-Air-Source) | CVH837GKA2* |  |  | EA*4X48L21A*+WALLCON | *95CSU1002122B* | 32400 | 17.5 | 8.5 | 32400 | 24800 | 76.54% | 2 | 0 | 11.5 |  |  |  |  | R-410A | 2.7 | Residential & Commercial | USHP | Ducted CEE Tier 1
215938389 | Central HP <5.4 tons | COMFORTMAKER | HRCU-A-CB (Split System: Heat Pump with Remote Outdoor Unit-Air-Source) | C5H3V48*K*AAA* |  |  | EVD5X60M24A*+WALLCON | *96CTN1002122B* | 45500 | 20.5 | 8.1 | 52500 | 38000 | 72.38% | 1.9 | 0 | 11.5 |  |  |  |  | R-454B | 3.7917 | Residential & Commercial | USHP | Ducted CEE Tier 1
216801894 | Central HP <5.4 tons | CHAMPION HEATING AND COOLING | HRCU-A-CB (Split System: Heat Pump with Remote Outdoor Unit-Air-Source) | HH860E2S11 |  |  | CTU60C5XGS1+TXV | Z8ET120C20LMPS1 | 44500 | 19 | 9 | 44500 | 32000 | 71.91% | 2 | 0 | 12 |  |  |  |  | R-454B | 3.7083 | Residential & Commercial | USHP | Ducted CEE Tier 1
216801896 | Central HP <5.4 tons | CHAMPION HEATING AND COOLING | HRCU-A-CB (Split System: Heat Pump with Remote Outdoor Unit-Air-Source) | HH860E2S11 |  |  | CTM60C5CHS1 | Z8ET100C20LMPS1 | 54000 | 19 | 9 | 54000 | 38000 | 70.37% | 2 | 0 | 12 |  |  |  |  | R-454B | 4.5 | Residential & Commercial | USHP | Ducted CEE Tier 1
213067377 | Central HP <5.4 tons | ACIQ | HRCU-A-CB (Split System: Heat Pump with Remote Outdoor Unit-Air-Source) | HVH825GKA3* |  |  | EN(A,D,W)4X48L21**+WALLCON | *96CTN0601714A* | 24000 | 16.5 | 8.1 | 21400 | 16700 | 78.04% | 2 | 0 | 11 |  |  |  |  | R-410A | 2 | Residential & Commercial | USHP | Ducted CEE Tier 1
213067400 | Central HP <5.4 tons | ACIQ | HRCU-A-CB (Split System: Heat Pump with Remote Outdoor Unit-Air-Source) | HVH825GKA3* |  |  | EHD4X42AAL+WALLCON | *80CTL0701716A* | 24200 | 16 | 8.1 | 21400 | 16600 | 77.57% | 2 | 0 | 10.5 |  |  |  |  | R-410A | 2.0167 | Residential & Commercial | USHP | Ducted CEE Tier 1
213067427 | Central HP <5.4 tons | ACIQ | HRCU-A-CB (Split System: Heat Pump with Remote Outdoor Unit-Air-Source) | HVH825GKA3* |  |  | EHD4X48AAL+WALLCON | *97CMN1002122A* | 24200 | 16 | 8.1 | 21200 | 16700 | 78.77% | 2.04 | 0 | 11 |  |  |  |  | R-410A | 2.0167 | Residential & Commercial | USHP | Ducted CEE Tier 1
213067720 | Central HP <5.4 tons | ACIQ | HRCU-A-CB (Split System: Heat Pump with Remote Outdoor Unit-Air-Source) | HVH837GKA** |  |  | EHD4X60AAL+WALLCON | *97CMN1002122A* | 33000 | 17 | 8.1 | 32200 | 24800 | 77.02% | 2.02 | 0 | 11.5 |  |  |  |  | R-410A | 2.75 | Residential & Commercial | USHP | Ducted CEE Tier 1
210472938 | Central HP <5.4 tons | KENMORE | HRCU-A-CB (Split System: Heat Pump with Remote Outdoor Unit-Air-Source) | (C,H,T)VH825GKA3* |  |  | EA*4X42L21A*+WALLCON | *97CMN0801714A* | 23600 | 16.5 | 8.1 | 21400 | 16700 | 78.04% | 1.96 | 0 | 11 |  |  |  |  | R-410A | 1.9667 | Residential & Commercial | USHP | Ducted CEE Tier 1
210472971 | Central HP <5.4 tons | KENMORE | HRCU-A-CB (Split System: Heat Pump with Remote Outdoor Unit-Air-Source) | (C,H,T)VH825GKA3* |  |  | EA*4X42L21A*+WALLCON | *80CTL0901716A* | 23800 | 17.5 | 8.1 | 21400 | 16500 | 77.1% | 1.98 | 0 | 11 |  |  |  |  | R-410A | 1.9833 | Residential & Commercial | USHP | Ducted CEE Tier 1
213080652 | Central HP <5.4 tons | KEEPRITE | HRCU-A-CB (Split System: Heat Pump with Remote Outdoor Unit-Air-Source) | DLCURAH36ABK |  |  | EA*4X36L17A* | *95MSU0601716A* | 35200 | 15.5 | 8.1 | 39000 | 35200 | 90.26% | 1.84 | 0 | 9.5 |  |  |  |  | R-410A | 2.9333 | Residential & Commercial | USHP
216763558 | Central HP <5.4 tons | TRANE | HRCU-A-CB (Split System: Heat Pump with Remote Outdoor Unit-Air-Source) | 5TWR7024A1 |  |  | 5TXCB006AS3 | S9V2B060D3VSB | 22000 | 17.1 | 8.7 | 21000 | 16800 | 80% | 1.9 | 0 | 12 |  |  |  |  | R-454B | 1.8333 | Residential & Commercial | USHP | Ducted CEE Tier 1
216770144 | Central HP <5.4 tons | TOSOT | HRCU-A-C (Split System: Heat Pump with Remote Outdoor Unit with No Indoor Fan --Air Source) | TU36W-FDU |  |  | TCAC36F/NXA | 0 | 34000 | 15.2 | 8.5 | 34000 | 25600 | 75.29% | 1.8 | 0 | 9 |  |  |  |  | R-454B | 2.8333 | Residential & Commercial | USHP
210474633 | Central HP <5.4 tons | KENMORE | HRCU-A-CB (Split System: Heat Pump with Remote Outdoor Unit-Air-Source) | (C,H,T)VH825GKA3* |  |  | EHD4X48AAL+WALLCON | *80CTL0701412A* | 24400 | 17 | 8.1 | 21200 | 16500 | 77.83% | 2.02 | 0 | 11 |  |  |  |  | R-410A | 2.0333 | Residential & Commercial | USHP | Ducted CEE Tier 1
210474567 | Central HP <5.4 tons | KENMORE | HRCU-A-CB (Split System: Heat Pump with Remote Outdoor Unit-Air-Source) | (C,H,T)VH825GKA3* |  |  | EHD4X48AAL+WALLCON | *96CTN1202422A* | 24200 | 16.5 | 8.1 | 21200 | 16600 | 78.3% | 2.02 | 0 | 11 |  |  |  |  | R-410A | 2.0167 | Residential & Commercial | USHP | Ducted CEE Tier 1
210474501 | Central HP <5.4 tons | KENMORE | HRCU-A-CB (Split System: Heat Pump with Remote Outdoor Unit-Air-Source) | (C,H,T)VH825GKA3* |  |  | EHD4X48AAL+WALLCON | *80CSU1002120A* | 24200 | 16 | 8.1 | 21200 | 16600 | 78.3% | 2 | 0 | 10.5 |  |  |  |  | R-410A | 2.0167 | Residential & Commercial | USHP | Ducted CEE Tier 1
210473532 | Central HP <5.4 tons | KENMORE | HRCU-A-CB (Split System: Heat Pump with Remote Outdoor Unit-Air-Source) | (C,H,T)VH825GKA3* |  |  | EA*4X48L24A*+WALLCON | *97CMN0602120A* | 24000 | 16.5 | 8.1 | 21000 | 16600 | 79.05% | 2 | 0 | 11 |  |  |  |  | R-410A | 2 | Residential & Commercial | USHP | Ducted CEE Tier 1
214396713 | Central HP <5.4 tons | COLEMAN | HRCU-A-CB (Split System: Heat Pump with Remote Outdoor Unit-Air-Source) | HH824E2S11 |  |  | CTM30B5ACS1 | TM9V060B12MP12 | 23000 | 17 | 9.5 | 23000 | 18000 | 78.26% | 2 | 0 | 12 |  |  |  |  | R-454B | 1.9167 | Residential & Commercial | USHP | Ducted CEE Tier 1
210473913 | Central HP <5.4 tons | KENMORE | HRCU-A-CB (Split System: Heat Pump with Remote Outdoor Unit-Air-Source) | (C,H,T)VH825GKA3* |  |  | EN(A,D,W)4X48L21**+WALLCON | *95CSU1002122A* | 24200 | 17 | 8.1 | 21200 | 16600 | 78.3% | 2.02 | 0 | 11.5 |  |  |  |  | R-410A | 2.0167 | Residential & Commercial | USHP | Ducted CEE Tier 1
213067716 | Central HP <5.4 tons | ACIQ | HRCU-A-CB (Split System: Heat Pump with Remote Outdoor Unit-Air-Source) | HVH837GKA** |  |  | EHD4X60AAL+WALLCON | *96CTN1002122A* | 33000 | 17 | 8.1 | 32200 | 24800 | 77.02% | 2.02 | 0 | 11.5 |  |  |  |  | R-410A | 2.75 | Residential & Commercial | USHP | Ducted CEE Tier 1
210474122 | Central HP <5.4 tons | KENMORE | HRCU-A-CB (Split System: Heat Pump with Remote Outdoor Unit-Air-Source) | (C,H,T)VH825GKA3* |  |  | EN(A,D)4X48L24**+WALLCON | *97CMN1002122A* | 24200 | 17 | 8.1 | 21400 | 16600 | 77.57% | 2.02 | 0 | 11.5 |  |  |  |  | R-410A | 2.0167 | Residential & Commercial | USHP | Ducted CEE Tier 1
210474259 | Central HP <5.4 tons | KENMORE | HRCU-A-CB (Split System: Heat Pump with Remote Outdoor Unit-Air-Source) | (C,H,T)VH825GKA3* |  |  | EHD4X42AAL+WALLCON | *80CSU0401712A* | 24200 | 16.5 | 8.1 | 21400 | 16600 | 77.57% | 2 | 0 | 10.5 |  |  |  |  | R-410A | 2.0167 | Residential & Commercial | USHP | Ducted CEE Tier 1
210473290 | Central HP <5.4 tons | KENMORE | HRCU-A-CB (Split System: Heat Pump with Remote Outdoor Unit-Air-Source) | (C,H,T)VH825GKA3* |  |  | EA*4X48L21A*+WALLCON | *95CSU1002122A* | 24200 | 17 | 8.1 | 21000 | 16500 | 78.57% | 2.02 | 0 | 11 |  |  |  |  | R-410A | 2.0167 | Residential & Commercial | USHP | Ducted CEE Tier 1
210473422 | Central HP <5.4 tons | KENMORE | HRCU-A-CB (Split System: Heat Pump with Remote Outdoor Unit-Air-Source) | (C,H,T)VH825GKA3* |  |  | EA*4X48L21A*+WALLCON | *80CTL0901716A* | 24200 | 17.5 | 8.1 | 20800 | 16500 | 79.33% | 2.04 | 0 | 11.5 |  |  |  |  | R-410A | 2.0167 | Residential & Commercial | USHP | Ducted CEE Tier 1
216737495 | Central HP <5.4 tons | KEEPRITE | HRCU-A-CB (Split System: Heat Pump with Remote Outdoor Unit-Air-Source) | D5CUHAH24AAK |  |  | ESH5X30M12A* | *92MSN0802120A* | 22800 | 15.5 | 8.1 | 21200 | 18900 | 89.15% | 1.85 | 0 | 10.5 |  |  |  |  | R-454B | 1.9 | Residential & Commercial | USHP | Ducted CEE Tier 1
216735693 | Central HP <5.4 tons | KEEPRITE | HRCU-A-CB (Split System: Heat Pump with Remote Outdoor Unit-Air-Source) | D5CUHAH24AAK |  |  | EA*5X37M21A* | *95CSU0802120B* | 23600 | 15.5 | 8.5 | 21000 | 18600 | 88.57% | 1.98 | 0 | 11 |  |  |  |  | R-454B | 1.9667 | Residential & Commercial | USHP | Ducted CEE Tier 1
213774425 | Central HP <5.4 tons | CARRIER | HRCU-A-CB (Split System: Heat Pump with Remote Outdoor Unit-Air-Source) | 25VNA825A*032* |  |  | CSPH*4212AL*+UI | 58TN*B090C21**20 | 24200 | 16 | 8.1 | 21400 | 16600 | 77.57% | 2 | 0 | 10.5 |  |  |  |  | R-410A | 2.0167 | Residential & Commercial | USHP | Ducted CEE Tier 1
213778905 | Central HP <5.4 tons | CARRIER | HRCU-A-CB (Split System: Heat Pump with Remote Outdoor Unit-Air-Source) | 25VNA837A*030* |  |  | CAP**3621AL*+UI | 59TN6C060C17**14 | 31400 | 16.5 | 8.1 | 33200 | 24400 | 73.49% | 1.82 | 0 | 10.5 |  |  |  |  | R-410A | 2.6167 | Residential & Commercial | USHP | Ducted CEE Tier 1
213062726 | Central HP <5.4 tons | ACIQ | HRCU-A-CB (Split System: Heat Pump with Remote Outdoor Unit-Air-Source) | HVH825GKA2* |  |  | EA*4X36L17A*+WALLCON | *80CSU0401712A* | 23600 | 16.5 | 8.1 | 21400 | 16600 | 77.57% | 1.94 | 11 | 10.5 |  |  |  |  | R-410A | 1.9667 | Residential & Commercial | USHP | Ducted CEE Tier 1
213062759 | Central HP <5.4 tons | ACIQ | HRCU-A-CB (Split System: Heat Pump with Remote Outdoor Unit-Air-Source) | HVH825GKA2* |  |  | EA*4X37L21A*+WALLCON | *95CSU0802120A* | 24400 | 17 | 8.5 | 21200 | 16600 | 78.3% | 2.04 | 11.5 | 11 |  |  |  |  | R-410A | 2.0333 | Residential & Commercial | USHP | Ducted CEE Tier 1
214243112 | Central HP <5.4 tons | KEEPRITE | HRCU-A-CB (Split System: Heat Pump with Remote Outdoor Unit-Air-Source) | CVH825GKA2* |  |  | EN(A,D,W)4X48L21**+WALLCON | *80CTL0902120B* | 24200 | 17 | 8.1 | 21200 | 16600 | 78.3% | 2.02 | 0 | 11.5 |  |  |  |  | R-410A | 2.0167 | Residential & Commercial | USHP | Ducted CEE Tier 1
216738918 | Central HP <5.4 tons | DAY & NIGHT | HRCU-A-CB (Split System: Heat Pump with Remote Outdoor Unit-Air-Source) | D5CUHAH24AAK |  |  | ESH5X36M12A* | *97VTN0802120A* | 22800 | 16 | 8.1 | 21000 | 18600 | 88.57% | 1.85 | 0 | 11 |  |  |  |  | R-454B | 1.9 | Residential & Commercial | USHP | Ducted CEE Tier 1
216734956 | Central HP <5.4 tons | DAY & NIGHT | HRCU-A-CB (Split System: Heat Pump with Remote Outdoor Unit-Air-Source) | D5CUHAH24AAK |  |  | EA*5X37M17A* | *80MS(N,L)0901714A* | 22800 | 16 | 8.1 | 20600 | 18400 | 89.32% | 1.9 | 0 | 11 |  |  |  |  | R-454B | 1.9 | Residential & Commercial | USHP | Ducted CEE Tier 1
216734756 | Central HP <5.4 tons | DAY & NIGHT | HRCU-A-CB (Split System: Heat Pump with Remote Outdoor Unit-Air-Source) | D5CUHAH24AAK |  |  | EA*5X36M17A* | *96CTN0401410B* | 22200 | 15.2 | 8.1 | 21000 | 18800 | 89.52% | 1.85 | 0 | 10.5 |  |  |  |  | R-454B | 1.85 | Residential & Commercial | USHP | Ducted CEE Tier 1
216736977 | Central HP <5.4 tons | DAY & NIGHT | HRCU-A-CB (Split System: Heat Pump with Remote Outdoor Unit-Air-Source) | D5CUHAH24AAK |  |  | ESH5X30M12A* | *80CSU0401712A* | 23000 | 17 | 8.5 | 21400 | 19100 | 89.25% | 1.94 | 0 | 11 |  |  |  |  | R-454B | 1.9167 | Residential & Commercial | USHP | Ducted CEE Tier 1
216737835 | Central HP <5.4 tons | KEEPRITE | HRCU-A-CB (Split System: Heat Pump with Remote Outdoor Unit-Air-Source) | D5CUHAH24AAK |  |  | ESH5X30M12A* | *96VTN0601716B* | 22400 | 15.5 | 8.1 | 21000 | 18800 | 89.52% | 1.85 | 0 | 10.5 |  |  |  |  | R-454B | 1.8667 | Residential & Commercial | USHP | Ducted CEE Tier 1
216737333 | Central HP <5.4 tons | KEEPRITE | HRCU-A-CB (Split System: Heat Pump with Remote Outdoor Unit-Air-Source) | D5CUHAH24AAK |  |  | ESH5X30M12A* | *80VTL0451412B* | 22200 | 15.5 | 8.1 | 20800 | 18700 | 89.9% | 1.85 | 0 | 10.5 |  |  |  |  | R-454B | 1.85 | Residential & Commercial | USHP | Ducted CEE Tier 1
214398093 | Central HP <5.4 tons | COLEMAN | HRCU-A-CB (Split System: Heat Pump with Remote Outdoor Unit-Air-Source) | HH836E2S11 |  |  | CTM36B5CDS1 | TP9C060B12MP13 | 33000 | 17 | 8.5 | 31000 | 25400 | 81.94% | 2 | 0 | 11 |  |  |  |  | R-454B | 2.75 | Residential & Commercial | USHP | Ducted CEE Tier 1
214397642 | Central HP <5.4 tons | COLEMAN | HRCU-A-CB (Split System: Heat Pump with Remote Outdoor Unit-Air-Source) | HH836E2S11 |  |  | CTF48C5CFS1+JMET12CS2N1 | 0 | 34000 | 19 | 9 | 31800 | 25200 | 79.25% | 2 | 0 | 11.7 |  |  |  |  | R-454B | 2.8333 | Residential & Commercial | USHP | Ducted CEE Tier 1
213297578 | Central HP <5.4 tons | COLEMAN | HRCU-A-CB (Split System: Heat Pump with Remote Outdoor Unit-Air-Source) | HMH72B341 |  |  | XAFB36DXXN1+TXV | Z8ES100B12SMPS1 | 34000 | 18 | 8.1 | 34000 | 24600 | 72.35% | 2.1 | 0 | 9.5 |  |  |  |  | R-410A | 2.8333 | Residential & Commercial | USHP
213297728 | Central HP <5.4 tons | COLEMAN | HRCU-A-CB (Split System: Heat Pump with Remote Outdoor Unit-Air-Source) | HMH72B341 |  |  | XAFC36DBCN1 | Z8ET120C20LMPS1 | 35200 | 18.5 | 8.5 | 34000 | 23800 | 70% | 2.1 | 0 | 10 |  |  |  |  | R-410A | 2.9333 | Residential & Commercial | USHP | Ducted CEE Tier 1
216770146 | Central HP <5.4 tons | TOSOT | HRCU-A-C (Split System: Heat Pump with Remote Outdoor Unit with No Indoor Fan --Air Source) | TU60W-FDU |  |  | TCAC60H/NXA | 0 | 52000 | 15.2 | 8.5 | 53000 | 40000 | 75.47% | 1.8 | 0 | 9 |  |  |  |  | R-454B | 4.3333 | Residential & Commercial | USHP
213072260 | Central HP <5.4 tons | ACIQ | HRCU-A-CB (Split System: Heat Pump with Remote Outdoor Unit-Air-Source) | DLCURAH18ABK |  |  | EA*4X30L17A* | *92ESN0401712A* | 17900 | 15.5 | 8.5 | 18600 | 18500 | 99.46% | 2.22 | 0 | 10.5 |  |  |  |  | R-410A | 1.4917 | Residential & Commercial | USHP | Ducted CEE Tier 1
213072312 | Central HP <5.4 tons | ACIQ | HRCU-A-CB (Split System: Heat Pump with Remote Outdoor Unit-Air-Source) | DLCURAH18ABK |  |  | EN(A,D)4X24L17** | *96VTN0601714A* | 17600 | 15.5 | 8.5 | 18600 | 18900 | 101.6% | 2.26 | 0 | 10.5 |  |  |  |  | R-410A | 1.4667 | Residential & Commercial | USHP | Ducted CEE Tier 1
213072362 | Central HP <5.4 tons | ACIQ | HRCU-A-CB (Split System: Heat Pump with Remote Outdoor Unit-Air-Source) | DLCURAH18ABK |  |  | EN(A,D)4X30L17** | *80ES(N,L)0701712A* | 18200 | 16.5 | 8.5 | 18700 | 18300 | 97.86% | 2.22 | 0 | 11 |  |  |  |  | R-410A | 1.5167 | Residential & Commercial | USHP | Ducted CEE Tier 1
213069317 | Central HP <5.4 tons | ACIQ | HRCU-A-CB (Split System: Heat Pump with Remote Outdoor Unit-Air-Source) | DLCURAH36ABK |  |  | EA*4X42L21A* | *80ES(N,L)0702116A* | 35200 | 16 | 8.1 | 38500 | 35000 | 90.91% | 1.88 | 0 | 9.5 |  |  |  |  | R-410A | 2.9333 | Residential & Commercial | USHP
213069318 | Central HP <5.4 tons | ACIQ | HRCU-A-CB (Split System: Heat Pump with Remote Outdoor Unit-Air-Source) | DLCURAH36ABK |  |  | EA*4X42L21A* | *80ES(N,L)0901714A* | 36000 | 15.5 | 8.1 | 39500 | 35200 | 89.11% | 1.9 | 0 | 10 |  |  |  |  | R-410A | 3 | Residential & Commercial | USHP | Ducted CEE Tier 1
213069337 | Central HP <5.4 tons | ACIQ | HRCU-A-CB (Split System: Heat Pump with Remote Outdoor Unit-Air-Source) | DLCURAH36ABK |  |  | EA*4X42L21A* | *95ESN0601714A* | 35000 | 15.5 | 8.1 | 38500 | 35000 | 90.91% | 1.86 | 0 | 9.5 |  |  |  |  | R-410A | 2.9167 | Residential & Commercial | USHP
214421521 | Central HP <5.4 tons | COLEMAN | HRCU-A-CB (Split System: Heat Pump with Remote Outdoor Unit-Air-Source) | HH836E2S11 |  |  | CTM48C5CFS1+JMET12CS2N1 | 0 | 33800 | 19 | 9 | 31600 | 25200 | 79.75% | 2 | 0 | 11.7 |  |  |  |  | R-454B | 2.8167 | Residential & Commercial | USHP | Ducted CEE Tier 1
216782121 | Central HP <5.4 tons | COLEMAN | HRCU-A-CB (Split System: Heat Pump with Remote Outdoor Unit-Air-Source) | HH836E2S11 |  |  | CTF48C5CFS1 | Z8ES100C16LMPS1 | 34000 | 19 | 9 | 31600 | 25200 | 79.75% | 2 | 0 | 11 |  |  |  |  | R-454B | 2.8333 | Residential & Commercial | USHP | Ducted CEE Tier 1
213069263 | Central HP <5.4 tons | ACIQ | HRCU-A-CB (Split System: Heat Pump with Remote Outdoor Unit-Air-Source) | DLCURAH36ABK |  |  | EA*4X37L17A* | *92ESN0601412A* | 36200 | 15.2 | 8.5 | 38500 | 35000 | 90.91% | 2.02 | 0 | 10 |  |  |  |  | R-410A | 3.0167 | Residential & Commercial | USHP | Ducted CEE Tier 1
213069297 | Central HP <5.4 tons | ACIQ | HRCU-A-CB (Split System: Heat Pump with Remote Outdoor Unit-Air-Source) | DLCURAH36ABK |  |  | EA*4X37L21A* | *95ESN1002120A* | 37000 | 15.5 | 8.5 | 38500 | 34800 | 90.39% | 2.1 | 0 | 10 |  |  |  |  | R-410A | 3.0833 | Residential & Commercial | USHP | Ducted CEE Tier 1
213069347 | Central HP <5.4 tons | ACIQ | HRCU-A-CB (Split System: Heat Pump with Remote Outdoor Unit-Air-Source) | DLCURAH36ABK |  |  | EA*4X42L21A* | *95ESU1002122A* | 36600 | 15.2 | 8.1 | 40000 | 35200 | 88% | 1.94 | 0 | 10 |  |  |  |  | R-410A | 3.05 | Residential & Commercial | USHP | Ducted CEE Tier 1
213069349 | Central HP <5.4 tons | ACIQ | HRCU-A-CB (Split System: Heat Pump with Remote Outdoor Unit-Air-Source) | DLCURAH36ABK |  |  | EA*4X42L21A* | *96VTN0801716A* | 35200 | 15.5 | 8.1 | 38500 | 35000 | 90.91% | 1.86 | 0 | 9.5 |  |  |  |  | R-410A | 2.9333 | Residential & Commercial | USHP
216801882 | Central HP <5.4 tons | CHAMPION HEATING AND COOLING | HRCU-A-CB (Split System: Heat Pump with Remote Outdoor Unit-Air-Source) | HH836E2S11 |  |  | CTF48C5CFS1 | Z8ET100C20LMPS1 | 33000 | 19 | 9 | 30600 | 23000 | 75.16% | 2 | 0 | 11.7 |  |  |  |  | R-454B | 2.75 | Residential & Commercial | USHP | Ducted CEE Tier 1
216411126 | Central HP <5.4 tons | COLEMAN | HRCU-A-CB (Split System: Heat Pump with Remote Outdoor Unit-Air-Source) | HMH72B341 |  |  | XAHB36DBCN1 | Z9ET060B12SMPS1 | 33000 | 17 | 8.5 | 33400 | 23400 | 70.06% | 2 | 0 | 9.5 |  |  |  |  | R-410A | 2.75 | Residential & Commercial | USHP
215942667 | Central HP <5.4 tons | KEEPRITE | HRCU-A-CB (Split System: Heat Pump with Remote Outdoor Unit-Air-Source) | C5H3V36*K*AAA* |  |  | EVD5X61M24A*+WALLCON | *97CTN0802120A* | 36000 | 22 | 8.5 | 37400 | 28200 | 75.4% | 2.04 | 0 | 12.5 |  |  |  |  | R-454B | 3 | Residential & Commercial | USHP | Ducted CEE Tier 1
215676939 | Central HP <5.4 tons | DAY & NIGHT | HRCU-A-CB (Split System: Heat Pump with Remote Outdoor Unit-Air-Source) | C5H0V48*K*AAA* |  |  | EVD5X61M24A*+WALLCON | *97CMN1202422B* | 48500 | 19.5 | 9.5 | 50000 | 36800 | 73.6% | 2.12 | 0 | 10.5 |  |  |  |  | R-454B | 4.0417 | Residential & Commercial | USHP | Ducted CEE Tier 1
211260990 | Central HP <5.4 tons | BRYANT HEATING AND COOLING SYSTEMS | HRCU-A-CB (Split System: Heat Pump with Remote Outdoor Unit-Air-Source) | 38MURAQ18AB3* |  |  | CAP**2517AL* | 8(0,1)*SA36045E17*** | 19100 | 16 | 8.5 | 19000 | 17300 | 91.05% | 2.12 | 0 | 11 |  |  |  |  | R-410A | 1.5917 | Residential & Commercial | USHP | Ducted CEE Tier 1
211261005 | Central HP <5.4 tons | BRYANT HEATING AND COOLING SYSTEMS | HRCU-A-CB (Split System: Heat Pump with Remote Outdoor Unit-Air-Source) | 38MURAQ18AB3* |  |  | CAP**2517AL* | 8(0,1)*SA36070E17*** | 18600 | 16.5 | 8.5 | 18400 | 17400 | 94.57% | 2.12 | 0 | 11 |  |  |  |  | R-410A | 1.55 | Residential & Commercial | USHP | Ducted CEE Tier 1
211261222 | Central HP <5.4 tons | BRYANT HEATING AND COOLING SYSTEMS | HRCU-A-CB (Split System: Heat Pump with Remote Outdoor Unit-Air-Source) | 38MURAQ18AB3* |  |  | CAP**2517AL* | OVMAAB042112 | 18700 | 15.5 | 8.5 | 18700 | 17400 | 93.05% | 2.12 | 0 | 11 |  |  |  |  | R-410A | 1.5583 | Residential & Commercial | USHP | Ducted CEE Tier 1
213778955 | Central HP <5.4 tons | CARRIER | HRCU-A-CB (Split System: Heat Pump with Remote Outdoor Unit-Air-Source) | 25VNA837A*030* |  |  | CAP**3721AL*+UI | 58TN*B090C17**16 | 32600 | 17 | 8.5 | 32800 | 25000 | 76.22% | 1.98 | 0 | 11 |  |  |  |  | R-410A | 2.7167 | Residential & Commercial | USHP | Ducted CEE Tier 1
213779155 | Central HP <5.4 tons | CARRIER | HRCU-A-CB (Split System: Heat Pump with Remote Outdoor Unit-Air-Source) | 25VNA837A*030* |  |  | CAP**4221AL*+UI | 59TN6C080C17**14 | 31600 | 17 | 8.1 | 33000 | 24600 | 74.55% | 1.86 | 0 | 10.5 |  |  |  |  | R-410A | 2.6333 | Residential & Commercial | USHP | Ducted CEE Tier 1
213779255 | Central HP <5.4 tons | CARRIER | HRCU-A-CB (Split System: Heat Pump with Remote Outdoor Unit-Air-Source) | 25VNA837A*030* |  |  | CAP**4321AL*+UI | 58TN*B070C17**16 | 32800 | 17 | 8.5 | 33000 | 25200 | 76.36% | 1.96 | 0 | 11 |  |  |  |  | R-410A | 2.7333 | Residential & Commercial | USHP | Ducted CEE Tier 1
213062947 | Central HP <5.4 tons | ACIQ | HRCU-A-CB (Split System: Heat Pump with Remote Outdoor Unit-Air-Source) | HVH825GKA3* |  |  | EA*4X36L17A*+WALLCON | *80CTL0701412A* | 23600 | 17 | 8.1 | 21400 | 16600 | 77.57% | 1.94 | 11 | 11 |  |  |  |  | R-410A | 1.9667 | Residential & Commercial | USHP | Ducted CEE Tier 1
213071837 | Central HP <5.4 tons | ACIQ | HRCU-A-CB (Split System: Heat Pump with Remote Outdoor Unit-Air-Source) | DLCURAH24ABK |  |  | EN(A,D)4X36L21** | *96VTN0601714A* | 24000 | 16.5 | 8.1 | 26200 | 23200 | 88.55% | 1.92 | 0 | 10 |  |  |  |  | R-410A | 2 | Residential & Commercial | USHP | Ducted CEE Tier 1
213071896 | Central HP <5.4 tons | ACIQ | HRCU-A-CB (Split System: Heat Pump with Remote Outdoor Unit-Air-Source) | DLCURAH24ABK |  |  | EN(A,D)4X36L21** | *92ESN0601714A* | 24400 | 16.5 | 8.1 | 26400 | 22800 | 86.36% | 1.88 | 0 | 10.5 |  |  |  |  | R-410A | 2.0333 | Residential & Commercial | USHP | Ducted CEE Tier 1
213062963 | Central HP <5.4 tons | ACIQ | HRCU-A-CB (Split System: Heat Pump with Remote Outdoor Unit-Air-Source) | HVH825GKA3* |  |  | EA*4X37L17A*+WALLCON | *97CMN0601714A* | 24000 | 16 | 8.1 | 21600 | 16900 | 78.24% | 1.98 | 11 | 10.5 |  |  |  |  | R-410A | 2 | Residential & Commercial | USHP | Ducted CEE Tier 1
213063097 | Central HP <5.4 tons | ACIQ | HRCU-A-CB (Split System: Heat Pump with Remote Outdoor Unit-Air-Source) | HVH825GKA3* |  |  | EA*4X37L21A*+WALLCON | *95CSU0802120A* | 24400 | 17 | 8.5 | 21200 | 16600 | 78.3% | 2.04 | 11.5 | 11 |  |  |  |  | R-410A | 2.0333 | Residential & Commercial | USHP | Ducted CEE Tier 1
213062511 | Central HP <5.4 tons | ACIQ | HRCU-A-CB (Split System: Heat Pump with Remote Outdoor Unit-Air-Source) | HVH837GKA** |  |  | EHD4X42AAL+WALLCON | *97CMN0602120A* | 32400 | 16.5 | 8.1 | 33400 | 25200 | 75.45% | 1.94 | 11.5 | 10.5 |  |  |  |  | R-410A | 2.7 | Residential & Commercial | USHP | Ducted CEE Tier 1
213072071 | Central HP <5.4 tons | ACIQ | HRCU-A-CB (Split System: Heat Pump with Remote Outdoor Unit-Air-Source) | DLCURAH18ABK |  |  | FJMA4*24L*B* | 0 | 18500 | 15.5 | 9 | 19300 | 18300 | 94.82% | 2.2 | 0 | 10.5 |  |  |  |  | R-410A | 1.5417 | Residential & Commercial | USHP | Ducted CEE Tier 1
213069351 | Central HP <5.4 tons | ACIQ | HRCU-A-CB (Split System: Heat Pump with Remote Outdoor Unit-Air-Source) | DLCURAH36ABK |  |  | EA*4X42L21A* | *96VTN1002120A* | 35800 | 15.5 | 8.1 | 39500 | 35200 | 89.11% | 1.9 | 0 | 9.5 |  |  |  |  | R-410A | 2.9833 | Residential & Commercial | USHP
213069368 | Central HP <5.4 tons | ACIQ | HRCU-A-CB (Split System: Heat Pump with Remote Outdoor Unit-Air-Source) | DLCURAH36ABK |  |  | EA*4X42L24A* | *80ESU0802120A | 37000 | 15.5 | 8.5 | 40000 | 35200 | 88% | 1.96 | 0 | 10 |  |  |  |  | R-410A | 3.0833 | Residential & Commercial | USHP | Ducted CEE Tier 1
213069369 | Central HP <5.4 tons | ACIQ | HRCU-A-CB (Split System: Heat Pump with Remote Outdoor Unit-Air-Source) | DLCURAH36ABK |  |  | EA*4X42L24A* | *80ESU1002120A* | 35600 | 16 | 8.1 | 38500 | 35000 | 90.91% | 1.88 | 0 | 10 |  |  |  |  | R-410A | 2.9667 | Residential & Commercial | USHP | Ducted CEE Tier 1
213069371 | Central HP <5.4 tons | ACIQ | HRCU-A-CB (Split System: Heat Pump with Remote Outdoor Unit-Air-Source) | DLCURAH36ABK |  |  | EA*4X42L24A* | *80VTL1102122A* | 36200 | 15.5 | 8.1 | 39500 | 35200 | 89.11% | 1.92 | 0 | 10 |  |  |  |  | R-410A | 3.0167 | Residential & Commercial | USHP | Ducted CEE Tier 1
213069437 | Central HP <5.4 tons | ACIQ | HRCU-A-CB (Split System: Heat Pump with Remote Outdoor Unit-Air-Source) | DLCURAH36ABK |  |  | EA*4X48L21A* | *80ES(N,L)0701712A* | 36000 | 15.5 | 8.5 | 38500 | 34800 | 90.39% | 2.06 | 0 | 10 |  |  |  |  | R-410A | 3 | Residential & Commercial | USHP | Ducted CEE Tier 1
213069468 | Central HP <5.4 tons | ACIQ | HRCU-A-CB (Split System: Heat Pump with Remote Outdoor Unit-Air-Source) | DLCURAH36ABK |  |  | EA*4X48L21A* | *95ESU0601716A* | 35600 | 16 | 8.5 | 38500 | 34600 | 89.87% | 2.04 | 0 | 10 |  |  |  |  | R-410A | 2.9667 | Residential & Commercial | USHP | Ducted CEE Tier 1
213069485 | Central HP <5.4 tons | ACIQ | HRCU-A-CB (Split System: Heat Pump with Remote Outdoor Unit-Air-Source) | DLCURAH36ABK |  |  | EA*4X48L24A* | *80ES(N,L)1102420A* | 35800 | 16.5 | 8.5 | 37800 | 34600 | 91.53% | 2.06 | 0 | 10 |  |  |  |  | R-410A | 2.9833 | Residential & Commercial | USHP | Ducted CEE Tier 1
213069487 | Central HP <5.4 tons | ACIQ | HRCU-A-CB (Split System: Heat Pump with Remote Outdoor Unit-Air-Source) | DLCURAH36ABK |  |  | EA*4X48L24A* | *80ES(N,L)1552420A* | 37000 | 16 | 8.5 | 38500 | 34800 | 90.39% | 2.12 | 0 | 10 |  |  |  |  | R-410A | 3.0833 | Residential & Commercial | USHP | Ducted CEE Tier 1
210473059 | Central HP <5.4 tons | KENMORE | HRCU-A-CB (Split System: Heat Pump with Remote Outdoor Unit-Air-Source) | (C,H,T)VH825GKA3* |  |  | EA*4X42L24A*+WALLCON | *97CMN1202422A* | 23800 | 16.5 | 8.1 | 21400 | 16700 | 78.04% | 1.96 | 0 | 11 |  |  |  |  | R-410A | 1.9833 | Residential & Commercial | USHP | Ducted CEE Tier 1
211260108 | Central HP <5.4 tons | BRYANT HEATING AND COOLING SYSTEMS | HRCU-A-CB (Split System: Heat Pump with Remote Outdoor Unit-Air-Source) | 38MURAQ18AB3* |  |  | CAP**2414AL* | 82*TA36045V14*** | 17600 | 16 | 8.5 | 18400 | 19100 | 103.8% | 2.3 | 0 | 10.5 |  |  |  |  | R-410A | 1.4667 | Residential & Commercial | USHP | Ducted CEE Tier 1
211260274 | Central HP <5.4 tons | BRYANT HEATING AND COOLING SYSTEMS | HRCU-A-CB (Split System: Heat Pump with Remote Outdoor Unit-Air-Source) | 38MURAQ18AB3* |  |  | CAP**2417AL* | 926SA30040V14*** | 17400 | 16 | 8.5 | 18300 | 19200 | 104.9% | 2.3 | 0 | 10.5 |  |  |  |  | R-410A | 1.45 | Residential & Commercial | USHP | Ducted CEE Tier 1
216623456 | Central HP <5.4 tons | MOOVAIR | HRCU-A-C (Split System: Heat Pump with Remote Outdoor Unit with No Indoor Fan --Air Source) | MSHMB36R2AN1 |  |  | GCHMA36RBAS1 | 0 | 36000 | 15.8 | 9.4 | 38000 | 36000 | 94.74% | 1.9 | 0 | 10.7 |  |  |  |  | R-454B | 3 | Residential & Commercial | USHP | Ducted CEE Tier 1
215942657 | Central HP <5.4 tons | KEEPRITE | HRCU-A-CB (Split System: Heat Pump with Remote Outdoor Unit-Air-Source) | C5H3V36*K*AAA* |  |  | EVD5X61M24A*+WALLCON | *96CTN0802120B* | 36000 | 22 | 8.5 | 37400 | 28200 | 75.4% | 2.04 | 0 | 12.5 |  |  |  |  | R-454B | 3 | Residential & Commercial | USHP | Ducted CEE Tier 1
216030965 | Central HP <5.4 tons | MOOVAIR | HRCU-A-CB (Split System: Heat Pump with Remote Outdoor Unit-Air-Source) | MSHMA24R2AN1 |  |  | MAHMA24R4AS1 | 0 | 23000 | 18.3 | 10 | 24000 | 21600 | 90% | 1.87 | 0 | 11.7 |  |  |  |  | R-454B | 1.9167 | Residential & Commercial | USHP | Ducted CEE Tier 1
216763564 | Central HP <5.4 tons | TRANE | HRCU-A-C (Split System: Heat Pump with Remote Outdoor Unit with No Indoor Fan --Air Source) | 5TWR7024A1 |  |  | 5TXCC005AS3 | 0 | 22800 | 16 | 8.7 | 22200 | 17700 | 79.73% | 1.9 | 0 | 11.5 |  |  |  |  | R-454B | 1.9 | Residential & Commercial | USHP | Ducted CEE Tier 1
213770596 | Central HP <5.4 tons | BRYANT HEATING AND COOLING SYSTEMS | HRCU-A-CB (Split System: Heat Pump with Remote Outdoor Unit-Air-Source) | 288BNV025*0**B* |  |  | CAP**2517AL*+UI | 88*TB36070C14*** | 24400 | 16.5 | 8.5 | 21200 | 16600 | 78.3% | 2.02 | 0 | 11 |  |  |  |  | R-410A | 2.0333 | Residential & Commercial | USHP | Ducted CEE Tier 1
216735975 | Central HP <5.4 tons | KEEPRITE | HRCU-A-CB (Split System: Heat Pump with Remote Outdoor Unit-Air-Source) | D5CUHAH24AAK |  |  | EA*5X37M21A* | *96CTN0802120B* | 23400 | 16 | 8.5 | 20800 | 18500 | 88.94% | 1.98 | 0 | 11 |  |  |  |  | R-454B | 1.95 | Residential & Commercial | USHP | Ducted CEE Tier 1
216736710 | Central HP <5.4 tons | KEEPRITE | HRCU-A-CB (Split System: Heat Pump with Remote Outdoor Unit-Air-Source) | D5CUHAH24AAK |  |  | ESH5X24M12A* | *96VSN0802120B* | 22200 | 15.2 | 8.1 | 21000 | 19000 | 90.48% | 1.9 | 0 | 10.5 |  |  |  |  | R-454B | 1.85 | Residential & Commercial | USHP | Ducted CEE Tier 1
216736846 | Central HP <5.4 tons | KEEPRITE | HRCU-A-CB (Split System: Heat Pump with Remote Outdoor Unit-Air-Source) | D5CUHAH24AAK |  |  | ESH5X24M12A* | *96VTN0601716B* | 22400 | 15.2 | 8.1 | 21200 | 19100 | 90.09% | 1.85 | 0 | 10.5 |  |  |  |  | R-454B | 1.8667 | Residential & Commercial | USHP | Ducted CEE Tier 1
216736878 | Central HP <5.4 tons | KEEPRITE | HRCU-A-CB (Split System: Heat Pump with Remote Outdoor Unit-Air-Source) | D5CUHAH24AAK |  |  | ESH5X24M12A* | *96VTN1002120B* | 22400 | 15.5 | 8.1 | 21200 | 19100 | 90.09% | 1.85 | 0 | 10.5 |  |  |  |  | R-454B | 1.8667 | Residential & Commercial | USHP | Ducted CEE Tier 1
216736544 | Central HP <5.4 tons | KEEPRITE | HRCU-A-CB (Split System: Heat Pump with Remote Outdoor Unit-Air-Source) | D5CUHAH24AAK |  |  | ESH5X24M12A* | *92MSN0802120A* | 22400 | 15.2 | 8.1 | 21200 | 19000 | 89.62% | 1.9 | 0 | 10.5 |  |  |  |  | R-454B | 1.8667 | Residential & Commercial | USHP | Ducted CEE Tier 1
216735994 | Central HP <5.4 tons | KEEPRITE | HRCU-A-CB (Split System: Heat Pump with Remote Outdoor Unit-Air-Source) | D5CUHAH24AAK |  |  | EA*5X37M21A* | *96VTN0401712B* | 23000 | 16 | 8.5 | 20800 | 18500 | 88.94% | 1.96 | 0 | 10.5 |  |  |  |  | R-454B | 1.9167 | Residential & Commercial | USHP | Ducted CEE Tier 1
216030978 | Central HP <5.4 tons | MOOVAIR | HRCU-A-CB (Split System: Heat Pump with Remote Outdoor Unit-Air-Source) | MSHMB36R2AN1 |  |  | MAHHA36R4AS1 | 0 | 36000 | 18 | 10 | 37000 | 37400 | 101.1% | 1.9 | 0 | 12 |  |  |  |  | R-454B | 3 | Residential & Commercial | USHP | Ducted CEE Tier 1
213069488 | Central HP <5.4 tons | ACIQ | HRCU-A-CB (Split System: Heat Pump with Remote Outdoor Unit-Air-Source) | DLCURAH36ABK |  |  | EA*4X48L24A* | *80VSL0702120A* | 36000 | 16 | 8.5 | 38500 | 34600 | 89.87% | 2.06 | 0 | 10 |  |  |  |  | R-410A | 3 | Residential & Commercial | USHP | Ducted CEE Tier 1
213069270 | Central HP <5.4 tons | ACIQ | HRCU-A-CB (Split System: Heat Pump with Remote Outdoor Unit-Air-Source) | DLCURAH36ABK |  |  | EA*4X37L17A* | *95ESU0601716A* | 36200 | 15.5 | 8.5 | 38500 | 35000 | 90.91% | 2.02 | 0 | 10 |  |  |  |  | R-410A | 3.0167 | Residential & Commercial | USHP | Ducted CEE Tier 1
210473455 | Central HP <5.4 tons | KENMORE | HRCU-A-CB (Split System: Heat Pump with Remote Outdoor Unit-Air-Source) | (C,H,T)VH825GKA3* |  |  | EA*4X48L24A*+WALLCON | *95CSU1002122A* | 24200 | 17 | 8.1 | 21000 | 16500 | 78.57% | 2.02 | 0 | 11 |  |  |  |  | R-410A | 2.0167 | Residential & Commercial | USHP | Ducted CEE Tier 1
210473136 | Central HP <5.4 tons | KENMORE | HRCU-A-CB (Split System: Heat Pump with Remote Outdoor Unit-Air-Source) | (C,H,T)VH825GKA3* |  |  | EA*4X43L21A*+WALLCON | *80CSU0601716A* | 24400 | 17 | 8.1 | 21200 | 16600 | 78.3% | 2.02 | 0 | 11 |  |  |  |  | R-410A | 2.0333 | Residential & Commercial | USHP | Ducted CEE Tier 1
210474314 | Central HP <5.4 tons | KENMORE | HRCU-A-CB (Split System: Heat Pump with Remote Outdoor Unit-Air-Source) | (C,H,T)VH825GKA3* |  |  | EHD4X42AAL+WALLCON | *80CTL1352422A* | 24200 | 16 | 8.1 | 21400 | 16600 | 77.57% | 2 | 0 | 10.5 |  |  |  |  | R-410A | 2.0167 | Residential & Commercial | USHP | Ducted CEE Tier 1
210474468 | Central HP <5.4 tons | KENMORE | HRCU-A-CB (Split System: Heat Pump with Remote Outdoor Unit-Air-Source) | (C,H,T)VH825GKA3* |  |  | EHD4X48AAL+WALLCON | *95CSU1002122A* | 24200 | 16.5 | 8.1 | 21200 | 16600 | 78.3% | 2.02 | 0 | 11 |  |  |  |  | R-410A | 2.0167 | Residential & Commercial | USHP | Ducted CEE Tier 1
210474100 | Central HP <5.4 tons | KENMORE | HRCU-A-CB (Split System: Heat Pump with Remote Outdoor Unit-Air-Source) | (C,H,T)VH825GKA3* |  |  | EN(A,D)4X48L24**+WALLCON | *80CTL1352422A* | 24200 | 17 | 8.1 | 21400 | 16600 | 77.57% | 2.02 | 0 | 11.5 |  |  |  |  | R-410A | 2.0167 | Residential & Commercial | USHP | Ducted CEE Tier 1
210474133 | Central HP <5.4 tons | KENMORE | HRCU-A-CB (Split System: Heat Pump with Remote Outdoor Unit-Air-Source) | (C,H,T)VH825GKA3* |  |  | EN(A,D)4X48L24**+WALLCON | *97CMN1202422A* | 24200 | 16.5 | 8.1 | 21400 | 16600 | 77.57% | 2 | 0 | 11 |  |  |  |  | R-410A | 2.0167 | Residential & Commercial | USHP | Ducted CEE Tier 1
210472894 | Central HP <5.4 tons | KENMORE | HRCU-A-CB (Split System: Heat Pump with Remote Outdoor Unit-Air-Source) | (C,H,T)VH825GKA3* |  |  | EA*4X42L21A*+WALLCON | *80CTL0701716A* | 23800 | 16.5 | 8.1 | 21400 | 16600 | 77.57% | 1.96 | 0 | 11 |  |  |  |  | R-410A | 1.9833 | Residential & Commercial | USHP | Ducted CEE Tier 1
210473081 | Central HP <5.4 tons | KENMORE | HRCU-A-CB (Split System: Heat Pump with Remote Outdoor Unit-Air-Source) | (C,H,T)VH825GKA3* |  |  | EA*4X42L24A*+WALLCON | *97CMN0602120A* | 23600 | 16.5 | 8.1 | 21400 | 16700 | 78.04% | 1.96 | 0 | 11 |  |  |  |  | R-410A | 1.9667 | Residential & Commercial | USHP | Ducted CEE Tier 1
210473114 | Central HP <5.4 tons | KENMORE | HRCU-A-CB (Split System: Heat Pump with Remote Outdoor Unit-Air-Source) | (C,H,T)VH825GKA3* |  |  | EA*4X43L21A*+WALLCON | *95CSU1002122A* | 24400 | 17 | 8.5 | 21200 | 16600 | 78.3% | 2.04 | 0 | 11 |  |  |  |  | R-410A | 2.0333 | Residential & Commercial | USHP | Ducted CEE Tier 1
216626004 | Central HP <5.4 tons | TOSOT | HRCU-A-CB (Split System: Heat Pump with Remote Outdoor Unit-Air-Source) | TU60W-GDU |  |  | TUD60AH2-GDU | 0 | 54000 | 19 | 9.5 | 54000 | 40000 | 74.07% | 2.24 | 0 | 11.7 |  |  |  |  | R-32 | 4.5 | Residential & Commercial | USHP | Ducted CEE Tier 1
213774704 | Central HP <5.4 tons | TEMPSTAR | HRCU-A-CB (Split System: Heat Pump with Remote Outdoor Unit-Air-Source) | TVH825GKA3* |  |  | EHD4X48AAL+WALLCON | *96CTN0801714B* | 24200 | 16 | 8.1 | 21400 | 16600 | 77.57% | 2 | 0 | 10.5 |  |  |  |  | R-410A | 2.0167 | Residential & Commercial | USHP | Ducted CEE Tier 1
210470863 | Central HP <5.4 tons | KENMORE | HRCU-A-CB (Split System: Heat Pump with Remote Outdoor Unit-Air-Source) | (C,H,T)VH837GKA2* |  |  | EN(A,D)4X48L24**+WALLCON | *80CSU1002120A* | 32400 | 17 | 8.1 | 33000 | 24800 | 75.15% | 1.94 | 0 | 11.5 |  |  |  |  | R-410A | 2.7 | Residential & Commercial | USHP | Ducted CEE Tier 1
214421506 | Central HP <5.4 tons | COLEMAN | HRCU-A-CB (Split System: Heat Pump with Remote Outdoor Unit-Air-Source) | HH836E2S11 |  |  | CTF36B5CDS1+JMET12BS2N1 | 0 | 34200 | 19 | 9 | 31600 | 25800 | 81.65% | 2 | 0 | 11.7 |  |  |  |  | R-454B | 2.85 | Residential & Commercial | USHP | Ducted CEE Tier 1
216801880 | Central HP <5.4 tons | CHAMPION HEATING AND COOLING | HRCU-A-CB (Split System: Heat Pump with Remote Outdoor Unit-Air-Source) | HH836E2S11 |  |  | CTU48C5XFS1+TXV | Z8ET100C16LMPS1 | 33600 | 19 | 9 | 31200 | 23200 | 74.36% | 2 | 0 | 11.7 |  |  |  |  | R-454B | 2.8 | Residential & Commercial | USHP | Ducted CEE Tier 1
216801897 | Central HP <5.4 tons | CHAMPION HEATING AND COOLING | HRCU-A-CB (Split System: Heat Pump with Remote Outdoor Unit-Air-Source) | HH860E2S11 |  |  | CTM60C5CHS1 | Z8ET120C20LMPS1 | 54000 | 19 | 9 | 54000 | 38500 | 71.3% | 2 | 0 | 12 |  |  |  |  | R-454B | 4.5 | Residential & Commercial | USHP | Ducted CEE Tier 1
210473213 | Central HP <5.4 tons | KENMORE | HRCU-A-CB (Split System: Heat Pump with Remote Outdoor Unit-Air-Source) | (C,H,T)VH825GKA3* |  |  | EA*4X43L21A*+WALLCON | *97CMN0801714A* | 24400 | 16.5 | 8.1 | 21200 | 16700 | 78.77% | 2.02 | 0 | 11 |  |  |  |  | R-410A | 2.0333 | Residential & Commercial | USHP | Ducted CEE Tier 1
216801890 | Central HP <5.4 tons | CHAMPION HEATING AND COOLING | HRCU-A-CB (Split System: Heat Pump with Remote Outdoor Unit-Air-Source) | HH860E2S11 |  |  | CTF60C5CGS1 | Z8ET100C20LMPS1 | 45500 | 17 | 9 | 46500 | 33400 | 71.83% | 2 | 0 | 11 |  |  |  |  | R-454B | 3.7917 | Residential & Commercial | USHP | Ducted CEE Tier 1
213072141 | Central HP <5.4 tons | ACIQ | HRCU-A-CB (Split System: Heat Pump with Remote Outdoor Unit-Air-Source) | DLCURAH18ABK |  |  | EA*4X24L14A* | *80VSL0451412A* | 17700 | 16 | 8.5 | 18600 | 19100 | 102.7% | 2.3 | 0 | 10.5 |  |  |  |  | R-410A | 1.475 | Residential & Commercial | USHP | Ducted CEE Tier 1
213072148 | Central HP <5.4 tons | ACIQ | HRCU-A-CB (Split System: Heat Pump with Remote Outdoor Unit-Air-Source) | DLCURAH18ABK |  |  | EA*4X24L14A* | *96VTN0601412A* | 17800 | 16 | 8.5 | 18800 | 19000 | 101.1% | 2.28 | 0 | 10.5 |  |  |  |  | R-410A | 1.4833 | Residential & Commercial | USHP | Ducted CEE Tier 1
213072198 | Central HP <5.4 tons | ACIQ | HRCU-A-CB (Split System: Heat Pump with Remote Outdoor Unit-Air-Source) | DLCURAH18ABK |  |  | EA*4X25L17A* | *96VTN0401712A* | 18200 | 15.5 | 8.5 | 18200 | 17500 | 96.15% | 2.12 | 0 | 10.5 |  |  |  |  | R-410A | 1.5167 | Residential & Commercial | USHP | Ducted CEE Tier 1
213072214 | Central HP <5.4 tons | ACIQ | HRCU-A-CB (Split System: Heat Pump with Remote Outdoor Unit-Air-Source) | DLCURAH18ABK |  |  | EA*4X25L17A* | *92ESN0401712A* | 18400 | 15.5 | 8.5 | 18300 | 17500 | 95.63% | 2.12 | 0 | 10.5 |  |  |  |  | R-410A | 1.5333 | Residential & Commercial | USHP | Ducted CEE Tier 1
213072232 | Central HP <5.4 tons | ACIQ | HRCU-A-CB (Split System: Heat Pump with Remote Outdoor Unit-Air-Source) | DLCURAH18ABK |  |  | EA*4X30L14A* | *80ES(N,L)0701412A* | 17700 | 16.5 | 8.5 | 18200 | 18500 | 101.6% | 2.22 | 0 | 10.5 |  |  |  |  | R-410A | 1.475 | Residential & Commercial | USHP | Ducted CEE Tier 1
213072246 | Central HP <5.4 tons | ACIQ | HRCU-A-CB (Split System: Heat Pump with Remote Outdoor Unit-Air-Source) | DLCURAH18ABK |  |  | EA*4X30L17A* | *80VTL0701716A* | 17500 | 16.5 | 8.5 | 17900 | 18600 | 103.9% | 2.24 | 0 | 10.5 |  |  |  |  | R-410A | 1.4583 | Residential & Commercial | USHP | Ducted CEE Tier 1
213069342 | Central HP <5.4 tons | ACIQ | HRCU-A-CB (Split System: Heat Pump with Remote Outdoor Unit-Air-Source) | DLCURAH36ABK |  |  | EA*4X42L21A* | *96VSN0802120A* | 35600 | 16 | 8.1 | 38500 | 35000 | 90.91% | 1.88 | 0 | 10 |  |  |  |  | R-410A | 2.9667 | Residential & Commercial | USHP | Ducted CEE Tier 1
214396371 | Central HP <5.4 tons | COLEMAN | HRCU-A-CB (Split System: Heat Pump with Remote Outdoor Unit-Air-Source) | HH836E2S11 |  |  | CTF48C5CFS1+JME16C2SN1 | 0 | 34200 | 19 | 9 | 31600 | 25200 | 79.75% | 2 | 0 | 11.7 |  |  |  |  | R-454B | 2.85 | Residential & Commercial | USHP | Ducted CEE Tier 1
216783366 | Central HP <5.4 tons | COLEMAN | HRCU-A-CB (Split System: Heat Pump with Remote Outdoor Unit-Air-Source) | HH836E2S11 |  |  | CTM48C5CFS1 | Z8ES080C16LMPS1 | 34400 | 19 | 9 | 32200 | 25400 | 78.88% | 2 | 0 | 11 |  |  |  |  | R-454B | 2.8667 | Residential & Commercial | USHP | Ducted CEE Tier 1
216644177 | Central HP <5.4 tons | DAY & NIGHT | HRCU-A-CB (Split System: Heat Pump with Remote Outdoor Unit-Air-Source) | D5CUHAH18AAK |  |  | EA*5X25M17A* | *96VSN0601412B* | 18000 | 15.2 | 9 | 19700 | 17600 | 89.34% | 1.88 | 0 | 11 |  |  |  |  | R-454B | 1.5 | Residential & Commercial | USHP | Ducted CEE Tier 1
216643352 | Central HP <5.4 tons | DAY & NIGHT | HRCU-A-CB (Split System: Heat Pump with Remote Outdoor Unit-Air-Source) | D5CUHAH18AAK |  |  | EA*5X19M17A* | *80VSL0451412B* | 18300 | 15.2 | 9.5 | 20000 | 17800 | 89% | 2 | 0 | 11 |  |  |  |  | R-454B | 1.525 | Residential & Commercial | USHP | Ducted CEE Tier 1
214396673 | Central HP <5.4 tons | COLEMAN | HRCU-A-CB (Split System: Heat Pump with Remote Outdoor Unit-Air-Source) | HH824E2S11 |  |  | CTF30A5ADS1 | TM8E060A12MP11 | 23000 | 18 | 9.5 | 23000 | 18600 | 80.87% | 2 | 0 | 12 |  |  |  |  | R-454B | 1.9167 | Residential & Commercial | USHP | Ducted CEE Tier 1
214396723 | Central HP <5.4 tons | COLEMAN | HRCU-A-CB (Split System: Heat Pump with Remote Outdoor Unit-Air-Source) | HH824E2S11 |  |  | CTM30B5ACS1 | CP9C060B12MP13 | 23000 | 17 | 9.5 | 23000 | 18000 | 78.26% | 2 | 0 | 12 |  |  |  |  | R-454B | 1.9167 | Residential & Commercial | USHP | Ducted CEE Tier 1
214609073 | Central HP <5.4 tons | COLEMAN | HRCU-A-CB (Split System: Heat Pump with Remote Outdoor Unit-Air-Source) | HH824E2S11 |  |  | CTM36B5ADS1 | Z9ES080B12SMPS1 | 23000 | 18 | 9.5 | 23000 | 18600 | 80.87% | 2 | 0 | 12 |  |  |  |  | R-454B | 1.9167 | Residential & Commercial | USHP | Ducted CEE Tier 1
213774485 | Central HP <5.4 tons | CARRIER | HRCU-A-CB (Split System: Heat Pump with Remote Outdoor Unit-Air-Source) | 25VNA825A*032* |  |  | CSPH*4212AL*+UI | 59MN7C100C21**22 | 24200 | 16 | 8.1 | 21400 | 16600 | 77.57% | 2 | 0 | 10.5 |  |  |  |  | R-410A | 2.0167 | Residential & Commercial | USHP | Ducted CEE Tier 1
216643123 | Central HP <5.4 tons | DAY & NIGHT | HRCU-A-CB (Split System: Heat Pump with Remote Outdoor Unit-Air-Source) | D5CUHAH18AAK |  |  | EA*5X19M17A* | *80MS(N,L)0451412A* | 18300 | 15.2 | 10.5 | 19800 | 17700 | 89.39% | 2 | 0 | 11 |  |  |  |  | R-454B | 1.525 | Residential & Commercial | USHP | Ducted CEE Tier 1
216643256 | Central HP <5.4 tons | DAY & NIGHT | HRCU-A-CB (Split System: Heat Pump with Remote Outdoor Unit-Air-Source) | D5CUHAH18AAK |  |  | EA*5X19M17A* | *80MS(N,L)0701412A* | 18400 | 15.2 | 10.5 | 20000 | 17700 | 88.5% | 2 | 0 | 11.5 |  |  |  |  | R-454B | 1.5333 | Residential & Commercial | USHP | Ducted CEE Tier 1
216643270 | Central HP <5.4 tons | DAY & NIGHT | HRCU-A-CB (Split System: Heat Pump with Remote Outdoor Unit-Air-Source) | D5CUHAH18AAK |  |  | EA*5X25M17A* | *80MS(N,L)0701412A* | 18400 | 15.2 | 10.5 | 19800 | 17600 | 88.89% | 2 | 0 | 11.5 |  |  |  |  | R-454B | 1.5333 | Residential & Commercial | USHP | Ducted CEE Tier 1
216643604 | Central HP <5.4 tons | DAY & NIGHT | HRCU-A-CB (Split System: Heat Pump with Remote Outdoor Unit-Air-Source) | D5CUHAH18AAK |  |  | EA*5X24M17A* | *80MSU0601716A* | 17800 | 15.2 | 10 | 20600 | 18500 | 89.81% | 1.98 | 0 | 11 |  |  |  |  | R-454B | 1.4833 | Residential & Commercial | USHP | Ducted CEE Tier 1
216736042 | Central HP <5.4 tons | DAY & NIGHT | HRCU-A-CB (Split System: Heat Pump with Remote Outdoor Unit-Air-Source) | D5CUHAH24AAK |  |  | EA*5X37M21A* | *96VTN1002122B* | 23200 | 16 | 8.5 | 20800 | 18500 | 88.94% | 1.96 | 0 | 11 |  |  |  |  | R-454B | 1.9333 | Residential & Commercial | USHP | Ducted CEE Tier 1
216736877 | Central HP <5.4 tons | DAY & NIGHT | HRCU-A-CB (Split System: Heat Pump with Remote Outdoor Unit-Air-Source) | D5CUHAH24AAK |  |  | ESH5X24M12A* | *96VTN1002120B* | 22400 | 15.5 | 8.1 | 21200 | 19100 | 90.09% | 1.85 | 0 | 10.5 |  |  |  |  | R-454B | 1.8667 | Residential & Commercial | USHP | Ducted CEE Tier 1
215933220 | Central HP <5.4 tons | DAY & NIGHT | HRCU-A-CB (Split System: Heat Pump with Remote Outdoor Unit-Air-Source) | C5H3V36*K*AAA* |  |  | ESH5X36M12A*+WALLCON | *97CMN1202422B* | 33200 | 19 | 9 | 35000 | 26800 | 76.57% | 1.92 | 0 | 11 |  |  |  |  | R-454B | 2.7667 | Residential & Commercial | USHP | Ducted CEE Tier 1
215933540 | Central HP <5.4 tons | DAY & NIGHT | HRCU-A-CB (Split System: Heat Pump with Remote Outdoor Unit-Air-Source) | C5H3V36*K*AAA* |  |  | ESH5X48M12A*+WALLCON | *80CTL0451712B* | 33400 | 18.5 | 9 | 35600 | 27400 | 76.97% | 1.9 | 0 | 10.5 |  |  |  |  | R-454B | 2.7833 | Residential & Commercial | USHP | Ducted CEE Tier 1
215933840 | Central HP <5.4 tons | DAY & NIGHT | HRCU-A-CB (Split System: Heat Pump with Remote Outdoor Unit-Air-Source) | C5H3V36*K*AAA* |  |  | ESH5X60M12A*+WALLCON | *95CSU0802120B* | 34200 | 19.5 | 9 | 34400 | 26000 | 75.58% | 1.96 | 0 | 11.7 |  |  |  |  | R-454B | 2.85 | Residential & Commercial | USHP | Ducted CEE Tier 1
215934860 | Central HP <5.4 tons | DAY & NIGHT | HRCU-A-CB (Split System: Heat Pump with Remote Outdoor Unit-Air-Source) | C5H3V36*K*AAA* |  |  | EVM5X44M21A*+WALLCON | *80CTL1102120B* | 35600 | 22 | 8.5 | 38000 | 28400 | 74.74% | 2.02 | 0 | 12.5 |  |  |  |  | R-454B | 2.9667 | Residential & Commercial | USHP | Ducted CEE Tier 1
215935060 | Central HP <5.4 tons | DAY & NIGHT | HRCU-A-CB (Split System: Heat Pump with Remote Outdoor Unit-Air-Source) | C5H3V36*K*AAA* |  |  | EVM5X49M21A*+WALLCON | *95CSU0601716B* | 35400 | 21.5 | 8.5 | 38500 | 29000 | 75.32% | 2.02 | 0 | 12 |  |  |  |  | R-454B | 2.95 | Residential & Commercial | USHP | Ducted CEE Tier 1
216736929 | Central HP <5.4 tons | DAY & NIGHT | HRCU-A-CB (Split System: Heat Pump with Remote Outdoor Unit-Air-Source) | D5CUHAH24AAK |  |  | ESH5X24M12A* | *97VTN0802120A* | 22200 | 15.2 | 8.1 | 21000 | 19000 | 90.48% | 1.9 | 0 | 10.5 |  |  |  |  | R-454B | 1.85 | Residential & Commercial | USHP | Ducted CEE Tier 1
216732551 | Central HP <5.4 tons | DAY & NIGHT | HRCU-A-CB (Split System: Heat Pump with Remote Outdoor Unit-Air-Source) | D5CUHAH24AAK |  |  | EA*5X24M14A* | *80VTL0451412B* | 21800 | 16 | 8.5 | 21000 | 19100 | 90.95% | 1.98 | 0 | 10.5 |  |  |  |  | R-454B | 1.8167 | Residential & Commercial | USHP | Ducted CEE Tier 1
210473180 | Central HP <5.4 tons | KENMORE | HRCU-A-CB (Split System: Heat Pump with Remote Outdoor Unit-Air-Source) | (C,H,T)VH825GKA3* |  |  | EA*4X43L21A*+WALLCON | *96CTN0601714A* | 24400 | 16.5 | 8.1 | 21200 | 16700 | 78.77% | 2.02 | 0 | 11 |  |  |  |  | R-410A | 2.0333 | Residential & Commercial | USHP | Ducted CEE Tier 1
210473246 | Central HP <5.4 tons | KENMORE | HRCU-A-CB (Split System: Heat Pump with Remote Outdoor Unit-Air-Source) | (C,H,T)VH825GKA3* |  |  | EA*4X43L21A*+WALLCON | *80CTL0901716A* | 24600 | 17.5 | 8.5 | 21000 | 16500 | 78.57% | 2.04 | 0 | 11.7 |  |  |  |  | R-410A | 2.05 | Residential & Commercial | USHP | Ducted CEE Tier 1
210473279 | Central HP <5.4 tons | KENMORE | HRCU-A-CB (Split System: Heat Pump with Remote Outdoor Unit-Air-Source) | (C,H,T)VH825GKA3* |  |  | EA*4X48L21A*+WALLCON | *95CSU0802120A* | 24200 | 17 | 8.1 | 21000 | 16500 | 78.57% | 2.02 | 0 | 11 |  |  |  |  | R-410A | 2.0167 | Residential & Commercial | USHP | Ducted CEE Tier 1
214396349 | Central HP <5.4 tons | COLEMAN | HRCU-A-CB (Split System: Heat Pump with Remote Outdoor Unit-Air-Source) | HH860E2S11 |  |  | JHC60D5CJ2SS1 | 0 | 53000 | 19 | 8.5 | 54000 | 39000 | 72.22% | 2 | 0 | 11 |  |  |  |  | R-454B | 4.4167 | Residential & Commercial | USHP | Ducted CEE Tier 1
210470972 | Central HP <5.4 tons | KENMORE | HRCU-A-CB (Split System: Heat Pump with Remote Outdoor Unit-Air-Source) | (C,H,T)VH837GKA2* |  |  | EN(A,D,W)4X60L24**+WALLCON | *97CMN1202422A* | 32800 | 17.5 | 8.1 | 32200 | 24800 | 77.02% | 1.96 | 0 | 11.7 |  |  |  |  | R-410A | 2.7333 | Residential & Commercial | USHP | Ducted CEE Tier 1
213069458 | Central HP <5.4 tons | ACIQ | HRCU-A-CB (Split System: Heat Pump with Remote Outdoor Unit-Air-Source) | DLCURAH36ABK |  |  | EA*4X48L21A* | *92ESN1002122A* | 37400 | 15.2 | 8.5 | 38500 | 35000 | 90.91% | 2.12 | 0 | 10 |  |  |  |  | R-410A | 3.1167 | Residential & Commercial | USHP | Ducted CEE Tier 1
213069481 | Central HP <5.4 tons | ACIQ | HRCU-A-CB (Split System: Heat Pump with Remote Outdoor Unit-Air-Source) | DLCURAH36ABK |  |  | EA*4X48L24A* | *80ES(N,L)0902116A* | 36400 | 16 | 8.5 | 38500 | 34600 | 89.87% | 2.08 | 0 | 10 |  |  |  |  | R-410A | 3.0333 | Residential & Commercial | USHP | Ducted CEE Tier 1
213069490 | Central HP <5.4 tons | ACIQ | HRCU-A-CB (Split System: Heat Pump with Remote Outdoor Unit-Air-Source) | DLCURAH36ABK |  |  | EA*4X48L24A* | *80VSL0902420A* | 35800 | 16.5 | 8.5 | 37800 | 34600 | 91.53% | 2.04 | 0 | 10 |  |  |  |  | R-410A | 2.9833 | Residential & Commercial | USHP | Ducted CEE Tier 1
213069533 | Central HP <5.4 tons | ACIQ | HRCU-A-CB (Split System: Heat Pump with Remote Outdoor Unit-Air-Source) | DLCURAH36ABK |  |  | EN(A,D,W)4X48L21** | *80ES(N,L)0451712A* | 35800 | 15.5 | 8.1 | 38500 | 35000 | 90.91% | 2 | 0 | 10 |  |  |  |  | R-410A | 2.9833 | Residential & Commercial | USHP | Ducted CEE Tier 1
213069558 | Central HP <5.4 tons | ACIQ | HRCU-A-CB (Split System: Heat Pump with Remote Outdoor Unit-Air-Source) | DLCURAH36ABK |  |  | EN(A,D,W)4X48L21** | *95ESN1002120A* | 36800 | 16 | 8.1 | 39500 | 35000 | 88.61% | 2.06 | 0 | 10.5 |  |  |  |  | R-410A | 3.0667 | Residential & Commercial | USHP | Ducted CEE Tier 1
213069572 | Central HP <5.4 tons | ACIQ | HRCU-A-CB (Split System: Heat Pump with Remote Outdoor Unit-Air-Source) | DLCURAH36ABK |  |  | EN(A,D,W)4X48L21** | OLV098A12* | 35600 | 15.2 | 8.1 | 38500 | 35000 | 90.91% | 2 | 0 | 10 |  |  |  |  | R-410A | 2.9667 | Residential & Commercial | USHP | Ducted CEE Tier 1
213069599 | Central HP <5.4 tons | ACIQ | HRCU-A-CB (Split System: Heat Pump with Remote Outdoor Unit-Air-Source) | DLCURAH36ABK |  |  | EN(A,D)4X48L24** | *95ESN1202422A* | 37400 | 15.5 | 8.1 | 39500 | 35000 | 88.61% | 2.08 | 0 | 10.5 |  |  |  |  | R-410A | 3.1167 | Residential & Commercial | USHP | Ducted CEE Tier 1
211230596 | Central HP <5.4 tons | BRYANT HEATING AND COOLING SYSTEMS | HRCU-A-CB (Split System: Heat Pump with Remote Outdoor Unit-Air-Source) | 38MURAQ36AB3* |  |  | CNPV*4824AL* | 912SD60080E21*** | 35800 | 16.5 | 8.1 | 38500 | 34800 | 90.39% | 2.02 | 0 | 10.5 |  |  |  |  | R-410A | 2.9833 | Residential & Commercial | USHP | Ducted CEE Tier 1
206726720 | Central HP <5.4 tons | LBG Products | HRCU-A-CB (Split System: Heat Pump with Remote Outdoor Unit-Air-Source) | LCH48060DO |  |  | LCH60DGHNI | 0 | 54000 | 16 | 9 | 54000 | 41000 | 75.93% | 1.8 | 10.5 | 10 |  |  |  |  | R-410A | 4.5 | Residential & Commercial | USHP | Ducted CEE Tier 1
214573205 | Central HP <5.4 tons | KEEPRITE | HRCU-A-CB (Split System: Heat Pump with Remote Outdoor Unit-Air-Source) | CVH837GKA** |  |  | EHD4X48AAL+WALLCON | *95CSU0802120B* | 32600 | 17.5 | 8.5 | 32800 | 25000 | 76.22% | 1.98 | 0 | 11 |  |  |  |  | R-410A | 2.7167 | Residential & Commercial | USHP | Ducted CEE Tier 1
210474545 | Central HP <5.4 tons | KENMORE | HRCU-A-CB (Split System: Heat Pump with Remote Outdoor Unit-Air-Source) | (C,H,T)VH825GKA3* |  |  | EHD4X48AAL+WALLCON | *96CTN0601714A* | 24200 | 16 | 8.1 | 21400 | 16700 | 78.04% | 2 | 0 | 10.5 |  |  |  |  | R-410A | 2.0167 | Residential & Commercial | USHP | Ducted CEE Tier 1
210474402 | Central HP <5.4 tons | KENMORE | HRCU-A-CB (Split System: Heat Pump with Remote Outdoor Unit-Air-Source) | (C,H,T)VH825GKA3* |  |  | EHD4X42AAL+WALLCON | *96CTN1002122A* | 24200 | 16 | 8.1 | 21400 | 16600 | 77.57% | 2 | 0 | 10.5 |  |  |  |  | R-410A | 2.0167 | Residential & Commercial | USHP | Ducted CEE Tier 1
210474034 | Central HP <5.4 tons | KENMORE | HRCU-A-CB (Split System: Heat Pump with Remote Outdoor Unit-Air-Source) | (C,H,T)VH825GKA3* |  |  | EN(A,D,W)4X48L21**+WALLCON | *96CTN1002122A* | 24200 | 17 | 8.1 | 21400 | 16600 | 77.57% | 2.02 | 0 | 11.5 |  |  |  |  | R-410A | 2.0167 | Residential & Commercial | USHP | Ducted CEE Tier 1
210473466 | Central HP <5.4 tons | KENMORE | HRCU-A-CB (Split System: Heat Pump with Remote Outdoor Unit-Air-Source) | (C,H,T)VH825GKA3* |  |  | EA*4X48L24A*+WALLCON | *80CSU1002120A* | 24000 | 16.5 | 8.1 | 21000 | 16600 | 79.05% | 2 | 0 | 11 |  |  |  |  | R-410A | 2 | Residential & Commercial | USHP | Ducted CEE Tier 1
210473693 | Central HP <5.4 tons | KENMORE | HRCU-A-CB (Split System: Heat Pump with Remote Outdoor Unit-Air-Source) | (C,H,T)VH825GKA3* |  |  | END4X42L17**+WALLCON | *80CTL0701412A* | 24000 | 17 | 8.1 | 21400 | 16600 | 77.57% | 2 | 0 | 11 |  |  |  |  | R-410A | 2 | Residential & Commercial | USHP | Ducted CEE Tier 1
214242792 | Central HP <5.4 tons | KEEPRITE | HRCU-A-CB (Split System: Heat Pump with Remote Outdoor Unit-Air-Source) | CVH825GKA2* |  |  | EN(A,D)4X36L21**+WALLCON | *95CSU0601716B* | 23400 | 16.5 | 8.1 | 21600 | 16700 | 77.31% | 1.92 | 0 | 10.5 |  |  |  |  | R-410A | 1.95 | Residential & Commercial | USHP | Ducted CEE Tier 1
214242912 | Central HP <5.4 tons | KEEPRITE | HRCU-A-CB (Split System: Heat Pump with Remote Outdoor Unit-Air-Source) | CVH825GKA2* |  |  | END4X42L17**+WALLCON | *97CMN0601714B* | 23800 | 16 | 8.1 | 21400 | 16700 | 78.04% | 1.98 | 0 | 11 |  |  |  |  | R-410A | 1.9833 | Residential & Commercial | USHP | Ducted CEE Tier 1
214242992 | Central HP <5.4 tons | KEEPRITE | HRCU-A-CB (Split System: Heat Pump with Remote Outdoor Unit-Air-Source) | CVH825GKA2* |  |  | EN(A,D,W)4X42L21**+WALLCON | *80CTL0902120B* | 23800 | 16.5 | 8.1 | 21400 | 16700 | 78.04% | 1.96 | 0 | 11 |  |  |  |  | R-410A | 1.9833 | Residential & Commercial | USHP | Ducted CEE Tier 1
213774625 | Central HP <5.4 tons | CARRIER | HRCU-A-CB (Split System: Heat Pump with Remote Outdoor Unit-Air-Source) | 25VNA825A*032* |  |  | CSPH*4812AL*+UI | 59CU5B060C17**16 | 24200 | 16 | 8.1 | 21400 | 16600 | 77.57% | 2 | 0 | 10.5 |  |  |  |  | R-410A | 2.0167 | Residential & Commercial | USHP | Ducted CEE Tier 1
214396698 | Central HP <5.4 tons | COLEMAN | HRCU-A-CB (Split System: Heat Pump with Remote Outdoor Unit-Air-Source) | HH824E2S11 |  |  | CTF30B5ACS1 | TM9Y080B12MP11 | 23000 | 17 | 9.5 | 23000 | 18500 | 80.43% | 2 | 0 | 11.7 |  |  |  |  | R-454B | 1.9167 | Residential & Commercial | USHP | Ducted CEE Tier 1
215941081 | Central HP <5.4 tons | KEEPRITE | HRCU-A-CB (Split System: Heat Pump with Remote Outdoor Unit-Air-Source) | C5H3V48*K*AAA* |  |  | EA*5X61M21A*+WALLCON | *97CTN0802120A* | 45000 | 21 | 9.5 | 48500 | 37000 | 76.29% | 2 | 0 | 11 |  |  |  |  | R-454B | 3.75 | Residential & Commercial | USHP | Ducted CEE Tier 1
216623463 | Central HP <5.4 tons | MOOVAIR | HRCU-A-C (Split System: Heat Pump with Remote Outdoor Unit with No Indoor Fan --Air Source) | MSHMB36R2AN1 |  |  | GUHMA36RBAS1 | 0 | 36000 | 15.8 | 9.4 | 38000 | 36000 | 94.74% | 1.9 | 0 | 10.7 |  |  |  |  | R-454B | 3 | Residential & Commercial | USHP | Ducted CEE Tier 1
212988317 | Central HP <5.4 tons | CARRIER | HRCU-A-CB (Split System: Heat Pump with Remote Outdoor Unit-Air-Source) | 38MURAQ36AB3* |  |  | CAP**4824AL* | 59SC6A120M24**22 | 35600 | 16.5 | 8.5 | 37800 | 34600 | 91.53% | 2.02 | 0 | 10 |  |  |  |  | R-410A | 2.9667 | Residential & Commercial | USHP | Ducted CEE Tier 1
214243132 | Central HP <5.4 tons | KEEPRITE | HRCU-A-CB (Split System: Heat Pump with Remote Outdoor Unit-Air-Source) | CVH825GKA2* |  |  | EN(A,D,W)4X48L21**+WALLCON | *95CSU0601716B* | 24000 | 16.5 | 8.1 | 21400 | 16600 | 77.57% | 2 | 0 | 11 |  |  |  |  | R-410A | 2 | Residential & Commercial | USHP | Ducted CEE Tier 1
214242462 | Central HP <5.4 tons | KEEPRITE | HRCU-A-CB (Split System: Heat Pump with Remote Outdoor Unit-Air-Source) | CVH825GKA2* |  |  | EN(A,D)4X24L17**+WALLCON | *95CSU0601716B* | 23200 | 15.5 | 8.1 | 22000 | 16900 | 76.82% | 1.92 | 0 | 10.5 |  |  |  |  | R-410A | 1.9333 | Residential & Commercial | USHP | Ducted CEE Tier 1
214242582 | Central HP <5.4 tons | KEEPRITE | HRCU-A-CB (Split System: Heat Pump with Remote Outdoor Unit-Air-Source) | CVH825GKA2* |  |  | EN(A,D)4X30L17**+WALLCON | *95CSU0601716B* | 23400 | 16.5 | 8.1 | 21600 | 16700 | 77.31% | 1.92 | 0 | 10.5 |  |  |  |  | R-410A | 1.95 | Residential & Commercial | USHP | Ducted CEE Tier 1
214573215 | Central HP <5.4 tons | KEEPRITE | HRCU-A-CB (Split System: Heat Pump with Remote Outdoor Unit-Air-Source) | CVH837GKA** |  |  | EHD4X48AAL+WALLCON | *95CSU1002122B* | 32600 | 17.5 | 8.5 | 32600 | 24800 | 76.07% | 1.98 | 0 | 11 |  |  |  |  | R-410A | 2.7167 | Residential & Commercial | USHP | Ducted CEE Tier 1
214239600 | Central HP <5.4 tons | KEEPRITE | HRCU-A-CB (Split System: Heat Pump with Remote Outdoor Unit-Air-Source) | CVH837GKA** |  |  | EN(A,D)4X36L21**+WALLCON | *97CMN1002122B* | 31400 | 16.5 | 8.1 | 33000 | 24000 | 72.73% | 1.82 | 0 | 11 |  |  |  |  | R-410A | 2.6167 | Residential & Commercial | USHP | Ducted CEE Tier 1
214242342 | Central HP <5.4 tons | KEEPRITE | HRCU-A-CB (Split System: Heat Pump with Remote Outdoor Unit-Air-Source) | CVH825GKA3* |  |  | EN(A,D)4X48L24**+WALLCON | *80CTL1102120B* | 24200 | 17 | 8.1 | 21200 | 16500 | 77.83% | 2 | 0 | 11 |  |  |  |  | R-410A | 2.0167 | Residential & Commercial | USHP | Ducted CEE Tier 1
215390438 | Central HP <5.4 tons | TOSOT | HRCU-A-CB (Split System: Heat Pump with Remote Outdoor Unit-Air-Source) | TU48W-EDU |  |  | TUD48AH2-EDU | 0 | 48000 | 19 | 10 | 48000 | 48000 | 100% | 2 | 0 | 12 |  |  |  |  | R-32 | 4 | Residential & Commercial | USHP | Ducted CEE Tier 1
210471141 | Central HP <5.4 tons | KEEPRITE | HRCU-A-CB (Split System: Heat Pump with Remote Outdoor Unit-Air-Source) | CVH837GKA2* |  |  | EHD4X60AAL+WALLCON | *80CSU0401712A* | 33000 | 17 | 8.1 | 32200 | 24800 | 77.02% | 1.98 | 0 | 11 |  |  |  |  | R-410A | 2.75 | Residential & Commercial | USHP | Ducted CEE Tier 1
216732701 | Central HP <5.4 tons | DAY & NIGHT | HRCU-A-CB (Split System: Heat Pump with Remote Outdoor Unit-Air-Source) | D5CUHAH24AAK |  |  | EA*5X24M17A* | *80MS(N,L)0701716A* | 22000 | 16 | 8.5 | 21000 | 19100 | 90.95% | 1.96 | 0 | 10.5 |  |  |  |  | R-454B | 1.8333 | Residential & Commercial | USHP | Ducted CEE Tier 1
216732901 | Central HP <5.4 tons | DAY & NIGHT | HRCU-A-CB (Split System: Heat Pump with Remote Outdoor Unit-Air-Source) | D5CUHAH24AAK |  |  | EA*5X24M17A* | *96MSN0261410A* | 22000 | 15.2 | 8.5 | 21200 | 19200 | 90.57% | 1.98 | 0 | 10.5 |  |  |  |  | R-454B | 1.8333 | Residential & Commercial | USHP | Ducted CEE Tier 1
210473531 | Central HP <5.4 tons | KEEPRITE | HRCU-A-CB (Split System: Heat Pump with Remote Outdoor Unit-Air-Source) | CVH825GKA3* |  |  | EA*4X48L24A*+WALLCON | *97CMN0602120A* | 24000 | 16.5 | 8.1 | 21000 | 16600 | 79.05% | 2 | 0 | 11 |  |  |  |  | R-410A | 2 | Residential & Commercial | USHP | Ducted CEE Tier 1
210473146 | Central HP <5.4 tons | KEEPRITE | HRCU-A-CB (Split System: Heat Pump with Remote Outdoor Unit-Air-Source) | CVH825GKA3* |  |  | EA*4X43L21A*+WALLCON | *80CSU1002120A* | 24400 | 16.5 | 8.1 | 21200 | 16600 | 78.3% | 2.02 | 0 | 10.5 |  |  |  |  | R-410A | 2.0333 | Residential & Commercial | USHP | Ducted CEE Tier 1
210474644 | Central HP <5.4 tons | KENMORE | HRCU-A-CB (Split System: Heat Pump with Remote Outdoor Unit-Air-Source) | (C,H,T)VH825GKA3* |  |  | EHD4X48AAL+WALLCON | *80CTL0901716A* | 24400 | 17 | 8.1 | 21200 | 16500 | 77.83% | 2.04 | 0 | 11 |  |  |  |  | R-410A | 2.0333 | Residential & Commercial | USHP | Ducted CEE Tier 1
210474144 | Central HP <5.4 tons | KENMORE | HRCU-A-CB (Split System: Heat Pump with Remote Outdoor Unit-Air-Source) | (C,H,T)VH825GKA3* |  |  | EN(A,D)4X48L24**+WALLCON | *96CTN1002122A* | 24200 | 17 | 8.1 | 21400 | 16600 | 77.57% | 2.02 | 0 | 11.5 |  |  |  |  | R-410A | 2.0167 | Residential & Commercial | USHP | Ducted CEE Tier 1
214243122 | Central HP <5.4 tons | KEEPRITE | HRCU-A-CB (Split System: Heat Pump with Remote Outdoor Unit-Air-Source) | CVH825GKA2* |  |  | EN(A,D,W)4X48L21**+WALLCON | *80CTL1102120B* | 24200 | 17 | 8.1 | 21200 | 16600 | 78.3% | 2.02 | 0 | 11.5 |  |  |  |  | R-410A | 2.0167 | Residential & Commercial | USHP | Ducted CEE Tier 1
210473345 | Central HP <5.4 tons | KENMORE | HRCU-A-CB (Split System: Heat Pump with Remote Outdoor Unit-Air-Source) | (C,H,T)VH825GKA3* |  |  | EA*4X48L21A*+WALLCON | *80CTL0701716A* | 24000 | 17 | 8.1 | 21000 | 16600 | 79.05% | 2.02 | 0 | 11 |  |  |  |  | R-410A | 2 | Residential & Commercial | USHP | Ducted CEE Tier 1
210472927 | Central HP <5.4 tons | KENMORE | HRCU-A-CB (Split System: Heat Pump with Remote Outdoor Unit-Air-Source) | (C,H,T)VH825GKA3* |  |  | EA*4X42L21A*+WALLCON | *97CMN0601714A* | 23600 | 16 | 8.1 | 21600 | 16800 | 77.78% | 1.94 | 0 | 10.5 |  |  |  |  | R-410A | 1.9667 | Residential & Commercial | USHP | Ducted CEE Tier 1
210470807 | Central HP <5.4 tons | KENMORE | HRCU-A-CB (Split System: Heat Pump with Remote Outdoor Unit-Air-Source) | (C,H,T)VH837GKA2* |  |  | EN(A,D,W)4X48L21**+WALLCON | *80CSU0401712A* | 32400 | 17.5 | 8.1 | 33000 | 24800 | 75.15% | 1.94 | 0 | 11.7 |  |  |  |  | R-410A | 2.7 | Residential & Commercial | USHP | Ducted CEE Tier 1
210470438 | Central HP <5.4 tons | KENMORE | HRCU-A-CB (Split System: Heat Pump with Remote Outdoor Unit-Air-Source) | (C,H,T)VH837GKA2* |  |  | EA*4X61L21A*+WALLCON | *80CTL0701716A* | 33200 | 17.5 | 8.5 | 32200 | 25000 | 77.64% | 1.98 | 0 | 11.7 |  |  |  |  | R-410A | 2.7667 | Residential & Commercial | USHP | Ducted CEE Tier 1
215942496 | Central HP <5.4 tons | DAY & NIGHT | HRCU-A-CB (Split System: Heat Pump with Remote Outdoor Unit-Air-Source) | C5H3V36*K*AAA* |  |  | EVD5X61M21A*+WALLCON | *80CTL0901716B* | 35800 | 22 | 8.5 | 37400 | 28400 | 75.94% | 2.02 | 0 | 12.5 |  |  |  |  | R-454B | 2.9833 | Residential & Commercial | USHP | Ducted CEE Tier 1
211261463 | Central HP <5.4 tons | KEEPRITE | HRCU-A-CB (Split System: Heat Pump with Remote Outdoor Unit-Air-Source) | DLCURAH18ABK |  |  | EA*4X30L14A* | *92ESN0601412A* | 18200 | 16 | 8.5 | 18700 | 18400 | 98.4% | 2.22 | 0 | 10.5 |  |  |  |  | R-410A | 1.5167 | Residential & Commercial | USHP | Ducted CEE Tier 1
211261013 | Central HP <5.4 tons | KEEPRITE | HRCU-A-CB (Split System: Heat Pump with Remote Outdoor Unit-Air-Source) | DLCURAH18ABK |  |  | EA*4X25L17A* | *80ES(N,L)0701712A* | 18600 | 16.5 | 8.5 | 18400 | 17400 | 94.57% | 2.12 | 0 | 11 |  |  |  |  | R-410A | 1.55 | Residential & Commercial | USHP | Ducted CEE Tier 1
211260462 | Central HP <5.4 tons | KEEPRITE | HRCU-A-CB (Split System: Heat Pump with Remote Outdoor Unit-Air-Source) | DLCURAH18ABK |  |  | EA*4X24L17A* | *95ESN0401712A* | 17300 | 15.5 | 8.5 | 18300 | 19300 | 105.5% | 2.3 | 0 | 10 |  |  |  |  | R-410A | 1.4417 | Residential & Commercial | USHP | Ducted CEE Tier 1
211260631 | Central HP <5.4 tons | KEEPRITE | HRCU-A-CB (Split System: Heat Pump with Remote Outdoor Unit-Air-Source) | DLCURAH18ABK |  |  | EA*4X24L17A* | *80ES(N,L)0701412A* | 17600 | 16 | 8.5 | 18400 | 19100 | 103.8% | 2.3 | 0 | 10.5 |  |  |  |  | R-410A | 1.4667 | Residential & Commercial | USHP | Ducted CEE Tier 1
215676079 | Central HP <5.4 tons | DAY & NIGHT | HRCU-A-CB (Split System: Heat Pump with Remote Outdoor Unit-Air-Source) | C5H0V48*K*AAA* |  |  | EVM5X61M24A*+WALLCON | *96CTN1002122B* | 48500 | 19.5 | 9.5 | 50000 | 36600 | 73.2% | 2.12 | 0 | 10.5 |  |  |  |  | R-454B | 4.0417 | Residential & Commercial | USHP | Ducted CEE Tier 1
215676329 | Central HP <5.4 tons | DAY & NIGHT | HRCU-A-CB (Split System: Heat Pump with Remote Outdoor Unit-Air-Source) | C5H0V48*K*AAA* |  |  | EVD5X49M24A*+WALLCON | *80CTL1352422B* | 48000 | 19 | 9 | 50000 | 36400 | 72.8% | 2 | 0 | 10.5 |  |  |  |  | R-454B | 4 | Residential & Commercial | USHP | Ducted CEE Tier 1
213779115 | Central HP <5.4 tons | CARRIER | HRCU-A-CB (Split System: Heat Pump with Remote Outdoor Unit-Air-Source) | 25VNA837A*030* |  |  | CAP**4221AL*+UI | 59MN7C060C17**14 | 31600 | 16.5 | 8.1 | 33200 | 24600 | 74.1% | 1.84 | 0 | 10.5 |  |  |  |  | R-410A | 2.6333 | Residential & Commercial | USHP | Ducted CEE Tier 1
213779415 | Central HP <5.4 tons | CARRIER | HRCU-A-CB (Split System: Heat Pump with Remote Outdoor Unit-Air-Source) | 25VNA837A*030* |  |  | CAP**4821AL*+UI | 59CU5B060C17**16 | 32200 | 17 | 8.1 | 32600 | 25000 | 76.69% | 1.94 | 0 | 11 |  |  |  |  | R-410A | 2.6833 | Residential & Commercial | USHP | Ducted CEE Tier 1
213779715 | Central HP <5.4 tons | CARRIER | HRCU-A-CB (Split System: Heat Pump with Remote Outdoor Unit-Air-Source) | 25VNA837A*030* |  |  | CAP**6121AL*+UI | 59TN6C060C17**14 | 33000 | 17 | 8.1 | 32200 | 25000 | 77.64% | 1.96 | 0 | 11 |  |  |  |  | R-410A | 2.75 | Residential & Commercial | USHP | Ducted CEE Tier 1
213780185 | Central HP <5.4 tons | CARRIER | HRCU-A-CB (Split System: Heat Pump with Remote Outdoor Unit-Air-Source) | 25VNA837A*030* |  |  | CSPH*4812AL*+UI | 58TN*B110C21**20 | 32600 | 16.5 | 8.1 | 32800 | 24800 | 75.61% | 1.96 | 0 | 11 |  |  |  |  | R-410A | 2.7167 | Residential & Commercial | USHP | Ducted CEE Tier 1
216770143 | Central HP <5.4 tons | TOSOT | HRCU-A-C (Split System: Heat Pump with Remote Outdoor Unit with No Indoor Fan --Air Source) | TU36W-FDU |  |  | TCAC24F/NXA | 0 | 23000 | 15.2 | 8.5 | 24000 | 21600 | 90% | 1.8 | 0 | 10.5 |  |  |  |  | R-454B | 1.9167 | Residential & Commercial | USHP | Ducted CEE Tier 1
206724399 | Central HP <5.4 tons | NORTEK | HRCU-A-CB (Split System: Heat Pump with Remote Outdoor Unit-Air-Source) | GXH48-60MSK4DH |  |  | GMH**-60MSK4DH1 | 0 | 54000 | 16 | 9 | 54000 | 41000 | 75.93% | 1.8 | 10.5 | 10 |  |  |  |  | R-410A | 4.5 | Residential & Commercial | USHP | Ducted CEE Tier 1
210474523 | Central HP <5.4 tons | KENMORE | HRCU-A-CB (Split System: Heat Pump with Remote Outdoor Unit-Air-Source) | (C,H,T)VH825GKA3* |  |  | EHD4X48AAL+WALLCON | *80CTL0701716A* | 24200 | 16.5 | 8.1 | 21200 | 16600 | 78.3% | 2.02 | 0 | 10.5 |  |  |  |  | R-410A | 2.0167 | Residential & Commercial | USHP | Ducted CEE Tier 1
210474023 | Central HP <5.4 tons | KENMORE | HRCU-A-CB (Split System: Heat Pump with Remote Outdoor Unit-Air-Source) | (C,H,T)VH825GKA3* |  |  | EN(A,D,W)4X48L21**+WALLCON | *97CMN1002122A* | 24200 | 17 | 8.1 | 21400 | 16600 | 77.57% | 2.02 | 0 | 11.5 |  |  |  |  | R-410A | 2.0167 | Residential & Commercial | USHP | Ducted CEE Tier 1
210474391 | Central HP <5.4 tons | KENMORE | HRCU-A-CB (Split System: Heat Pump with Remote Outdoor Unit-Air-Source) | (C,H,T)VH825GKA3* |  |  | EHD4X42AAL+WALLCON | *97CMN1202422A* | 24200 | 16 | 8.1 | 21400 | 16700 | 78.04% | 2 | 0 | 10.5 |  |  |  |  | R-410A | 2.0167 | Residential & Commercial | USHP | Ducted CEE Tier 1
210473257 | Central HP <5.4 tons | KENMORE | HRCU-A-CB (Split System: Heat Pump with Remote Outdoor Unit-Air-Source) | (C,H,T)VH825GKA3* |  |  | EA*4X43L21A*+WALLCON | *97CMN0602120A* | 24400 | 16.5 | 8.1 | 21200 | 16700 | 78.77% | 2.02 | 0 | 11 |  |  |  |  | R-410A | 2.0333 | Residential & Commercial | USHP | Ducted CEE Tier 1
210472850 | Central HP <5.4 tons | KENMORE | HRCU-A-CB (Split System: Heat Pump with Remote Outdoor Unit-Air-Source) | (C,H,T)VH825GKA3* |  |  | EA*4X42L21A*+WALLCON | *80CSU0401712A* | 23800 | 17 | 8.1 | 21400 | 16600 | 77.57% | 1.96 | 0 | 11 |  |  |  |  | R-410A | 1.9833 | Residential & Commercial | USHP | Ducted CEE Tier 1
210472982 | Central HP <5.4 tons | KENMORE | HRCU-A-CB (Split System: Heat Pump with Remote Outdoor Unit-Air-Source) | (C,H,T)VH825GKA3* |  |  | EA*4X42L21A*+WALLCON | *97CMN0602120A* | 23600 | 16 | 8.1 | 21400 | 16700 | 78.04% | 1.94 | 0 | 11 |  |  |  |  | R-410A | 1.9667 | Residential & Commercial | USHP | Ducted CEE Tier 1
213069358 | Central HP <5.4 tons | ACIQ | HRCU-A-CB (Split System: Heat Pump with Remote Outdoor Unit-Air-Source) | DLCURAH36ABK |  |  | EA*4X42L24A* | *80ES(N,L)0902120A* | 36000 | 16 | 8.1 | 39500 | 35000 | 88.61% | 1.92 | 0 | 10 |  |  |  |  | R-410A | 3 | Residential & Commercial | USHP | Ducted CEE Tier 1
213069372 | Central HP <5.4 tons | ACIQ | HRCU-A-CB (Split System: Heat Pump with Remote Outdoor Unit-Air-Source) | DLCURAH36ABK |  |  | EA*4X42L24A* | *92ESN0802120A* | 35200 | 16.5 | 8.1 | 38500 | 35000 | 90.91% | 1.88 | 0 | 10 |  |  |  |  | R-410A | 2.9333 | Residential & Commercial | USHP | Ducted CEE Tier 1
213069383 | Central HP <5.4 tons | ACIQ | HRCU-A-CB (Split System: Heat Pump with Remote Outdoor Unit-Air-Source) | DLCURAH36ABK |  |  | EA*4X42L24A* | *96VSN1202422A* | 35400 | 16 | 8.1 | 38500 | 35000 | 90.91% | 1.88 | 0 | 10 |  |  |  |  | R-410A | 2.95 | Residential & Commercial | USHP | Ducted CEE Tier 1
213069392 | Central HP <5.4 tons | ACIQ | HRCU-A-CB (Split System: Heat Pump with Remote Outdoor Unit-Air-Source) | DLCURAH36ABK |  |  | EA*4X42L24A* | OLV154F20A | 37000 | 15.2 | 8.5 | 40000 | 35400 | 88.5% | 1.96 | 0 | 10 |  |  |  |  | R-410A | 3.0833 | Residential & Commercial | USHP | Ducted CEE Tier 1
213069399 | Central HP <5.4 tons | ACIQ | HRCU-A-CB (Split System: Heat Pump with Remote Outdoor Unit-Air-Source) | DLCURAH36ABK |  |  | EA*4X43L21A* | *80ES(N,L)0902120A* | 36800 | 16 | 8.5 | 38500 | 34800 | 90.39% | 2.1 | 0 | 10 |  |  |  |  | R-410A | 3.0667 | Residential & Commercial | USHP | Ducted CEE Tier 1
213069406 | Central HP <5.4 tons | ACIQ | HRCU-A-CB (Split System: Heat Pump with Remote Outdoor Unit-Air-Source) | DLCURAH36ABK |  |  | EA*4X43L21A* | *80ESU0601716A | 37200 | 16 | 8.5 | 38500 | 34800 | 90.39% | 2.12 | 0 | 10 |  |  |  |  | R-410A | 3.1 | Residential & Commercial | USHP | Ducted CEE Tier 1
213069415 | Central HP <5.4 tons | ACIQ | HRCU-A-CB (Split System: Heat Pump with Remote Outdoor Unit-Air-Source) | DLCURAH36ABK |  |  | EA*4X43L21A* | *92ESN1002122A* | 37400 | 15.2 | 8.5 | 39000 | 35000 | 89.74% | 2.16 | 0 | 10 |  |  |  |  | R-410A | 3.1167 | Residential & Commercial | USHP | Ducted CEE Tier 1
213069449 | Central HP <5.4 tons | ACIQ | HRCU-A-CB (Split System: Heat Pump with Remote Outdoor Unit-Air-Source) | DLCURAH36ABK |  |  | EA*4X48L21A* | *80ESU0802120A | 37400 | 15.5 | 8.5 | 38500 | 35000 | 90.91% | 2.14 | 0 | 10 |  |  |  |  | R-410A | 3.1167 | Residential & Commercial | USHP | Ducted CEE Tier 1
210470240 | Central HP <5.4 tons | KENMORE | HRCU-A-CB (Split System: Heat Pump with Remote Outdoor Unit-Air-Source) | (C,H,T)VH837GKA2* |  |  | EA*4X60L24A*+WALLCON | *95CSU0802120A* | 32800 | 17.5 | 8.5 | 31800 | 24800 | 77.99% | 2 | 0 | 11.5 |  |  |  |  | R-410A | 2.7333 | Residential & Commercial | USHP | Ducted CEE Tier 1
216783529 | Central HP <5.4 tons | COLEMAN | HRCU-A-CB (Split System: Heat Pump with Remote Outdoor Unit-Air-Source) | HH860E2S11 |  |  | CTF60C5CGS1 | Z8ES100C20LMPS1 | 44500 | 18 | 9 | 44500 | 33400 | 75.06% | 2 | 0 | 12 |  |  |  |  | R-454B | 3.7083 | Residential & Commercial | USHP | Ducted CEE Tier 1
216783902 | Central HP <5.4 tons | COLEMAN | HRCU-A-CB (Split System: Heat Pump with Remote Outdoor Unit-Air-Source) | HH860E2S11 |  |  | CTU60D5XGS1+TXV | Z8ES130D20LMPS1 | 45000 | 18 | 9 | 45000 | 33200 | 73.78% | 2 | 0 | 12 |  |  |  |  | R-454B | 3.75 | Residential & Commercial | USHP | Ducted CEE Tier 1
213069622 | Central HP <5.4 tons | ACIQ | HRCU-A-CB (Split System: Heat Pump with Remote Outdoor Unit-Air-Source) | DLCURAH36ABK |  |  | FXM4X36**AL | 0 | 35800 | 16.5 | 8.1 | 38500 | 34600 | 89.87% | 1.94 | 0 | 10 |  |  |  |  | R-410A | 2.9833 | Residential & Commercial | USHP | Ducted CEE Tier 1
213770262 | Central HP <5.4 tons | BRYANT HEATING AND COOLING SYSTEMS | HRCU-A-CB (Split System: Heat Pump with Remote Outdoor Unit-Air-Source) | 284ANV048*0**B* |  |  | CAP**4821AL*+UI | 88*TB60090C21*** | 43500 | 21 | 9 | 46500 | 36200 | 77.85% | 2.28 | 0 | 11.7 |  |  |  |  | R-410A | 3.625 | Residential & Commercial | USHP | Ducted CEE Tier 1
213770294 | Central HP <5.4 tons | BRYANT HEATING AND COOLING SYSTEMS | HRCU-A-CB (Split System: Heat Pump with Remote Outdoor Unit-Air-Source) | 284ANV048*0**B* |  |  | CAP**6024AL*+UI | 986TD66100C21*** | 44500 | 21 | 9 | 46000 | 36200 | 78.7% | 2.34 | 0 | 11.7 |  |  |  |  | R-410A | 3.7083 | Residential & Commercial | USHP | Ducted CEE Tier 1
213069497 | Central HP <5.4 tons | ACIQ | HRCU-A-CB (Split System: Heat Pump with Remote Outdoor Unit-Air-Source) | DLCURAH36ABK |  |  | EA*4X48L24A* | *92ESN1002120A* | 35600 | 16.5 | 8.5 | 37800 | 34600 | 91.53% | 2.04 | 0 | 10 |  |  |  |  | R-410A | 2.9667 | Residential & Commercial | USHP | Ducted CEE Tier 1
213069506 | Central HP <5.4 tons | ACIQ | HRCU-A-CB (Split System: Heat Pump with Remote Outdoor Unit-Air-Source) | DLCURAH36ABK |  |  | EA*4X48L24A* | *96VSN1002120A* | 36000 | 16 | 8.5 | 38500 | 34600 | 89.87% | 2.06 | 0 | 10 |  |  |  |  | R-410A | 3 | Residential & Commercial | USHP | Ducted CEE Tier 1
213072255 | Central HP <5.4 tons | ACIQ | HRCU-A-CB (Split System: Heat Pump with Remote Outdoor Unit-Air-Source) | DLCURAH18ABK |  |  | EA*4X30L17A* | *80ES(N,L)0451712A* | 18000 | 16 | 8.5 | 18500 | 18500 | 100% | 2.22 | 0 | 10.5 |  |  |  |  | R-410A | 1.5 | Residential & Commercial | USHP | Ducted CEE Tier 1
213072282 | Central HP <5.4 tons | ACIQ | HRCU-A-CB (Split System: Heat Pump with Remote Outdoor Unit-Air-Source) | DLCURAH18ABK |  |  | EN(A,D)4X24L14** | *95ESN0401410A* | 17800 | 15.5 | 8.5 | 18700 | 18800 | 100.5% | 2.26 | 0 | 10.5 |  |  |  |  | R-410A | 1.4833 | Residential & Commercial | USHP | Ducted CEE Tier 1
213063360 | Central HP <5.4 tons | ACIQ | HRCU-A-CB (Split System: Heat Pump with Remote Outdoor Unit-Air-Source) | HVH837GKA2* |  |  | EHD4X48AAL+WALLCON | *80CTL0701716A* | 32600 | 17 | 8.1 | 33200 | 25000 | 75.3% | 1.96 | 11.5 | 11 |  |  |  |  | R-410A | 2.7167 | Residential & Commercial | USHP | Ducted CEE Tier 1
213063377 | Central HP <5.4 tons | ACIQ | HRCU-A-CB (Split System: Heat Pump with Remote Outdoor Unit-Air-Source) | HVH837GKA2* |  |  | EA*4X43L21A*+WALLCON | *80CSU0601716A* | 32800 | 17 | 8.5 | 33000 | 25200 | 76.36% | 1.96 | 12 | 11 |  |  |  |  | R-410A | 2.7333 | Residential & Commercial | USHP | Ducted CEE Tier 1
213063396 | Central HP <5.4 tons | ACIQ | HRCU-A-CB (Split System: Heat Pump with Remote Outdoor Unit-Air-Source) | HVH837GKA2* |  |  | EHD4X48AAL+WALLCON | *80CSU0601716A* | 32600 | 16.5 | 8.1 | 33200 | 25000 | 75.3% | 1.96 | 11.5 | 11 |  |  |  |  | R-410A | 2.7167 | Residential & Commercial | USHP | Ducted CEE Tier 1
212985047 | Central HP <5.4 tons | KEEPRITE | HRCU-A-CB (Split System: Heat Pump with Remote Outdoor Unit-Air-Source) | DLCURAH24ABK |  |  | EA*4X37L21A* | *92MSN0802120A* | 24800 | 17.5 | 8.5 | 25600 | 21400 | 83.59% | 1.8 | 0 | 10.5 |  |  |  |  | R-410A | 2.0667 | Residential & Commercial | USHP | Ducted CEE Tier 1
216801891 | Central HP <5.4 tons | CHAMPION HEATING AND COOLING | HRCU-A-CB (Split System: Heat Pump with Remote Outdoor Unit-Air-Source) | HH860E2S11 |  |  | CTU60C5XGS1+TXV | Z8ET100C20LMPS1 | 45500 | 17 | 9 | 46500 | 33400 | 71.83% | 2 | 0 | 11 |  |  |  |  | R-454B | 3.7917 | Residential & Commercial | USHP | Ducted CEE Tier 1
216783070 | Central HP <5.4 tons | COLEMAN | HRCU-A-CB (Split System: Heat Pump with Remote Outdoor Unit-Air-Source) | HH860E2S11 |  |  | CTF60D5CJS1 | Z8ES130D20LMPS1 | 53500 | 19 | 9 | 54500 | 39000 | 71.56% | 2 | 0 | 11 |  |  |  |  | R-454B | 4.4583 | Residential & Commercial | USHP | Ducted CEE Tier 1
214720119 | Central HP <5.4 tons | COLEMAN | HRCU-A-CB (Split System: Heat Pump with Remote Outdoor Unit-Air-Source) | HH860E2S11 |  |  | CTU60C5XGS1+TXV | TM8E120C20MP11 | 44500 | 17 | 9 | 45000 | 33600 | 74.67% | 2 | 0 | 11.7 |  |  |  |  | R-454B | 3.7083 | Residential & Commercial | USHP | Ducted CEE Tier 1
210470841 | Central HP <5.4 tons | KENMORE | HRCU-A-CB (Split System: Heat Pump with Remote Outdoor Unit-Air-Source) | (C,H,T)VH837GKA2* |  |  | EN(A,D)4X48L24**+WALLCON | *95CSU0802120A* | 32400 | 17.5 | 8.1 | 32800 | 24800 | 75.61% | 1.96 | 0 | 11.7 |  |  |  |  | R-410A | 2.7 | Residential & Commercial | USHP | Ducted CEE Tier 1
214398337 | Central HP <5.4 tons | COLEMAN | HRCU-A-CB (Split System: Heat Pump with Remote Outdoor Unit-Air-Source) | HH860E2S11 |  |  | CTF60C5CGS1 | TM8Y100C16MP11 | 44000 | 18 | 9 | 44000 | 33400 | 75.91% | 2 | 0 | 11.7 |  |  |  |  | R-454B | 3.6667 | Residential & Commercial | USHP | Ducted CEE Tier 1
215942566 | Central HP <5.4 tons | DAY & NIGHT | HRCU-A-CB (Split System: Heat Pump with Remote Outdoor Unit-Air-Source) | C5H3V36*K*AAA* |  |  | EVD5X61M24A*+WALLCON | *80CTL0702120B* | 35800 | 22 | 8.5 | 37400 | 28200 | 75.4% | 2.04 | 0 | 12.5 |  |  |  |  | R-454B | 2.9833 | Residential & Commercial | USHP | Ducted CEE Tier 1
216623464 | Central HP <5.4 tons | MOOVAIR | HRCU-A-C (Split System: Heat Pump with Remote Outdoor Unit with No Indoor Fan --Air Source) | MSHMB36R2AN1 |  |  | GUHMA36RCAS1 | 0 | 36000 | 15.8 | 9.4 | 38000 | 36000 | 94.74% | 1.9 | 0 | 10.7 |  |  |  |  | R-454B | 3 | Residential & Commercial | USHP | Ducted CEE Tier 1
214398686 | Central HP <5.4 tons | COLEMAN | HRCU-A-CB (Split System: Heat Pump with Remote Outdoor Unit-Air-Source) | HH860E2S11 |  |  | CTF60C5CGS1 | TMLE100C20MP11 | 44500 | 17 | 9 | 45000 | 33800 | 75.11% | 2 | 0 | 11.7 |  |  |  |  | R-454B | 3.7083 | Residential & Commercial | USHP | Ducted CEE Tier 1
214397933 | Central HP <5.4 tons | COLEMAN | HRCU-A-CB (Split System: Heat Pump with Remote Outdoor Unit-Air-Source) | HH824E2S11 |  |  | CTF30A5ADS1 | TM9E060A10MP12 | 23000 | 17 | 9 | 23000 | 18100 | 78.7% | 2 | 0 | 12 |  |  |  |  | R-454B | 1.9167 | Residential & Commercial | USHP | Ducted CEE Tier 1
214397533 | Central HP <5.4 tons | COLEMAN | HRCU-A-CB (Split System: Heat Pump with Remote Outdoor Unit-Air-Source) | HH824E2S11 |  |  | CTF36B5ADS1 | TM8E080B12MP11 | 23000 | 18 | 9.5 | 23000 | 18700 | 81.3% | 2 | 0 | 12 |  |  |  |  | R-454B | 1.9167 | Residential & Commercial | USHP | Ducted CEE Tier 1
216801875 | Central HP <5.4 tons | CHAMPION HEATING AND COOLING | HRCU-A-CB (Split System: Heat Pump with Remote Outdoor Unit-Air-Source) | HH836E2S11 |  |  | CTF48C5CFS1 | Z8ET080C16LMPS1 | 32800 | 19 | 9 | 30200 | 22800 | 75.5% | 2 | 0 | 11.7 |  |  |  |  | R-454B | 2.7333 | Residential & Commercial | USHP | Ducted CEE Tier 1
213770344 | Central HP <5.4 tons | BRYANT HEATING AND COOLING SYSTEMS | HRCU-A-CB (Split System: Heat Pump with Remote Outdoor Unit-Air-Source) | 284ANV048*0**B* |  |  | CSPH*6012AL*+UI | 88*TB48070C17*** | 44500 | 20 | 9 | 46500 | 36600 | 78.71% | 2.28 | 0 | 11 |  |  |  |  | R-410A | 3.7083 | Residential & Commercial | USHP | Ducted CEE Tier 1
216735577 | Central HP <5.4 tons | COMFORTMAKER | HRCU-A-CB (Split System: Heat Pump with Remote Outdoor Unit-Air-Source) | D5CUHAH24AAK |  |  | EA*5X37M21A* | *80MSU0802120A* | 22800 | 16.5 | 8.5 | 20400 | 18300 | 89.71% | 1.98 | 0 | 11 |  |  |  |  | R-454B | 1.9 | Residential & Commercial | USHP | Ducted CEE Tier 1
216737576 | Central HP <5.4 tons | KEEPRITE | HRCU-A-CB (Split System: Heat Pump with Remote Outdoor Unit-Air-Source) | D5CUHAH24AAK |  |  | ESH5X30M12A* | *96MSN0802120A* | 22400 | 15.2 | 8.1 | 21000 | 18800 | 89.52% | 1.9 | 0 | 10.5 |  |  |  |  | R-454B | 1.8667 | Residential & Commercial | USHP | Ducted CEE Tier 1
215939610 | Central HP <5.4 tons | DAY & NIGHT | HRCU-A-CB (Split System: Heat Pump with Remote Outdoor Unit-Air-Source) | C5H3V36*K*AAA* |  |  | EA*5X36M17A*+WALLCON | *80CSU0401712B* | 32400 | 19.5 | 9.5 | 35000 | 26800 | 76.57% | 2 | 0 | 11 |  |  |  |  | R-454B | 2.7 | Residential & Commercial | USHP | Ducted CEE Tier 1
215940010 | Central HP <5.4 tons | DAY & NIGHT | HRCU-A-CB (Split System: Heat Pump with Remote Outdoor Unit-Air-Source) | C5H3V36*K*AAA* |  |  | ESH5X36M12A*+WALLCON | *97CTN1202422A* | 33400 | 19 | 9 | 34800 | 26600 | 76.44% | 1.92 | 0 | 11 |  |  |  |  | R-454B | 2.7833 | Residential & Commercial | USHP | Ducted CEE Tier 1
215940130 | Central HP <5.4 tons | DAY & NIGHT | HRCU-A-CB (Split System: Heat Pump with Remote Outdoor Unit-Air-Source) | C5H3V36*K*AAA* |  |  | ESH5X48M12A*+WALLCON | *97CTN0601716A* | 33400 | 18.5 | 9 | 35400 | 27200 | 76.84% | 1.92 | 0 | 10.5 |  |  |  |  | R-454B | 2.7833 | Residential & Commercial | USHP | Ducted CEE Tier 1
215940230 | Central HP <5.4 tons | DAY & NIGHT | HRCU-A-CB (Split System: Heat Pump with Remote Outdoor Unit-Air-Source) | C5H3V36*K*AAA* |  |  | ESH5X60M12A*+WALLCON | *97CTN0802120A* | 34200 | 19.5 | 9 | 34200 | 26000 | 76.02% | 1.96 | 0 | 11.7 |  |  |  |  | R-454B | 2.85 | Residential & Commercial | USHP | Ducted CEE Tier 1
216681074 | Central HP <5.4 tons | CARRIER | HRCU-A-CB (Split System: Heat Pump with Remote Outdoor Unit-Air-Source) | 38MURAQ36AB3* |  |  | CAP**4824AL* | 59TP7A080V21**20 | 35400 | 16.5 | 8.5 | 37400 | 34200 | 91.44% | 1.94 | 0 | 10 |  |  |  |  | R-410A | 2.95 | Residential & Commercial | USHP | Ducted CEE Tier 1
215940280 | Central HP <5.4 tons | DAY & NIGHT | HRCU-A-CB (Split System: Heat Pump with Remote Outdoor Unit-Air-Source) | C5H3V36*K*AAA* |  |  | EVM5X44M21A*+WALLCON | *80CSU0601716B* | 35600 | 22 | 8.5 | 38000 | 28600 | 75.26% | 2.02 | 0 | 12.5 |  |  |  |  | R-454B | 2.9667 | Residential & Commercial | USHP | Ducted CEE Tier 1
214243072 | Central HP <5.4 tons | KEEPRITE | HRCU-A-CB (Split System: Heat Pump with Remote Outdoor Unit-Air-Source) | CVH825GKA2* |  |  | EN(A,D,W)4X42L21**+WALLCON | *96CTN1002122B* | 23800 | 16.5 | 8.1 | 21400 | 16600 | 77.57% | 1.96 | 0 | 11 |  |  |  |  | R-410A | 1.9833 | Residential & Commercial | USHP | Ducted CEE Tier 1
214243242 | Central HP <5.4 tons | KEEPRITE | HRCU-A-CB (Split System: Heat Pump with Remote Outdoor Unit-Air-Source) | CVH825GKA2* |  |  | EN(A,D)4X48L24**+WALLCON | *97CMN1202422B* | 24200 | 17 | 8.1 | 21200 | 16600 | 78.3% | 2 | 0 | 11 |  |  |  |  | R-410A | 2.0167 | Residential & Commercial | USHP | Ducted CEE Tier 1
214242722 | Central HP <5.4 tons | KEEPRITE | HRCU-A-CB (Split System: Heat Pump with Remote Outdoor Unit-Air-Source) | CVH825GKA2* |  |  | EN(A,D,W)4X36L17**+WALLCON | *96CTN0601714B* | 23400 | 16 | 8.1 | 21600 | 16800 | 77.78% | 1.9 | 0 | 10.5 |  |  |  |  | R-410A | 1.95 | Residential & Commercial | USHP | Ducted CEE Tier 1
210472949 | Central HP <5.4 tons | KENMORE | HRCU-A-CB (Split System: Heat Pump with Remote Outdoor Unit-Air-Source) | (C,H,T)VH825GKA3* |  |  | EA*4X42L21A*+WALLCON | *97CMN1002122A* | 23800 | 16.5 | 8.1 | 21400 | 16600 | 77.57% | 1.96 | 0 | 11 |  |  |  |  | R-410A | 1.9833 | Residential & Commercial | USHP | Ducted CEE Tier 1
216783514 | Central HP <5.4 tons | COLEMAN | HRCU-A-CB (Split System: Heat Pump with Remote Outdoor Unit-Air-Source) | HH824E2S11 |  |  | CTM36B5ADS1 | Z8ES100B12LMPS1 | 23000 | 18 | 9.5 | 23000 | 18800 | 81.74% | 2 | 0 | 12 |  |  |  |  | R-454B | 1.9167 | Residential & Commercial | USHP | Ducted CEE Tier 1
213062616 | Central HP <5.4 tons | ACIQ | HRCU-A-CB (Split System: Heat Pump with Remote Outdoor Unit-Air-Source) | HVH825GKA2* |  |  | EA*4X36L21A*+WALLCON | *97CMN0602120A* | 23600 | 16 | 8.1 | 21600 | 16700 | 77.31% | 1.92 | 11 | 10.5 |  |  |  |  | R-410A | 1.9667 | Residential & Commercial | USHP | Ducted CEE Tier 1
213062751 | Central HP <5.4 tons | ACIQ | HRCU-A-CB (Split System: Heat Pump with Remote Outdoor Unit-Air-Source) | HVH825GKA2* |  |  | EA*4X25L17A*+WALLCON | *95CSU0601716A* | 24200 | 16.5 | 8.1 | 21400 | 16700 | 78.04% | 2 | 11 | 10.5 |  |  |  |  | R-410A | 2.0167 | Residential & Commercial | USHP | Ducted CEE Tier 1
213062768 | Central HP <5.4 tons | ACIQ | HRCU-A-CB (Split System: Heat Pump with Remote Outdoor Unit-Air-Source) | HVH825GKA2* |  |  | EHD4X30AAL+WALLCON | *95CSU0802120A* | 23800 | 16 | 8.1 | 21800 | 16700 | 76.61% | 1.98 | 11 | 10.5 |  |  |  |  | R-410A | 1.9833 | Residential & Commercial | USHP | Ducted CEE Tier 1
216738206 | Central HP <5.4 tons | KEEPRITE | HRCU-A-CB (Split System: Heat Pump with Remote Outdoor Unit-Air-Source) | D5CUHAH24AAK |  |  | ESH5X36M12A* | *80MSU0401712A* | 22800 | 16 | 8.1 | 20800 | 18500 | 88.94% | 1.85 | 0 | 10.5 |  |  |  |  | R-454B | 1.9 | Residential & Commercial | USHP | Ducted CEE Tier 1
216737473 | Central HP <5.4 tons | KEEPRITE | HRCU-A-CB (Split System: Heat Pump with Remote Outdoor Unit-Air-Source) | D5CUHAH24AAK |  |  | ESH5X30M12A* | *92MSN0601714A* | 22400 | 15.5 | 8.1 | 21000 | 18800 | 89.52% | 1.9 | 0 | 10.5 |  |  |  |  | R-454B | 1.8667 | Residential & Commercial | USHP | Ducted CEE Tier 1
216783396 | Central HP <5.4 tons | COLEMAN | HRCU-A-CB (Split System: Heat Pump with Remote Outdoor Unit-Air-Source) | HH836E2S11 |  |  | CTM36C5CDS1 | Z8ES080C20LMPS1 | 34400 | 18 | 8.5 | 32000 | 26200 | 81.88% | 2 | 0 | 11 |  |  |  |  | R-454B | 2.8667 | Residential & Commercial | USHP | Ducted CEE Tier 1
216801881 | Central HP <5.4 tons | CHAMPION HEATING AND COOLING | HRCU-A-CB (Split System: Heat Pump with Remote Outdoor Unit-Air-Source) | HH836E2S11 |  |  | CTM48C5CFS1 | Z8ET100C20LMPS1 | 33200 | 19 | 9 | 30800 | 23000 | 74.68% | 2 | 0 | 11.7 |  |  |  |  | R-454B | 2.7667 | Residential & Commercial | USHP | Ducted CEE Tier 1
216737269 | Central HP <5.4 tons | KEEPRITE | HRCU-A-CB (Split System: Heat Pump with Remote Outdoor Unit-Air-Source) | D5CUHAH24AAK |  |  | ESH5X30M12A* | *80CTL0701412B* | 22400 | 16 | 8.1 | 20800 | 18700 | 89.9% | 1.85 | 0 | 11 |  |  |  |  | R-454B | 1.8667 | Residential & Commercial | USHP | Ducted CEE Tier 1
214243262 | Central HP <5.4 tons | KEEPRITE | HRCU-A-CB (Split System: Heat Pump with Remote Outdoor Unit-Air-Source) | CVH825GKA2* |  |  | EN(A,D)4X48L24**+WALLCON | *96CTN1202422B* | 24200 | 17 | 8.1 | 21200 | 16600 | 78.3% | 2.02 | 0 | 11.5 |  |  |  |  | R-410A | 2.0167 | Residential & Commercial | USHP | Ducted CEE Tier 1
214243062 | Central HP <5.4 tons | KEEPRITE | HRCU-A-CB (Split System: Heat Pump with Remote Outdoor Unit-Air-Source) | CVH825GKA2* |  |  | EN(A,D,W)4X42L21**+WALLCON | *96CTN0801714B* | 23800 | 16.5 | 8.1 | 21400 | 16700 | 78.04% | 1.96 | 0 | 11 |  |  |  |  | R-410A | 1.9833 | Residential & Commercial | USHP | Ducted CEE Tier 1
214242842 | Central HP <5.4 tons | KEEPRITE | HRCU-A-CB (Split System: Heat Pump with Remote Outdoor Unit-Air-Source) | CVH825GKA2* |  |  | EN(A,D)4X36L21**+WALLCON | *96CTN0801714B* | 23400 | 16.5 | 8.1 | 21600 | 16700 | 77.31% | 1.92 | 0 | 11 |  |  |  |  | R-410A | 1.95 | Residential & Commercial | USHP | Ducted CEE Tier 1
215683109 | Central HP <5.4 tons | DAY & NIGHT | HRCU-A-CB (Split System: Heat Pump with Remote Outdoor Unit-Air-Source) | C5H0V60*K*AAA* |  |  | EVD5X60M24A*+WALLCON | *97CTN1202422A* | 56500 | 18.5 | 9 | 63000 | 44500 | 70.63% | 2.1 | 0 | 9 |  |  |  |  | R-454B | 4.7083 | Residential & Commercial | USHP
215351150 | Central HP <5.4 tons | TOSOT | HRCU-A-CB (Split System: Heat Pump with Remote Outdoor Unit-Air-Source) | TU36-32WEDU |  |  | TUD36-32AH2EDU | 0 | 34000 | 18 | 10 | 34000 | 34000 | 100% | 2 | 0 | 12 |  |  |  |  | R-32 | 2.8333 | Residential & Commercial | USHP | Ducted CEE Tier 1
214397095 | Central HP <5.4 tons | COLEMAN | HRCU-A-CB (Split System: Heat Pump with Remote Outdoor Unit-Air-Source) | HH824E2S11 |  |  | CTF36B5ADS1+JMET08BS2N1 | 0 | 23000 | 19 | 9 | 23000 | 17800 | 77.39% | 2 | 0 | 12 |  |  |  |  | R-454B | 1.9167 | Residential & Commercial | USHP | Ducted CEE Tier 1
210472839 | Central HP <5.4 tons | KENMORE | HRCU-A-CB (Split System: Heat Pump with Remote Outdoor Unit-Air-Source) | (C,H,T)VH825GKA3* |  |  | EA*4X42L21A*+WALLCON | *95CSU1002122A* | 23800 | 16.5 | 8.1 | 21400 | 16600 | 77.57% | 1.96 | 0 | 11 |  |  |  |  | R-410A | 1.9833 | Residential & Commercial | USHP | Ducted CEE Tier 1
210472916 | Central HP <5.4 tons | KENMORE | HRCU-A-CB (Split System: Heat Pump with Remote Outdoor Unit-Air-Source) | (C,H,T)VH825GKA3* |  |  | EA*4X42L21A*+WALLCON | *96CTN0801714A* | 23600 | 16.5 | 8.1 | 21400 | 16700 | 78.04% | 1.96 | 0 | 11 |  |  |  |  | R-410A | 1.9667 | Residential & Commercial | USHP | Ducted CEE Tier 1
214242782 | Central HP <5.4 tons | KEEPRITE | HRCU-A-CB (Split System: Heat Pump with Remote Outdoor Unit-Air-Source) | CVH825GKA2* |  |  | EN(A,D)4X36L21**+WALLCON | *80CTL1102120B* | 23600 | 16.5 | 8.1 | 21600 | 16700 | 77.31% | 1.92 | 0 | 11 |  |  |  |  | R-410A | 1.9667 | Residential & Commercial | USHP | Ducted CEE Tier 1
216682968 | Central HP <5.4 tons | AIRQUEST | HRCU-A-CB (Split System: Heat Pump with Remote Outdoor Unit-Air-Source) | DLCURAH24ABK |  |  | EA*4X36L21A* | *97VTN1002122A* | 24200 | 17 | 9 | 26000 | 22600 | 86.92% | 1.78 | 0 | 10 |  |  |  |  | R-410A | 2.0167 | Residential & Commercial | USHP | Ducted CEE Tier 1
214239990 | Central HP <5.4 tons | KEEPRITE | HRCU-A-CB (Split System: Heat Pump with Remote Outdoor Unit-Air-Source) | CVH837GKA** |  |  | EN(A,D)4X48L24**+WALLCON | *80CTL1352422B* | 32400 | 17 | 8.1 | 32600 | 24600 | 75.46% | 1.96 | 0 | 11.7 |  |  |  |  | R-410A | 2.7 | Residential & Commercial | USHP | Ducted CEE Tier 1
213815090 | Central HP <5.4 tons | DAIKIN | HRCU-A-CB (Split System: Heat Pump with Remote Outdoor Unit-Air-Source) | DZ6VSA1810A* |  |  | CA*EA2422*4A*+MBVK12BP1X00A* | 0 | 16600 | 17.5 | 8.5 | 17400 | 13000 | 74.71% | 2.1 | 0 | 10.9 |  |  |  |  | R-410A | 1.3833 | Residential & Commercial | USHP | Ducted CEE Tier 1
214242162 | Central HP <5.4 tons | KEEPRITE | HRCU-A-CB (Split System: Heat Pump with Remote Outdoor Unit-Air-Source) | CVH825GKA3* |  |  | EN(A,D,W)4X42L21**+WALLCON | *97CMN0801714B* | 23600 | 16.5 | 8.1 | 21400 | 16700 | 78.04% | 1.94 | 0 | 11 |  |  |  |  | R-410A | 1.9667 | Residential & Commercial | USHP | Ducted CEE Tier 1
210474067 | Central HP <5.4 tons | KENMORE | HRCU-A-CB (Split System: Heat Pump with Remote Outdoor Unit-Air-Source) | (C,H,T)VH825GKA3* |  |  | EN(A,D)4X48L24**+WALLCON | *95CSU0802120A* | 24200 | 17 | 8.1 | 21200 | 16600 | 78.3% | 2.02 | 0 | 11.5 |  |  |  |  | R-410A | 2.0167 | Residential & Commercial | USHP | Ducted CEE Tier 1
214572515 | Central HP <5.4 tons | KEEPRITE | HRCU-A-CB (Split System: Heat Pump with Remote Outdoor Unit-Air-Source) | CVH837GKA** |  |  | EA*4X36L21A*+WALLCON | *97CMN0802120B* | 31600 | 17 | 8.1 | 33000 | 24200 | 73.33% | 1.86 | 0 | 11 |  |  |  |  | R-410A | 2.6333 | Residential & Commercial | USHP | Ducted CEE Tier 1
214573985 | Central HP <5.4 tons | KEEPRITE | HRCU-A-CB (Split System: Heat Pump with Remote Outdoor Unit-Air-Source) | CVH837GKA2* |  |  | EA*4X48L24A*+WALLCON | *95CSU0802120B* | 32200 | 17.5 | 8.5 | 32400 | 25000 | 77.16% | 1.98 | 0 | 11 |  |  |  |  | R-410A | 2.6833 | Residential & Commercial | USHP | Ducted CEE Tier 1
206414272 | Central HP <5.4 tons | TOSOT | HRCU-A-CB (Split System: Heat Pump with Remote Outdoor Unit-Air-Source) | TU36-24WADU |  |  | TUD24-24AH2ADU | 0 | 24000 | 17 | 9 | 24000 | 22000 | 91.67% | 1.8 | 12.5 | 12 |  |  |  |  | R-410A | 2 | Residential & Commercial | USHP | Ducted CEE Tier 1
214242192 | Central HP <5.4 tons | KEEPRITE | HRCU-A-CB (Split System: Heat Pump with Remote Outdoor Unit-Air-Source) | CVH825GKA3* |  |  | EN(A,D,W)4X42L21**+WALLCON | *96CTN0801714B* | 23800 | 16.5 | 8.1 | 21400 | 16700 | 78.04% | 1.94 | 0 | 11 |  |  |  |  | R-410A | 1.9833 | Residential & Commercial | USHP | Ducted CEE Tier 1
214243222 | Central HP <5.4 tons | KEEPRITE | HRCU-A-CB (Split System: Heat Pump with Remote Outdoor Unit-Air-Source) | CVH825GKA2* |  |  | EN(A,D)4X48L24**+WALLCON | *80CTL1352422B* | 24200 | 17 | 8.1 | 21200 | 16600 | 78.3% | 2.02 | 0 | 11.5 |  |  |  |  | R-410A | 2.0167 | Residential & Commercial | USHP | Ducted CEE Tier 1
214242822 | Central HP <5.4 tons | KEEPRITE | HRCU-A-CB (Split System: Heat Pump with Remote Outdoor Unit-Air-Source) | CVH825GKA2* |  |  | EN(A,D)4X36L21**+WALLCON | *97CMN1002122B* | 23600 | 16.5 | 8.1 | 21400 | 16700 | 78.04% | 1.92 | 0 | 11 |  |  |  |  | R-410A | 1.9667 | Residential & Commercial | USHP | Ducted CEE Tier 1
213062679 | Central HP <5.4 tons | ACIQ | HRCU-A-CB (Split System: Heat Pump with Remote Outdoor Unit-Air-Source) | HVH825GKA2* |  |  | EHD4X36AAL+WALLCON | *80CTL0701412A* | 24000 | 16.5 | 8.1 | 21400 | 16600 | 77.57% | 2 | 11.5 | 11 |  |  |  |  | R-410A | 2 | Residential & Commercial | USHP | Ducted CEE Tier 1
213062713 | Central HP <5.4 tons | ACIQ | HRCU-A-CB (Split System: Heat Pump with Remote Outdoor Unit-Air-Source) | HVH825GKA2* |  |  | EA*4X37L21A*+WALLCON | *96CTN1002122A* | 24400 | 16.5 | 8.5 | 21200 | 16600 | 78.3% | 2.04 | 11 | 11 |  |  |  |  | R-410A | 2.0333 | Residential & Commercial | USHP | Ducted CEE Tier 1
213062720 | Central HP <5.4 tons | ACIQ | HRCU-A-CB (Split System: Heat Pump with Remote Outdoor Unit-Air-Source) | HVH825GKA2* |  |  | EA*4X24L17A*+WALLCON | *80CSU0401712A* | 23200 | 16.5 | 8.1 | 22000 | 16800 | 76.36% | 1.9 | 11 | 10.5 |  |  |  |  | R-410A | 1.9333 | Residential & Commercial | USHP | Ducted CEE Tier 1
215390436 | Central HP <5.4 tons | TOSOT | HRCU-A-CB (Split System: Heat Pump with Remote Outdoor Unit-Air-Source) | TU24W-EDU |  |  | TUD24AH2-EDU | 0 | 24000 | 18 | 10 | 25000 | 25000 | 100% | 2 | 0 | 12.5 |  |  |  |  | R-32 | 2 | Residential & Commercial | USHP | Ducted CEE Tier 1
213069669 | Central HP <5.4 tons | ACIQ | HRCU-A-CB (Split System: Heat Pump with Remote Outdoor Unit-Air-Source) | DLCURAH24ABK |  |  | EA*4X24L17A* | *92ESN0601412A* | 23200 | 16.5 | 8.5 | 26400 | 25800 | 97.73% | 2.18 | 0 | 10 |  |  |  |  | R-410A | 1.9333 | Residential & Commercial | USHP | Ducted CEE Tier 1
213069672 | Central HP <5.4 tons | ACIQ | HRCU-A-CB (Split System: Heat Pump with Remote Outdoor Unit-Air-Source) | DLCURAH24ABK |  |  | EA*4X24L17A* | *95ESN0601714A* | 24400 | 15.5 | 8.5 | 27200 | 23200 | 85.29% | 1.9 | 0 | 10 |  |  |  |  | R-410A | 2.0333 | Residential & Commercial | USHP | Ducted CEE Tier 1
213069904 | Central HP <5.4 tons | ACIQ | HRCU-A-CB (Split System: Heat Pump with Remote Outdoor Unit-Air-Source) | DLCURAH24ABK |  |  | EA*4X30L17A* | *92ESN0401712A* | 23600 | 15.5 | 8.5 | 26200 | 23600 | 90.08% | 1.94 | 0 | 10 |  |  |  |  | R-410A | 1.9667 | Residential & Commercial | USHP | Ducted CEE Tier 1
213070153 | Central HP <5.4 tons | ACIQ | HRCU-A-CB (Split System: Heat Pump with Remote Outdoor Unit-Air-Source) | DLCURAH24ABK |  |  | EA*4X36L17A* | OLV098A12* | 23400 | 16.5 | 8.5 | 25600 | 23800 | 92.97% | 1.98 | 0 | 10 |  |  |  |  | R-410A | 1.95 | Residential & Commercial | USHP | Ducted CEE Tier 1
213070204 | Central HP <5.4 tons | ACIQ | HRCU-A-CB (Split System: Heat Pump with Remote Outdoor Unit-Air-Source) | DLCURAH24ABK |  |  | EA*4X36L21A* | *96VTN1002122A* | 23800 | 17 | 8.5 | 25800 | 23200 | 89.92% | 1.92 | 0 | 10 |  |  |  |  | R-410A | 1.9833 | Residential & Commercial | USHP | Ducted CEE Tier 1
213070388 | Central HP <5.4 tons | ACIQ | HRCU-A-CB (Split System: Heat Pump with Remote Outdoor Unit-Air-Source) | DLCURAH24ABK |  |  | EA*4X36L21A* | *92ESN1002120A* | 25000 | 17 | 8.5 | 26600 | 21800 | 81.95% | 1.82 | 0 | 10.5 |  |  |  |  | R-410A | 2.0833 | Residential & Commercial | USHP | Ducted CEE Tier 1
210474424 | Central HP <5.4 tons | KENMORE | HRCU-A-CB (Split System: Heat Pump with Remote Outdoor Unit-Air-Source) | (C,H,T)VH825GKA3* |  |  | EHD4X42AAL+WALLCON | *80CTL0901716A* | 24200 | 16.5 | 8.1 | 21200 | 16500 | 77.83% | 2.02 | 0 | 11 |  |  |  |  | R-410A | 2.0167 | Residential & Commercial | USHP | Ducted CEE Tier 1
210473704 | Central HP <5.4 tons | KENMORE | HRCU-A-CB (Split System: Heat Pump with Remote Outdoor Unit-Air-Source) | (C,H,T)VH825GKA3* |  |  | END4X42L17**+WALLCON | *80CTL0901716A* | 24000 | 17 | 8.1 | 21400 | 16600 | 77.57% | 2 | 0 | 11.5 |  |  |  |  | R-410A | 2 | Residential & Commercial | USHP | Ducted CEE Tier 1
210473957 | Central HP <5.4 tons | KENMORE | HRCU-A-CB (Split System: Heat Pump with Remote Outdoor Unit-Air-Source) | (C,H,T)VH825GKA3* |  |  | EN(A,D,W)4X48L21**+WALLCON | *80CTL0451712A* | 24000 | 16.5 | 8.1 | 21400 | 16700 | 78.04% | 2 | 0 | 11 |  |  |  |  | R-410A | 2 | Residential & Commercial | USHP | Ducted CEE Tier 1
210473037 | Central HP <5.4 tons | KENMORE | HRCU-A-CB (Split System: Heat Pump with Remote Outdoor Unit-Air-Source) | (C,H,T)VH825GKA3* |  |  | EA*4X42L24A*+WALLCON | *96CTN1202422A* | 23800 | 17 | 8.1 | 21400 | 16600 | 77.57% | 1.96 | 0 | 11 |  |  |  |  | R-410A | 1.9833 | Residential & Commercial | USHP | Ducted CEE Tier 1
210473103 | Central HP <5.4 tons | KENMORE | HRCU-A-CB (Split System: Heat Pump with Remote Outdoor Unit-Air-Source) | (C,H,T)VH825GKA3* |  |  | EA*4X43L21A*+WALLCON | *95CSU0802120A* | 24400 | 17 | 8.5 | 21200 | 16600 | 78.3% | 2.04 | 0 | 11 |  |  |  |  | R-410A | 2.0333 | Residential & Commercial | USHP | Ducted CEE Tier 1
213770522 | Central HP <5.4 tons | KEEPRITE | HRCU-A-CB (Split System: Heat Pump with Remote Outdoor Unit-Air-Source) | CVH825GKA2* |  |  | EA*4X24L17A*+WALLCON | *80CTL0901716B* | 23400 | 16.5 | 8.1 | 21800 | 16800 | 77.06% | 1.9 | 0 | 10.5 |  |  |  |  | R-410A | 1.95 | Residential & Commercial | USHP | Ducted CEE Tier 1
213771342 | Central HP <5.4 tons | KEEPRITE | HRCU-A-CB (Split System: Heat Pump with Remote Outdoor Unit-Air-Source) | CVH825GKA2* |  |  | EA*4X42L21A*+WALLCON | *96CTN0601714B* | 23600 | 16.5 | 8.1 | 21400 | 16700 | 78.04% | 1.96 | 0 | 10.5 |  |  |  |  | R-410A | 1.9667 | Residential & Commercial | USHP | Ducted CEE Tier 1
215940580 | Central HP <5.4 tons | DAY & NIGHT | HRCU-A-CB (Split System: Heat Pump with Remote Outdoor Unit-Air-Source) | C5H3V36*K*AAA* |  |  | EVD5X38M17A*+WALLCON | *80CSU0401712B* | 35600 | 22 | 8.5 | 38000 | 28600 | 75.26% | 2.04 | 0 | 12.5 |  |  |  |  | R-454B | 2.9667 | Residential & Commercial | USHP | Ducted CEE Tier 1
216727471 | Central HP <5.4 tons | CARRIER | HRCU-A-CB (Split System: Heat Pump with Remote Outdoor Unit-Air-Source) | 37MUHAQ24AA3 |  |  | CAA**3017AM* | 58TN*B090C17**16 | 22000 | 16 | 8.1 | 20800 | 18700 | 89.9% | 1.9 | 0 | 10.5 |  |  |  |  | R-454B | 1.8333 | Residential & Commercial | USHP | Ducted CEE Tier 1
211259735 | Central HP <5.4 tons | DAY & NIGHT | HRCU-A-CB (Split System: Heat Pump with Remote Outdoor Unit-Air-Source) | DLCURAH18ABK |  |  | EA*4X19L17A* | *80ESU0401712A* | 19000 | 17 | 8.5 | 18900 | 17400 | 92.06% | 2.14 | 0 | 11 |  |  |  |  | R-410A | 1.5833 | Residential & Commercial | USHP | Ducted CEE Tier 1
212989291 | Central HP <5.4 tons | DAY & NIGHT | HRCU-A-CB (Split System: Heat Pump with Remote Outdoor Unit-Air-Source) | DLCURAH18ABK |  |  | EA*4X25L17A* | *95MSU0601716A* | 17800 | 16.5 | 8.1 | 17700 | 17700 | 100% | 2.14 | 0 | 10.5 |  |  |  |  | R-410A | 1.4833 | Residential & Commercial | USHP | Ducted CEE Tier 1
208141272 | Central HP <5.4 tons | TRANE | HRCU-A-CB (Split System: Heat Pump with Remote Outdoor Unit-Air-Source) | 4TXD2060A10NU** |  |  | 4MXA2060A10NU** | 0 | 54000 | 16 | 9 | 54000 | 41000 | 75.93% | 1.8 | 10.5 | 10 |  |  |  |  | R-410A | 4.5 | Residential & Commercial | USHP | Ducted CEE Tier 1
212361355 | Central HP <5.4 tons | TRANE | HRCU-A-C (Split System: Heat Pump with Remote Outdoor Unit with No Indoor Fan --Air Source) | 4TXD2060A10NU** |  |  | 4RXCD048AS3HC** | 0 | 47000 | 15.2 | 8.5 | 48000 | 33600 | 70% | 1.8 | 0 | 10 |  |  |  |  | R-410A | 3.9167 | Residential & Commercial | USHP | Ducted CEE Tier 1
213062613 | Central HP <5.4 tons | ACIQ | HRCU-A-CB (Split System: Heat Pump with Remote Outdoor Unit-Air-Source) | HVH825GKA2* |  |  | EA*4X36L21A*+WALLCON | *97CMN1002122A* | 23600 | 16.5 | 8.1 | 21400 | 16600 | 77.57% | 1.94 | 11 | 11 |  |  |  |  | R-410A | 1.9667 | Residential & Commercial | USHP | Ducted CEE Tier 1
213067511 | Central HP <5.4 tons | ACIQ | HRCU-A-CB (Split System: Heat Pump with Remote Outdoor Unit-Air-Source) | HVH825GKA2* |  |  | EA*4X42L24A*+WALLCON | *96CTN1002122A* | 23800 | 16.5 | 8.1 | 21400 | 16600 | 77.57% | 1.96 | 0 | 11 |  |  |  |  | R-410A | 1.9833 | Residential & Commercial | USHP | Ducted CEE Tier 1
213069515 | Central HP <5.4 tons | ACIQ | HRCU-A-CB (Split System: Heat Pump with Remote Outdoor Unit-Air-Source) | DLCURAH36ABK |  |  | EA*4X48L24A* | OLV112A16A | 35800 | 15.5 | 8.5 | 38500 | 34800 | 90.39% | 2.04 | 0 | 10 |  |  |  |  | R-410A | 2.9833 | Residential & Commercial | USHP | Ducted CEE Tier 1
213069540 | Central HP <5.4 tons | ACIQ | HRCU-A-CB (Split System: Heat Pump with Remote Outdoor Unit-Air-Source) | DLCURAH36ABK |  |  | EN(A,D,W)4X48L21** | *80VSL0451716A* | 35800 | 15.5 | 8.1 | 38500 | 35000 | 90.91% | 2 | 0 | 10 |  |  |  |  | R-410A | 2.9833 | Residential & Commercial | USHP | Ducted CEE Tier 1
216783336 | Central HP <5.4 tons | COLEMAN | HRCU-A-CB (Split System: Heat Pump with Remote Outdoor Unit-Air-Source) | HH836E2S11 |  |  | CTF48C5CFS1 | Z8ES080C16LMPS1 | 34400 | 19 | 9 | 32200 | 25400 | 78.88% | 2 | 0 | 11 |  |  |  |  | R-454B | 2.8667 | Residential & Commercial | USHP | Ducted CEE Tier 1
214239930 | Central HP <5.4 tons | KEEPRITE | HRCU-A-CB (Split System: Heat Pump with Remote Outdoor Unit-Air-Source) | CVH837GKA** |  |  | EN(A,D,W)4X48L21**+WALLCON | *97CMN1002122B* | 32400 | 17 | 8.1 | 32600 | 24600 | 75.46% | 1.96 | 0 | 11.7 |  |  |  |  | R-410A | 2.7 | Residential & Commercial | USHP | Ducted CEE Tier 1
209843759 | Central HP <5.4 tons | TOSOT | HRCU-A-CB (Split System: Heat Pump with Remote Outdoor Unit-Air-Source) | TU60-24WADU |  |  | TUD60-24AH2ADU | 0 | 54000 | 16 | 9 | 54000 | 41000 | 75.93% | 1.8 | 10.5 | 10 |  |  |  |  | R-410A | 4.5 | Residential & Commercial | USHP | Ducted CEE Tier 1
213067543 | Central HP <5.4 tons | ACIQ | HRCU-A-CB (Split System: Heat Pump with Remote Outdoor Unit-Air-Source) | HVH825GKA2* |  |  | EA*4X48L21A*+WALLCON | *97CMN0601714A* | 24000 | 16.5 | 8.1 | 21000 | 16700 | 79.52% | 2 | 0 | 11 |  |  |  |  | R-410A | 2 | Residential & Commercial | USHP | Ducted CEE Tier 1
216782212 | Central HP <5.4 tons | COLEMAN | HRCU-A-CB (Split System: Heat Pump with Remote Outdoor Unit-Air-Source) | HH860E2S11 |  |  | CTF60C5CGS1 | Z8ES120C20LMPS1 | 45000 | 18 | 9 | 45500 | 33400 | 73.41% | 2 | 0 | 11.7 |  |  |  |  | R-454B | 3.75 | Residential & Commercial | USHP | Ducted CEE Tier 1
210470328 | Central HP <5.4 tons | KENMORE | HRCU-A-CB (Split System: Heat Pump with Remote Outdoor Unit-Air-Source) | (C,H,T)VH837GKA2* |  |  | EA*4X60L24A*+WALLCON | *97CMN1202422A* | 32800 | 17.5 | 8.5 | 32000 | 24800 | 77.5% | 1.98 | 0 | 11.7 |  |  |  |  | R-410A | 2.7333 | Residential & Commercial | USHP | Ducted CEE Tier 1
210470581 | Central HP <5.4 tons | KENMORE | HRCU-A-CB (Split System: Heat Pump with Remote Outdoor Unit-Air-Source) | (C,H,T)VH837GKA2* |  |  | EA*4X61L24A*+WALLCON | *96CTN1202422A* | 33200 | 18 | 8.5 | 32000 | 24800 | 77.5% | 2 | 0 | 12 |  |  |  |  | R-410A | 2.7667 | Residential & Commercial | USHP | Ducted CEE Tier 1
210470063 | Central HP <5.4 tons | KENMORE | HRCU-A-CB (Split System: Heat Pump with Remote Outdoor Unit-Air-Source) | (C,H,T)VH837GKA2* |  |  | EA*4X36L21A*+WALLCON | *95CSU0802120A* | 31600 | 17 | 8.1 | 33200 | 24200 | 72.89% | 1.86 | 0 | 11 |  |  |  |  | R-410A | 2.6333 | Residential & Commercial | USHP | Ducted CEE Tier 1
214243172 | Central HP <5.4 tons | KEEPRITE | HRCU-A-CB (Split System: Heat Pump with Remote Outdoor Unit-Air-Source) | CVH825GKA2* |  |  | EN(A,D,W)4X48L21**+WALLCON | *96CTN0601714B* | 24000 | 16.5 | 8.1 | 21400 | 16700 | 78.04% | 2 | 0 | 11 |  |  |  |  | R-410A | 2 | Residential & Commercial | USHP | Ducted CEE Tier 1
214243142 | Central HP <5.4 tons | KEEPRITE | HRCU-A-CB (Split System: Heat Pump with Remote Outdoor Unit-Air-Source) | CVH825GKA2* |  |  | EN(A,D,W)4X48L21**+WALLCON | *97CMN0601714B* | 24000 | 16.5 | 8.1 | 21400 | 16700 | 78.04% | 2 | 0 | 11 |  |  |  |  | R-410A | 2 | Residential & Commercial | USHP | Ducted CEE Tier 1
216684114 | Central HP <5.4 tons | MOOVAIR | HRCU-A-C (Split System: Heat Pump with Remote Outdoor Unit with No Indoor Fan --Air Source) | MSHMA48R2AN1 |  |  | GCHMA48RCAS1 | 0 | 45000 | 15.2 | 8.8 | 48000 | 42000 | 87.5% | 1.85 | 0 | 10 |  |  |  |  | R-454B | 3.75 | Residential & Commercial | USHP | Ducted CEE Tier 1
215933990 | Central HP <5.4 tons | DAY & NIGHT | HRCU-A-CB (Split System: Heat Pump with Remote Outdoor Unit-Air-Source) | C5H3V48*K*AAA* |  |  | EA*5X48M21A*+WALLCON | *80CTL0701716B* | 43000 | 20 | 9 | 48500 | 37200 | 76.7% | 2 | 0 | 10.5 |  |  |  |  | R-454B | 3.5833 | Residential & Commercial | USHP | Ducted CEE Tier 1
216682585 | Central HP <5.4 tons | CARRIER | HRCU-A-CB (Split System: Heat Pump with Remote Outdoor Unit-Air-Source) | 38MURAQ36AB3* |  |  | CAP**4821AL* | 59TP7A100V21**22 | 35800 | 16.5 | 9 | 37400 | 34200 | 91.44% | 1.94 | 0 | 10 |  |  |  |  | R-410A | 2.9833 | Residential & Commercial | USHP | Ducted CEE Tier 1
211230952 | Central HP <5.4 tons | CARRIER | HRCU-A-CB (Split System: Heat Pump with Remote Outdoor Unit-Air-Source) | 38MURAQ36AB3* |  |  | CAP**4824AL* | GG96VTAA66120D | 36000 | 16 | 8.5 | 38500 | 34600 | 89.87% | 2.06 | 0 | 10 |  |  |  |  | R-410A | 3 | Residential & Commercial | USHP | Ducted CEE Tier 1
215934440 | Central HP <5.4 tons | DAY & NIGHT | HRCU-A-CB (Split System: Heat Pump with Remote Outdoor Unit-Air-Source) | C5H3V48*K*AAA* |  |  | ESH5X48M12A*+WALLCON | *80CTL0701412B* | 43000 | 19.5 | 8.5 | 49000 | 35400 | 72.24% | 1.8 | 0 | 11 |  |  |  |  | R-454B | 3.5833 | Residential & Commercial | USHP | Ducted CEE Tier 1
215938370 | Central HP <5.4 tons | DAY & NIGHT | HRCU-A-CB (Split System: Heat Pump with Remote Outdoor Unit-Air-Source) | C5H3V48*K*AAA* |  |  | EVD5X60M24A*+WALLCON | *97CMN1002122B* | 45500 | 20.5 | 8.1 | 52500 | 38000 | 72.38% | 1.9 | 0 | 11.5 |  |  |  |  | R-454B | 3.7917 | Residential & Commercial | USHP | Ducted CEE Tier 1
213067561 | Central HP <5.4 tons | ACIQ | HRCU-A-CB (Split System: Heat Pump with Remote Outdoor Unit-Air-Source) | HVH825GKA2* |  |  | EHD4X42AAL+WALLCON | *80CTL0701716A* | 24200 | 16 | 8.1 | 21400 | 16600 | 77.57% | 2 | 0 | 10.5 |  |  |  |  | R-410A | 2.0167 | Residential & Commercial | USHP | Ducted CEE Tier 1
213069567 | Central HP <5.4 tons | ACIQ | HRCU-A-CB (Split System: Heat Pump with Remote Outdoor Unit-Air-Source) | DLCURAH36ABK |  |  | EN(A,D,W)4X48L21** | *95ESU1002122A* | 37400 | 15.5 | 8.5 | 39500 | 35000 | 88.61% | 2.08 | 0 | 10.5 |  |  |  |  | R-410A | 3.1167 | Residential & Commercial | USHP | Ducted CEE Tier 1
213069574 | Central HP <5.4 tons | ACIQ | HRCU-A-CB (Split System: Heat Pump with Remote Outdoor Unit-Air-Source) | DLCURAH36ABK |  |  | EN(A,D,W)4X48L21** | OMV098J12* | 35800 | 15.5 | 8.1 | 38500 | 35000 | 90.91% | 2 | 0 | 10 |  |  |  |  | R-410A | 2.9833 | Residential & Commercial | USHP | Ducted CEE Tier 1
213069583 | Central HP <5.4 tons | ACIQ | HRCU-A-CB (Split System: Heat Pump with Remote Outdoor Unit-Air-Source) | DLCURAH36ABK |  |  | EN(A,D)4X48L24** | *80ES(N,L)1552420A* | 37200 | 16 | 8.1 | 39500 | 35000 | 88.61% | 2.08 | 0 | 10.5 |  |  |  |  | R-410A | 3.1 | Residential & Commercial | USHP | Ducted CEE Tier 1
214397301 | Central HP <5.4 tons | COLEMAN | HRCU-A-CB (Split System: Heat Pump with Remote Outdoor Unit-Air-Source) | HH836E2S11 |  |  | CTF36C5CDS1 | TM9E080C20MP12 | 34600 | 17 | 8.5 | 32600 | 26800 | 82.21% | 2 | 0 | 11 |  |  |  |  | R-454B | 2.8833 | Residential & Commercial | USHP | Ducted CEE Tier 1
214397318 | Central HP <5.4 tons | COLEMAN | HRCU-A-CB (Split System: Heat Pump with Remote Outdoor Unit-Air-Source) | HH836E2S11 |  |  | JHC42C5CF2SS1 | 0 | 34400 | 19 | 9 | 31600 | 25000 | 79.11% | 2 | 0 | 11.7 |  |  |  |  | R-454B | 2.8667 | Residential & Commercial | USHP | Ducted CEE Tier 1
216782655 | Central HP <5.4 tons | COLEMAN | HRCU-A-CB (Split System: Heat Pump with Remote Outdoor Unit-Air-Source) | HH836E2S11 |  |  | CTF36C5CDS1 | Z8ES080C16LMPS1 | 34000 | 18 | 8.5 | 31200 | 25400 | 81.41% | 2 | 0 | 11.7 |  |  |  |  | R-454B | 2.8333 | Residential & Commercial | USHP | Ducted CEE Tier 1
216784474 | Central HP <5.4 tons | COLEMAN | HRCU-A-CB (Split System: Heat Pump with Remote Outdoor Unit-Air-Source) | HH836E2S11 |  |  | CTF36C5CDS1 | Z8ES120C16LMPS1 | 34400 | 18 | 8.5 | 31600 | 25800 | 81.65% | 2 | 0 | 11.7 |  |  |  |  | R-454B | 2.8667 | Residential & Commercial | USHP | Ducted CEE Tier 1
214719682 | Central HP <5.4 tons | COLEMAN | HRCU-A-CB (Split System: Heat Pump with Remote Outdoor Unit-Air-Source) | HH836E2S11 |  |  | CTU36B5XDS1+TXV | TM8E100B12MP11 | 33200 | 18 | 8.5 | 31200 | 25200 | 80.77% | 2 | 0 | 11 |  |  |  |  | R-454B | 2.7667 | Residential & Commercial | USHP | Ducted CEE Tier 1
214397766 | Central HP <5.4 tons | COLEMAN | HRCU-A-CB (Split System: Heat Pump with Remote Outdoor Unit-Air-Source) | HH836E2S11 |  |  | CTF36C5CDS1 | CPLC080C16MP13 | 34000 | 18 | 8.5 | 31600 | 26000 | 82.28% | 2 | 0 | 11 |  |  |  |  | R-454B | 2.8333 | Residential & Commercial | USHP | Ducted CEE Tier 1
214398171 | Central HP <5.4 tons | COLEMAN | HRCU-A-CB (Split System: Heat Pump with Remote Outdoor Unit-Air-Source) | HH836E2S11 |  |  | CTM36C5CDS1 | TM8E100C16MP11 | 33800 | 18 | 8.5 | 31600 | 25800 | 81.65% | 2 | 0 | 11 |  |  |  |  | R-454B | 2.8167 | Residential & Commercial | USHP | Ducted CEE Tier 1
212984645 | Central HP <5.4 tons | KEEPRITE | HRCU-A-CB (Split System: Heat Pump with Remote Outdoor Unit-Air-Source) | DLCURAH24ABK |  |  | EA*4X37L21A* | *92MSN0801716A* | 24200 | 17.5 | 8.5 | 25000 | 21400 | 85.6% | 1.8 | 0 | 10.5 |  |  |  |  | R-410A | 2.0167 | Residential & Commercial | USHP | Ducted CEE Tier 1
212984045 | Central HP <5.4 tons | KEEPRITE | HRCU-A-CB (Split System: Heat Pump with Remote Outdoor Unit-Air-Source) | DLCURAH24ABK |  |  | EA*4X25L17A* | *92MSN0601714A* | 24200 | 17 | 8.5 | 25200 | 21800 | 86.51% | 1.82 | 0 | 10 |  |  |  |  | R-410A | 2.0167 | Residential & Commercial | USHP | Ducted CEE Tier 1
212984093 | Central HP <5.4 tons | KEEPRITE | HRCU-A-CB (Split System: Heat Pump with Remote Outdoor Unit-Air-Source) | DLCURAH24ABK |  |  | EA*4X37L17A* | *92MSN0601714A* | 24000 | 17 | 8.5 | 25600 | 22400 | 87.5% | 1.88 | 0 | 10 |  |  |  |  | R-410A | 2 | Residential & Commercial | USHP | Ducted CEE Tier 1
212984129 | Central HP <5.4 tons | KEEPRITE | HRCU-A-CB (Split System: Heat Pump with Remote Outdoor Unit-Air-Source) | DLCURAH24ABK |  |  | EN(A,D)4X30L17** | *92MSN0601714A* | 23600 | 17 | 8.5 | 26400 | 24400 | 92.42% | 2.02 | 0 | 10.5 |  |  |  |  | R-410A | 1.9667 | Residential & Commercial | USHP | Ducted CEE Tier 1
214279763 | Central HP <5.4 tons | HEIL | HRCU-A-CB (Split System: Heat Pump with Remote Outdoor Unit-Air-Source) | DLCURAH18ABK |  |  | EA*4X30L17A* | *96MSN0601716A* | 17400 | 16 | 8.5 | 18000 | 18700 | 103.9% | 2.24 | 0 | 10.5 |  |  |  |  | R-410A | 1.45 | Residential & Commercial | USHP | Ducted CEE Tier 1
213062943 | Central HP <5.4 tons | ACIQ | HRCU-A-CB (Split System: Heat Pump with Remote Outdoor Unit-Air-Source) | HVH825GKA3* |  |  | EA*4X36L17A*+WALLCON | *96CTN0601714A* | 23400 | 16 | 8.1 | 21600 | 16800 | 77.78% | 1.92 | 11 | 10.5 |  |  |  |  | R-410A | 1.95 | Residential & Commercial | USHP | Ducted CEE Tier 1
213062944 | Central HP <5.4 tons | ACIQ | HRCU-A-CB (Split System: Heat Pump with Remote Outdoor Unit-Air-Source) | HVH825GKA3* |  |  | EA*4X36L17A*+WALLCON | *96CTN0801714A* | 23600 | 16.5 | 8.1 | 21600 | 16700 | 77.31% | 1.92 | 11.5 | 10.5 |  |  |  |  | R-410A | 1.9667 | Residential & Commercial | USHP | Ducted CEE Tier 1
213771392 | Central HP <5.4 tons | KEEPRITE | HRCU-A-CB (Split System: Heat Pump with Remote Outdoor Unit-Air-Source) | CVH825GKA2* |  |  | EA*4X42L24A*+WALLCON | *80CTL1352422B* | 23800 | 16.5 | 8.1 | 21400 | 16600 | 77.57% | 1.96 | 0 | 11 |  |  |  |  | R-410A | 1.9833 | Residential & Commercial | USHP | Ducted CEE Tier 1
213771492 | Central HP <5.4 tons | KEEPRITE | HRCU-A-CB (Split System: Heat Pump with Remote Outdoor Unit-Air-Source) | CVH825GKA2* |  |  | EA*4X43L21A*+WALLCON | *95CSU0601716B* | 24400 | 16.5 | 8.1 | 21200 | 16600 | 78.3% | 2.02 | 0 | 10.5 |  |  |  |  | R-410A | 2.0333 | Residential & Commercial | USHP | Ducted CEE Tier 1
213771522 | Central HP <5.4 tons | KEEPRITE | HRCU-A-CB (Split System: Heat Pump with Remote Outdoor Unit-Air-Source) | CVH825GKA2* |  |  | EA*4X43L21A*+WALLCON | *97CMN1002122B* | 24400 | 16.5 | 8.5 | 21200 | 16600 | 78.3% | 2.04 | 0 | 11 |  |  |  |  | R-410A | 2.0333 | Residential & Commercial | USHP | Ducted CEE Tier 1
213771122 | Central HP <5.4 tons | KEEPRITE | HRCU-A-CB (Split System: Heat Pump with Remote Outdoor Unit-Air-Source) | CVH825GKA2* |  |  | EA*4X37L17A*+WALLCON | *96CTN0801714B* | 24200 | 16.5 | 8.1 | 21400 | 16700 | 78.04% | 2 | 0 | 11 |  |  |  |  | R-410A | 2.0167 | Residential & Commercial | USHP | Ducted CEE Tier 1
213771272 | Central HP <5.4 tons | KEEPRITE | HRCU-A-CB (Split System: Heat Pump with Remote Outdoor Unit-Air-Source) | CVH825GKA2* |  |  | EA*4X42L21A*+WALLCON | *80CTL0901716B* | 23800 | 16.5 | 8.1 | 21400 | 16600 | 77.57% | 1.96 | 0 | 10.5 |  |  |  |  | R-410A | 1.9833 | Residential & Commercial | USHP | Ducted CEE Tier 1
213770300 | Central HP <5.4 tons | BRYANT HEATING AND COOLING SYSTEMS | HRCU-A-CB (Split System: Heat Pump with Remote Outdoor Unit-Air-Source) | 284ANV048*0**B* |  |  | CAP**6121AL*+UI | 88*TB48070C17*** | 45000 | 20.5 | 9 | 46500 | 36800 | 79.14% | 2.3 | 0 | 11 |  |  |  |  | R-410A | 3.75 | Residential & Commercial | USHP | Ducted CEE Tier 1
213770330 | Central HP <5.4 tons | BRYANT HEATING AND COOLING SYSTEMS | HRCU-A-CB (Split System: Heat Pump with Remote Outdoor Unit-Air-Source) | 284ANV048*0**B* |  |  | CSPH*4812AL*+UI | 88*TB60110C21*** | 44500 | 20 | 8.5 | 46500 | 36400 | 78.28% | 2.22 | 0 | 11.5 |  |  |  |  | R-410A | 3.7083 | Residential & Commercial | USHP | Ducted CEE Tier 1
213771386 | Central HP <5.4 tons | BRYANT HEATING AND COOLING SYSTEMS | HRCU-A-CB (Split System: Heat Pump with Remote Outdoor Unit-Air-Source) | 288BNV025*0**B* |  |  | CAP**4224AL*+UI | 88*TB66135C24*** | 23800 | 16.5 | 8.1 | 21400 | 16600 | 77.57% | 1.96 | 0 | 11 |  |  |  |  | R-410A | 1.9833 | Residential & Commercial | USHP | Ducted CEE Tier 1
216684115 | Central HP <5.4 tons | MOOVAIR | HRCU-A-C (Split System: Heat Pump with Remote Outdoor Unit with No Indoor Fan --Air Source) | MSHMA48R2AN1 |  |  | MCHMA48RCAS1 | 0 | 45000 | 15.2 | 8.8 | 48000 | 42000 | 87.5% | 1.85 | 0 | 10 |  |  |  |  | R-454B | 3.75 | Residential & Commercial | USHP | Ducted CEE Tier 1
213069601 | Central HP <5.4 tons | ACIQ | HRCU-A-CB (Split System: Heat Pump with Remote Outdoor Unit-Air-Source) | DLCURAH36ABK |  |  | EN(A,D)4X48L24** | *96VSN0802120A* | 36200 | 16 | 8.1 | 38500 | 34800 | 90.39% | 2.02 | 0 | 10 |  |  |  |  | R-410A | 3.0167 | Residential & Commercial | USHP | Ducted CEE Tier 1
210473433 | Central HP <5.4 tons | KENMORE | HRCU-A-CB (Split System: Heat Pump with Remote Outdoor Unit-Air-Source) | (C,H,T)VH825GKA3* |  |  | EA*4X48L21A*+WALLCON | *97CMN0602120A* | 24000 | 16.5 | 8.1 | 21000 | 16600 | 79.05% | 2 | 0 | 11 |  |  |  |  | R-410A | 2 | Residential & Commercial | USHP | Ducted CEE Tier 1
210473444 | Central HP <5.4 tons | KENMORE | HRCU-A-CB (Split System: Heat Pump with Remote Outdoor Unit-Air-Source) | (C,H,T)VH825GKA3* |  |  | EA*4X48L24A*+WALLCON | *95CSU0802120A* | 24200 | 17 | 8.1 | 21000 | 16500 | 78.57% | 2.02 | 0 | 11 |  |  |  |  | R-410A | 2.0167 | Residential & Commercial | USHP | Ducted CEE Tier 1
212985771 | Central HP <5.4 tons | KEEPRITE | HRCU-A-CB (Split System: Heat Pump with Remote Outdoor Unit-Air-Source) | DLCURAH24ABK |  |  | EA*4X24L17A* | *96MSN0261410A* | 23400 | 16.5 | 8.5 | 27000 | 26200 | 97.04% | 2.2 | 0 | 10 |  |  |  |  | R-410A | 1.95 | Residential & Commercial | USHP | Ducted CEE Tier 1
212986133 | Central HP <5.4 tons | DAY & NIGHT | HRCU-A-CB (Split System: Heat Pump with Remote Outdoor Unit-Air-Source) | DLCURAH24ABK |  |  | EA*4X24L14A* | *96MSN0401410A* | 23200 | 16 | 8.5 | 27000 | 26600 | 98.52% | 2.22 | 0 | 9.5 |  |  |  |  | R-410A | 1.9333 | Residential & Commercial | USHP
212986883 | Central HP <5.4 tons | DAY & NIGHT | HRCU-A-CB (Split System: Heat Pump with Remote Outdoor Unit-Air-Source) | DLCURAH24ABK |  |  | EA*4X25L17A* | *96MSN0601412A* | 24200 | 17 | 8.5 | 25200 | 21800 | 86.51% | 1.82 | 0 | 10 |  |  |  |  | R-410A | 2.0167 | Residential & Commercial | USHP | Ducted CEE Tier 1
212988655 | Central HP <5.4 tons | DAY & NIGHT | HRCU-A-CB (Split System: Heat Pump with Remote Outdoor Unit-Air-Source) | DLCURAH24ABK |  |  | EA*4X25L17A* | *95MSU0401712A* | 24200 | 16.5 | 8.5 | 25200 | 21800 | 86.51% | 1.82 | 0 | 10 |  |  |  |  | R-410A | 2.0167 | Residential & Commercial | USHP | Ducted CEE Tier 1
213062961 | Central HP <5.4 tons | ACIQ | HRCU-A-CB (Split System: Heat Pump with Remote Outdoor Unit-Air-Source) | HVH825GKA3* |  |  | EA*4X37L17A*+WALLCON | *96CTN0601714A* | 24000 | 16 | 8.1 | 21400 | 16800 | 78.5% | 1.98 | 11 | 11 |  |  |  |  | R-410A | 2 | Residential & Commercial | USHP | Ducted CEE Tier 1
213063061 | Central HP <5.4 tons | ACIQ | HRCU-A-CB (Split System: Heat Pump with Remote Outdoor Unit-Air-Source) | HVH825GKA3* |  |  | EA*4X36L17A*+WALLCON | *80CSU0601716A* | 23600 | 16.5 | 8.1 | 21400 | 16700 | 78.04% | 1.92 | 11 | 10.5 |  |  |  |  | R-410A | 1.9667 | Residential & Commercial | USHP | Ducted CEE Tier 1
213063095 | Central HP <5.4 tons | ACIQ | HRCU-A-CB (Split System: Heat Pump with Remote Outdoor Unit-Air-Source) | HVH825GKA3* |  |  | EA*4X37L17A*+WALLCON | *95CSU0601716A* | 24200 | 16.5 | 8.1 | 21400 | 16800 | 78.5% | 1.98 | 11 | 10.5 |  |  |  |  | R-410A | 2.0167 | Residential & Commercial | USHP | Ducted CEE Tier 1
213063109 | Central HP <5.4 tons | ACIQ | HRCU-A-CB (Split System: Heat Pump with Remote Outdoor Unit-Air-Source) | HVH825GKA3* |  |  | EHD4X30AAL+WALLCON | *95CSU0802120A* | 23800 | 16 | 8.1 | 21800 | 16700 | 76.61% | 1.98 | 11 | 10.5 |  |  |  |  | R-410A | 1.9833 | Residential & Commercial | USHP | Ducted CEE Tier 1
213063112 | Central HP <5.4 tons | ACIQ | HRCU-A-CB (Split System: Heat Pump with Remote Outdoor Unit-Air-Source) | HVH825GKA3* |  |  | EHD4X36AAL+WALLCON | *95CSU0802120A* | 24000 | 16 | 8.1 | 21400 | 16600 | 77.57% | 1.98 | 11 | 10.5 |  |  |  |  | R-410A | 2 | Residential & Commercial | USHP | Ducted CEE Tier 1
212987035 | Central HP <5.4 tons | KEEPRITE | HRCU-A-CB (Split System: Heat Pump with Remote Outdoor Unit-Air-Source) | DLCURAH18ABK |  |  | EA*4X30L17A* | *96MSN0601412A* | 17500 | 16.5 | 8.5 | 18100 | 18700 | 103.3% | 2.26 | 0 | 10.5 |  |  |  |  | R-410A | 1.4583 | Residential & Commercial | USHP | Ducted CEE Tier 1
212984729 | Central HP <5.4 tons | KEEPRITE | HRCU-A-CB (Split System: Heat Pump with Remote Outdoor Unit-Air-Source) | DLCURAH18ABK |  |  | EA*4X25L17A* | *92MSN0801716A* | 18300 | 16.5 | 8.5 | 18100 | 17600 | 97.24% | 2.14 | 0 | 11 |  |  |  |  | R-410A | 1.525 | Residential & Commercial | USHP | Ducted CEE Tier 1
210474056 | Central HP <5.4 tons | KENMORE | HRCU-A-CB (Split System: Heat Pump with Remote Outdoor Unit-Air-Source) | (C,H,T)VH825GKA3* |  |  | EN(A,D,W)4X48L21**+WALLCON | *97CMN0602120A* | 24000 | 16.5 | 8.1 | 21400 | 16700 | 78.04% | 2 | 0 | 11 |  |  |  |  | R-410A | 2 | Residential & Commercial | USHP | Ducted CEE Tier 1
210473924 | Central HP <5.4 tons | KENMORE | HRCU-A-CB (Split System: Heat Pump with Remote Outdoor Unit-Air-Source) | (C,H,T)VH825GKA3* |  |  | EN(A,D,W)4X48L21**+WALLCON | *80CSU0401712A* | 24200 | 17 | 8.1 | 21200 | 16500 | 77.83% | 2 | 0 | 11 |  |  |  |  | R-410A | 2.0167 | Residential & Commercial | USHP | Ducted CEE Tier 1
210473521 | Central HP <5.4 tons | KENMORE | HRCU-A-CB (Split System: Heat Pump with Remote Outdoor Unit-Air-Source) | (C,H,T)VH825GKA3* |  |  | EA*4X48L24A*+WALLCON | *96CTN1002122A* | 24200 | 16.5 | 8.1 | 21000 | 16500 | 78.57% | 2.02 | 0 | 11 |  |  |  |  | R-410A | 2.0167 | Residential & Commercial | USHP | Ducted CEE Tier 1
214242972 | Central HP <5.4 tons | KEEPRITE | HRCU-A-CB (Split System: Heat Pump with Remote Outdoor Unit-Air-Source) | CVH825GKA2* |  |  | EN(A,D,W)4X42L21**+WALLCON | *80CTL0701716B* | 23600 | 16.5 | 8.1 | 21400 | 16700 | 78.04% | 1.96 | 0 | 11 |  |  |  |  | R-410A | 1.9667 | Residential & Commercial | USHP | Ducted CEE Tier 1
214242422 | Central HP <5.4 tons | KEEPRITE | HRCU-A-CB (Split System: Heat Pump with Remote Outdoor Unit-Air-Source) | CVH825GKA2* |  |  | EN(A,D)4X24L17**+WALLCON | *80CTL0451712B* | 23200 | 15.5 | 8.1 | 22200 | 17000 | 76.58% | 1.92 | 0 | 10.5 |  |  |  |  | R-410A | 1.9333 | Residential & Commercial | USHP | Ducted CEE Tier 1
213076735 | Central HP <5.4 tons | KEEPRITE | HRCU-A-CB (Split System: Heat Pump with Remote Outdoor Unit-Air-Source) | DLCURAH36ABK |  |  | EA*4X36L21A* | *80VTL1102122B* | 35400 | 16 | 8.1 | 39000 | 35200 | 90.26% | 1.84 | 0 | 10 |  |  |  |  | R-410A | 2.95 | Residential & Commercial | USHP | Ducted CEE Tier 1
213075906 | Central HP <5.4 tons | KEEPRITE | HRCU-A-CB (Split System: Heat Pump with Remote Outdoor Unit-Air-Source) | DLCURAH36ABK |  |  | EA*4X42L21A* | *95MSU1002120A* | 35600 | 16 | 8.1 | 38500 | 35200 | 91.43% | 1.9 | 0 | 10 |  |  |  |  | R-410A | 2.9667 | Residential & Commercial | USHP | Ducted CEE Tier 1
213075990 | Central HP <5.4 tons | KEEPRITE | HRCU-A-CB (Split System: Heat Pump with Remote Outdoor Unit-Air-Source) | DLCURAH36ABK |  |  | EN(A,D,W)4X48L21** | *95MSU1002120A* | 36200 | 16.5 | 8.1 | 38500 | 35000 | 90.91% | 2.02 | 0 | 10.5 |  |  |  |  | R-410A | 3.0167 | Residential & Commercial | USHP | Ducted CEE Tier 1
216734461 | Central HP <5.4 tons | DAY & NIGHT | HRCU-A-CB (Split System: Heat Pump with Remote Outdoor Unit-Air-Source) | D5CUHAH24AAK |  |  | EA*5X36M17A* | *80MSU0401712A* | 22400 | 16.5 | 8.5 | 20800 | 18700 | 89.9% | 1.96 | 0 | 11 |  |  |  |  | R-454B | 1.8667 | Residential & Commercial | USHP | Ducted CEE Tier 1
216734784 | Central HP <5.4 tons | DAY & NIGHT | HRCU-A-CB (Split System: Heat Pump with Remote Outdoor Unit-Air-Source) | D5CUHAH24AAK |  |  | EA*5X36M17A* | *96VTN0401410B* | 22200 | 15.5 | 8.1 | 20800 | 18800 | 90.38% | 1.85 | 0 | 10.5 |  |  |  |  | R-454B | 1.85 | Residential & Commercial | USHP | Ducted CEE Tier 1
216734945 | Central HP <5.4 tons | DAY & NIGHT | HRCU-A-CB (Split System: Heat Pump with Remote Outdoor Unit-Air-Source) | D5CUHAH24AAK |  |  | EA*5X37M17A* | *80MS(N,L)0701716A* | 22800 | 16 | 8.5 | 20600 | 18400 | 89.32% | 1.96 | 0 | 11 |  |  |  |  | R-454B | 1.9 | Residential & Commercial | USHP | Ducted CEE Tier 1
216736145 | Central HP <5.4 tons | DAY & NIGHT | HRCU-A-CB (Split System: Heat Pump with Remote Outdoor Unit-Air-Source) | D5CUHAH24AAK |  |  | ESH5X24M12A* | *80CSU1002120A* | 23000 | 15.2 | 8.5 | 21800 | 19500 | 89.45% | 1.96 | 0 | 10 |  |  |  |  | R-454B | 1.9167 | Residential & Commercial | USHP | Ducted CEE Tier 1
212985821 | Central HP <5.4 tons | KEEPRITE | HRCU-A-CB (Split System: Heat Pump with Remote Outdoor Unit-Air-Source) | DLCURAH24ABK |  |  | EA*4X37L17A* | *96MSN0261410A* | 24000 | 16.5 | 8.5 | 25200 | 22200 | 88.1% | 1.84 | 0 | 10 |  |  |  |  | R-410A | 2 | Residential & Commercial | USHP | Ducted CEE Tier 1
212988777 | Central HP <5.4 tons | KEEPRITE | HRCU-A-CB (Split System: Heat Pump with Remote Outdoor Unit-Air-Source) | DLCURAH18ABK |  |  | EA*4X19L17A* | *95MSU0401712A* | 17700 | 16.5 | 8.1 | 17700 | 17900 | 101.1% | 2.16 | 0 | 10.5 |  |  |  |  | R-410A | 1.475 | Residential & Commercial | USHP | Ducted CEE Tier 1
212985901 | Central HP <5.4 tons | KEEPRITE | HRCU-A-CB (Split System: Heat Pump with Remote Outdoor Unit-Air-Source) | DLCURAH18ABK |  |  | EA*4X24L17A* | *96MSN0261410A* | 17300 | 16 | 8.5 | 18200 | 19400 | 106.6% | 2.34 | 0 | 10.5 |  |  |  |  | R-410A | 1.4417 | Residential & Commercial | USHP | Ducted CEE Tier 1
212985951 | Central HP <5.4 tons | KEEPRITE | HRCU-A-CB (Split System: Heat Pump with Remote Outdoor Unit-Air-Source) | DLCURAH18ABK |  |  | EN(A,D)4X24L14** | *96MSN0261410A* | 17300 | 20 | 8.1 | 18300 | 19200 | 104.9% | 2.3 | 0 | 10.5 |  |  |  |  | R-410A | 1.4417 | Residential & Commercial | USHP | Ducted CEE Tier 1
212984165 | Central HP <5.4 tons | KEEPRITE | HRCU-A-CB (Split System: Heat Pump with Remote Outdoor Unit-Air-Source) | DLCURAH18ABK |  |  | EA*4X19L17A* | *92MSN0601714A* | 18000 | 16.5 | 8.5 | 18000 | 17800 | 98.89% | 2.14 | 0 | 11 |  |  |  |  | R-410A | 1.5 | Residential & Commercial | USHP | Ducted CEE Tier 1
212985871 | Central HP <5.4 tons | KEEPRITE | HRCU-A-CB (Split System: Heat Pump with Remote Outdoor Unit-Air-Source) | DLCURAH24ABK |  |  | EN(A,D,W)4X36L17** | *96MSN0261410A* | 23400 | 16.5 | 8.1 | 26000 | 24400 | 93.85% | 2.02 | 0 | 10 |  |  |  |  | R-410A | 1.95 | Residential & Commercial | USHP | Ducted CEE Tier 1
212988691 | Central HP <5.4 tons | DAY & NIGHT | HRCU-A-CB (Split System: Heat Pump with Remote Outdoor Unit-Air-Source) | DLCURAH24ABK |  |  | EA*4X36L21A* | *95MSU0401712A* | 23400 | 17 | 8.5 | 26000 | 24400 | 93.85% | 2.02 | 0 | 10 |  |  |  |  | R-410A | 1.95 | Residential & Commercial | USHP | Ducted CEE Tier 1
213779121 | Central HP <5.4 tons | DAY & NIGHT | HRCU-A-CB (Split System: Heat Pump with Remote Outdoor Unit-Air-Source) | CVH837GKA** |  |  | EA*4X42L21A*+WALLCON | *97CMN0601714B* | 31600 | 16.5 | 8.1 | 33200 | 24600 | 74.1% | 1.84 | 0 | 10.5 |  |  |  |  | R-410A | 2.6333 | Residential & Commercial | USHP | Ducted CEE Tier 1
213070521 | Central HP <5.4 tons | ACIQ | HRCU-A-CB (Split System: Heat Pump with Remote Outdoor Unit-Air-Source) | DLCURAH24ABK |  |  | EA*4X37L17A* | *80VTL0451412A* | 24800 | 16.5 | 8.5 | 25600 | 21400 | 83.59% | 1.8 | 0 | 10 |  |  |  |  | R-410A | 2.0667 | Residential & Commercial | USHP | Ducted CEE Tier 1
213070824 | Central HP <5.4 tons | ACIQ | HRCU-A-CB (Split System: Heat Pump with Remote Outdoor Unit-Air-Source) | DLCURAH24ABK |  |  | EA*4X37L21A* | *80ES(N,L)0901714A* | 25400 | 17 | 8.5 | 25800 | 20600 | 79.84% | 1.76 | 0 | 10.5 |  |  |  |  | R-410A | 2.1167 | Residential & Commercial | USHP | Ducted CEE Tier 1
213071074 | Central HP <5.4 tons | ACIQ | HRCU-A-CB (Split System: Heat Pump with Remote Outdoor Unit-Air-Source) | DLCURAH24ABK |  |  | EN(A,D)4X24L17** | *80VTL0701716A* | 23600 | 16.5 | 8.5 | 26600 | 23400 | 87.97% | 1.94 | 0 | 10 |  |  |  |  | R-410A | 1.9667 | Residential & Commercial | USHP | Ducted CEE Tier 1
213071126 | Central HP <5.4 tons | ACIQ | HRCU-A-CB (Split System: Heat Pump with Remote Outdoor Unit-Air-Source) | DLCURAH24ABK |  |  | EN(A,D)4X24L17** | *80ES(N,L)0451712A* | 23600 | 16 | 8.5 | 26800 | 23600 | 88.06% | 1.94 | 0 | 10 |  |  |  |  | R-410A | 1.9667 | Residential & Commercial | USHP | Ducted CEE Tier 1
213071409 | Central HP <5.4 tons | ACIQ | HRCU-A-CB (Split System: Heat Pump with Remote Outdoor Unit-Air-Source) | DLCURAH24ABK |  |  | EN(A,D)4X30L17** | *80ES(N,L)0451412A* | 24600 | 16 | 8.1 | 26600 | 22400 | 84.21% | 1.84 | 0 | 10.5 |  |  |  |  | R-410A | 2.05 | Residential & Commercial | USHP | Ducted CEE Tier 1
213071426 | Central HP <5.4 tons | ACIQ | HRCU-A-CB (Split System: Heat Pump with Remote Outdoor Unit-Air-Source) | DLCURAH24ABK |  |  | EN(A,D)4X30L17** | *80ES(N,L)0901714A* | 24600 | 16.5 | 8.1 | 26400 | 22600 | 85.61% | 1.86 | 0 | 10.5 |  |  |  |  | R-410A | 2.05 | Residential & Commercial | USHP | Ducted CEE Tier 1
213071575 | Central HP <5.4 tons | ACIQ | HRCU-A-CB (Split System: Heat Pump with Remote Outdoor Unit-Air-Source) | DLCURAH24ABK |  |  | EN(A,D,W)4X36L17** | *96VTN0401712A* | 23400 | 16 | 8.1 | 25800 | 24000 | 93.02% | 1.98 | 0 | 10 |  |  |  |  | R-410A | 1.95 | Residential & Commercial | USHP | Ducted CEE Tier 1
213071642 | Central HP <5.4 tons | ACIQ | HRCU-A-CB (Split System: Heat Pump with Remote Outdoor Unit-Air-Source) | DLCURAH24ABK |  |  | EN(A,D,W)4X36L17** | *80ES(N,L)0701712A* | 24400 | 16.5 | 8.1 | 26400 | 22600 | 85.61% | 1.88 | 0 | 10.5 |  |  |  |  | R-410A | 2.0333 | Residential & Commercial | USHP | Ducted CEE Tier 1
215675859 | Central HP <5.4 tons | DAY & NIGHT | HRCU-A-CB (Split System: Heat Pump with Remote Outdoor Unit-Air-Source) | C5H0V48*K*AAA* |  |  | EVM5X60M24A*+WALLCON | *80CSU1002120A* | 48000 | 18.5 | 9 | 50000 | 36600 | 73.2% | 2 | 0 | 10 |  |  |  |  | R-454B | 4 | Residential & Commercial | USHP | Ducted CEE Tier 1
213076349 | Central HP <5.4 tons | KEEPRITE | HRCU-A-CB (Split System: Heat Pump with Remote Outdoor Unit-Air-Source) | DLCURAH24ABK |  |  | EA*4X36L21A* | *95MSU1002122A* | 23600 | 17.5 | 8.5 | 26200 | 23800 | 90.84% | 1.98 | 0 | 10 |  |  |  |  | R-410A | 1.9667 | Residential & Commercial | USHP | Ducted CEE Tier 1
214572694 | Central HP <5.4 tons | DAY & NIGHT | HRCU-A-CB (Split System: Heat Pump with Remote Outdoor Unit-Air-Source) | CVH837GKA** |  |  | EA*4X42L24A*+WALLCON | *97CMN0802120B* | 31800 | 17 | 8.5 | 32800 | 24400 | 74.39% | 1.9 | 0 | 11 |  |  |  |  | R-410A | 2.65 | Residential & Commercial | USHP | Ducted CEE Tier 1
214572744 | Central HP <5.4 tons | DAY & NIGHT | HRCU-A-CB (Split System: Heat Pump with Remote Outdoor Unit-Air-Source) | CVH837GKA** |  |  | EA*4X43L21A*+WALLCON | *97CMN0602120B* | 32800 | 17 | 8.5 | 33000 | 25400 | 76.97% | 1.98 | 0 | 11 |  |  |  |  | R-410A | 2.7333 | Residential & Commercial | USHP | Ducted CEE Tier 1
214572794 | Central HP <5.4 tons | DAY & NIGHT | HRCU-A-CB (Split System: Heat Pump with Remote Outdoor Unit-Air-Source) | CVH837GKA** |  |  | EA*4X48L21A*+WALLCON | *95CSU1002122B* | 32400 | 17.5 | 8.5 | 32400 | 24800 | 76.54% | 2 | 0 | 11.5 |  |  |  |  | R-410A | 2.7 | Residential & Commercial | USHP | Ducted CEE Tier 1
214573194 | Central HP <5.4 tons | DAY & NIGHT | HRCU-A-CB (Split System: Heat Pump with Remote Outdoor Unit-Air-Source) | CVH837GKA** |  |  | EHD4X48AAL+WALLCON | *80CTL0702120B* | 32600 | 17.5 | 8.5 | 32800 | 25000 | 76.22% | 1.98 | 0 | 11 |  |  |  |  | R-410A | 2.7167 | Residential & Commercial | USHP | Ducted CEE Tier 1
214573514 | Central HP <5.4 tons | DAY & NIGHT | HRCU-A-CB (Split System: Heat Pump with Remote Outdoor Unit-Air-Source) | CVH837GKA** |  |  | EN(A,D)4X48L24**+WALLCON | *95CSU1002122B* | 32400 | 17.5 | 8.5 | 32600 | 24800 | 76.07% | 1.98 | 0 | 11.5 |  |  |  |  | R-410A | 2.7 | Residential & Commercial | USHP | Ducted CEE Tier 1
210473015 | Central HP <5.4 tons | KENMORE | HRCU-A-CB (Split System: Heat Pump with Remote Outdoor Unit-Air-Source) | (C,H,T)VH825GKA3* |  |  | EA*4X42L24A*+WALLCON | *80CSU1002120A* | 23800 | 16.5 | 8.1 | 21400 | 16600 | 77.57% | 1.94 | 0 | 10.5 |  |  |  |  | R-410A | 1.9833 | Residential & Commercial | USHP | Ducted CEE Tier 1
210473092 | Central HP <5.4 tons | KENMORE | HRCU-A-CB (Split System: Heat Pump with Remote Outdoor Unit-Air-Source) | (C,H,T)VH825GKA3* |  |  | EA*4X43L21A*+WALLCON | *95CSU0601716A* | 24400 | 16.5 | 8.1 | 21200 | 16700 | 78.77% | 2.02 | 0 | 10.5 |  |  |  |  | R-410A | 2.0333 | Residential & Commercial | USHP | Ducted CEE Tier 1
216801884 | Central HP <5.4 tons | CHAMPION HEATING AND COOLING | HRCU-A-CB (Split System: Heat Pump with Remote Outdoor Unit-Air-Source) | HH836E2S11 |  |  | CTF48C5CFS1 | Z8ET120C20LMPS1 | 32600 | 19 | 9 | 30200 | 23000 | 76.16% | 2 | 0 | 11.7 |  |  |  |  | R-454B | 2.7167 | Residential & Commercial | USHP | Ducted CEE Tier 1
213062815 | Central HP <5.4 tons | ACIQ | HRCU-A-CB (Split System: Heat Pump with Remote Outdoor Unit-Air-Source) | HVH837GKA** |  |  | EHD4X42AAL+WALLCON | *95CSU0802120A* | 32600 | 17 | 8.1 | 33000 | 24800 | 75.15% | 1.96 | 11.5 | 11 |  |  |  |  | R-410A | 2.7167 | Residential & Commercial | USHP | Ducted CEE Tier 1
213062922 | Central HP <5.4 tons | ACIQ | HRCU-A-CB (Split System: Heat Pump with Remote Outdoor Unit-Air-Source) | HVH825GKA3* |  |  | EA*4X24L17A*+WALLCON | *80CTL0701412A* | 23400 | 17 | 8.1 | 22000 | 16700 | 75.91% | 1.9 | 11 | 11 |  |  |  |  | R-410A | 1.95 | Residential & Commercial | USHP | Ducted CEE Tier 1
213062929 | Central HP <5.4 tons | ACIQ | HRCU-A-CB (Split System: Heat Pump with Remote Outdoor Unit-Air-Source) | HVH825GKA3* |  |  | EA*4X25L17A*+WALLCON | *97CMN0801714A* | 24200 | 16.5 | 8.1 | 21400 | 16700 | 78.04% | 2 | 11 | 11 |  |  |  |  | R-410A | 2.0167 | Residential & Commercial | USHP | Ducted CEE Tier 1
213062940 | Central HP <5.4 tons | ACIQ | HRCU-A-CB (Split System: Heat Pump with Remote Outdoor Unit-Air-Source) | HVH825GKA3* |  |  | EA*4X30L17A*+WALLCON | *80CTL0901716A* | 23600 | 17 | 8.1 | 21400 | 16600 | 77.57% | 1.92 | 11 | 11 |  |  |  |  | R-410A | 1.9667 | Residential & Commercial | USHP | Ducted CEE Tier 1
213062949 | Central HP <5.4 tons | ACIQ | HRCU-A-CB (Split System: Heat Pump with Remote Outdoor Unit-Air-Source) | HVH825GKA3* |  |  | EA*4X36L21A*+WALLCON | *80CTL0451712A* | 23400 | 16 | 8.1 | 21600 | 16800 | 77.78% | 1.92 | 11 | 10.5 |  |  |  |  | R-410A | 1.95 | Residential & Commercial | USHP | Ducted CEE Tier 1
213062972 | Central HP <5.4 tons | ACIQ | HRCU-A-CB (Split System: Heat Pump with Remote Outdoor Unit-Air-Source) | HVH825GKA3* |  |  | EA*4X37L21A*+WALLCON | *97CMN0801714A* | 24400 | 16.5 | 8.1 | 21200 | 16700 | 78.77% | 2.02 | 11 | 11 |  |  |  |  | R-410A | 2.0333 | Residential & Commercial | USHP | Ducted CEE Tier 1
213071659 | Central HP <5.4 tons | ACIQ | HRCU-A-CB (Split System: Heat Pump with Remote Outdoor Unit-Air-Source) | DLCURAH24ABK |  |  | EN(A,D,W)4X36L17** | *92ESN0601714A* | 24400 | 16.5 | 8.1 | 26400 | 22800 | 86.36% | 1.88 | 0 | 10.5 |  |  |  |  | R-410A | 2.0333 | Residential & Commercial | USHP | Ducted CEE Tier 1
213071694 | Central HP <5.4 tons | ACIQ | HRCU-A-CB (Split System: Heat Pump with Remote Outdoor Unit-Air-Source) | DLCURAH24ABK |  |  | EN(A,D,W)4X36L17** | *80ES(N,L)0701412A* | 24200 | 16.5 | 8.1 | 26400 | 22800 | 86.36% | 1.88 | 0 | 10.5 |  |  |  |  | R-410A | 2.0167 | Residential & Commercial | USHP | Ducted CEE Tier 1
213071792 | Central HP <5.4 tons | ACIQ | HRCU-A-CB (Split System: Heat Pump with Remote Outdoor Unit-Air-Source) | DLCURAH24ABK |  |  | EN(A,D)4X36L21** | *95ESU0601716A* | 24200 | 16.5 | 8.1 | 26200 | 22800 | 87.02% | 1.9 | 0 | 10.5 |  |  |  |  | R-410A | 2.0167 | Residential & Commercial | USHP | Ducted CEE Tier 1
213071826 | Central HP <5.4 tons | ACIQ | HRCU-A-CB (Split System: Heat Pump with Remote Outdoor Unit-Air-Source) | DLCURAH24ABK |  |  | EN(A,D)4X36L21** | *80VTL0701716A* | 24200 | 17 | 8.1 | 26200 | 23000 | 87.79% | 1.9 | 0 | 10.5 |  |  |  |  | R-410A | 2.0167 | Residential & Commercial | USHP | Ducted CEE Tier 1
213071925 | Central HP <5.4 tons | ACIQ | HRCU-A-CB (Split System: Heat Pump with Remote Outdoor Unit-Air-Source) | DLCURAH24ABK |  |  | EN(A,D)4X36L21** | *95ESN0801716A* | 24600 | 15.5 | 8.1 | 26800 | 22200 | 82.84% | 1.82 | 0 | 10 |  |  |  |  | R-410A | 2.05 | Residential & Commercial | USHP | Ducted CEE Tier 1
213071958 | Central HP <5.4 tons | ACIQ | HRCU-A-CB (Split System: Heat Pump with Remote Outdoor Unit-Air-Source) | DLCURAH24ABK |  |  | EN(A,D)4X36L21** | OMV112K14A | 24200 | 16 | 8.1 | 26400 | 23000 | 87.12% | 1.88 | 0 | 10 |  |  |  |  | R-410A | 2.0167 | Residential & Commercial | USHP | Ducted CEE Tier 1
213071992 | Central HP <5.4 tons | ACIQ | HRCU-A-CB (Split System: Heat Pump with Remote Outdoor Unit-Air-Source) | DLCURAH24ABK |  |  | FXM4X30**AL | 0 | 24200 | 16.5 | 8.5 | 26000 | 22600 | 86.92% | 1.86 | 0 | 10 |  |  |  |  | R-410A | 2.0167 | Residential & Commercial | USHP | Ducted CEE Tier 1
210472905 | Central HP <5.4 tons | KENMORE | HRCU-A-CB (Split System: Heat Pump with Remote Outdoor Unit-Air-Source) | (C,H,T)VH825GKA3* |  |  | EA*4X42L21A*+WALLCON | *96CTN0601714A* | 23600 | 16.5 | 8.1 | 21400 | 16700 | 78.04% | 1.94 | 0 | 11 |  |  |  |  | R-410A | 1.9667 | Residential & Commercial | USHP | Ducted CEE Tier 1
212986897 | Central HP <5.4 tons | CARRIER | HRCU-A-CB (Split System: Heat Pump with Remote Outdoor Unit-Air-Source) | 38MURAQ24AB3* |  |  | CAP**3017AL* | 59SC6A060M14**12 | 23600 | 16.5 | 8.5 | 26200 | 24200 | 92.37% | 2 | 0 | 10 |  |  |  |  | R-410A | 1.9667 | Residential & Commercial | USHP | Ducted CEE Tier 1
212986947 | Central HP <5.4 tons | CARRIER | HRCU-A-CB (Split System: Heat Pump with Remote Outdoor Unit-Air-Source) | 38MURAQ24AB3* |  |  | CNPV*3014AL* | 59SC6A060M14**12 | 23400 | 16.5 | 8.1 | 26400 | 24600 | 93.18% | 2.04 | 0 | 10 |  |  |  |  | R-410A | 1.95 | Residential & Commercial | USHP | Ducted CEE Tier 1
212987483 | Central HP <5.4 tons | CARRIER | HRCU-A-CB (Split System: Heat Pump with Remote Outdoor Unit-Air-Source) | 38MURAQ24AB3* |  |  | CNPV*3621AL* | 59SC6A080M17**16 | 23800 | 17 | 8.5 | 26400 | 24000 | 90.91% | 1.98 | 0 | 10.5 |  |  |  |  | R-410A | 1.9833 | Residential & Commercial | USHP | Ducted CEE Tier 1
214240090 | Central HP <5.4 tons | KEEPRITE | HRCU-A-CB (Split System: Heat Pump with Remote Outdoor Unit-Air-Source) | CVH837GKA** |  |  | EN(A,D,W)4X60L24**+WALLCON | *96CTN1002122B* | 32800 | 17.5 | 8.1 | 32200 | 24600 | 76.4% | 1.96 | 0 | 12 |  |  |  |  | R-410A | 2.7333 | Residential & Commercial | USHP | Ducted CEE Tier 1
213072009 | Central HP <5.4 tons | ACIQ | HRCU-A-CB (Split System: Heat Pump with Remote Outdoor Unit-Air-Source) | DLCURAH24ABK |  |  | FMA4P30**AL* | 0 | 25200 | 15.2 | 9 | 27800 | 21600 | 77.7% | 1.78 | 0 | 10 |  |  |  |  | R-410A | 2.1 | Residential & Commercial | USHP | Ducted CEE Tier 1
213607810 | Central HP <5.4 tons | CARRIER | HRCU-A-CB (Split System: Heat Pump with Remote Outdoor Unit-Air-Source) | 38MURAQ60AB3* |  |  | FG4ANBD60L* | 0 | 55000 | 15.2 | 8.1 | 52500 | 48000 | 91.43% | 1.84 | 0 | 8.5 |  |  |  |  | R-410A | 4.5833 | Residential & Commercial | USHP
214397454 | Central HP <5.4 tons | COLEMAN | HRCU-A-CB (Split System: Heat Pump with Remote Outdoor Unit-Air-Source) | HH860E2S11 |  |  | CTF60C5CGS1 | TM8Y120C20MP11 | 44500 | 18 | 9 | 45000 | 33800 | 75.11% | 2 | 0 | 11.7 |  |  |  |  | R-454B | 3.7083 | Residential & Commercial | USHP | Ducted CEE Tier 1
216623461 | Central HP <5.4 tons | MOOVAIR | HRCU-A-C (Split System: Heat Pump with Remote Outdoor Unit with No Indoor Fan --Air Source) | MSHMA30R2AN1 |  |  | GUHMA36RBAS1 | 0 | 29000 | 16 | 9.5 | 32000 | 32000 | 100% | 1.85 | 0 | 10 |  |  |  |  | R-454B | 2.4167 | Residential & Commercial | USHP | Ducted CEE Tier 1
215390437 | Central HP <5.4 tons | TOSOT | HRCU-A-CB (Split System: Heat Pump with Remote Outdoor Unit-Air-Source) | TU36W-EDU |  |  | TUD36AH2-EDU | 0 | 34000 | 18 | 10 | 34000 | 34000 | 100% | 2 | 0 | 12 |  |  |  |  | R-32 | 2.8333 | Residential & Commercial | USHP | Ducted CEE Tier 1
216030977 | Central HP <5.4 tons | MOOVAIR | HRCU-A-CB (Split System: Heat Pump with Remote Outdoor Unit-Air-Source) | MSHMA30R2AN1 |  |  | MAHHA30R4AS1 | 0 | 30000 | 17.2 | 10.8 | 33000 | 33200 | 100.6% | 1.97 | 0 | 12 |  |  |  |  | R-454B | 2.5 | Residential & Commercial | USHP | Ducted CEE Tier 1
216783974 | Central HP <5.4 tons | COLEMAN | HRCU-A-CB (Split System: Heat Pump with Remote Outdoor Unit-Air-Source) | HH860E2S11 |  |  | CTM60C5CHS1 | Z8ES080C20LMPS1 | 54000 | 19 | 9 | 54000 | 39000 | 72.22% | 2 | 0 | 11.7 |  |  |  |  | R-454B | 4.5 | Residential & Commercial | USHP | Ducted CEE Tier 1
210470939 | Central HP <5.4 tons | KENMORE | HRCU-A-CB (Split System: Heat Pump with Remote Outdoor Unit-Air-Source) | (C,H,T)VH837GKA2* |  |  | EN(A,D,W)4X60L24**+WALLCON | *96CTN1202422A* | 32800 | 18 | 8.1 | 32200 | 24600 | 76.4% | 1.98 | 0 | 12 |  |  |  |  | R-410A | 2.7333 | Residential & Commercial | USHP | Ducted CEE Tier 1
210471142 | Central HP <5.4 tons | KENMORE | HRCU-A-CB (Split System: Heat Pump with Remote Outdoor Unit-Air-Source) | (C,H,T)VH837GKA2* |  |  | EHD4X60AAL+WALLCON | *80CSU0401712A* | 33000 | 17 | 8.1 | 32200 | 24800 | 77.02% | 1.98 | 0 | 11 |  |  |  |  | R-410A | 2.75 | Residential & Commercial | USHP | Ducted CEE Tier 1
214397050 | Central HP <5.4 tons | COLEMAN | HRCU-A-CB (Split System: Heat Pump with Remote Outdoor Unit-Air-Source) | HH860E2S11 |  |  | CTM60C5CGS1 | TM8E080C20MP11 | 44500 | 17 | 9 | 45000 | 33800 | 75.11% | 2 | 0 | 11.7 |  |  |  |  | R-454B | 3.7083 | Residential & Commercial | USHP | Ducted CEE Tier 1
214397065 | Central HP <5.4 tons | COLEMAN | HRCU-A-CB (Split System: Heat Pump with Remote Outdoor Unit-Air-Source) | HH860E2S11 |  |  | CTM60C5CGS1 | TM9E080C16MP12 | 44500 | 18 | 9 | 45500 | 34400 | 75.6% | 2 | 0 | 11 |  |  |  |  | R-454B | 3.7083 | Residential & Commercial | USHP | Ducted CEE Tier 1
214397182 | Central HP <5.4 tons | COLEMAN | HRCU-A-CB (Split System: Heat Pump with Remote Outdoor Unit-Air-Source) | HH860E2S11 |  |  | CTM60D5CHS1 | TP9C120D20MP13 | 54000 | 19 | 9 | 54000 | 39000 | 72.22% | 2 | 0 | 11 |  |  |  |  | R-454B | 4.5 | Residential & Commercial | USHP | Ducted CEE Tier 1
216770140 | Central HP <5.4 tons | TOSOT | HRCU-A-C (Split System: Heat Pump with Remote Outdoor Unit with No Indoor Fan --Air Source) | TU36W-EDU |  |  | TCAC36F/NHA | 0 | 34000 | 15.2 | 8.5 | 34000 | 25600 | 75.29% | 1.8 | 0 | 9.5 |  |  |  |  | R-32 | 2.8333 | Residential & Commercial | USHP
212984625 | Central HP <5.4 tons | CARRIER | HRCU-A-CB (Split System: Heat Pump with Remote Outdoor Unit-Air-Source) | 38MURAQ24AB3* |  |  | CAP**3717AL* | 59SC2E080M17**16 | 24400 | 17.5 | 8.5 | 25400 | 21800 | 85.83% | 1.82 | 0 | 10.5 |  |  |  |  | R-410A | 2.0333 | Residential & Commercial | USHP | Ducted CEE Tier 1
212985793 | Central HP <5.4 tons | CARRIER | HRCU-A-CB (Split System: Heat Pump with Remote Outdoor Unit-Air-Source) | 38MURAQ24AB3* |  |  | CAP**3017AL* | 59SC6A026M14**10 | 23400 | 16.5 | 8.5 | 26200 | 25000 | 95.42% | 2.08 | 0 | 10 |  |  |  |  | R-410A | 1.95 | Residential & Commercial | USHP | Ducted CEE Tier 1
212986127 | Central HP <5.4 tons | CARRIER | HRCU-A-CB (Split System: Heat Pump with Remote Outdoor Unit-Air-Source) | 38MURAQ24AB3* |  |  | CAP**2414AL* | 59SC6A040M14**10 | 23200 | 16 | 8.5 | 27000 | 26600 | 98.52% | 2.22 | 0 | 9.5 |  |  |  |  | R-410A | 1.9333 | Residential & Commercial | USHP
212986247 | Central HP <5.4 tons | CARRIER | HRCU-A-CB (Split System: Heat Pump with Remote Outdoor Unit-Air-Source) | 38MURAQ24AB3* |  |  | CNPV*3017AL* | 59SC6A040M14**10 | 23400 | 16 | 8.1 | 26400 | 24400 | 92.42% | 2.02 | 0 | 10 |  |  |  |  | R-410A | 1.95 | Residential & Commercial | USHP | Ducted CEE Tier 1
212986631 | Central HP <5.4 tons | CARRIER | HRCU-A-CB (Split System: Heat Pump with Remote Outdoor Unit-Air-Source) | 38MURAQ24AB3* |  |  | CNPV*3617AL* | 59SC6A040M17**12 | 23200 | 15.5 | 8.1 | 26000 | 24400 | 93.85% | 2.02 | 0 | 10 |  |  |  |  | R-410A | 1.9333 | Residential & Commercial | USHP | Ducted CEE Tier 1
216623454 | Central HP <5.4 tons | MOOVAIR | HRCU-A-C (Split System: Heat Pump with Remote Outdoor Unit with No Indoor Fan --Air Source) | MSHMA30R2AN1 |  |  | GCHMA36RBAS1 | 0 | 29000 | 16 | 9.5 | 32000 | 32000 | 100% | 1.85 | 0 | 10 |  |  |  |  | R-454B | 2.4167 | Residential & Commercial | USHP | Ducted CEE Tier 1
214809182 | Central HP <5.4 tons | COLEMAN | HRCU-A-CB (Split System: Heat Pump with Remote Outdoor Unit-Air-Source) | HH860E2S11 |  |  | CTU60C5XGS1+TXV | TPLC080C16MP13 | 43500 | 18 | 9 | 44000 | 33400 | 75.91% | 2 | 0 | 11.7 |  |  |  |  | R-454B | 3.625 | Residential & Commercial | USHP | Ducted CEE Tier 1
210473356 | Central HP <5.4 tons | KENMORE | HRCU-A-CB (Split System: Heat Pump with Remote Outdoor Unit-Air-Source) | (C,H,T)VH825GKA3* |  |  | EA*4X48L21A*+WALLCON | *96CTN0601714A* | 24000 | 16.5 | 8.1 | 21000 | 16600 | 79.05% | 2 | 0 | 11 |  |  |  |  | R-410A | 2 | Residential & Commercial | USHP | Ducted CEE Tier 1
210473169 | Central HP <5.4 tons | KENMORE | HRCU-A-CB (Split System: Heat Pump with Remote Outdoor Unit-Air-Source) | (C,H,T)VH825GKA3* |  |  | EA*4X43L21A*+WALLCON | *80CTL0701716A* | 24400 | 17 | 8.5 | 21200 | 16600 | 78.3% | 2.02 | 0 | 11 |  |  |  |  | R-410A | 2.0333 | Residential & Commercial | USHP | Ducted CEE Tier 1
213062784 | Central HP <5.4 tons | ACIQ | HRCU-A-CB (Split System: Heat Pump with Remote Outdoor Unit-Air-Source) | HVH837GKA** |  |  | EA*4X43L21A*+WALLCON | *80CSU0401712A* | 33000 | 17.5 | 8.5 | 33000 | 25000 | 75.76% | 1.98 | 12 | 11 |  |  |  |  | R-410A | 2.75 | Residential & Commercial | USHP | Ducted CEE Tier 1
213062786 | Central HP <5.4 tons | ACIQ | HRCU-A-CB (Split System: Heat Pump with Remote Outdoor Unit-Air-Source) | HVH837GKA** |  |  | EA*4X43L21A*+WALLCON | *80CSU1002120A* | 32800 | 17 | 8.5 | 33000 | 25200 | 76.36% | 1.98 | 12 | 11 |  |  |  |  | R-410A | 2.7333 | Residential & Commercial | USHP | Ducted CEE Tier 1
213062800 | Central HP <5.4 tons | ACIQ | HRCU-A-CB (Split System: Heat Pump with Remote Outdoor Unit-Air-Source) | HVH837GKA** |  |  | EHD4X48AAL+WALLCON | *80CSU1002120A* | 32600 | 16.5 | 8.1 | 33000 | 25000 | 75.76% | 1.96 | 11.5 | 11 |  |  |  |  | R-410A | 2.7167 | Residential & Commercial | USHP | Ducted CEE Tier 1
213062801 | Central HP <5.4 tons | ACIQ | HRCU-A-CB (Split System: Heat Pump with Remote Outdoor Unit-Air-Source) | HVH837GKA** |  |  | EA*4X37L21A*+WALLCON | *95CSU0802120A* | 33000 | 17.5 | 8.5 | 32800 | 25000 | 76.22% | 2 | 12 | 11.5 |  |  |  |  | R-410A | 2.75 | Residential & Commercial | USHP | Ducted CEE Tier 1
214396604 | Central HP <5.4 tons | COLEMAN | HRCU-A-CB (Split System: Heat Pump with Remote Outdoor Unit-Air-Source) | HH860E2S11 |  |  | CTM60C5CGS1 | TMLE120C20MP11 | 44500 | 17 | 9 | 45000 | 33600 | 74.67% | 2 | 0 | 11.7 |  |  |  |  | R-454B | 3.7083 | Residential & Commercial | USHP | Ducted CEE Tier 1
214396770 | Central HP <5.4 tons | COLEMAN | HRCU-A-CB (Split System: Heat Pump with Remote Outdoor Unit-Air-Source) | HH860E2S11 |  |  | CTF60D5CJS1 | TM8E130D20MP11 | 53500 | 18 | 9 | 55500 | 40000 | 72.07% | 2 | 0 | 11 |  |  |  |  | R-454B | 4.4583 | Residential & Commercial | USHP | Ducted CEE Tier 1
214396577 | Central HP <5.4 tons | COLEMAN | HRCU-A-CB (Split System: Heat Pump with Remote Outdoor Unit-Air-Source) | HH860E2S11 |  |  | CTF60C5CGS1 | CP9C100C16MP13 | 43500 | 18 | 9 | 44000 | 33200 | 75.45% | 2 | 0 | 11.7 |  |  |  |  | R-454B | 3.625 | Residential & Commercial | USHP | Ducted CEE Tier 1
214396584 | Central HP <5.4 tons | COLEMAN | HRCU-A-CB (Split System: Heat Pump with Remote Outdoor Unit-Air-Source) | HH860E2S11 |  |  | CTM60D5CGS1+JME18D2SN1 | 0 | 45000 | 19 | 9 | 44500 | 33000 | 74.16% | 2 | 0 | 12 |  |  |  |  | R-454B | 3.75 | Residential & Commercial | USHP | Ducted CEE Tier 1
214396634 | Central HP <5.4 tons | COLEMAN | HRCU-A-CB (Split System: Heat Pump with Remote Outdoor Unit-Air-Source) | HH860E2S11 |  |  | CTM60C5CGS1 | TM8V080C16MP12 | 44000 | 18 | 9 | 44500 | 33600 | 75.51% | 2 | 0 | 11.7 |  |  |  |  | R-454B | 3.6667 | Residential & Commercial | USHP | Ducted CEE Tier 1
214397020 | Central HP <5.4 tons | COLEMAN | HRCU-A-CB (Split System: Heat Pump with Remote Outdoor Unit-Air-Source) | HH860E2S11 |  |  | CTF60C5CGS1+JMET16CS2N1 | 0 | 45500 | 19 | 9 | 45500 | 34200 | 75.16% | 2 | 0 | 11.7 |  |  |  |  | R-454B | 3.7917 | Residential & Commercial | USHP | Ducted CEE Tier 1
214609136 | Central HP <5.4 tons | COLEMAN | HRCU-A-CB (Split System: Heat Pump with Remote Outdoor Unit-Air-Source) | HH860E2S11 |  |  | CTF60C5CHS1 | Z9ES100C20SMPS1 | 53000 | 19 | 8.5 | 54000 | 38500 | 71.3% | 2 | 0 | 11 |  |  |  |  | R-454B | 4.4167 | Residential & Commercial | USHP | Ducted CEE Tier 1
214595012 | Central HP <5.4 tons | CHAMPION HEATING AND COOLING | HRCU-A-CB (Split System: Heat Pump with Remote Outdoor Unit-Air-Source) | HH860E2S11 |  |  | CTF60D5CJS1 | Z8ES130D20SMPS1 | 53500 | 19 | 9 | 54500 | 39000 | 71.56% | 2 | 0 | 11 |  |  |  |  | R-454B | 4.4583 | Residential & Commercial | USHP | Ducted CEE Tier 1
214229167 | Central HP <5.4 tons | BRYANT HEATING AND COOLING SYSTEMS | HRCU-A-CB (Split System: Heat Pump with Remote Outdoor Unit-Air-Source) | 38MURAQ24AB3* |  |  | CAP**3717AL* | 83*SB48060M17*** | 24000 | 17.5 | 8.5 | 25600 | 21600 | 84.38% | 1.82 | 0 | 10 |  |  |  |  | R-410A | 2 | Residential & Commercial | USHP | Ducted CEE Tier 1
210295923 | Central HP <5.4 tons | MOOVAIR | HRCU-A-CB (Split System: Heat Pump with Remote Outdoor Unit-Air-Source) | DMA60HOS20230E7 |  |  | FMA60HIAHUU230X7 | 0 | 55000 | 15.3 | 9.4 | 59000 | 48500 | 82.2% | 1.91 | 9 | 8.8 |  |  |  |  | R-410A | 4.5833 | Residential & Commercial | USHP
210471153 | Central HP <5.4 tons | KENMORE | HRCU-A-CB (Split System: Heat Pump with Remote Outdoor Unit-Air-Source) | (C,H,T)VH837GKA2* |  |  | EHD4X60AAL+WALLCON | *80CSU0601716A* | 33000 | 16.5 | 8.1 | 32400 | 24800 | 76.54% | 1.98 | 0 | 11 |  |  |  |  | R-410A | 2.75 | Residential & Commercial | USHP | Ducted CEE Tier 1
212983291 | Central HP <5.4 tons | KEEPRITE | HRCU-A-CB (Split System: Heat Pump with Remote Outdoor Unit-Air-Source) | DLCURAH18ABK |  |  | EA*4X30L17A* | *92MSN0401712A* | 17300 | 15.5 | 8.5 | 18100 | 18800 | 103.9% | 2.24 | 0 | 10.5 |  |  |  |  | R-410A | 1.4417 | Residential & Commercial | USHP | Ducted CEE Tier 1
212983644 | Central HP <5.4 tons | KEEPRITE | HRCU-A-CB (Split System: Heat Pump with Remote Outdoor Unit-Air-Source) | DLCURAH18ABK |  |  | EA*4X24L14A* | *92MSN0601412A* | 17500 | 16 | 8.5 | 18500 | 19400 | 104.9% | 2.34 | 0 | 10.5 |  |  |  |  | R-410A | 1.4583 | Residential & Commercial | USHP | Ducted CEE Tier 1
216801889 | Central HP <5.4 tons | CHAMPION HEATING AND COOLING | HRCU-A-CB (Split System: Heat Pump with Remote Outdoor Unit-Air-Source) | HH860E2S11 |  |  | CTU60C5XGS1+TXV | Z8ET100C16LMPS1 | 45000 | 17 | 9 | 45500 | 32600 | 71.65% | 2 | 0 | 11 |  |  |  |  | R-454B | 3.75 | Residential & Commercial | USHP | Ducted CEE Tier 1
210471208 | Central HP <5.4 tons | KENMORE | HRCU-A-CB (Split System: Heat Pump with Remote Outdoor Unit-Air-Source) | (C,H,T)VH837GKA2* |  |  | EHD4X60AAL+WALLCON | *96CTN0801714A* | 32800 | 16.5 | 8.1 | 32600 | 25200 | 77.3% | 1.98 | 0 | 11 |  |  |  |  | R-410A | 2.7333 | Residential & Commercial | USHP | Ducted CEE Tier 1
210471307 | Central HP <5.4 tons | KENMORE | HRCU-A-CB (Split System: Heat Pump with Remote Outdoor Unit-Air-Source) | (C,H,T)VH837GKA2* |  |  | EHD4X60AAL+WALLCON | *80CTL0901716A* | 33000 | 17.5 | 8.1 | 32200 | 24800 | 77.02% | 2.02 | 0 | 11.5 |  |  |  |  | R-410A | 2.75 | Residential & Commercial | USHP | Ducted CEE Tier 1
210473378 | Central HP <5.4 tons | KENMORE | HRCU-A-CB (Split System: Heat Pump with Remote Outdoor Unit-Air-Source) | (C,H,T)VH825GKA3* |  |  | EA*4X48L21A*+WALLCON | *97CMN0601714A* | 24000 | 16.5 | 8.1 | 21000 | 16700 | 79.52% | 2 | 0 | 11 |  |  |  |  | R-410A | 2 | Residential & Commercial | USHP | Ducted CEE Tier 1
216623467 | Central HP <5.4 tons | MOOVAIR | HRCU-A-C (Split System: Heat Pump with Remote Outdoor Unit with No Indoor Fan --Air Source) | MSHMA30R2AN1 |  |  | MCHMA36RBAS1 | 0 | 29000 | 16 | 9.5 | 32000 | 32000 | 100% | 1.85 | 0 | 10 |  |  |  |  | R-454B | 2.4167 | Residential & Commercial | USHP | Ducted CEE Tier 1
216374569 | Central HP <5.4 tons | COLEMAN | HRCU-A-CB (Split System: Heat Pump with Remote Outdoor Unit-Air-Source) | HH860E2S11 |  |  | CTF60D5CGS1 | Z9ET120D20SMPS1 | 44500 | 17 | 9 | 45000 | 32600 | 72.44% | 2 | 0 | 11.7 |  |  |  |  | R-454B | 3.7083 | Residential & Commercial | USHP | Ducted CEE Tier 1
214397501 | Central HP <5.4 tons | COLEMAN | HRCU-A-CB (Split System: Heat Pump with Remote Outdoor Unit-Air-Source) | HH860E2S11 |  |  | CTF60C5CGS1 | TP9C080C16MP13 | 43500 | 17 | 9 | 44000 | 33600 | 76.36% | 2 | 0 | 11 |  |  |  |  | R-454B | 3.625 | Residential & Commercial | USHP | Ducted CEE Tier 1
214397869 | Central HP <5.4 tons | COLEMAN | HRCU-A-CB (Split System: Heat Pump with Remote Outdoor Unit-Air-Source) | HH860E2S11 |  |  | CTF60C5CGS1 | TM9E080C20MP12 | 44500 | 17 | 9 | 45000 | 33800 | 75.11% | 2 | 0 | 11.7 |  |  |  |  | R-454B | 3.7083 | Residential & Commercial | USHP | Ducted CEE Tier 1
214398002 | Central HP <5.4 tons | COLEMAN | HRCU-A-CB (Split System: Heat Pump with Remote Outdoor Unit-Air-Source) | HH860E2S11 |  |  | CTF60D5CHS1 | TM9Y120D20MP11 | 53500 | 19 | 8.5 | 54500 | 39500 | 72.48% | 2 | 0 | 11 |  |  |  |  | R-454B | 4.4583 | Residential & Commercial | USHP | Ducted CEE Tier 1
214239950 | Central HP <5.4 tons | KEEPRITE | HRCU-A-CB (Split System: Heat Pump with Remote Outdoor Unit-Air-Source) | CVH837GKA** |  |  | EN(A,D,W)4X48L21**+WALLCON | *96CTN0801714B* | 32200 | 17 | 8.1 | 32800 | 24800 | 75.61% | 1.94 | 0 | 11.5 |  |  |  |  | R-410A | 2.6833 | Residential & Commercial | USHP | Ducted CEE Tier 1
214240000 | Central HP <5.4 tons | KEEPRITE | HRCU-A-CB (Split System: Heat Pump with Remote Outdoor Unit-Air-Source) | CVH837GKA** |  |  | EN(A,D)4X48L24**+WALLCON | *97CMN1002122B* | 32400 | 17 | 8.1 | 32600 | 24600 | 75.46% | 1.96 | 0 | 11.7 |  |  |  |  | R-410A | 2.7 | Residential & Commercial | USHP | Ducted CEE Tier 1
214242072 | Central HP <5.4 tons | KEEPRITE | HRCU-A-CB (Split System: Heat Pump with Remote Outdoor Unit-Air-Source) | CVH825GKA3* |  |  | END4X42L17**+WALLCON | *96CTN0601714B* | 23800 | 16.5 | 8.1 | 21400 | 16700 | 78.04% | 1.96 | 0 | 11 |  |  |  |  | R-410A | 1.9833 | Residential & Commercial | USHP | Ducted CEE Tier 1
214242272 | Central HP <5.4 tons | KEEPRITE | HRCU-A-CB (Split System: Heat Pump with Remote Outdoor Unit-Air-Source) | CVH825GKA3* |  |  | EN(A,D,W)4X48L21**+WALLCON | *97CMN0601714B* | 24000 | 16.5 | 8.1 | 21400 | 16700 | 78.04% | 1.98 | 0 | 11 |  |  |  |  | R-410A | 2 | Residential & Commercial | USHP | Ducted CEE Tier 1
213779171 | Central HP <5.4 tons | DAY & NIGHT | HRCU-A-CB (Split System: Heat Pump with Remote Outdoor Unit-Air-Source) | CVH837GKA** |  |  | EA*4X42L21A*+WALLCON | *96CTN1002122B* | 31800 | 17 | 8.1 | 32800 | 24400 | 74.39% | 1.88 | 0 | 11 |  |  |  |  | R-410A | 2.65 | Residential & Commercial | USHP | Ducted CEE Tier 1
213779391 | Central HP <5.4 tons | DAY & NIGHT | HRCU-A-CB (Split System: Heat Pump with Remote Outdoor Unit-Air-Source) | CVH837GKA** |  |  | EA*4X48L21A*+WALLCON | *80CTL0901716B* | 32400 | 17 | 8.1 | 32600 | 25000 | 76.69% | 1.96 | 0 | 11 |  |  |  |  | R-410A | 2.7 | Residential & Commercial | USHP | Ducted CEE Tier 1
213779541 | Central HP <5.4 tons | DAY & NIGHT | HRCU-A-CB (Split System: Heat Pump with Remote Outdoor Unit-Air-Source) | CVH837GKA** |  |  | EA*4X48L24A*+WALLCON | *96CTN1002122B* | 32400 | 17 | 8.5 | 32200 | 24800 | 77.02% | 1.98 | 0 | 11 |  |  |  |  | R-410A | 2.7 | Residential & Commercial | USHP | Ducted CEE Tier 1
213779591 | Central HP <5.4 tons | DAY & NIGHT | HRCU-A-CB (Split System: Heat Pump with Remote Outdoor Unit-Air-Source) | CVH837GKA** |  |  | EA*4X60L24A*+WALLCON | *97CMN1002122B* | 32800 | 17.5 | 8.1 | 31800 | 24600 | 77.36% | 1.98 | 0 | 11.5 |  |  |  |  | R-410A | 2.7333 | Residential & Commercial | USHP | Ducted CEE Tier 1
213780241 | Central HP <5.4 tons | DAY & NIGHT | HRCU-A-CB (Split System: Heat Pump with Remote Outdoor Unit-Air-Source) | CVH837GKA** |  |  | EHD4X48AAL+WALLCON | *97CMN1002122B* | 32600 | 16.5 | 8.1 | 33000 | 24800 | 75.15% | 1.96 | 0 | 11 |  |  |  |  | R-410A | 2.7167 | Residential & Commercial | USHP | Ducted CEE Tier 1
213780291 | Central HP <5.4 tons | DAY & NIGHT | HRCU-A-CB (Split System: Heat Pump with Remote Outdoor Unit-Air-Source) | CVH837GKA** |  |  | EHD4X48AAL+WALLCON | *96CTN1202422B* | 32600 | 16.5 | 8.1 | 33000 | 24800 | 75.15% | 1.96 | 0 | 11 |  |  |  |  | R-410A | 2.7167 | Residential & Commercial | USHP | Ducted CEE Tier 1
212977676 | Central HP <5.4 tons | DAY & NIGHT | HRCU-A-CB (Split System: Heat Pump with Remote Outdoor Unit-Air-Source) | DLCURAH24ABK |  |  | EN(A,D)4X30L14** | *80MS(N,L)0451412A* | 23600 | 17 | 8.1 | 26000 | 24000 | 92.31% | 2 | 0 | 10 |  |  |  |  | R-410A | 1.9667 | Residential & Commercial | USHP | Ducted CEE Tier 1
214571224 | Central HP <5.4 tons | DAY & NIGHT | HRCU-A-CB (Split System: Heat Pump with Remote Outdoor Unit-Air-Source) | CVH825GKA3* |  |  | EN(A,D,W)4X48L21**+WALLCON | *95CSU0802120B* | 24200 | 17 | 8.1 | 21400 | 16600 | 77.57% | 2 | 0 | 11 |  |  |  |  | R-410A | 2.0167 | Residential & Commercial | USHP | Ducted CEE Tier 1
214570504 | Central HP <5.4 tons | DAY & NIGHT | HRCU-A-CB (Split System: Heat Pump with Remote Outdoor Unit-Air-Source) | CVH825GKA3* |  |  | EA*4X42L21A*+WALLCON | *95CSU0802120B* | 23800 | 16.5 | 8.1 | 21400 | 16700 | 78.04% | 1.96 | 0 | 10.5 |  |  |  |  | R-410A | 1.9833 | Residential & Commercial | USHP | Ducted CEE Tier 1
214570754 | Central HP <5.4 tons | DAY & NIGHT | HRCU-A-CB (Split System: Heat Pump with Remote Outdoor Unit-Air-Source) | CVH825GKA3* |  |  | EA*4X48L24A*+WALLCON | *95CSU1002122B* | 24000 | 17 | 8.5 | 20800 | 16500 | 79.33% | 2.02 | 0 | 11 |  |  |  |  | R-410A | 2 | Residential & Commercial | USHP | Ducted CEE Tier 1
214571174 | Central HP <5.4 tons | DAY & NIGHT | HRCU-A-CB (Split System: Heat Pump with Remote Outdoor Unit-Air-Source) | CVH825GKA3* |  |  | EN(A,D,W)4X42L21**+WALLCON | *95CSU1002122B* | 23800 | 16.5 | 8.1 | 21400 | 16600 | 77.57% | 1.96 | 0 | 11 |  |  |  |  | R-410A | 1.9833 | Residential & Commercial | USHP | Ducted CEE Tier 1
214241611 | Central HP <5.4 tons | DAY & NIGHT | HRCU-A-CB (Split System: Heat Pump with Remote Outdoor Unit-Air-Source) | CVH825GKA3* |  |  | EN(A,D)4X24L17**+WALLCON | *97CMN0801714B* | 23200 | 16 | 8.1 | 22000 | 16900 | 76.82% | 1.92 | 0 | 10.5 |  |  |  |  | R-410A | 1.9333 | Residential & Commercial | USHP | Ducted CEE Tier 1
214241761 | Central HP <5.4 tons | DAY & NIGHT | HRCU-A-CB (Split System: Heat Pump with Remote Outdoor Unit-Air-Source) | CVH825GKA3* |  |  | EN(A,D)4X30L17**+WALLCON | *96CTN0801714B* | 23400 | 16.5 | 8.1 | 21600 | 16700 | 77.31% | 1.9 | 0 | 10.5 |  |  |  |  | R-410A | 1.95 | Residential & Commercial | USHP | Ducted CEE Tier 1
214242361 | Central HP <5.4 tons | DAY & NIGHT | HRCU-A-CB (Split System: Heat Pump with Remote Outdoor Unit-Air-Source) | CVH825GKA3* |  |  | EN(A,D)4X48L24**+WALLCON | *97CMN1002122B* | 24200 | 17 | 8.1 | 21200 | 16500 | 77.83% | 2 | 0 | 11.5 |  |  |  |  | R-410A | 2.0167 | Residential & Commercial | USHP | Ducted CEE Tier 1
210470350 | Central HP <5.4 tons | KENMORE | HRCU-A-CB (Split System: Heat Pump with Remote Outdoor Unit-Air-Source) | (C,H,T)VH837GKA2* |  |  | EA*4X60L24A*+WALLCON | *96CTN1002122A* | 32800 | 17.5 | 8.5 | 31800 | 24800 | 77.99% | 2 | 0 | 11.7 |  |  |  |  | R-410A | 2.7333 | Residential & Commercial | USHP | Ducted CEE Tier 1
213072314 | Central HP <5.4 tons | ACIQ | HRCU-A-CB (Split System: Heat Pump with Remote Outdoor Unit-Air-Source) | DLCURAH18ABK |  |  | EN(A,D)4X24L17** | *80ES(N,L)0451712A* | 18400 | 15.5 | 8.5 | 19400 | 18500 | 95.36% | 2.24 | 0 | 11 |  |  |  |  | R-410A | 1.5333 | Residential & Commercial | USHP | Ducted CEE Tier 1
213067286 | Central HP <5.4 tons | ACIQ | HRCU-A-CB (Split System: Heat Pump with Remote Outdoor Unit-Air-Source) | HVH825GKA3* |  |  | EA*4X42L21A*+WALLCON | *96CTN0801714A* | 23600 | 16.5 | 8.1 | 21400 | 16700 | 78.04% | 1.96 | 0 | 11 |  |  |  |  | R-410A | 1.9667 | Residential & Commercial | USHP | Ducted CEE Tier 1
211260425 | Central HP <5.4 tons | KEEPRITE | HRCU-A-CB (Split System: Heat Pump with Remote Outdoor Unit-Air-Source) | DLCURAH18ABK |  |  | EA*4X24L17A* | *96VTN0801716A* | 17400 | 16 | 8.5 | 18300 | 19200 | 104.9% | 2.3 | 0 | 10.5 |  |  |  |  | R-410A | 1.45 | Residential & Commercial | USHP | Ducted CEE Tier 1
216770139 | Central HP <5.4 tons | TOSOT | HRCU-A-C (Split System: Heat Pump with Remote Outdoor Unit with No Indoor Fan --Air Source) | TU36W-EDU |  |  | TCAC24F/NHA | 0 | 23000 | 15.2 | 8.5 | 24000 | 21600 | 90% | 1.8 | 0 | 11 |  |  |  |  | R-32 | 1.9167 | Residential & Commercial | USHP | Ducted CEE Tier 1
211244515 | Central HP <5.4 tons | AIRQUEST | HRCU-A-CB (Split System: Heat Pump with Remote Outdoor Unit-Air-Source) | DLCURAH24ABK |  |  | EN(A,D)4X30L17** | *80VSL0451716A* | 24200 | 16 | 8.1 | 26400 | 22800 | 86.36% | 1.88 | 0 | 10.5 |  |  |  |  | R-410A | 2.0167 | Residential & Commercial | USHP | Ducted CEE Tier 1
207706562 | Central HP <5.4 tons | MOOVAIR | HRCU-A-CB (Split System: Heat Pump with Remote Outdoor Unit-Air-Source) | DMA48HOS20230E7 |  |  | FMA48HIAHUU230X7 | 0 | 47000 | 15.6 | 9.4 | 50000 | 46000 | 92% | 1.9 | 8.5 | 8.2 |  |  |  |  | R-410A | 3.9167 | Residential & Commercial | USHP
214397055 | Central HP <5.4 tons | COLEMAN | HRCU-A-CB (Split System: Heat Pump with Remote Outdoor Unit-Air-Source) | HH860E2S11 |  |  | CTM60C5CGS1 | TMLE080C20MP11 | 44500 | 17 | 9 | 45000 | 33800 | 75.11% | 2 | 0 | 11.7 |  |  |  |  | R-454B | 3.7083 | Residential & Commercial | USHP | Ducted CEE Tier 1
214397085 | Central HP <5.4 tons | COLEMAN | HRCU-A-CB (Split System: Heat Pump with Remote Outdoor Unit-Air-Source) | HH860E2S11 |  |  | CTM60C5CGS1 | TMLE100C16MP11 | 44500 | 18 | 9 | 45500 | 34200 | 75.16% | 2 | 0 | 11 |  |  |  |  | R-454B | 3.7083 | Residential & Commercial | USHP | Ducted CEE Tier 1
214397030 | Central HP <5.4 tons | COLEMAN | HRCU-A-CB (Split System: Heat Pump with Remote Outdoor Unit-Air-Source) | HH860E2S11 |  |  | CTF60D5CGS1+JME18D2SN1 | 0 | 46000 | 19 | 9.5 | 45500 | 33800 | 74.29% | 2 | 0 | 12 |  |  |  |  | R-454B | 3.8333 | Residential & Commercial | USHP | Ducted CEE Tier 1
214397189 | Central HP <5.4 tons | COLEMAN | HRCU-A-CB (Split System: Heat Pump with Remote Outdoor Unit-Air-Source) | HH860E2S11 |  |  | CTF60C5CHS1 | TM9E100C20MP12 | 54000 | 19 | 8.5 | 55000 | 39500 | 71.82% | 2 | 0 | 11 |  |  |  |  | R-454B | 4.5 | Residential & Commercial | USHP | Ducted CEE Tier 1
214731126 | Central HP <5.4 tons | TOSOT | HRCU-A-CB (Split System: Heat Pump with Remote Outdoor Unit-Air-Source) | HP-A36/O |  |  | HP-A36/I | 0 | 34000 | 16 | 9 | 35000 | 28000 | 80% | 1.8 | 0 | 10 |  |  |  |  | R-410A | 2.8333 | Residential & Commercial | USHP | Ducted CEE Tier 1
210474589 | Central HP <5.4 tons | KENMORE | HRCU-A-CB (Split System: Heat Pump with Remote Outdoor Unit-Air-Source) | (C,H,T)VH825GKA3* |  |  | EHD4X48AAL+WALLCON | *97CMN0801714A* | 24200 | 16 | 8.1 | 21400 | 16700 | 78.04% | 2 | 0 | 10.5 |  |  |  |  | R-410A | 2.0167 | Residential & Commercial | USHP | Ducted CEE Tier 1
210474237 | Central HP <5.4 tons | KENMORE | HRCU-A-CB (Split System: Heat Pump with Remote Outdoor Unit-Air-Source) | (C,H,T)VH825GKA3* |  |  | EHD4X42AAL+WALLCON | *95CSU0802120A* | 24200 | 16 | 8.1 | 21400 | 16600 | 77.57% | 2 | 0 | 11 |  |  |  |  | R-410A | 2.0167 | Residential & Commercial | USHP | Ducted CEE Tier 1
210474446 | Central HP <5.4 tons | KENMORE | HRCU-A-CB (Split System: Heat Pump with Remote Outdoor Unit-Air-Source) | (C,H,T)VH825GKA3* |  |  | EHD4X48AAL+WALLCON | *95CSU0601716A* | 24200 | 16 | 8.1 | 21400 | 16700 | 78.04% | 2 | 0 | 10.5 |  |  |  |  | R-410A | 2.0167 | Residential & Commercial | USHP | Ducted CEE Tier 1
210473367 | Central HP <5.4 tons | KENMORE | HRCU-A-CB (Split System: Heat Pump with Remote Outdoor Unit-Air-Source) | (C,H,T)VH825GKA3* |  |  | EA*4X48L21A*+WALLCON | *96CTN0801714A* | 24000 | 16.5 | 8.1 | 21000 | 16600 | 79.05% | 2 | 0 | 11 |  |  |  |  | R-410A | 2 | Residential & Commercial | USHP | Ducted CEE Tier 1
216505492 | Central HP <5.4 tons | MOOVAIR | HRCU-A-CB (Split System: Heat Pump with Remote Outdoor Unit-Air-Source) | MSHEA36R2AN1 |  |  | MGHLA36R2AS1 | 0 | 36000 | 16.7 | 9.3 | 37000 | 29200 | 78.92% | 1.99 | 0 | 10.2 |  |  |  |  | R-454B | 3 | Residential & Commercial | USHP | Ducted CEE Tier 1
211244197 | Central HP <5.4 tons | KEEPRITE | HRCU-A-CB (Split System: Heat Pump with Remote Outdoor Unit-Air-Source) | DLCURAH24ABK |  |  | EN(A,D)4X24L17** | *95ESN0801716A* | 24200 | 15.2 | 8.5 | 27400 | 22600 | 82.48% | 1.84 | 0 | 10 |  |  |  |  | R-410A | 2.0167 | Residential & Commercial | USHP | Ducted CEE Tier 1
211244270 | Central HP <5.4 tons | KEEPRITE | HRCU-A-CB (Split System: Heat Pump with Remote Outdoor Unit-Air-Source) | DLCURAH24ABK |  |  | EN(A,D)4X24L17** | OMV112K14A | 23800 | 15.2 | 8.5 | 27000 | 23200 | 85.93% | 1.9 | 0 | 10 |  |  |  |  | R-410A | 1.9833 | Residential & Commercial | USHP | Ducted CEE Tier 1
211244529 | Central HP <5.4 tons | KEEPRITE | HRCU-A-CB (Split System: Heat Pump with Remote Outdoor Unit-Air-Source) | DLCURAH24ABK |  |  | EN(A,D)4X30L17** | *80VSL0701716A* | 23800 | 16.5 | 8.1 | 26000 | 23200 | 89.23% | 1.92 | 0 | 10.5 |  |  |  |  | R-410A | 1.9833 | Residential & Commercial | USHP | Ducted CEE Tier 1
212981014 | Central HP <5.4 tons | KEEPRITE | HRCU-A-CB (Split System: Heat Pump with Remote Outdoor Unit-Air-Source) | DLCURAH24ABK |  |  | EN(A,D)4X36L21** | *80MS(N,L)1102120A* | 23400 | 17 | 8.5 | 26200 | 24600 | 93.89% | 2.06 | 0 | 10.5 |  |  |  |  | R-410A | 1.95 | Residential & Commercial | USHP | Ducted CEE Tier 1
213067161 | Central HP <5.4 tons | ACIQ | HRCU-A-CB (Split System: Heat Pump with Remote Outdoor Unit-Air-Source) | HVH837GKA2* |  |  | EA*4X60L24A*+WALLCON | *80CSU1002120A* | 32800 | 17 | 8.1 | 32000 | 24800 | 77.5% | 1.96 | 0 | 11 |  |  |  |  | R-410A | 2.7333 | Residential & Commercial | USHP | Ducted CEE Tier 1
210472817 | Central HP <5.4 tons | KENMORE | HRCU-A-CB (Split System: Heat Pump with Remote Outdoor Unit-Air-Source) | (C,H,T)VH825GKA3* |  |  | EA*4X42L21A*+WALLCON | *95CSU0601716A* | 23600 | 16.5 | 8.1 | 21400 | 16700 | 78.04% | 1.94 | 0 | 10.5 |  |  |  |  | R-410A | 1.9667 | Residential & Commercial | USHP | Ducted CEE Tier 1
213067166 | Central HP <5.4 tons | ACIQ | HRCU-A-CB (Split System: Heat Pump with Remote Outdoor Unit-Air-Source) | HVH837GKA2* |  |  | EA*4X61L21A*+WALLCON | *80CSU0601716A* | 33200 | 17.5 | 8.1 | 32200 | 25000 | 77.64% | 1.98 | 0 | 11.5 |  |  |  |  | R-410A | 2.7667 | Residential & Commercial | USHP | Ducted CEE Tier 1
213067193 | Central HP <5.4 tons | ACIQ | HRCU-A-CB (Split System: Heat Pump with Remote Outdoor Unit-Air-Source) | HVH837GKA2* |  |  | EHD4X60AAL+WALLCON | *96CTN0801714A* | 32800 | 16.5 | 8.1 | 32600 | 25200 | 77.3% | 1.98 | 0 | 11 |  |  |  |  | R-410A | 2.7333 | Residential & Commercial | USHP | Ducted CEE Tier 1
214240020 | Central HP <5.4 tons | KEEPRITE | HRCU-A-CB (Split System: Heat Pump with Remote Outdoor Unit-Air-Source) | CVH837GKA** |  |  | EN(A,D)4X48L24**+WALLCON | *96CTN1002122B* | 32400 | 17 | 8.1 | 32600 | 24600 | 75.46% | 1.96 | 0 | 11.7 |  |  |  |  | R-410A | 2.7 | Residential & Commercial | USHP | Ducted CEE Tier 1
210365435 | Central HP <5.4 tons | Dettson | HRCU-A-CB (Split System: Heat Pump with Remote Outdoor Unit-Air-Source) | EVD-48-O |  |  | EVD-48-I | 0 | 47000 | 15.6 | 9.4 | 50000 | 46000 | 92% | 1.9 | 8.5 | 8.2 |  |  |  |  | R-410A | 3.9167 | Residential & Commercial | USHP
210471131 | Central HP <5.4 tons | KENMORE | HRCU-A-CB (Split System: Heat Pump with Remote Outdoor Unit-Air-Source) | (C,H,T)VH837GKA2* |  |  | EHD4X60AAL+WALLCON | *95CSU1002122A* | 33000 | 17 | 8.1 | 32200 | 24800 | 77.02% | 2.02 | 0 | 11.5 |  |  |  |  | R-410A | 2.75 | Residential & Commercial | USHP | Ducted CEE Tier 1
210471197 | Central HP <5.4 tons | KENMORE | HRCU-A-CB (Split System: Heat Pump with Remote Outdoor Unit-Air-Source) | (C,H,T)VH837GKA2* |  |  | EHD4X60AAL+WALLCON | *80CTL1352422A* | 33000 | 17 | 8.1 | 32200 | 24800 | 77.02% | 2.02 | 0 | 11.5 |  |  |  |  | R-410A | 2.75 | Residential & Commercial | USHP | Ducted CEE Tier 1
210470548 | Central HP <5.4 tons | KENMORE | HRCU-A-CB (Split System: Heat Pump with Remote Outdoor Unit-Air-Source) | (C,H,T)VH837GKA2* |  |  | EA*4X61L24A*+WALLCON | *80CSU1002120A* | 33200 | 17.5 | 8.1 | 32000 | 24800 | 77.5% | 1.98 | 0 | 11.5 |  |  |  |  | R-410A | 2.7667 | Residential & Commercial | USHP | Ducted CEE Tier 1
215676799 | Central HP <5.4 tons | DAY & NIGHT | HRCU-A-CB (Split System: Heat Pump with Remote Outdoor Unit-Air-Source) | C5H0V48*K*AAA* |  |  | EVD5X61M21A*+WALLCON | *97CMN0602120B* | 48000 | 18.5 | 9 | 50000 | 37400 | 74.8% | 2 | 0 | 10 |  |  |  |  | R-454B | 4 | Residential & Commercial | USHP | Ducted CEE Tier 1
212983667 | Central HP <5.4 tons | BRYANT HEATING AND COOLING SYSTEMS | HRCU-A-CB (Split System: Heat Pump with Remote Outdoor Unit-Air-Source) | 38MURAQ18AB3* |  |  | CAP**3014AL* | 912SE36060M14*** | 17700 | 16 | 8.5 | 18300 | 18700 | 102.2% | 2.24 | 0 | 10.5 |  |  |  |  | R-410A | 1.475 | Residential & Commercial | USHP | Ducted CEE Tier 1
214807844 | Central HP <5.4 tons | CHAMPION HEATING AND COOLING | HRCU-A-CB (Split System: Heat Pump with Remote Outdoor Unit-Air-Source) | HH860E2S11 |  |  | CTU60D5XHS1+JMC20D2SN1+TXV | 0 | 53000 | 19 | 8.5 | 53000 | 38000 | 71.7% | 2 | 0 | 12 |  |  |  |  | R-454B | 4.4167 | Residential & Commercial | USHP | Ducted CEE Tier 1
211260317 | Central HP <5.4 tons | BRYANT HEATING AND COOLING SYSTEMS | HRCU-A-CB (Split System: Heat Pump with Remote Outdoor Unit-Air-Source) | 38MURAQ18AB3* |  |  | CAP**2417AL* | 935SA36040E17*** | 17600 | 16 | 8.5 | 18500 | 19100 | 103.2% | 2.3 | 0 | 10.5 |  |  |  |  | R-410A | 1.4667 | Residential & Commercial | USHP | Ducted CEE Tier 1
212986679 | Central HP <5.4 tons | CARRIER | HRCU-A-CB (Split System: Heat Pump with Remote Outdoor Unit-Air-Source) | 38MURAQ18AB3* |  |  | CAP**2517AL* | 59SC6A040M17**12 | 17700 | 15.5 | 8.1 | 17700 | 17800 | 100.6% | 2.14 | 0 | 10.5 |  |  |  |  | R-410A | 1.475 | Residential & Commercial | USHP | Ducted CEE Tier 1
212989321 | Central HP <5.4 tons | CARRIER | HRCU-A-CB (Split System: Heat Pump with Remote Outdoor Unit-Air-Source) | 38MURAQ18AB3* |  |  | CNPV*3017AL* | 59SU5B060M17**16 | 17600 | 16.5 | 8.1 | 18100 | 18700 | 103.3% | 2.24 | 0 | 11 |  |  |  |  | R-410A | 1.4667 | Residential & Commercial | USHP | Ducted CEE Tier 1
214573264 | Central HP <5.4 tons | DAY & NIGHT | HRCU-A-CB (Split System: Heat Pump with Remote Outdoor Unit-Air-Source) | CVH837GKA** |  |  | EHD4X60AAL+WALLCON | *95CSU0802120B* | 33000 | 17 | 8.5 | 32200 | 25000 | 77.64% | 2 | 0 | 11 |  |  |  |  | R-410A | 2.75 | Residential & Commercial | USHP | Ducted CEE Tier 1
214573334 | Central HP <5.4 tons | DAY & NIGHT | HRCU-A-CB (Split System: Heat Pump with Remote Outdoor Unit-Air-Source) | CVH837GKA** |  |  | EN(A,D)4X36L21**+WALLCON | *95CSU1002122B* | 31400 | 17 | 8.1 | 33000 | 24000 | 72.73% | 1.84 | 0 | 11 |  |  |  |  | R-410A | 2.6167 | Residential & Commercial | USHP | Ducted CEE Tier 1
214573434 | Central HP <5.4 tons | DAY & NIGHT | HRCU-A-CB (Split System: Heat Pump with Remote Outdoor Unit-Air-Source) | CVH837GKA** |  |  | EN(A,D,W)4X48L21**+WALLCON | *80CTL0702120B* | 32400 | 18.5 | 8.1 | 32800 | 24800 | 75.61% | 1.96 | 0 | 11.5 |  |  |  |  | R-410A | 2.7 | Residential & Commercial | USHP | Ducted CEE Tier 1
215937990 | Central HP <5.4 tons | DAY & NIGHT | HRCU-A-CB (Split System: Heat Pump with Remote Outdoor Unit-Air-Source) | C5H3V48*K*AAA* |  |  | EVD5X48M24A*+WALLCON | *96CTN1202422B* | 45000 | 20.5 | 8.1 | 52000 | 38000 | 73.08% | 1.9 | 0 | 11 |  |  |  |  | R-454B | 3.75 | Residential & Commercial | USHP | Ducted CEE Tier 1
215941530 | Central HP <5.4 tons | DAY & NIGHT | HRCU-A-CB (Split System: Heat Pump with Remote Outdoor Unit-Air-Source) | C5H3V48*K*AAA* |  |  | EVD5X48M21A*+WALLCON | *96CTN0802120B* | 44500 | 19.5 | 8.1 | 52000 | 38500 | 74.04% | 1.9 | 0 | 10.5 |  |  |  |  | R-454B | 3.7083 | Residential & Commercial | USHP | Ducted CEE Tier 1
210471174 | Central HP <5.4 tons | KEEPRITE | HRCU-A-CB (Split System: Heat Pump with Remote Outdoor Unit-Air-Source) | CVH837GKA2* |  |  | EHD4X60AAL+WALLCON | *80CTL0701716A* | 32800 | 17 | 8.1 | 32400 | 25000 | 77.16% | 2 | 0 | 11 |  |  |  |  | R-410A | 2.7333 | Residential & Commercial | USHP | Ducted CEE Tier 1
206724398 | Central HP <5.4 tons | NORTEK | HRCU-A-CB (Split System: Heat Pump with Remote Outdoor Unit-Air-Source) | GXH48-60MSK4DH |  |  | GMH48-**MSK4DH1 | 0 | 48000 | 17 | 9 | 48000 | 39000 | 81.25% | 1.8 | 11.5 | 11 |  |  |  |  | R-410A | 4 | Residential & Commercial | USHP | Ducted CEE Tier 1
213069537 | Central HP <5.4 tons | ACIQ | HRCU-A-CB (Split System: Heat Pump with Remote Outdoor Unit-Air-Source) | DLCURAH36ABK |  |  | EN(A,D,W)4X48L21** | *80ES(N,L)0902116A* | 36400 | 16 | 8.1 | 38500 | 34800 | 90.39% | 2.04 | 0 | 10.5 |  |  |  |  | R-410A | 3.0333 | Residential & Commercial | USHP | Ducted CEE Tier 1
213069538 | Central HP <5.4 tons | ACIQ | HRCU-A-CB (Split System: Heat Pump with Remote Outdoor Unit-Air-Source) | DLCURAH36ABK |  |  | EN(A,D,W)4X48L21** | *80ES(N,L)0902120A* | 36600 | 16 | 8.1 | 39500 | 34800 | 88.1% | 2.04 | 0 | 10.5 |  |  |  |  | R-410A | 3.05 | Residential & Commercial | USHP | Ducted CEE Tier 1
213069551 | Central HP <5.4 tons | ACIQ | HRCU-A-CB (Split System: Heat Pump with Remote Outdoor Unit-Air-Source) | DLCURAH36ABK |  |  | EN(A,D,W)4X48L21** | *92ESN0601714A* | 36200 | 16 | 8.1 | 38500 | 34800 | 90.39% | 2.02 | 0 | 10 |  |  |  |  | R-410A | 3.0167 | Residential & Commercial | USHP | Ducted CEE Tier 1
213069552 | Central HP <5.4 tons | ACIQ | HRCU-A-CB (Split System: Heat Pump with Remote Outdoor Unit-Air-Source) | DLCURAH36ABK |  |  | EN(A,D,W)4X48L21** | *92ESN0802120A* | 35800 | 16.5 | 8.1 | 38500 | 34800 | 90.39% | 2.02 | 0 | 10.5 |  |  |  |  | R-410A | 2.9833 | Residential & Commercial | USHP | Ducted CEE Tier 1
213069570 | Central HP <5.4 tons | ACIQ | HRCU-A-CB (Split System: Heat Pump with Remote Outdoor Unit-Air-Source) | DLCURAH36ABK |  |  | EN(A,D,W)4X48L21** | *96VTN1002120A* | 36600 | 15.5 | 8.1 | 39500 | 35000 | 88.61% | 2.04 | 0 | 10 |  |  |  |  | R-410A | 3.05 | Residential & Commercial | USHP | Ducted CEE Tier 1
213069585 | Central HP <5.4 tons | ACIQ | HRCU-A-CB (Split System: Heat Pump with Remote Outdoor Unit-Air-Source) | DLCURAH36ABK |  |  | EN(A,D)4X48L24** | *80VSL0902120A* | 35800 | 16.5 | 8.1 | 38500 | 34800 | 90.39% | 2 | 0 | 10 |  |  |  |  | R-410A | 2.9833 | Residential & Commercial | USHP | Ducted CEE Tier 1
213069605 | Central HP <5.4 tons | ACIQ | HRCU-A-CB (Split System: Heat Pump with Remote Outdoor Unit-Air-Source) | DLCURAH36ABK |  |  | EN(A,D)4X48L24** | *95ESU1002120A* | 36400 | 16 | 8.1 | 38500 | 34800 | 90.39% | 2.04 | 0 | 10.5 |  |  |  |  | R-410A | 3.0333 | Residential & Commercial | USHP | Ducted CEE Tier 1
213069620 | Central HP <5.4 tons | ACIQ | HRCU-A-CB (Split System: Heat Pump with Remote Outdoor Unit-Air-Source) | DLCURAH36ABK |  |  | FMA4X36**AL* | 0 | 35800 | 17 | 8.1 | 40000 | 35200 | 88% | 1.86 | 0 | 10 |  |  |  |  | R-410A | 2.9833 | Residential & Commercial | USHP | Ducted CEE Tier 1
213072159 | Central HP <5.4 tons | ACIQ | HRCU-A-CB (Split System: Heat Pump with Remote Outdoor Unit-Air-Source) | DLCURAH18ABK |  |  | EA*4X24L17A* | *96VSN0801716A* | 17400 | 16 | 8.5 | 18300 | 19200 | 104.9% | 2.3 | 0 | 10.5 |  |  |  |  | R-410A | 1.45 | Residential & Commercial | USHP | Ducted CEE Tier 1
213072175 | Central HP <5.4 tons | ACIQ | HRCU-A-CB (Split System: Heat Pump with Remote Outdoor Unit-Air-Source) | DLCURAH18ABK |  |  | EA*4X24L17A* | *80ES(N,L)0451412A* | 18000 | 16 | 8.5 | 18900 | 18900 | 100% | 2.28 | 0 | 10.5 |  |  |  |  | R-410A | 1.5 | Residential & Commercial | USHP | Ducted CEE Tier 1
213072225 | Central HP <5.4 tons | ACIQ | HRCU-A-CB (Split System: Heat Pump with Remote Outdoor Unit-Air-Source) | DLCURAH18ABK |  |  | EA*4X30L14A* | *95ESN0601412A* | 17900 | 16 | 8.5 | 18500 | 18500 | 100% | 2.22 | 0 | 10.5 |  |  |  |  | R-410A | 1.4917 | Residential & Commercial | USHP | Ducted CEE Tier 1
213072229 | Central HP <5.4 tons | ACIQ | HRCU-A-CB (Split System: Heat Pump with Remote Outdoor Unit-Air-Source) | DLCURAH18ABK |  |  | EA*4X30L14A* | *80ES(N,L)0451412A* | 18200 | 16.5 | 8.5 | 18600 | 18400 | 98.92% | 2.22 | 0 | 10.5 |  |  |  |  | R-410A | 1.5167 | Residential & Commercial | USHP | Ducted CEE Tier 1
213072242 | Central HP <5.4 tons | ACIQ | HRCU-A-CB (Split System: Heat Pump with Remote Outdoor Unit-Air-Source) | DLCURAH18ABK |  |  | EA*4X30L17A* | *80ESU0401712A* | 18600 | 16.5 | 9 | 19000 | 18200 | 95.79% | 2.22 | 0 | 11 |  |  |  |  | R-410A | 1.55 | Residential & Commercial | USHP | Ducted CEE Tier 1
216801893 | Central HP <5.4 tons | CHAMPION HEATING AND COOLING | HRCU-A-CB (Split System: Heat Pump with Remote Outdoor Unit-Air-Source) | HH860E2S11 |  |  | CTF60C5CGS1 | Z8ET120C20LMPS1 | 44500 | 19 | 9 | 44500 | 32000 | 71.91% | 2 | 0 | 12 |  |  |  |  | R-454B | 3.7083 | Residential & Commercial | USHP | Ducted CEE Tier 1
210471027 | Central HP <5.4 tons | KENMORE | HRCU-A-CB (Split System: Heat Pump with Remote Outdoor Unit-Air-Source) | (C,H,T)VH837GKA2* |  |  | EHD4X36AAL+WALLCON | *95CSU0802120A* | 32200 | 16.5 | 8.1 | 33200 | 24600 | 74.1% | 1.94 | 0 | 11 |  |  |  |  | R-410A | 2.6833 | Residential & Commercial | USHP | Ducted CEE Tier 1
210471329 | Central HP <5.4 tons | KENMORE | HRCU-A-CB (Split System: Heat Pump with Remote Outdoor Unit-Air-Source) | (C,H,T)VH837GKA2* |  |  | EHD4X60AAL+WALLCON | *97CMN0602120A* | 32800 | 16.5 | 8.1 | 32400 | 25200 | 77.78% | 1.98 | 0 | 11 |  |  |  |  | R-410A | 2.7333 | Residential & Commercial | USHP | Ducted CEE Tier 1
210470559 | Central HP <5.4 tons | KENMORE | HRCU-A-CB (Split System: Heat Pump with Remote Outdoor Unit-Air-Source) | (C,H,T)VH837GKA2* |  |  | EA*4X61L24A*+WALLCON | *80CTL0902120A* | 33200 | 18 | 8.5 | 32000 | 24800 | 77.5% | 2 | 0 | 12 |  |  |  |  | R-410A | 2.7667 | Residential & Commercial | USHP | Ducted CEE Tier 1
210470636 | Central HP <5.4 tons | KENMORE | HRCU-A-CB (Split System: Heat Pump with Remote Outdoor Unit-Air-Source) | (C,H,T)VH837GKA2* |  |  | EA*4X61L24A*+WALLCON | *96CTN1002122A* | 33200 | 18 | 8.5 | 32000 | 24800 | 77.5% | 2 | 0 | 12 |  |  |  |  | R-410A | 2.7667 | Residential & Commercial | USHP | Ducted CEE Tier 1
210470884 | Central HP <5.4 tons | KENMORE | HRCU-A-CB (Split System: Heat Pump with Remote Outdoor Unit-Air-Source) | (C,H,T)VH837GKA2* |  |  | EN(A,D,W)4X60L24**+WALLCON | *95CSU0802120A* | 32800 | 18 | 8.1 | 32200 | 24600 | 76.4% | 1.98 | 0 | 12 |  |  |  |  | R-410A | 2.7333 | Residential & Commercial | USHP | Ducted CEE Tier 1
210470961 | Central HP <5.4 tons | KENMORE | HRCU-A-CB (Split System: Heat Pump with Remote Outdoor Unit-Air-Source) | (C,H,T)VH837GKA2* |  |  | EN(A,D,W)4X60L24**+WALLCON | *97CMN1002122A* | 32800 | 18 | 8.1 | 32200 | 24600 | 76.4% | 1.98 | 0 | 12 |  |  |  |  | R-410A | 2.7333 | Residential & Commercial | USHP | Ducted CEE Tier 1
214242252 | Central HP <5.4 tons | KEEPRITE | HRCU-A-CB (Split System: Heat Pump with Remote Outdoor Unit-Air-Source) | CVH825GKA3* |  |  | EN(A,D,W)4X48L21**+WALLCON | *80CTL1102120B* | 24200 | 17 | 8.1 | 21200 | 16500 | 77.83% | 2 | 0 | 11 |  |  |  |  | R-410A | 2.0167 | Residential & Commercial | USHP | Ducted CEE Tier 1
216030968 | Central HP <5.4 tons | MOOVAIR | HRCU-A-CB (Split System: Heat Pump with Remote Outdoor Unit-Air-Source) | MSHMB36R2AN1 |  |  | MAHMA36R4AS1 | 0 | 36000 | 17.3 | 10.3 | 37000 | 39000 | 105.4% | 1.9 | 0 | 11.7 |  |  |  |  | R-454B | 3 | Residential & Commercial | USHP | Ducted CEE Tier 1
213062919 | Central HP <5.4 tons | ACIQ | HRCU-A-CB (Split System: Heat Pump with Remote Outdoor Unit-Air-Source) | HVH825GKA3* |  |  | EA*4X24L17A*+WALLCON | *96CTN0601714A* | 23200 | 16 | 8.1 | 22000 | 16900 | 76.82% | 1.88 | 11 | 10.5 |  |  |  |  | R-410A | 1.9333 | Residential & Commercial | USHP | Ducted CEE Tier 1
213062934 | Central HP <5.4 tons | ACIQ | HRCU-A-CB (Split System: Heat Pump with Remote Outdoor Unit-Air-Source) | HVH825GKA3* |  |  | EA*4X30L17A*+WALLCON | *80CTL0701716A* | 23400 | 16.5 | 8.1 | 21600 | 16700 | 77.31% | 1.92 | 11 | 11 |  |  |  |  | R-410A | 1.95 | Residential & Commercial | USHP | Ducted CEE Tier 1
213062969 | Central HP <5.4 tons | ACIQ | HRCU-A-CB (Split System: Heat Pump with Remote Outdoor Unit-Air-Source) | HVH825GKA3* |  |  | EA*4X37L21A*+WALLCON | *96CTN0601714A* | 24400 | 16.5 | 8.1 | 21200 | 16700 | 78.77% | 2.02 | 11 | 11 |  |  |  |  | R-410A | 2.0333 | Residential & Commercial | USHP | Ducted CEE Tier 1
212980582 | Central HP <5.4 tons | KEEPRITE | HRCU-A-CB (Split System: Heat Pump with Remote Outdoor Unit-Air-Source) | DLCURAH24ABK |  |  | EA*4X36L21A* | *80MS(N,L)0902120A* | 23800 | 17.5 | 8.5 | 26200 | 23800 | 90.84% | 1.98 | 0 | 10 |  |  |  |  | R-410A | 1.9833 | Residential & Commercial | USHP | Ducted CEE Tier 1
212978206 | Central HP <5.4 tons | KEEPRITE | HRCU-A-CB (Split System: Heat Pump with Remote Outdoor Unit-Air-Source) | DLCURAH24ABK |  |  | EN(A,D)4X30L17** | *80MS(N,L)0701412A* | 23600 | 17 | 8.1 | 26000 | 24000 | 92.31% | 2 | 0 | 10.5 |  |  |  |  | R-410A | 1.9667 | Residential & Commercial | USHP | Ducted CEE Tier 1
213785011 | Central HP <5.4 tons | CARRIER | HRCU-A-CB (Split System: Heat Pump with Remote Outdoor Unit-Air-Source) | 25VNA424A*031* |  |  | CAP**2417AL*+UI | 58TN*B070C14**12 | 23000 | 20 | 10 | 27000 | 20200 | 74.81% | 2.28 | 0 | 12.5 |  |  |  |  | R-410A | 1.9167 | Residential & Commercial | USHP | Ducted CEE Tier 1
213785059 | Central HP <5.4 tons | CARRIER | HRCU-A-CB (Split System: Heat Pump with Remote Outdoor Unit-Air-Source) | 25VNA424A*031* |  |  | CAP**3017AL*+UI | 59MN7C080C17**14 | 22800 | 19.5 | 10 | 26800 | 20000 | 74.63% | 2.36 | 0 | 12.5 |  |  |  |  | R-410A | 1.9 | Residential & Commercial | USHP | Ducted CEE Tier 1
213785093 | Central HP <5.4 tons | CARRIER | HRCU-A-CB (Split System: Heat Pump with Remote Outdoor Unit-Air-Source) | 25VNA424A*031* |  |  | CAP**3621AL*+UI | 58TN*B110C21**20 | 23400 | 20 | 10 | 26600 | 19800 | 74.44% | 2.42 | 0 | 13 |  |  |  |  | R-410A | 1.95 | Residential & Commercial | USHP | Ducted CEE Tier 1
213785111 | Central HP <5.4 tons | CARRIER | HRCU-A-CB (Split System: Heat Pump with Remote Outdoor Unit-Air-Source) | 25VNA424A*031* |  |  | CAP**3721AL*+UI | 58TN*B090C17**16 | 23800 | 20 | 10.5 | 26400 | 19700 | 74.62% | 2.54 | 0 | 12.5 |  |  |  |  | R-410A | 1.9833 | Residential & Commercial | USHP | Ducted CEE Tier 1
213785143 | Central HP <5.4 tons | CARRIER | HRCU-A-CB (Split System: Heat Pump with Remote Outdoor Unit-Air-Source) | 25VNA424A*031* |  |  | CAP**4221AL*+UI | 59MN7C100C21**22 | 23200 | 20 | 10 | 26600 | 19700 | 74.06% | 2.46 | 0 | 13 |  |  |  |  | R-410A | 1.9333 | Residential & Commercial | USHP | Ducted CEE Tier 1
210473510 | Central HP <5.4 tons | KENMORE | HRCU-A-CB (Split System: Heat Pump with Remote Outdoor Unit-Air-Source) | (C,H,T)VH825GKA3* |  |  | EA*4X48L24A*+WALLCON | *97CMN1202422A* | 24000 | 16.5 | 8.1 | 21000 | 16600 | 79.05% | 2.02 | 0 | 11 |  |  |  |  | R-410A | 2 | Residential & Commercial | USHP | Ducted CEE Tier 1
210473935 | Central HP <5.4 tons | KENMORE | HRCU-A-CB (Split System: Heat Pump with Remote Outdoor Unit-Air-Source) | (C,H,T)VH825GKA3* |  |  | EN(A,D,W)4X48L21**+WALLCON | *80CSU0601716A* | 24200 | 17 | 8.1 | 21400 | 16600 | 77.57% | 2 | 0 | 11 |  |  |  |  | R-410A | 2.0167 | Residential & Commercial | USHP | Ducted CEE Tier 1
210473301 | Central HP <5.4 tons | KENMORE | HRCU-A-CB (Split System: Heat Pump with Remote Outdoor Unit-Air-Source) | (C,H,T)VH825GKA3* |  |  | EA*4X48L21A*+WALLCON | *80CSU0401712A* | 24200 | 17 | 8.1 | 21000 | 16500 | 78.57% | 2.02 | 0 | 11 |  |  |  |  | R-410A | 2.0167 | Residential & Commercial | USHP | Ducted CEE Tier 1
210473158 | Central HP <5.4 tons | KENMORE | HRCU-A-CB (Split System: Heat Pump with Remote Outdoor Unit-Air-Source) | (C,H,T)VH825GKA3* |  |  | EA*4X43L21A*+WALLCON | *80CTL0451712A* | 24200 | 16.5 | 8.1 | 21600 | 16800 | 77.78% | 2 | 0 | 11 |  |  |  |  | R-410A | 2.0167 | Residential & Commercial | USHP | Ducted CEE Tier 1
214238980 | Central HP <5.4 tons | KEEPRITE | HRCU-A-CB (Split System: Heat Pump with Remote Outdoor Unit-Air-Source) | CVH837GKA2* |  |  | END4X42L17**+WALLCON | *80CTL0701716B* | 32000 | 16.5 | 8.1 | 33000 | 24800 | 75.15% | 1.9 | 0 | 11 |  |  |  |  | R-410A | 2.6667 | Residential & Commercial | USHP | Ducted CEE Tier 1
213067300 | Central HP <5.4 tons | ACIQ | HRCU-A-CB (Split System: Heat Pump with Remote Outdoor Unit-Air-Source) | HVH825GKA3* |  |  | EA*4X42L24A*+WALLCON | *96CTN1002122A* | 23800 | 16.5 | 8.1 | 21400 | 16600 | 77.57% | 1.96 | 0 | 11 |  |  |  |  | R-410A | 1.9833 | Residential & Commercial | USHP | Ducted CEE Tier 1
213067302 | Central HP <5.4 tons | ACIQ | HRCU-A-CB (Split System: Heat Pump with Remote Outdoor Unit-Air-Source) | HVH825GKA3* |  |  | EA*4X43L21A*+WALLCON | *95CSU0601716A* | 24400 | 16.5 | 8.1 | 21200 | 16700 | 78.77% | 2.02 | 0 | 10.5 |  |  |  |  | R-410A | 2.0333 | Residential & Commercial | USHP | Ducted CEE Tier 1
213774561 | Central HP <5.4 tons | DAY & NIGHT | HRCU-A-CB (Split System: Heat Pump with Remote Outdoor Unit-Air-Source) | CVH825GKA3* |  |  | EHD4X48AAL+WALLCON | *80CTL0451712B* | 24200 | 16 | 8.1 | 21400 | 16700 | 78.04% | 2 | 0 | 10.5 |  |  |  |  | R-410A | 2.0167 | Residential & Commercial | USHP | Ducted CEE Tier 1
213774611 | Central HP <5.4 tons | DAY & NIGHT | HRCU-A-CB (Split System: Heat Pump with Remote Outdoor Unit-Air-Source) | CVH825GKA3* |  |  | EHD4X48AAL+WALLCON | *80CTL1102120B* | 24200 | 16 | 8.1 | 21200 | 16600 | 78.3% | 2.02 | 0 | 10.5 |  |  |  |  | R-410A | 2.0167 | Residential & Commercial | USHP | Ducted CEE Tier 1
214570674 | Central HP <5.4 tons | DAY & NIGHT | HRCU-A-CB (Split System: Heat Pump with Remote Outdoor Unit-Air-Source) | CVH825GKA3* |  |  | EA*4X48L21A*+WALLCON | *80CTL0702120B* | 24000 | 16.5 | 8.5 | 21000 | 16600 | 79.05% | 2.02 | 0 | 11 |  |  |  |  | R-410A | 2 | Residential & Commercial | USHP | Ducted CEE Tier 1
214571144 | Central HP <5.4 tons | DAY & NIGHT | HRCU-A-CB (Split System: Heat Pump with Remote Outdoor Unit-Air-Source) | CVH825GKA3* |  |  | EN(A,D)4X36L21**+WALLCON | *96CTN0802120B* | 23600 | 16.5 | 8.1 | 21400 | 16700 | 78.04% | 1.92 | 0 | 11 |  |  |  |  | R-410A | 1.9667 | Residential & Commercial | USHP | Ducted CEE Tier 1
212977808 | Central HP <5.4 tons | DAY & NIGHT | HRCU-A-CB (Split System: Heat Pump with Remote Outdoor Unit-Air-Source) | DLCURAH18ABK |  |  | EN(A,D)4X24L17** | *80MS(N,L)0451412A* | 17500 | 16.5 | 8.5 | 18400 | 19200 | 104.3% | 2.3 | 0 | 11 |  |  |  |  | R-410A | 1.4583 | Residential & Commercial | USHP | Ducted CEE Tier 1
216681525 | Central HP <5.4 tons | CARRIER | HRCU-A-CB (Split System: Heat Pump with Remote Outdoor Unit-Air-Source) | 38MURAQ24AB3* |  |  | CSPH*2412AL* | 59TP7A080V21**20 | 23400 | 16 | 9 | 26000 | 23800 | 91.54% | 1.86 | 0 | 9.8 |  |  |  |  | R-410A | 1.95 | Residential & Commercial | USHP
213072243 | Central HP <5.4 tons | ACIQ | HRCU-A-CB (Split System: Heat Pump with Remote Outdoor Unit-Air-Source) | DLCURAH18ABK |  |  | EA*4X30L17A* | *80VTL0451412A* | 17800 | 16.5 | 8.5 | 18300 | 18500 | 101.1% | 2.22 | 0 | 10.5 |  |  |  |  | R-410A | 1.4833 | Residential & Commercial | USHP | Ducted CEE Tier 1
214397424 | Central HP <5.4 tons | COLEMAN | HRCU-A-CB (Split System: Heat Pump with Remote Outdoor Unit-Air-Source) | HH860E2S11 |  |  | CTF60C5CGS1 | TMLE100C16MP11 | 44500 | 18 | 9 | 45500 | 34200 | 75.16% | 2 | 0 | 11 |  |  |  |  | R-454B | 3.7083 | Residential & Commercial | USHP | Ducted CEE Tier 1
214396656 | Central HP <5.4 tons | COLEMAN | HRCU-A-CB (Split System: Heat Pump with Remote Outdoor Unit-Air-Source) | HH860E2S11 |  |  | CTM60C5CGS1 | CPLC100C16MP13 | 44000 | 18 | 9 | 44500 | 33600 | 75.51% | 2 | 0 | 11.7 |  |  |  |  | R-454B | 3.6667 | Residential & Commercial | USHP | Ducted CEE Tier 1
214396775 | Central HP <5.4 tons | COLEMAN | HRCU-A-CB (Split System: Heat Pump with Remote Outdoor Unit-Air-Source) | HH860E2S11 |  |  | CTF60D5CJS1 | TMLE130D20MP11 | 53500 | 18 | 9 | 55500 | 40000 | 72.07% | 2 | 0 | 11 |  |  |  |  | R-454B | 4.4583 | Residential & Commercial | USHP | Ducted CEE Tier 1
214396354 | Central HP <5.4 tons | COLEMAN | HRCU-A-CB (Split System: Heat Pump with Remote Outdoor Unit-Air-Source) | HH860E2S11 |  |  | CTM60D5CJS1+JMC20D2SN1 | 0 | 54000 | 19 | 9 | 55500 | 39500 | 71.17% | 2 | 0 | 11 |  |  |  |  | R-454B | 4.5 | Residential & Commercial | USHP | Ducted CEE Tier 1
214396557 | Central HP <5.4 tons | COLEMAN | HRCU-A-CB (Split System: Heat Pump with Remote Outdoor Unit-Air-Source) | HH860E2S11 |  |  | CTM60C5CGS1 | TM9Y100C16MP11 | 44000 | 18 | 9 | 44500 | 33800 | 75.96% | 2 | 0 | 11 |  |  |  |  | R-454B | 3.6667 | Residential & Commercial | USHP | Ducted CEE Tier 1
214396639 | Central HP <5.4 tons | COLEMAN | HRCU-A-CB (Split System: Heat Pump with Remote Outdoor Unit-Air-Source) | HH860E2S11 |  |  | CTM60C5CGS1 | TMLV100C16MP12 | 44000 | 18 | 9 | 44500 | 33600 | 75.51% | 2 | 0 | 11.7 |  |  |  |  | R-454B | 3.6667 | Residential & Commercial | USHP | Ducted CEE Tier 1
214396740 | Central HP <5.4 tons | COLEMAN | HRCU-A-CB (Split System: Heat Pump with Remote Outdoor Unit-Air-Source) | HH860E2S11 |  |  | CTF60D5CHS1+JME18D2SN1 | 0 | 54000 | 19 | 9 | 53500 | 38500 | 71.96% | 2 | 0 | 12 |  |  |  |  | R-454B | 4.5 | Residential & Commercial | USHP | Ducted CEE Tier 1
213063052 | Central HP <5.4 tons | ACIQ | HRCU-A-CB (Split System: Heat Pump with Remote Outdoor Unit-Air-Source) | HVH825GKA3* |  |  | EHD4X36AAL+WALLCON | *80CTL0901716A* | 24200 | 16.5 | 8.1 | 21400 | 16600 | 77.57% | 2 | 11 | 11 |  |  |  |  | R-410A | 2.0167 | Residential & Commercial | USHP | Ducted CEE Tier 1
214242852 | Central HP <5.4 tons | KEEPRITE | HRCU-A-CB (Split System: Heat Pump with Remote Outdoor Unit-Air-Source) | CVH825GKA2* |  |  | EN(A,D)4X36L21**+WALLCON | *96CTN1002122B* | 23600 | 16.5 | 8.1 | 21400 | 16700 | 78.04% | 1.92 | 0 | 11 |  |  |  |  | R-410A | 1.9667 | Residential & Commercial | USHP | Ducted CEE Tier 1
214242432 | Central HP <5.4 tons | KEEPRITE | HRCU-A-CB (Split System: Heat Pump with Remote Outdoor Unit-Air-Source) | CVH825GKA2* |  |  | EN(A,D)4X24L17**+WALLCON | *80CTL0701412B* | 23200 | 16 | 8.1 | 22000 | 16800 | 76.36% | 1.94 | 0 | 10.5 |  |  |  |  | R-410A | 1.9333 | Residential & Commercial | USHP | Ducted CEE Tier 1
213063304 | Central HP <5.4 tons | ACIQ | HRCU-A-CB (Split System: Heat Pump with Remote Outdoor Unit-Air-Source) | HVH837GKA2* |  |  | EA*4X36L21A*+WALLCON | *96CTN1002122A* | 31600 | 17 | 8.1 | 33200 | 24200 | 72.89% | 1.86 | 11 | 11 |  |  |  |  | R-410A | 2.6333 | Residential & Commercial | USHP | Ducted CEE Tier 1
213063319 | Central HP <5.4 tons | ACIQ | HRCU-A-CB (Split System: Heat Pump with Remote Outdoor Unit-Air-Source) | HVH837GKA2* |  |  | EA*4X42L24A*+WALLCON | *97CMN1202422A* | 31800 | 17 | 8.1 | 33200 | 24400 | 73.49% | 1.88 | 11.5 | 11 |  |  |  |  | R-410A | 2.65 | Residential & Commercial | USHP | Ducted CEE Tier 1
213067629 | Central HP <5.4 tons | ACIQ | HRCU-A-CB (Split System: Heat Pump with Remote Outdoor Unit-Air-Source) | HVH825GKA2* |  |  | EN(A,D,W)4X48L21**+WALLCON | *96CTN0601714A* | 24000 | 16.5 | 8.1 | 21400 | 16700 | 78.04% | 2 | 0 | 11 |  |  |  |  | R-410A | 2 | Residential & Commercial | USHP | Ducted CEE Tier 1
213063335 | Central HP <5.4 tons | ACIQ | HRCU-A-CB (Split System: Heat Pump with Remote Outdoor Unit-Air-Source) | HVH837GKA2* |  |  | EN(A,D,W)4X48L21**+WALLCON | *80CTL0701716A* | 32400 | 17.5 | 8.1 | 33000 | 25000 | 75.76% | 1.94 | 12 | 11.5 |  |  |  |  | R-410A | 2.7 | Residential & Commercial | USHP | Ducted CEE Tier 1
213785175 | Central HP <5.4 tons | CARRIER | HRCU-A-CB (Split System: Heat Pump with Remote Outdoor Unit-Air-Source) | 25VNA424A*031* |  |  | CAP**4321AL*+UI | 59MN7C080C17**14 | 24000 | 20 | 10.5 | 26400 | 19800 | 75% | 2.52 | 0 | 13 |  |  |  |  | R-410A | 2 | Residential & Commercial | USHP | Ducted CEE Tier 1
213785209 | Central HP <5.4 tons | CARRIER | HRCU-A-CB (Split System: Heat Pump with Remote Outdoor Unit-Air-Source) | 25VNA424A*031* |  |  | CSPH*3012AL*+UI | 59TN6C080C17**14 | 23400 | 19 | 9 | 27000 | 20000 | 74.07% | 2.42 | 0 | 12.5 |  |  |  |  | R-410A | 1.95 | Residential & Commercial | USHP | Ducted CEE Tier 1
213785225 | Central HP <5.4 tons | CARRIER | HRCU-A-CB (Split System: Heat Pump with Remote Outdoor Unit-Air-Source) | 25VNA424A*031* |  |  | CSPH*3612AL*+UI | 58TN*B110C21**20 | 23800 | 19 | 10 | 26600 | 19700 | 74.06% | 2.48 | 0 | 13 |  |  |  |  | R-410A | 1.9833 | Residential & Commercial | USHP | Ducted CEE Tier 1
212978683 | Central HP <5.4 tons | KEEPRITE | HRCU-A-CB (Split System: Heat Pump with Remote Outdoor Unit-Air-Source) | DLCURAH24ABK |  |  | EA*4X37L17A* | *80MS(N,L)0701712A* | 24200 | 17.5 | 8.5 | 25200 | 22000 | 87.3% | 1.84 | 0 | 10 |  |  |  |  | R-410A | 2.0167 | Residential & Commercial | USHP | Ducted CEE Tier 1
214240039 | Central HP <5.4 tons | DAY & NIGHT | HRCU-A-CB (Split System: Heat Pump with Remote Outdoor Unit-Air-Source) | CVH837GKA** |  |  | EN(A,D,W)4X60L24**+WALLCON | *80CTL0902120B* | 32800 | 17.5 | 8.1 | 32200 | 24600 | 76.4% | 1.96 | 0 | 12 |  |  |  |  | R-410A | 2.7333 | Residential & Commercial | USHP | Ducted CEE Tier 1
213785227 | Central HP <5.4 tons | CARRIER | HRCU-A-CB (Split System: Heat Pump with Remote Outdoor Unit-Air-Source) | 25VNA424A*031* |  |  | CSPH*3612AL*+UI | 58TN*B135C24**22 | 23800 | 19 | 10 | 26600 | 19700 | 74.06% | 2.48 | 0 | 13 |  |  |  |  | R-410A | 1.9833 | Residential & Commercial | USHP | Ducted CEE Tier 1
214239080 | Central HP <5.4 tons | KEEPRITE | HRCU-A-CB (Split System: Heat Pump with Remote Outdoor Unit-Air-Source) | CVH837GKA2* |  |  | EN(A,D,W)4X42L21**+WALLCON | *80CTL0902120B* | 31800 | 17 | 8.1 | 33000 | 24400 | 73.94% | 1.88 | 0 | 11 |  |  |  |  | R-410A | 2.65 | Residential & Commercial | USHP | Ducted CEE Tier 1
216623455 | Central HP <5.4 tons | MOOVAIR | HRCU-A-C (Split System: Heat Pump with Remote Outdoor Unit with No Indoor Fan --Air Source) | MSHMA30R2AN1 |  |  | GCHMA36RCAS1 | 0 | 29000 | 16 | 9.5 | 32000 | 32000 | 100% | 1.85 | 0 | 10 |  |  |  |  | R-454B | 2.4167 | Residential & Commercial | USHP | Ducted CEE Tier 1
216801895 | Central HP <5.4 tons | CHAMPION HEATING AND COOLING | HRCU-A-CB (Split System: Heat Pump with Remote Outdoor Unit-Air-Source) | HH860E2S11 |  |  | CTF60C5CHS1 | Z8ET100C20LMPS1 | 54000 | 19 | 9 | 53500 | 38000 | 71.03% | 2 | 0 | 12 |  |  |  |  | R-454B | 4.5 | Residential & Commercial | USHP | Ducted CEE Tier 1
210470895 | Central HP <5.4 tons | KENMORE | HRCU-A-CB (Split System: Heat Pump with Remote Outdoor Unit-Air-Source) | (C,H,T)VH837GKA2* |  |  | EN(A,D,W)4X60L24**+WALLCON | *95CSU1002122A* | 32800 | 18 | 8.1 | 32200 | 24600 | 76.4% | 1.98 | 0 | 12 |  |  |  |  | R-410A | 2.7333 | Residential & Commercial | USHP | Ducted CEE Tier 1
212989245 | Central HP <5.4 tons | KEEPRITE | HRCU-A-CB (Split System: Heat Pump with Remote Outdoor Unit-Air-Source) | DLCURAH24ABK |  |  | EN(A,D,W)4X36L17** | *95MSU0601716A* | 23600 | 17 | 8.5 | 26400 | 24400 | 92.42% | 2.02 | 0 | 10.5 |  |  |  |  | R-410A | 1.9667 | Residential & Commercial | USHP | Ducted CEE Tier 1
212989629 | Central HP <5.4 tons | KEEPRITE | HRCU-A-CB (Split System: Heat Pump with Remote Outdoor Unit-Air-Source) | DLCURAH24ABK |  |  | EN(A,D)4X36L21** | *95MSU0802120A* | 23400 | 17 | 8.5 | 26200 | 24600 | 93.89% | 2.04 | 0 | 10.5 |  |  |  |  | R-410A | 1.95 | Residential & Commercial | USHP | Ducted CEE Tier 1
212986905 | Central HP <5.4 tons | KEEPRITE | HRCU-A-CB (Split System: Heat Pump with Remote Outdoor Unit-Air-Source) | DLCURAH24ABK |  |  | EA*4X30L17A* | *96MSN0601412A* | 23600 | 16.5 | 8.5 | 26200 | 24200 | 92.37% | 2 | 0 | 10 |  |  |  |  | R-410A | 1.9667 | Residential & Commercial | USHP | Ducted CEE Tier 1
212986555 | Central HP <5.4 tons | KEEPRITE | HRCU-A-CB (Split System: Heat Pump with Remote Outdoor Unit-Air-Source) | DLCURAH24ABK |  |  | EA*4X30L17A* | *96MSN0401712A* | 23200 | 16 | 8.5 | 26400 | 25000 | 94.7% | 2.08 | 0 | 9.5 |  |  |  |  | R-410A | 1.9333 | Residential & Commercial | USHP
213067311 | Central HP <5.4 tons | ACIQ | HRCU-A-CB (Split System: Heat Pump with Remote Outdoor Unit-Air-Source) | HVH825GKA3* |  |  | EA*4X43L21A*+WALLCON | *96CTN0801714A* | 24400 | 16.5 | 8.1 | 21200 | 16700 | 78.77% | 2.02 | 0 | 11 |  |  |  |  | R-410A | 2.0333 | Residential & Commercial | USHP | Ducted CEE Tier 1
213067334 | Central HP <5.4 tons | ACIQ | HRCU-A-CB (Split System: Heat Pump with Remote Outdoor Unit-Air-Source) | HVH825GKA3* |  |  | EA*4X48L24A*+WALLCON | *95CSU1002122A* | 24200 | 17 | 8.1 | 21000 | 16500 | 78.57% | 2.02 | 0 | 11 |  |  |  |  | R-410A | 2.0167 | Residential & Commercial | USHP | Ducted CEE Tier 1
213067341 | Central HP <5.4 tons | ACIQ | HRCU-A-CB (Split System: Heat Pump with Remote Outdoor Unit-Air-Source) | HVH825GKA3* |  |  | EA*4X48L24A*+WALLCON | *97CMN0602120A* | 24000 | 16.5 | 8.1 | 21000 | 16600 | 79.05% | 2 | 0 | 11 |  |  |  |  | R-410A | 2 | Residential & Commercial | USHP | Ducted CEE Tier 1
213067352 | Central HP <5.4 tons | ACIQ | HRCU-A-CB (Split System: Heat Pump with Remote Outdoor Unit-Air-Source) | HVH825GKA3* |  |  | END4X42L17**+WALLCON | *80CTL0901716A* | 24000 | 17 | 8.1 | 21400 | 16600 | 77.57% | 2 | 0 | 11.5 |  |  |  |  | R-410A | 2 | Residential & Commercial | USHP | Ducted CEE Tier 1
216681558 | Central HP <5.4 tons | CARRIER | HRCU-A-CB (Split System: Heat Pump with Remote Outdoor Unit-Air-Source) | 38MURAQ24AB3* |  |  | CNPV*3621AL* | 59TP7A080V21**20 | 23800 | 17 | 9 | 26000 | 23200 | 89.23% | 1.82 | 0 | 10.5 |  |  |  |  | R-410A | 1.9833 | Residential & Commercial | USHP | Ducted CEE Tier 1
213249254 | Central HP <5.4 tons | KEEPRITE | HRCU-A-CB (Split System: Heat Pump with Remote Outdoor Unit-Air-Source) | DLCURAH18ABK |  |  | FEVA0024**+NAVA43601CK | 0 | 18100 | 16.5 | 8.5 | 18300 | 17900 | 97.81% | 2.16 | 0 | 11 |  |  |  |  | R-410A | 1.5083 | Residential & Commercial | USHP | Ducted CEE Tier 1
211259987 | Central HP <5.4 tons | DAY & NIGHT | HRCU-A-CB (Split System: Heat Pump with Remote Outdoor Unit-Air-Source) | DLCURAH18ABK |  |  | EA*4X19L17A* | *92ESN0401712A* | 18300 | 15.5 | 8.5 | 18400 | 17600 | 95.65% | 2.12 | 0 | 10.5 |  |  |  |  | R-410A | 1.525 | Residential & Commercial | USHP | Ducted CEE Tier 1
211260034 | Central HP <5.4 tons | DAY & NIGHT | HRCU-A-CB (Split System: Heat Pump with Remote Outdoor Unit-Air-Source) | DLCURAH18ABK |  |  | EA*4X19L17A* | OMV098J12* | 18800 | 16 | 8.5 | 18800 | 17500 | 93.09% | 2.12 | 0 | 11 |  |  |  |  | R-410A | 1.5667 | Residential & Commercial | USHP | Ducted CEE Tier 1
211260487 | Central HP <5.4 tons | DAY & NIGHT | HRCU-A-CB (Split System: Heat Pump with Remote Outdoor Unit-Air-Source) | DLCURAH18ABK |  |  | EA*4X24L17A* | *96VTN0401410A* | 17400 | 16 | 8.5 | 18300 | 19200 | 104.9% | 2.3 | 0 | 10.5 |  |  |  |  | R-410A | 1.45 | Residential & Commercial | USHP | Ducted CEE Tier 1
213369385 | Central HP <5.4 tons | MOOVAIR | HRCU-A-C (Split System: Heat Pump with Remote Outdoor Unit with No Indoor Fan --Air Source) | DMA30HOS20230E7 |  |  | CUB36HAC20BWT7A | 0 | 29000 | 15.2 | 8.5 | 31000 | 22600 | 72.9% | 1.8 | 0 | 10 |  |  |  |  | R-410A | 2.4167 | Residential & Commercial | USHP | Ducted CEE Tier 1
213067384 | Central HP <5.4 tons | ACIQ | HRCU-A-CB (Split System: Heat Pump with Remote Outdoor Unit-Air-Source) | HVH825GKA3* |  |  | EN(A,D)4X48L24**+WALLCON | *95CSU0802120A* | 24200 | 17 | 8.1 | 21200 | 16600 | 78.3% | 2.02 | 0 | 11.5 |  |  |  |  | R-410A | 2.0167 | Residential & Commercial | USHP | Ducted CEE Tier 1
213067395 | Central HP <5.4 tons | ACIQ | HRCU-A-CB (Split System: Heat Pump with Remote Outdoor Unit-Air-Source) | HVH825GKA3* |  |  | EHD4X42AAL+WALLCON | *95CSU1002122A* | 24200 | 16 | 8.1 | 21400 | 16600 | 77.57% | 2 | 0 | 11 |  |  |  |  | R-410A | 2.0167 | Residential & Commercial | USHP | Ducted CEE Tier 1
213067409 | Central HP <5.4 tons | ACIQ | HRCU-A-CB (Split System: Heat Pump with Remote Outdoor Unit-Air-Source) | HVH825GKA3* |  |  | EHD4X42AAL+WALLCON | *96CTN1002122A* | 24200 | 16 | 8.1 | 21400 | 16600 | 77.57% | 2 | 0 | 10.5 |  |  |  |  | R-410A | 2.0167 | Residential & Commercial | USHP | Ducted CEE Tier 1
213067416 | Central HP <5.4 tons | ACIQ | HRCU-A-CB (Split System: Heat Pump with Remote Outdoor Unit-Air-Source) | HVH825GKA3* |  |  | EHD4X48AAL+WALLCON | *80CSU0401712A* | 24200 | 16.5 | 8.1 | 21200 | 16600 | 78.3% | 2.02 | 0 | 11 |  |  |  |  | R-410A | 2.0167 | Residential & Commercial | USHP | Ducted CEE Tier 1
213067695 | Central HP <5.4 tons | ACIQ | HRCU-A-CB (Split System: Heat Pump with Remote Outdoor Unit-Air-Source) | HVH837GKA** |  |  | EA*4X61L21A*+WALLCON | *80CSU1002120A* | 33200 | 17 | 8.1 | 32200 | 24800 | 77.02% | 1.98 | 0 | 11.5 |  |  |  |  | R-410A | 2.7667 | Residential & Commercial | USHP | Ducted CEE Tier 1
213067709 | Central HP <5.4 tons | ACIQ | HRCU-A-CB (Split System: Heat Pump with Remote Outdoor Unit-Air-Source) | HVH837GKA** |  |  | EHD4X60AAL+WALLCON | *80CTL0701716A* | 32800 | 17 | 8.1 | 32400 | 25000 | 77.16% | 2 | 0 | 11 |  |  |  |  | R-410A | 2.7333 | Residential & Commercial | USHP | Ducted CEE Tier 1
212987539 | Central HP <5.4 tons | KEEPRITE | HRCU-A-CB (Split System: Heat Pump with Remote Outdoor Unit-Air-Source) | DLCURAH18ABK |  |  | EA*4X30L17A* | *96MSN0801716A* | 17300 | 16 | 8.1 | 17600 | 18300 | 104% | 2.2 | 0 | 10.5 |  |  |  |  | R-410A | 1.4417 | Residential & Commercial | USHP | Ducted CEE Tier 1
212984213 | Central HP <5.4 tons | KEEPRITE | HRCU-A-CB (Split System: Heat Pump with Remote Outdoor Unit-Air-Source) | DLCURAH18ABK |  |  | EN(A,D)4X24L17** | *92MSN0601714A* | 17500 | 16 | 8.5 | 18500 | 19200 | 103.8% | 2.3 | 0 | 10.5 |  |  |  |  | R-410A | 1.4583 | Residential & Commercial | USHP | Ducted CEE Tier 1
212986219 | Central HP <5.4 tons | KEEPRITE | HRCU-A-CB (Split System: Heat Pump with Remote Outdoor Unit-Air-Source) | DLCURAH24ABK |  |  | EN(A,D)4X24L14** | *96MSN0401410A* | 23200 | 16 | 8.5 | 27000 | 25200 | 93.33% | 2.1 | 0 | 10 |  |  |  |  | R-410A | 1.9333 | Residential & Commercial | USHP | Ducted CEE Tier 1
212984681 | Central HP <5.4 tons | KEEPRITE | HRCU-A-CB (Split System: Heat Pump with Remote Outdoor Unit-Air-Source) | DLCURAH24ABK |  |  | EN(A,D,W)4X36L17** | *92MSN0801716A* | 23600 | 17.5 | 8.5 | 26200 | 24600 | 93.89% | 2.04 | 0 | 10.5 |  |  |  |  | R-410A | 1.9667 | Residential & Commercial | USHP | Ducted CEE Tier 1
212985367 | Central HP <5.4 tons | KEEPRITE | HRCU-A-CB (Split System: Heat Pump with Remote Outdoor Unit-Air-Source) | DLCURAH24ABK |  |  | EN(A,D)4X36L21** | *92MSN1002120A* | 23600 | 17.5 | 8.5 | 26400 | 24200 | 91.67% | 2.02 | 0 | 10.5 |  |  |  |  | R-410A | 1.9667 | Residential & Commercial | USHP | Ducted CEE Tier 1
212983604 | Central HP <5.4 tons | KEEPRITE | HRCU-A-CB (Split System: Heat Pump with Remote Outdoor Unit-Air-Source) | DLCURAH24ABK |  |  | EN(A,D)4X30L14** | *92MSN0601412A* | 23800 | 16.5 | 8.5 | 26400 | 24000 | 90.91% | 2 | 0 | 10 |  |  |  |  | R-410A | 1.9833 | Residential & Commercial | USHP | Ducted CEE Tier 1
215674989 | Central HP <5.4 tons | DAY & NIGHT | HRCU-A-CB (Split System: Heat Pump with Remote Outdoor Unit-Air-Source) | C5H0V48*K*AAA* |  |  | ESH5X48M12A*+WALLCON | *97CMN0801714B* | 44500 | 16 | 8.5 | 49500 | 34800 | 70.3% | 1.92 | 0 | 9 |  |  |  |  | R-454B | 3.7083 | Residential & Commercial | USHP
215675239 | Central HP <5.4 tons | DAY & NIGHT | HRCU-A-CB (Split System: Heat Pump with Remote Outdoor Unit-Air-Source) | C5H0V48*K*AAA* |  |  | ESH5X60M12A*+WALLCON | *95CSU0601716B* | 45000 | 16 | 8.5 | 48500 | 34200 | 70.52% | 1.94 | 0 | 9 |  |  |  |  | R-454B | 3.75 | Residential & Commercial | USHP
213067700 | Central HP <5.4 tons | ACIQ | HRCU-A-CB (Split System: Heat Pump with Remote Outdoor Unit-Air-Source) | HVH837GKA** |  |  | EA*4X61L24A*+WALLCON | *95CSU1002122A* | 33200 | 18 | 8.5 | 32000 | 24800 | 77.5% | 2.02 | 0 | 11.5 |  |  |  |  | R-410A | 2.7667 | Residential & Commercial | USHP | Ducted CEE Tier 1
213067714 | Central HP <5.4 tons | ACIQ | HRCU-A-CB (Split System: Heat Pump with Remote Outdoor Unit-Air-Source) | HVH837GKA** |  |  | EHD4X60AAL+WALLCON | *95CSU1002122A* | 33000 | 17 | 8.1 | 32200 | 24800 | 77.02% | 2.02 | 0 | 11.5 |  |  |  |  | R-410A | 2.75 | Residential & Commercial | USHP | Ducted CEE Tier 1
213069635 | Central HP <5.4 tons | ACIQ | HRCU-A-CB (Split System: Heat Pump with Remote Outdoor Unit-Air-Source) | DLCURAH24ABK |  |  | EA*4X24L14A* | *96VTN0401410A* | 23400 | 15.5 | 8.5 | 26800 | 24800 | 92.54% | 2.04 | 0 | 9.5 |  |  |  |  | R-410A | 1.95 | Residential & Commercial | USHP
213069652 | Central HP <5.4 tons | ACIQ | HRCU-A-CB (Split System: Heat Pump with Remote Outdoor Unit-Air-Source) | DLCURAH24ABK |  |  | EA*4X24L17A* | *95ESU0601716A* | 24000 | 16.5 | 8.5 | 26800 | 24000 | 89.55% | 1.98 | 0 | 10 |  |  |  |  | R-410A | 2 | Residential & Commercial | USHP | Ducted CEE Tier 1
213069704 | Central HP <5.4 tons | ACIQ | HRCU-A-CB (Split System: Heat Pump with Remote Outdoor Unit-Air-Source) | DLCURAH24ABK |  |  | EA*4X25L17A* | *80ES(N,L)0451412A* | 25400 | 16.5 | 8.5 | 26000 | 20800 | 80% | 1.76 | 0 | 10.5 |  |  |  |  | R-410A | 2.1167 | Residential & Commercial | USHP | Ducted CEE Tier 1
213069720 | Central HP <5.4 tons | ACIQ | HRCU-A-CB (Split System: Heat Pump with Remote Outdoor Unit-Air-Source) | DLCURAH24ABK |  |  | EA*4X30L14A* | *80VSL0451412A* | 24200 | 16 | 8.5 | 26400 | 23000 | 87.12% | 1.9 | 0 | 10 |  |  |  |  | R-410A | 2.0167 | Residential & Commercial | USHP | Ducted CEE Tier 1
213069785 | Central HP <5.4 tons | ACIQ | HRCU-A-CB (Split System: Heat Pump with Remote Outdoor Unit-Air-Source) | DLCURAH24ABK |  |  | EA*4X30L17A* | *80VTL0451412A* | 24200 | 16.5 | 8.5 | 26400 | 23000 | 87.12% | 1.9 | 0 | 10 |  |  |  |  | R-410A | 2.0167 | Residential & Commercial | USHP | Ducted CEE Tier 1
213069802 | Central HP <5.4 tons | ACIQ | HRCU-A-CB (Split System: Heat Pump with Remote Outdoor Unit-Air-Source) | DLCURAH24ABK |  |  | EA*4X30L17A* | *80VTL0701716A* | 24200 | 17 | 8.5 | 26200 | 23000 | 87.79% | 1.92 | 0 | 10 |  |  |  |  | R-410A | 2.0167 | Residential & Commercial | USHP | Ducted CEE Tier 1
213069820 | Central HP <5.4 tons | ACIQ | HRCU-A-CB (Split System: Heat Pump with Remote Outdoor Unit-Air-Source) | DLCURAH24ABK |  |  | EA*4X30L17A* | *95ESN0601412A* | 24400 | 15.5 | 8.5 | 26600 | 22800 | 85.71% | 1.86 | 0 | 10 |  |  |  |  | R-410A | 2.0333 | Residential & Commercial | USHP | Ducted CEE Tier 1
213069836 | Central HP <5.4 tons | ACIQ | HRCU-A-CB (Split System: Heat Pump with Remote Outdoor Unit-Air-Source) | DLCURAH24ABK |  |  | EA*4X30L17A* | *95ESN0261410A* | 23200 | 16.5 | 8.5 | 25800 | 24400 | 94.57% | 2.02 | 0 | 10 |  |  |  |  | R-410A | 1.9333 | Residential & Commercial | USHP | Ducted CEE Tier 1
213070170 | Central HP <5.4 tons | ACIQ | HRCU-A-CB (Split System: Heat Pump with Remote Outdoor Unit-Air-Source) | DLCURAH24ABK |  |  | EA*4X36L21A* | *96VSN0802120A* | 24200 | 17 | 8.5 | 26000 | 22600 | 86.92% | 1.88 | 0 | 10 |  |  |  |  | R-410A | 2.0167 | Residential & Commercial | USHP | Ducted CEE Tier 1
213070220 | Central HP <5.4 tons | ACIQ | HRCU-A-CB (Split System: Heat Pump with Remote Outdoor Unit-Air-Source) | DLCURAH24ABK |  |  | EA*4X36L21A* | *80VSL0702120A* | 24800 | 16.5 | 8.5 | 26600 | 22000 | 82.71% | 1.82 | 0 | 10 |  |  |  |  | R-410A | 2.0667 | Residential & Commercial | USHP | Ducted CEE Tier 1
213070254 | Central HP <5.4 tons | ACIQ | HRCU-A-CB (Split System: Heat Pump with Remote Outdoor Unit-Air-Source) | DLCURAH24ABK |  |  | EA*4X36L21A* | *95ESN0802120A* | 24800 | 16.5 | 8.5 | 26600 | 22000 | 82.71% | 1.82 | 0 | 10 |  |  |  |  | R-410A | 2.0667 | Residential & Commercial | USHP | Ducted CEE Tier 1
213070356 | Central HP <5.4 tons | ACIQ | HRCU-A-CB (Split System: Heat Pump with Remote Outdoor Unit-Air-Source) | DLCURAH24ABK |  |  | EA*4X36L21A* | *80ES(N,L)1102120A* | 25200 | 16.5 | 8.5 | 26800 | 21800 | 81.34% | 1.8 | 0 | 10 |  |  |  |  | R-410A | 2.1 | Residential & Commercial | USHP | Ducted CEE Tier 1
213070404 | Central HP <5.4 tons | ACIQ | HRCU-A-CB (Split System: Heat Pump with Remote Outdoor Unit-Air-Source) | DLCURAH24ABK |  |  | EA*4X36L21A* | *95ESN0801716A* | 24800 | 15.5 | 8.5 | 26800 | 22000 | 82.09% | 1.8 | 0 | 10 |  |  |  |  | R-410A | 2.0667 | Residential & Commercial | USHP | Ducted CEE Tier 1
213070440 | Central HP <5.4 tons | ACIQ | HRCU-A-CB (Split System: Heat Pump with Remote Outdoor Unit-Air-Source) | DLCURAH24ABK |  |  | EA*4X36L21A* | OMV112K14A | 24200 | 16.5 | 8.5 | 26200 | 22600 | 86.26% | 1.86 | 0 | 10 |  |  |  |  | R-410A | 2.0167 | Residential & Commercial | USHP | Ducted CEE Tier 1
213070487 | Central HP <5.4 tons | ACIQ | HRCU-A-CB (Split System: Heat Pump with Remote Outdoor Unit-Air-Source) | DLCURAH24ABK |  |  | EA*4X37L17A* | *95ESU0401712A* | 24000 | 17 | 8.5 | 25200 | 22000 | 87.3% | 1.84 | 0 | 10 |  |  |  |  | R-410A | 2 | Residential & Commercial | USHP | Ducted CEE Tier 1
213070622 | Central HP <5.4 tons | ACIQ | HRCU-A-CB (Split System: Heat Pump with Remote Outdoor Unit-Air-Source) | DLCURAH24ABK |  |  | EA*4X37L17A* | *95ESN0601714A* | 25200 | 16 | 8.5 | 26200 | 21200 | 80.92% | 1.76 | 0 | 10 |  |  |  |  | R-410A | 2.1 | Residential & Commercial | USHP | Ducted CEE Tier 1
213070739 | Central HP <5.4 tons | ACIQ | HRCU-A-CB (Split System: Heat Pump with Remote Outdoor Unit-Air-Source) | DLCURAH24ABK |  |  | EA*4X37L21A* | *95ESU0601716A* | 25000 | 17 | 8.5 | 25600 | 20800 | 81.25% | 1.76 | 0 | 10.5 |  |  |  |  | R-410A | 2.0833 | Residential & Commercial | USHP | Ducted CEE Tier 1
210470471 | Central HP <5.4 tons | KENMORE | HRCU-A-CB (Split System: Heat Pump with Remote Outdoor Unit-Air-Source) | (C,H,T)VH837GKA2* |  |  | EA*4X61L21A*+WALLCON | *97CMN1002122A* | 33200 | 17.5 | 8.5 | 32000 | 24800 | 77.5% | 2 | 0 | 12 |  |  |  |  | R-410A | 2.7667 | Residential & Commercial | USHP | Ducted CEE Tier 1
210470372 | Central HP <5.4 tons | KENMORE | HRCU-A-CB (Split System: Heat Pump with Remote Outdoor Unit-Air-Source) | (C,H,T)VH837GKA2* |  |  | EA*4X60L24A*+WALLCON | *97CMN0602120A* | 32600 | 17 | 8.1 | 32200 | 25000 | 77.64% | 1.96 | 0 | 11.5 |  |  |  |  | R-410A | 2.7167 | Residential & Commercial | USHP | Ducted CEE Tier 1
214396599 | Central HP <5.4 tons | COLEMAN | HRCU-A-CB (Split System: Heat Pump with Remote Outdoor Unit-Air-Source) | HH860E2S11 |  |  | CTM60C5CGS1 | TM8E120C20MP11 | 44500 | 17 | 9 | 45000 | 33600 | 74.67% | 2 | 0 | 11.7 |  |  |  |  | R-454B | 3.7083 | Residential & Commercial | USHP | Ducted CEE Tier 1
214397015 | Central HP <5.4 tons | COLEMAN | HRCU-A-CB (Split System: Heat Pump with Remote Outdoor Unit-Air-Source) | HH860E2S11 |  |  | JHC48D5CG2SS1 | 0 | 44000 | 18 | 8.5 | 43500 | 33000 | 75.86% | 2 | 0 | 12 |  |  |  |  | R-454B | 3.6667 | Residential & Commercial | USHP | Ducted CEE Tier 1
215675969 | Central HP <5.4 tons | DAY & NIGHT | HRCU-A-CB (Split System: Heat Pump with Remote Outdoor Unit-Air-Source) | C5H0V48*K*AAA* |  |  | EVM5X61M24A*+WALLCON | *80CSU1002120A* | 48500 | 19 | 9 | 50000 | 36800 | 73.6% | 2.1 | 0 | 10 |  |  |  |  | R-454B | 4.0417 | Residential & Commercial | USHP | Ducted CEE Tier 1
215676639 | Central HP <5.4 tons | DAY & NIGHT | HRCU-A-CB (Split System: Heat Pump with Remote Outdoor Unit-Air-Source) | C5H0V48*K*AAA* |  |  | EVD5X60M24A*+WALLCON | *95CSU0802120B* | 47500 | 18.5 | 9 | 50000 | 36600 | 73.2% | 2 | 0 | 10 |  |  |  |  | R-454B | 3.9583 | Residential & Commercial | USHP | Ducted CEE Tier 1
206414273 | Central HP <5.4 tons | TOSOT | HRCU-A-CB (Split System: Heat Pump with Remote Outdoor Unit-Air-Source) | TU36-24WADU |  |  | TUD36-24AH2ADU | 0 | 34000 | 16 | 9 | 35000 | 28000 | 80% | 1.8 | 10 | 10 |  |  |  |  | R-410A | 2.8333 | Residential & Commercial | USHP | Ducted CEE Tier 1
213071018 | Central HP <5.4 tons | ACIQ | HRCU-A-CB (Split System: Heat Pump with Remote Outdoor Unit-Air-Source) | DLCURAH24ABK |  |  | EN(A,D)4X24L17** | *96VSN0801716A* | 23800 | 16 | 8.5 | 26800 | 23400 | 87.31% | 1.92 | 0 | 10 |  |  |  |  | R-410A | 1.9833 | Residential & Commercial | USHP | Ducted CEE Tier 1
213072256 | Central HP <5.4 tons | ACIQ | HRCU-A-CB (Split System: Heat Pump with Remote Outdoor Unit-Air-Source) | DLCURAH18ABK |  |  | EA*4X30L17A* | *80ES(N,L)0701712A* | 18200 | 16.5 | 8.5 | 18700 | 18400 | 98.4% | 2.22 | 0 | 10.5 |  |  |  |  | R-410A | 1.5167 | Residential & Commercial | USHP | Ducted CEE Tier 1
213072263 | Central HP <5.4 tons | ACIQ | HRCU-A-CB (Split System: Heat Pump with Remote Outdoor Unit-Air-Source) | DLCURAH18ABK |  |  | EA*4X30L17A* | OLV098A12* | 18200 | 15.5 | 8.5 | 18800 | 18400 | 97.87% | 2.22 | 0 | 10.5 |  |  |  |  | R-410A | 1.5167 | Residential & Commercial | USHP | Ducted CEE Tier 1
213071154 | Central HP <5.4 tons | ACIQ | HRCU-A-CB (Split System: Heat Pump with Remote Outdoor Unit-Air-Source) | DLCURAH24ABK |  |  | EN(A,D)4X24L17** | *92ESN0801716A* | 23800 | 16.5 | 8.5 | 26800 | 23200 | 86.57% | 1.92 | 0 | 10 |  |  |  |  | R-410A | 1.9833 | Residential & Commercial | USHP | Ducted CEE Tier 1
213071420 | Central HP <5.4 tons | ACIQ | HRCU-A-CB (Split System: Heat Pump with Remote Outdoor Unit-Air-Source) | DLCURAH24ABK |  |  | EN(A,D)4X30L17** | *80ES(N,L)0701712A* | 24400 | 16.5 | 8.1 | 26400 | 22600 | 85.61% | 1.88 | 0 | 10.5 |  |  |  |  | R-410A | 2.0333 | Residential & Commercial | USHP | Ducted CEE Tier 1
213069375 | Central HP <5.4 tons | ACIQ | HRCU-A-CB (Split System: Heat Pump with Remote Outdoor Unit-Air-Source) | DLCURAH36ABK |  |  | EA*4X42L24A* | *92ESN1202420A* | 35800 | 16 | 8.1 | 38500 | 35000 | 90.91% | 1.9 | 0 | 10 |  |  |  |  | R-410A | 2.9833 | Residential & Commercial | USHP | Ducted CEE Tier 1
213069389 | Central HP <5.4 tons | ACIQ | HRCU-A-CB (Split System: Heat Pump with Remote Outdoor Unit-Air-Source) | DLCURAH36ABK |  |  | EA*4X42L24A* | *96VTN1002122A* | 35400 | 16.5 | 8.1 | 38500 | 35000 | 90.91% | 1.88 | 0 | 10 |  |  |  |  | R-410A | 2.95 | Residential & Commercial | USHP | Ducted CEE Tier 1
213069450 | Central HP <5.4 tons | ACIQ | HRCU-A-CB (Split System: Heat Pump with Remote Outdoor Unit-Air-Source) | DLCURAH36ABK |  |  | EA*4X48L21A* | *80ESU1002120A* | 36000 | 16 | 8.5 | 38500 | 34600 | 89.87% | 2.06 | 0 | 10 |  |  |  |  | R-410A | 3 | Residential & Commercial | USHP | Ducted CEE Tier 1
216505490 | Central HP <5.4 tons | MOOVAIR | HRCU-A-CB (Split System: Heat Pump with Remote Outdoor Unit-Air-Source) | MSHEA24R2AN1 |  |  | MGHLA24R2AS1 | 0 | 24000 | 17.4 | 10.4 | 25000 | 19600 | 78.4% | 1.96 | 0 | 10.8 |  |  |  |  | R-454B | 2 | Residential & Commercial | USHP | Ducted CEE Tier 1
213069624 | Central HP <5.4 tons | ACIQ | HRCU-A-CB (Split System: Heat Pump with Remote Outdoor Unit-Air-Source) | DLCURAH36ABK |  |  | FXM4X48**AL | 0 | 36800 | 16 | 8.5 | 38500 | 34600 | 89.87% | 2.08 | 0 | 10 |  |  |  |  | R-410A | 3.0667 | Residential & Commercial | USHP | Ducted CEE Tier 1
213069238 | Central HP <5.4 tons | ACIQ | HRCU-A-CB (Split System: Heat Pump with Remote Outdoor Unit-Air-Source) | DLCURAH36ABK |  |  | EA*4X36L21A* | *80ESU1002120A* | 35200 | 16 | 8.1 | 38500 | 35200 | 91.43% | 1.82 | 0 | 9.5 |  |  |  |  | R-410A | 2.9333 | Residential & Commercial | USHP
213069240 | Central HP <5.4 tons | ACIQ | HRCU-A-CB (Split System: Heat Pump with Remote Outdoor Unit-Air-Source) | DLCURAH36ABK |  |  | EA*4X36L21A* | *92ESN1002122A* | 36400 | 15.2 | 8.1 | 40000 | 35400 | 88.5% | 1.86 | 0 | 9.5 |  |  |  |  | R-410A | 3.0333 | Residential & Commercial | USHP
213069290 | Central HP <5.4 tons | ACIQ | HRCU-A-CB (Split System: Heat Pump with Remote Outdoor Unit-Air-Source) | DLCURAH36ABK |  |  | EA*4X37L21A* | *80VTL1102122A* | 37000 | 15.5 | 8.5 | 38500 | 34800 | 90.39% | 2.12 | 0 | 10 |  |  |  |  | R-410A | 3.0833 | Residential & Commercial | USHP | Ducted CEE Tier 1
213069308 | Central HP <5.4 tons | ACIQ | HRCU-A-CB (Split System: Heat Pump with Remote Outdoor Unit-Air-Source) | DLCURAH36ABK |  |  | EA*4X37L21A* | *96VTN1002120A* | 36600 | 15.5 | 8.5 | 38500 | 34800 | 90.39% | 2.1 | 0 | 10 |  |  |  |  | R-410A | 3.05 | Residential & Commercial | USHP | Ducted CEE Tier 1
216030959 | Central HP <5.4 tons | MOOVAIR | HRCU-A-CB (Split System: Heat Pump with Remote Outdoor Unit-Air-Source) | MSHEA24R2AN1 |  |  | MAHMA24R4AS1 | 0 | 24000 | 18.1 | 9.7 | 26000 | 21600 | 83.08% | 1.87 | 0 | 11 |  |  |  |  | R-454B | 2 | Residential & Commercial | USHP | Ducted CEE Tier 1
215681839 | Central HP <5.4 tons | DAY & NIGHT | HRCU-A-CB (Split System: Heat Pump with Remote Outdoor Unit-Air-Source) | C5H0V48*K*AAA* |  |  | EVM5X49M21A*+WALLCON | *80CSU0601716B* | 48000 | 18.5 | 9 | 50000 | 36800 | 73.6% | 2 | 0 | 10 |  |  |  |  | R-454B | 4 | Residential & Commercial | USHP | Ducted CEE Tier 1
215681919 | Central HP <5.4 tons | DAY & NIGHT | HRCU-A-CB (Split System: Heat Pump with Remote Outdoor Unit-Air-Source) | C5H0V48*K*AAA* |  |  | EVM5X60M21A*+WALLCON | *80CSU0601716B* | 48000 | 18.5 | 9 | 50000 | 36800 | 73.6% | 2 | 0 | 10 |  |  |  |  | R-454B | 4 | Residential & Commercial | USHP | Ducted CEE Tier 1
215682089 | Central HP <5.4 tons | DAY & NIGHT | HRCU-A-CB (Split System: Heat Pump with Remote Outdoor Unit-Air-Source) | C5H0V48*K*AAA* |  |  | EVM5X61M24A*+WALLCON | *97CTN1202422A* | 48500 | 19.5 | 9.5 | 50000 | 36600 | 73.2% | 2.12 | 0 | 10.5 |  |  |  |  | R-454B | 4.0417 | Residential & Commercial | USHP | Ducted CEE Tier 1
210470427 | Central HP <5.4 tons | KENMORE | HRCU-A-CB (Split System: Heat Pump with Remote Outdoor Unit-Air-Source) | (C,H,T)VH837GKA2* |  |  | EA*4X61L21A*+WALLCON | *80CSU1002120A* | 33200 | 17 | 8.1 | 32200 | 24800 | 77.02% | 1.98 | 0 | 11.5 |  |  |  |  | R-410A | 2.7667 | Residential & Commercial | USHP | Ducted CEE Tier 1
215942587 | Central HP <5.4 tons | KEEPRITE | HRCU-A-CB (Split System: Heat Pump with Remote Outdoor Unit-Air-Source) | C5H3V36*K*AAA* |  |  | EVD5X61M24A*+WALLCON | *97CMN0802120B* | 36000 | 22 | 8.5 | 37400 | 28200 | 75.4% | 2.04 | 0 | 12.5 |  |  |  |  | R-454B | 3 | Residential & Commercial | USHP | Ducted CEE Tier 1
212988220 | Central HP <5.4 tons | DAY & NIGHT | HRCU-A-CB (Split System: Heat Pump with Remote Outdoor Unit-Air-Source) | DLCURAH36ABK |  |  | EA*4X48L21A* | *96MSN1002122A* | 35600 | 16 | 8.5 | 37800 | 34600 | 91.53% | 2.04 | 0 | 10 |  |  |  |  | R-410A | 2.9667 | Residential & Commercial | USHP | Ducted CEE Tier 1
213780661 | Central HP <5.4 tons | DAY & NIGHT | HRCU-A-CB (Split System: Heat Pump with Remote Outdoor Unit-Air-Source) | CVH837GKA2* |  |  | EA*4X36L17A*+WALLCON | *80CTL0701716B* | 31400 | 16.5 | 8.1 | 33400 | 24400 | 73.05% | 1.82 | 0 | 10.5 |  |  |  |  | R-410A | 2.6167 | Residential & Commercial | USHP | Ducted CEE Tier 1
213780761 | Central HP <5.4 tons | DAY & NIGHT | HRCU-A-CB (Split System: Heat Pump with Remote Outdoor Unit-Air-Source) | CVH837GKA2* |  |  | EA*4X36L21A*+WALLCON | *80CTL0902120B* | 31600 | 17 | 8.1 | 32800 | 24200 | 73.78% | 1.86 | 0 | 11 |  |  |  |  | R-410A | 2.6333 | Residential & Commercial | USHP | Ducted CEE Tier 1
213780811 | Central HP <5.4 tons | DAY & NIGHT | HRCU-A-CB (Split System: Heat Pump with Remote Outdoor Unit-Air-Source) | CVH837GKA2* |  |  | EA*4X36L21A*+WALLCON | *97CMN1002122B* | 31600 | 17 | 8.1 | 32800 | 24200 | 73.78% | 1.86 | 0 | 11 |  |  |  |  | R-410A | 2.6333 | Residential & Commercial | USHP | Ducted CEE Tier 1
213781111 | Central HP <5.4 tons | DAY & NIGHT | HRCU-A-CB (Split System: Heat Pump with Remote Outdoor Unit-Air-Source) | CVH837GKA2* |  |  | EA*4X42L24A*+WALLCON | *80CTL1352422B* | 31800 | 17 | 8.1 | 33000 | 24200 | 73.33% | 1.88 | 0 | 11 |  |  |  |  | R-410A | 2.65 | Residential & Commercial | USHP | Ducted CEE Tier 1
215940781 | Central HP <5.4 tons | KEEPRITE | HRCU-A-CB (Split System: Heat Pump with Remote Outdoor Unit-Air-Source) | C5H3V36*K*AAA* |  |  | EVD5X49M24A*+WALLCON | *97CTN0802120A* | 35400 | 21.5 | 8.5 | 38000 | 28600 | 75.26% | 2.04 | 0 | 12 |  |  |  |  | R-454B | 2.95 | Residential & Commercial | USHP | Ducted CEE Tier 1
215940561 | Central HP <5.4 tons | KEEPRITE | HRCU-A-CB (Split System: Heat Pump with Remote Outdoor Unit-Air-Source) | C5H3V36*K*AAA* |  |  | EVD5X36M21A*+WALLCON | *97CTN0802120A* | 34400 | 20.5 | 8.5 | 38500 | 28200 | 73.25% | 2.04 | 0 | 11.7 |  |  |  |  | R-454B | 2.8667 | Residential & Commercial | USHP | Ducted CEE Tier 1
215940631 | Central HP <5.4 tons | KEEPRITE | HRCU-A-CB (Split System: Heat Pump with Remote Outdoor Unit-Air-Source) | C5H3V36*K*AAA* |  |  | EVD5X42M21A*+WALLCON | *80CSU0401712B* | 34600 | 21 | 8.5 | 38500 | 28000 | 72.73% | 2.04 | 0 | 12 |  |  |  |  | R-454B | 2.8833 | Residential & Commercial | USHP | Ducted CEE Tier 1
214238950 | Central HP <5.4 tons | KEEPRITE | HRCU-A-CB (Split System: Heat Pump with Remote Outdoor Unit-Air-Source) | CVH837GKA2* |  |  | EN(A,D)4X36L21**+WALLCON | *96CTN1002122B* | 31400 | 16.5 | 8.1 | 33000 | 24000 | 72.73% | 1.82 | 0 | 11 |  |  |  |  | R-410A | 2.6167 | Residential & Commercial | USHP | Ducted CEE Tier 1
213069480 | Central HP <5.4 tons | ACIQ | HRCU-A-CB (Split System: Heat Pump with Remote Outdoor Unit-Air-Source) | DLCURAH36ABK |  |  | EA*4X48L24A* | *80ES(N,L)0702116A* | 35800 | 16.5 | 8.5 | 37800 | 34600 | 91.53% | 2.04 | 0 | 10 |  |  |  |  | R-410A | 2.9833 | Residential & Commercial | USHP | Ducted CEE Tier 1
213072288 | Central HP <5.4 tons | ACIQ | HRCU-A-CB (Split System: Heat Pump with Remote Outdoor Unit-Air-Source) | DLCURAH18ABK |  |  | EN(A,D)4X24L14** | *92ESN0601412A* | 18100 | 16 | 8.5 | 19000 | 18600 | 97.89% | 2.24 | 0 | 11 |  |  |  |  | R-410A | 1.5083 | Residential & Commercial | USHP | Ducted CEE Tier 1
213072313 | Central HP <5.4 tons | ACIQ | HRCU-A-CB (Split System: Heat Pump with Remote Outdoor Unit-Air-Source) | DLCURAH18ABK |  |  | EN(A,D)4X24L17** | *80ES(N,L)0451412A* | 18000 | 16 | 8.5 | 18900 | 18700 | 98.94% | 2.26 | 0 | 11 |  |  |  |  | R-410A | 1.5 | Residential & Commercial | USHP | Ducted CEE Tier 1
213071472 | Central HP <5.4 tons | ACIQ | HRCU-A-CB (Split System: Heat Pump with Remote Outdoor Unit-Air-Source) | DLCURAH24ABK |  |  | EN(A,D)4X30L17** | *80ES(N,L)0701412A* | 24200 | 16.5 | 8.1 | 26400 | 22800 | 86.36% | 1.88 | 0 | 10.5 |  |  |  |  | R-410A | 2.0167 | Residential & Commercial | USHP | Ducted CEE Tier 1
213071665 | Central HP <5.4 tons | ACIQ | HRCU-A-CB (Split System: Heat Pump with Remote Outdoor Unit-Air-Source) | DLCURAH24ABK |  |  | EN(A,D,W)4X36L17** | *92ESN0801716A* | 24200 | 17 | 8.1 | 26200 | 22800 | 87.02% | 1.88 | 0 | 10.5 |  |  |  |  | R-410A | 2.0167 | Residential & Commercial | USHP | Ducted CEE Tier 1
213071688 | Central HP <5.4 tons | ACIQ | HRCU-A-CB (Split System: Heat Pump with Remote Outdoor Unit-Air-Source) | DLCURAH24ABK |  |  | EN(A,D,W)4X36L17** | *92ESN0401712A* | 23600 | 15.5 | 8.1 | 26200 | 23400 | 89.31% | 1.92 | 0 | 10 |  |  |  |  | R-410A | 1.9667 | Residential & Commercial | USHP | Ducted CEE Tier 1
213071745 | Central HP <5.4 tons | ACIQ | HRCU-A-CB (Split System: Heat Pump with Remote Outdoor Unit-Air-Source) | DLCURAH24ABK |  |  | EN(A,D)4X36L21** | *96VSN0801716A* | 24200 | 16.5 | 8.1 | 26200 | 23000 | 87.79% | 1.9 | 0 | 10.5 |  |  |  |  | R-410A | 2.0167 | Residential & Commercial | USHP | Ducted CEE Tier 1
215351151 | Central HP <5.4 tons | TOSOT | HRCU-A-CB (Split System: Heat Pump with Remote Outdoor Unit-Air-Source) | TU48-32WEDU |  |  | TUD48-32AH2EDU | 0 | 48000 | 19 | 10 | 48000 | 48000 | 100% | 2 | 0 | 12 |  |  |  |  | R-32 | 4 | Residential & Commercial | USHP | Ducted CEE Tier 1
216623453 | Central HP <5.4 tons | MOOVAIR | HRCU-A-C (Split System: Heat Pump with Remote Outdoor Unit with No Indoor Fan --Air Source) | MSHMA24R2AN1 |  |  | GCHMA24RBAS1 | 0 | 24000 | 16 | 9.5 | 25000 | 21000 | 84% | 1.8 | 0 | 10 |  |  |  |  | R-454B | 2 | Residential & Commercial | USHP | Ducted CEE Tier 1
215940131 | Central HP <5.4 tons | KEEPRITE | HRCU-A-CB (Split System: Heat Pump with Remote Outdoor Unit-Air-Source) | C5H3V36*K*AAA* |  |  | ESH5X48M12A*+WALLCON | *97CTN0601716A* | 33400 | 18.5 | 9 | 35400 | 27200 | 76.84% | 1.92 | 0 | 10.5 |  |  |  |  | R-454B | 2.7833 | Residential & Commercial | USHP | Ducted CEE Tier 1
214650086 | Central HP <5.4 tons | COLEMAN | HRCU-A-CB (Split System: Heat Pump with Remote Outdoor Unit-Air-Source) | HH824E2S11 |  |  | CTU30B5XCS1+TXV | Z9ES080B12SMPS1 | 23000 | 17 | 9.5 | 23000 | 18400 | 80% | 2 | 0 | 12 |  |  |  |  | R-454B | 1.9167 | Residential & Commercial | USHP | Ducted CEE Tier 1
214584724 | Central HP <5.4 tons | CHAMPION HEATING AND COOLING | HRCU-A-CB (Split System: Heat Pump with Remote Outdoor Unit-Air-Source) | HH824E2S11 |  |  | CTF30A5ADS1 | Z8ES040A12SMPS1 | 23000 | 18 | 9.5 | 23000 | 18900 | 82.17% | 2 | 0 | 12 |  |  |  |  | R-454B | 1.9167 | Residential & Commercial | USHP | Ducted CEE Tier 1
214295966 | Central HP <5.4 tons | MOOVAIR | HRCU-A-C (Split System: Heat Pump with Remote Outdoor Unit with No Indoor Fan --Air Source) | DMC36HOS20230E7 |  |  | CUB36HAC20CWT7A | 0 | 35000 | 15.2 | 8.5 | 36000 | 30000 | 83.33% | 1.8 | 0 | 10 |  |  |  |  | R-410A | 2.9167 | Residential & Commercial | USHP | Ducted CEE Tier 1
215828262 | Central HP <5.4 tons | TOSOT | HRCU-A-CB (Split System: Heat Pump with Remote Outdoor Unit-Air-Source) | TU36-24WADU |  |  | TCAT36F/NAA | A952V080BU4S** | 32000 | 15.2 | 8.5 | 34000 | 23800 | 70% | 1.75 | 0 | 9 |  |  |  |  | R-410A | 2.6667 | Residential & Commercial | USHP
214397412 | Central HP <5.4 tons | COLEMAN | HRCU-A-CB (Split System: Heat Pump with Remote Outdoor Unit-Air-Source) | HH860E2S11 |  |  | CTF60D5CGS1 | TP9C120D20MP13 | 44000 | 18 | 9 | 44500 | 33400 | 75.06% | 2 | 0 | 11.7 |  |  |  |  | R-454B | 3.6667 | Residential & Commercial | USHP | Ducted CEE Tier 1
214396760 | Central HP <5.4 tons | COLEMAN | HRCU-A-CB (Split System: Heat Pump with Remote Outdoor Unit-Air-Source) | HH860E2S11 |  |  | JHC60D5CH2SS1 | 0 | 52500 | 19 | 8.5 | 53000 | 38000 | 71.7% | 2 | 0 | 12 |  |  |  |  | R-454B | 4.375 | Residential & Commercial | USHP | Ducted CEE Tier 1
210471120 | Central HP <5.4 tons | KENMORE | HRCU-A-CB (Split System: Heat Pump with Remote Outdoor Unit-Air-Source) | (C,H,T)VH837GKA2* |  |  | EHD4X60AAL+WALLCON | *95CSU0802120A* | 33000 | 17 | 8.1 | 32200 | 24800 | 77.02% | 2.02 | 0 | 11.5 |  |  |  |  | R-410A | 2.75 | Residential & Commercial | USHP | Ducted CEE Tier 1
210471263 | Central HP <5.4 tons | KENMORE | HRCU-A-CB (Split System: Heat Pump with Remote Outdoor Unit-Air-Source) | (C,H,T)VH837GKA2* |  |  | EHD4X60AAL+WALLCON | *97CMN1202422A* | 33000 | 17 | 8.1 | 32200 | 25000 | 77.64% | 2 | 0 | 11 |  |  |  |  | R-410A | 2.75 | Residential & Commercial | USHP | Ducted CEE Tier 1
215676959 | Central HP <5.4 tons | DAY & NIGHT | HRCU-A-CB (Split System: Heat Pump with Remote Outdoor Unit-Air-Source) | C5H0V48*K*AAA* |  |  | EVD5X61M24A*+WALLCON | *96CTN1202422B* | 48500 | 19.5 | 9.5 | 50000 | 36600 | 73.2% | 2.12 | 0 | 10.5 |  |  |  |  | R-454B | 4.0417 | Residential & Commercial | USHP | Ducted CEE Tier 1
214573684 | Central HP <5.4 tons | DAY & NIGHT | HRCU-A-CB (Split System: Heat Pump with Remote Outdoor Unit-Air-Source) | CVH837GKA2* |  |  | EA*4X37L21A*+WALLCON | *95CSU0802120B* | 32800 | 17.5 | 8.5 | 32800 | 25200 | 76.83% | 2 | 0 | 11 |  |  |  |  | R-410A | 2.7333 | Residential & Commercial | USHP | Ducted CEE Tier 1
214574034 | Central HP <5.4 tons | DAY & NIGHT | HRCU-A-CB (Split System: Heat Pump with Remote Outdoor Unit-Air-Source) | CVH837GKA2* |  |  | EA*4X60L24A*+WALLCON | *80CTL0702120B* | 32800 | 17.5 | 8.5 | 31600 | 24800 | 78.48% | 1.98 | 0 | 11.5 |  |  |  |  | R-410A | 2.7333 | Residential & Commercial | USHP | Ducted CEE Tier 1
214574404 | Central HP <5.4 tons | DAY & NIGHT | HRCU-A-CB (Split System: Heat Pump with Remote Outdoor Unit-Air-Source) | CVH837GKA2* |  |  | EHD4X60AAL+WALLCON | *95CSU0802120B* | 33000 | 17 | 8.5 | 32200 | 25000 | 77.64% | 2 | 0 | 11 |  |  |  |  | R-410A | 2.75 | Residential & Commercial | USHP | Ducted CEE Tier 1
214574434 | Central HP <5.4 tons | DAY & NIGHT | HRCU-A-CB (Split System: Heat Pump with Remote Outdoor Unit-Air-Source) | CVH837GKA2* |  |  | EHD4X60AAL+WALLCON | *97CMN0802120B* | 33000 | 17 | 8.5 | 32200 | 24800 | 77.02% | 2 | 0 | 11.5 |  |  |  |  | R-410A | 2.75 | Residential & Commercial | USHP | Ducted CEE Tier 1
214574504 | Central HP <5.4 tons | DAY & NIGHT | HRCU-A-CB (Split System: Heat Pump with Remote Outdoor Unit-Air-Source) | CVH837GKA2* |  |  | EN(A,D)4X36L21**+WALLCON | *96CTN0802120B* | 31400 | 17 | 8.1 | 33000 | 24000 | 72.73% | 1.84 | 0 | 11 |  |  |  |  | R-410A | 2.6167 | Residential & Commercial | USHP | Ducted CEE Tier 1
214574584 | Central HP <5.4 tons | DAY & NIGHT | HRCU-A-CB (Split System: Heat Pump with Remote Outdoor Unit-Air-Source) | CVH837GKA2* |  |  | EN(A,D,W)4X48L21**+WALLCON | *95CSU0802120B* | 32400 | 17.5 | 8.1 | 32800 | 24800 | 75.61% | 1.96 | 0 | 11.5 |  |  |  |  | R-410A | 2.7 | Residential & Commercial | USHP | Ducted CEE Tier 1
213069507 | Central HP <5.4 tons | ACIQ | HRCU-A-CB (Split System: Heat Pump with Remote Outdoor Unit-Air-Source) | DLCURAH36ABK |  |  | EA*4X48L24A* | *96VSN1202422A* | 35800 | 16 | 8.5 | 38500 | 34600 | 89.87% | 2.04 | 0 | 10 |  |  |  |  | R-410A | 2.9833 | Residential & Commercial | USHP | Ducted CEE Tier 1
213069516 | Central HP <5.4 tons | ACIQ | HRCU-A-CB (Split System: Heat Pump with Remote Outdoor Unit-Air-Source) | DLCURAH36ABK |  |  | EA*4X48L24A* | OLV154F20A | 37400 | 15.2 | 8.5 | 39000 | 35000 | 89.74% | 2.14 | 0 | 10 |  |  |  |  | R-410A | 3.1167 | Residential & Commercial | USHP | Ducted CEE Tier 1
213069539 | Central HP <5.4 tons | ACIQ | HRCU-A-CB (Split System: Heat Pump with Remote Outdoor Unit-Air-Source) | DLCURAH36ABK |  |  | EN(A,D,W)4X48L21** | *80ES(N,L)1102120A* | 36200 | 16.5 | 8.1 | 38500 | 34800 | 90.39% | 2.02 | 0 | 10.5 |  |  |  |  | R-410A | 3.0167 | Residential & Commercial | USHP | Ducted CEE Tier 1
213069541 | Central HP <5.4 tons | ACIQ | HRCU-A-CB (Split System: Heat Pump with Remote Outdoor Unit-Air-Source) | DLCURAH36ABK |  |  | EN(A,D,W)4X48L21** | *80VSL0701716A* | 35800 | 16 | 8.1 | 38500 | 34800 | 90.39% | 2 | 0 | 10 |  |  |  |  | R-410A | 2.9833 | Residential & Commercial | USHP | Ducted CEE Tier 1
213069557 | Central HP <5.4 tons | ACIQ | HRCU-A-CB (Split System: Heat Pump with Remote Outdoor Unit-Air-Source) | DLCURAH36ABK |  |  | EN(A,D,W)4X48L21** | *95ESN0802120A* | 36800 | 15.5 | 8.1 | 39500 | 35000 | 88.61% | 2.06 | 0 | 10.5 |  |  |  |  | R-410A | 3.0667 | Residential & Commercial | USHP | Ducted CEE Tier 1
213069589 | Central HP <5.4 tons | ACIQ | HRCU-A-CB (Split System: Heat Pump with Remote Outdoor Unit-Air-Source) | DLCURAH36ABK |  |  | EN(A,D)4X48L24** | *80ESU1002120A* | 36200 | 16 | 8.1 | 38500 | 34800 | 90.39% | 2.02 | 0 | 10 |  |  |  |  | R-410A | 3.0167 | Residential & Commercial | USHP | Ducted CEE Tier 1
210365428 | Central HP <5.4 tons | Dettson | HRCU-A-C (Split System: Heat Pump with Remote Outdoor Unit with No Indoor Fan --Air Source) | MHD-24 |  |  | MHD-CC2.0-17.5-M | 0 | 23000 | 15.2 | 9.8 | 24600 | 23000 | 93.5% | 2.08 | 11.3 | 11.7 |  |  |  |  | R-410A | 1.9167 | Residential & Commercial | USHP | Ducted CEE Tier 1
215935194 | Central HP <5.4 tons | CARRIER | HRCU-A-CB (Split System: Heat Pump with Remote Outdoor Unit-Air-Source) | 27VNA336A*030* |  |  | CVAMA6021XMA*+UI | 58TN*B070C21**20 | 35600 | 21.5 | 8.5 | 38000 | 28600 | 75.26% | 2.02 | 0 | 12 |  |  |  |  | R-454B | 2.9667 | Residential & Commercial | USHP | Ducted CEE Tier 1
214398320 | Central HP <5.4 tons | COLEMAN | HRCU-A-CB (Split System: Heat Pump with Remote Outdoor Unit-Air-Source) | HH860E2S11 |  |  | CTM60C5CGS1 | CP9C100C16MP13 | 43500 | 18 | 9 | 44000 | 33200 | 75.45% | 2 | 0 | 11.7 |  |  |  |  | R-454B | 3.625 | Residential & Commercial | USHP | Ducted CEE Tier 1
214398404 | Central HP <5.4 tons | COLEMAN | HRCU-A-CB (Split System: Heat Pump with Remote Outdoor Unit-Air-Source) | HH860E2S11 |  |  | CTM60C5CHS1 | TL9E100C20UH11 | 53000 | 19 | 8.5 | 53500 | 38500 | 71.96% | 2 | 0 | 11.7 |  |  |  |  | R-454B | 4.4167 | Residential & Commercial | USHP | Ducted CEE Tier 1
214719940 | Central HP <5.4 tons | COLEMAN | HRCU-A-CB (Split System: Heat Pump with Remote Outdoor Unit-Air-Source) | HH860E2S11 |  |  | CTU60C5XGS1+TXV | TM9Y080C16MP11 | 43500 | 17 | 9 | 44500 | 33800 | 75.96% | 2 | 0 | 11 |  |  |  |  | R-454B | 3.625 | Residential & Commercial | USHP | Ducted CEE Tier 1
214809150 | Central HP <5.4 tons | CHAMPION HEATING AND COOLING | HRCU-A-CB (Split System: Heat Pump with Remote Outdoor Unit-Air-Source) | HH860E2S11 |  |  | CTU60D5XGS1+JMVT20DC2N1+TXV | 0 | 45500 | 19 | 9.5 | 45000 | 33800 | 75.11% | 2 | 0 | 12 |  |  |  |  | R-454B | 3.7917 | Residential & Commercial | USHP | Ducted CEE Tier 1
214719888 | Central HP <5.4 tons | COLEMAN | HRCU-A-CB (Split System: Heat Pump with Remote Outdoor Unit-Air-Source) | HH860E2S11 |  |  | CTU60C5XGS1+TXV | TM8E080C20MP11 | 44500 | 17 | 9 | 45000 | 33800 | 75.11% | 2 | 0 | 11.7 |  |  |  |  | R-454B | 3.7083 | Residential & Commercial | USHP | Ducted CEE Tier 1
215676869 | Central HP <5.4 tons | DAY & NIGHT | HRCU-A-CB (Split System: Heat Pump with Remote Outdoor Unit-Air-Source) | C5H0V48*K*AAA* |  |  | EVD5X61M24A*+WALLCON | *80CTL0702120B* | 48500 | 19 | 9 | 50000 | 36800 | 73.6% | 2 | 0 | 10.5 |  |  |  |  | R-454B | 4.0417 | Residential & Commercial | USHP | Ducted CEE Tier 1
214731127 | Central HP <5.4 tons | TOSOT | HRCU-A-CB (Split System: Heat Pump with Remote Outdoor Unit-Air-Source) | HP-A60/O |  |  | HP-A60/I | 0 | 54000 | 16 | 9 | 54000 | 41000 | 75.93% | 1.8 | 0 | 10 |  |  |  |  | R-410A | 4.5 | Residential & Commercial | USHP | Ducted CEE Tier 1
215351152 | Central HP <5.4 tons | TOSOT | HRCU-A-CB (Split System: Heat Pump with Remote Outdoor Unit-Air-Source) | TU60-32WEDU |  |  | TUD60-32AH2EDU | 0 | 53000 | 18.5 | 10.5 | 54000 | 54000 | 100% | 2.1 | 0 | 11.7 |  |  |  |  | R-32 | 4.4167 | Residential & Commercial | USHP | Ducted CEE Tier 1
214720031 | Central HP <5.4 tons | COLEMAN | HRCU-A-CB (Split System: Heat Pump with Remote Outdoor Unit-Air-Source) | HH860E2S11 |  |  | CTU60C5XGS1+TXV | TM9V080C16MP12 | 43500 | 17 | 9 | 44000 | 33600 | 76.36% | 2 | 0 | 11 |  |  |  |  | R-454B | 3.625 | Residential & Commercial | USHP | Ducted CEE Tier 1
214720038 | Central HP <5.4 tons | COLEMAN | HRCU-A-CB (Split System: Heat Pump with Remote Outdoor Unit-Air-Source) | HH860E2S11 |  |  | CTU60C5XGS1+TXV | TP9C080C16MP13 | 43500 | 17 | 9 | 44000 | 33600 | 76.36% | 2 | 0 | 11 |  |  |  |  | R-454B | 3.625 | Residential & Commercial | USHP | Ducted CEE Tier 1
214720174 | Central HP <5.4 tons | COLEMAN | HRCU-A-CB (Split System: Heat Pump with Remote Outdoor Unit-Air-Source) | HH860E2S11 |  |  | CTU60C5XGS1+TXV | TM8E120C16MP11 | 44500 | 18 | 9 | 45500 | 34200 | 75.16% | 2 | 0 | 11 |  |  |  |  | R-454B | 3.7083 | Residential & Commercial | USHP | Ducted CEE Tier 1
212984441 | Central HP <5.4 tons | KEEPRITE | HRCU-A-CB (Split System: Heat Pump with Remote Outdoor Unit-Air-Source) | DLCURAH30ABK |  |  | EA*4X36L17A* | *92MSN0801716A* | 29400 | 15.2 | 8.1 | 34000 | 28000 | 82.35% | 1.76 | 0 | 9 |  |  |  |  | R-410A | 2.45 | Residential & Commercial | USHP
216505530 | Central HP <5.4 tons | TOSOT | HRCU-A-CB (Split System: Heat Pump with Remote Outdoor Unit-Air-Source) | TU36-24WADU |  |  | TCAT24F/NAA | A952U060BV4S*** | 23000 | 15.2 | 8.5 | 23000 | 20000 | 86.96% | 1.75 | 0 | 11.5 |  |  |  |  | R-410A | 1.9167 | Residential & Commercial | USHP | Ducted CEE Tier 1
214719967 | Central HP <5.4 tons | COLEMAN | HRCU-A-CB (Split System: Heat Pump with Remote Outdoor Unit-Air-Source) | HH860E2S11 |  |  | CTU60C5XGS1+TXV | TPLC120C20MP13 | 44500 | 18 | 9 | 45000 | 33800 | 75.11% | 2 | 0 | 11 |  |  |  |  | R-454B | 3.7083 | Residential & Commercial | USHP | Ducted CEE Tier 1
214720184 | Central HP <5.4 tons | COLEMAN | HRCU-A-CB (Split System: Heat Pump with Remote Outdoor Unit-Air-Source) | HH860E2S11 |  |  | CTU60C5XGS1+TXV | TM8E080C16MP11 | 44500 | 18 | 9 | 45500 | 34200 | 75.16% | 2 | 0 | 11 |  |  |  |  | R-454B | 3.7083 | Residential & Commercial | USHP | Ducted CEE Tier 1
210470504 | Central HP <5.4 tons | KENMORE | HRCU-A-CB (Split System: Heat Pump with Remote Outdoor Unit-Air-Source) | (C,H,T)VH837GKA2* |  |  | EA*4X61L21A*+WALLCON | *80CTL0901716A* | 33200 | 18 | 8.5 | 32000 | 24800 | 77.5% | 2 | 0 | 12 |  |  |  |  | R-410A | 2.7667 | Residential & Commercial | USHP | Ducted CEE Tier 1
216030976 | Central HP <5.4 tons | MOOVAIR | HRCU-A-CB (Split System: Heat Pump with Remote Outdoor Unit-Air-Source) | MSHMA24R2AN1 |  |  | MAHHA24R4AS1 | 0 | 24000 | 18.6 | 10 | 24000 | 20600 | 85.83% | 2.14 | 0 | 12 |  |  |  |  | R-454B | 2 | Residential & Commercial | USHP | Ducted CEE Tier 1
215942367 | Central HP <5.4 tons | KEEPRITE | HRCU-A-CB (Split System: Heat Pump with Remote Outdoor Unit-Air-Source) | C5H3V36*K*AAA* |  |  | EVM5X44M21A*+WALLCON | *97CMN0601714B* | 35200 | 21 | 8.5 | 37400 | 28000 | 74.87% | 2.06 | 0 | 11.7 |  |  |  |  | R-454B | 2.9333 | Residential & Commercial | USHP | Ducted CEE Tier 1
216727687 | Central HP <5.4 tons | CARRIER | HRCU-A-CB (Split System: Heat Pump with Remote Outdoor Unit-Air-Source) | 37MUHAQ24AA3 |  |  | CAA**3721AM* | 59TN6C060C17**14 | 23000 | 16.5 | 8.5 | 20600 | 18400 | 89.32% | 1.94 | 0 | 11 |  |  |  |  | R-454B | 1.9167 | Residential & Commercial | USHP | Ducted CEE Tier 1
206414274 | Central HP <5.4 tons | TOSOT | HRCU-A-CB (Split System: Heat Pump with Remote Outdoor Unit-Air-Source) | TU60-48WADU |  |  | TUD60-24AH2ADU | 0 | 54000 | 16 | 9 | 54000 | 41000 | 75.93% | 1.8 | 10.5 | 10 |  |  |  |  | R-410A | 4.5 | Residential & Commercial | USHP | Ducted CEE Tier 1
211712811 | Central HP <5.4 tons | KEEPRITE | HRCU-A-CB (Split System: Heat Pump with Remote Outdoor Unit-Air-Source) | DLCURAH30ABK |  |  | EA*4X42L24A* | *80ES(N,L)0702116A* | 29600 | 15.2 | 8.1 | 33800 | 27400 | 81.07% | 1.78 | 0 | 9 |  |  |  |  | R-410A | 2.4667 | Residential & Commercial | USHP
213069600 | Central HP <5.4 tons | ACIQ | HRCU-A-CB (Split System: Heat Pump with Remote Outdoor Unit-Air-Source) | DLCURAH36ABK |  |  | EN(A,D)4X48L24** | *95ESN1402422A* | 37400 | 15.2 | 8.1 | 40000 | 35200 | 88% | 2.08 | 0 | 10 |  |  |  |  | R-410A | 3.1167 | Residential & Commercial | USHP | Ducted CEE Tier 1
213071890 | Central HP <5.4 tons | ACIQ | HRCU-A-CB (Split System: Heat Pump with Remote Outdoor Unit-Air-Source) | DLCURAH24ABK |  |  | EN(A,D)4X36L21** | *80ES(N,L)1102120A* | 24800 | 16 | 8.5 | 26800 | 22200 | 82.84% | 1.82 | 0 | 10.5 |  |  |  |  | R-410A | 2.0667 | Residential & Commercial | USHP | Ducted CEE Tier 1
215942557 | Central HP <5.4 tons | KEEPRITE | HRCU-A-CB (Split System: Heat Pump with Remote Outdoor Unit-Air-Source) | C5H3V36*K*AAA* |  |  | EVD5X61M24A*+WALLCON | *80CSU1002120A* | 36000 | 22 | 8.5 | 37400 | 28400 | 75.94% | 2.04 | 0 | 12.5 |  |  |  |  | R-454B | 3 | Residential & Commercial | USHP | Ducted CEE Tier 1
215942507 | Central HP <5.4 tons | KEEPRITE | HRCU-A-CB (Split System: Heat Pump with Remote Outdoor Unit-Air-Source) | C5H3V36*K*AAA* |  |  | EVD5X61M21A*+WALLCON | *80CTL1102120B* | 36000 | 22 | 8.5 | 37400 | 28200 | 75.4% | 2.04 | 0 | 12.5 |  |  |  |  | R-454B | 3 | Residential & Commercial | USHP | Ducted CEE Tier 1
206414275 | Central HP <5.4 tons | TOSOT | HRCU-A-CB (Split System: Heat Pump with Remote Outdoor Unit-Air-Source) | TU60-48WADU |  |  | TUD48-24AH2ADU | 0 | 48000 | 17 | 9 | 48000 | 39000 | 81.25% | 1.8 | 11.5 | 11 |  |  |  |  | R-410A | 4 | Residential & Commercial | USHP | Ducted CEE Tier 1
216771325 | Central HP <5.4 tons | TOSOT | HRCU-A-CB (Split System: Heat Pump with Remote Outdoor Unit-Air-Source) | TU36-24WADU |  |  | TCAT36F/NAA | TWOV070T3AA-T | 32000 | 15.2 | 8.5 | 34000 | 23800 | 70% | 1.75 | 0 | 9 |  |  |  |  | R-410A | 2.6667 | Residential & Commercial | USHP
215828266 | Central HP <5.4 tons | TOSOT | HRCU-A-CB (Split System: Heat Pump with Remote Outdoor Unit-Air-Source) | TU36-24WADU |  |  | TCAT24F/NAA | GMVC960603BNB | 22400 | 15.2 | 8.5 | 24000 | 16800 | 70% | 1.75 | 0 | 11 |  |  |  |  | R-410A | 1.8667 | Residential & Commercial | USHP | Ducted CEE Tier 1
212394299 | Central HP <5.4 tons | TOSOT | HRCU-A-CB (Split System: Heat Pump with Remote Outdoor Unit-Air-Source) | TU36-24WADU |  |  | TCAT36F/NAA | ML296UH070XV36B-* | 31800 | 15.2 | 8.5 | 34000 | 23800 | 70% | 1.75 | 0 | 9 |  |  |  |  | R-410A | 2.65 | Residential & Commercial | USHP
213770346 | Central HP <5.4 tons | BRYANT HEATING AND COOLING SYSTEMS | HRCU-A-CB (Split System: Heat Pump with Remote Outdoor Unit-Air-Source) | 284ANV048*0**B* |  |  | CSPH*6012AL*+UI | 88*TB60090C21*** | 45000 | 20.5 | 9 | 46000 | 36000 | 78.26% | 2.36 | 0 | 11.7 |  |  |  |  | R-410A | 3.75 | Residential & Commercial | USHP | Ducted CEE Tier 1
215935294 | Central HP <5.4 tons | CARRIER | HRCU-A-CB (Split System: Heat Pump with Remote Outdoor Unit-Air-Source) | 27VNA336A*030* |  |  | CVAMA6021XMA*+UI | 59MN7C100C21**22 | 35600 | 22 | 8.5 | 38000 | 28600 | 75.26% | 2.02 | 0 | 12.5 |  |  |  |  | R-454B | 2.9667 | Residential & Commercial | USHP | Ducted CEE Tier 1
215935344 | Central HP <5.4 tons | CARRIER | HRCU-A-CB (Split System: Heat Pump with Remote Outdoor Unit-Air-Source) | 27VNA336A*030* |  |  | CVAMA6024XMA*+UI | 58TN*B090C21**20 | 35600 | 22 | 8.5 | 38000 | 28400 | 74.74% | 2.04 | 0 | 12.5 |  |  |  |  | R-454B | 2.9667 | Residential & Commercial | USHP | Ducted CEE Tier 1
213785370 | Central HP <5.4 tons | CARRIER | HRCU-A-CB (Split System: Heat Pump with Remote Outdoor Unit-Air-Source) | 25VNA436A*031* |  |  | CAP**3621AL*+UI | 59TN6C060C17**14 | 32000 | 18.5 | 8.5 | 38500 | 27000 | 70.13% | 1.92 | 0 | 11 |  |  |  |  | R-410A | 2.6667 | Residential & Commercial | USHP | Ducted CEE Tier 1
213072315 | Central HP <5.4 tons | ACIQ | HRCU-A-CB (Split System: Heat Pump with Remote Outdoor Unit-Air-Source) | DLCURAH18ABK |  |  | EN(A,D)4X24L17** | *80ES(N,L)0701712A* | 18000 | 16 | 8.5 | 18900 | 18700 | 98.94% | 2.26 | 0 | 11 |  |  |  |  | R-410A | 1.5 | Residential & Commercial | USHP | Ducted CEE Tier 1
213072372 | Central HP <5.4 tons | ACIQ | HRCU-A-CB (Split System: Heat Pump with Remote Outdoor Unit-Air-Source) | DLCURAH18ABK |  |  | FJMA4*18L*A* | 0 | 18000 | 15.5 | 8.5 | 19000 | 19100 | 100.5% | 2.28 | 0 | 10.5 |  |  |  |  | R-410A | 1.5 | Residential & Commercial | USHP | Ducted CEE Tier 1
216771323 | Central HP <5.4 tons | TOSOT | HRCU-A-CB (Split System: Heat Pump with Remote Outdoor Unit-Air-Source) | TU36-24WADU |  |  | TCAT36F/NAA | WPV070T3AA-N | 32000 | 15.2 | 8.5 | 34000 | 23800 | 70% | 1.75 | 0 | 9 |  |  |  |  | R-410A | 2.6667 | Residential & Commercial | USHP
214397652 | Central HP <5.4 tons | COLEMAN | HRCU-A-CB (Split System: Heat Pump with Remote Outdoor Unit-Air-Source) | HH836E2S11 |  |  | CTF48C5CFS1 | TP9C100C16MP13 | 33200 | 18 | 9 | 31200 | 25200 | 80.77% | 2 | 0 | 11 |  |  |  |  | R-454B | 2.7667 | Residential & Commercial | USHP | Ducted CEE Tier 1
214397719 | Central HP <5.4 tons | COLEMAN | HRCU-A-CB (Split System: Heat Pump with Remote Outdoor Unit-Air-Source) | HH836E2S11 |  |  | CTF36C5CDS1 | TP9C100C16MP13 | 33800 | 18 | 8.5 | 31400 | 25600 | 81.53% | 2 | 0 | 11 |  |  |  |  | R-454B | 2.8167 | Residential & Commercial | USHP | Ducted CEE Tier 1
214397817 | Central HP <5.4 tons | COLEMAN | HRCU-A-CB (Split System: Heat Pump with Remote Outdoor Unit-Air-Source) | HH836E2S11 |  |  | CTF48C5CFS1 | TM9E080C20MP12 | 34000 | 17 | 9 | 32000 | 25400 | 79.38% | 2 | 0 | 11 |  |  |  |  | R-454B | 2.8333 | Residential & Commercial | USHP | Ducted CEE Tier 1
214398137 | Central HP <5.4 tons | COLEMAN | HRCU-A-CB (Split System: Heat Pump with Remote Outdoor Unit-Air-Source) | HH836E2S11 |  |  | CTM36B5CDS1 | TM9Y060B12MP11 | 33000 | 17 | 8.5 | 31200 | 25600 | 82.05% | 2 | 0 | 11 |  |  |  |  | R-454B | 2.75 | Residential & Commercial | USHP | Ducted CEE Tier 1
214398169 | Central HP <5.4 tons | COLEMAN | HRCU-A-CB (Split System: Heat Pump with Remote Outdoor Unit-Air-Source) | HH836E2S11 |  |  | CTM36C5CDS1 | CP9C100C16MP13 | 33800 | 18 | 8.5 | 31400 | 25800 | 82.17% | 2 | 0 | 11 |  |  |  |  | R-454B | 2.8167 | Residential & Commercial | USHP | Ducted CEE Tier 1
214398471 | Central HP <5.4 tons | COLEMAN | HRCU-A-CB (Split System: Heat Pump with Remote Outdoor Unit-Air-Source) | HH836E2S11 |  |  | CTF48C5CFS1+JMVT16CC2N1 | 0 | 34400 | 19 | 9 | 32000 | 25200 | 78.75% | 2 | 0 | 11.7 |  |  |  |  | R-454B | 2.8667 | Residential & Commercial | USHP | Ducted CEE Tier 1
215940111 | Central HP <5.4 tons | KEEPRITE | HRCU-A-CB (Split System: Heat Pump with Remote Outdoor Unit-Air-Source) | C5H3V36*K*AAA* |  |  | ESH5X48M12A*+WALLCON | *80CSU0401712B* | 33800 | 19.5 | 9 | 34600 | 26400 | 76.3% | 1.92 | 0 | 11.7 |  |  |  |  | R-454B | 2.8167 | Residential & Commercial | USHP | Ducted CEE Tier 1
215940011 | Central HP <5.4 tons | KEEPRITE | HRCU-A-CB (Split System: Heat Pump with Remote Outdoor Unit-Air-Source) | C5H3V36*K*AAA* |  |  | ESH5X36M12A*+WALLCON | *97CTN1202422A* | 33400 | 19 | 9 | 34800 | 26600 | 76.44% | 1.92 | 0 | 11 |  |  |  |  | R-454B | 2.7833 | Residential & Commercial | USHP | Ducted CEE Tier 1
215940151 | Central HP <5.4 tons | KEEPRITE | HRCU-A-CB (Split System: Heat Pump with Remote Outdoor Unit-Air-Source) | C5H3V36*K*AAA* |  |  | ESH5X48M12A*+WALLCON | *97CTN0802120A* | 33800 | 19.5 | 9 | 34800 | 26600 | 76.44% | 1.94 | 0 | 11.5 |  |  |  |  | R-454B | 2.8167 | Residential & Commercial | USHP | Ducted CEE Tier 1
215940331 | Central HP <5.4 tons | KEEPRITE | HRCU-A-CB (Split System: Heat Pump with Remote Outdoor Unit-Air-Source) | C5H3V36*K*AAA* |  |  | EVM5X49M21A*+WALLCON | *96CTN0802120B* | 35600 | 21.5 | 8.5 | 38000 | 28600 | 75.26% | 2.04 | 0 | 12 |  |  |  |  | R-454B | 2.9667 | Residential & Commercial | USHP | Ducted CEE Tier 1
215940351 | Central HP <5.4 tons | KEEPRITE | HRCU-A-CB (Split System: Heat Pump with Remote Outdoor Unit-Air-Source) | C5H3V36*K*AAA* |  |  | EVM5X49M21A*+WALLCON | *80CSU0601716B* | 35600 | 22 | 8.5 | 38000 | 28600 | 75.26% | 2.02 | 0 | 12.5 |  |  |  |  | R-454B | 2.9667 | Residential & Commercial | USHP | Ducted CEE Tier 1
215939631 | Central HP <5.4 tons | KEEPRITE | HRCU-A-CB (Split System: Heat Pump with Remote Outdoor Unit-Air-Source) | C5H3V36*K*AAA* |  |  | EA*5X36M17A*+WALLCON | *97CTN0601716A* | 32000 | 18.5 | 9 | 35800 | 27600 | 77.09% | 1.88 | 0 | 10.5 |  |  |  |  | R-454B | 2.6667 | Residential & Commercial | USHP | Ducted CEE Tier 1
215939731 | Central HP <5.4 tons | KEEPRITE | HRCU-A-CB (Split System: Heat Pump with Remote Outdoor Unit-Air-Source) | C5H3V36*K*AAA* |  |  | EA*5X48M21A*+WALLCON | *80CSU0401712B* | 33400 | 20.5 | 9.5 | 34400 | 26200 | 76.16% | 2.04 | 0 | 11.7 |  |  |  |  | R-454B | 2.7833 | Residential & Commercial | USHP | Ducted CEE Tier 1
211387451 | Central HP <5.4 tons | FRASER-JOHNSTON | HRCU-A-CB (Split System: Heat Pump with Remote Outdoor Unit-Air-Source) | HMH72B341 |  |  | XAHC36DBCN1 | TP9C100C16MP13 | 33800 | 17 | 8.1 | 33400 | 23600 | 70.66% | 2.06 | 0 | 9.5 |  |  |  |  | R-410A | 2.8167 | Residential & Commercial | USHP
211387586 | Central HP <5.4 tons | FRASER-JOHNSTON | HRCU-A-CB (Split System: Heat Pump with Remote Outdoor Unit-Air-Source) | HMH72B341 |  |  | XAHC36DBCN1 | TM9V080C16MP12 | 33400 | 17 | 8.1 | 33200 | 23400 | 70.48% | 2.04 | 0 | 9.5 |  |  |  |  | R-410A | 2.7833 | Residential & Commercial | USHP
215941581 | Central HP <5.4 tons | KEEPRITE | HRCU-A-CB (Split System: Heat Pump with Remote Outdoor Unit-Air-Source) | C5H3V48*K*AAA* |  |  | EVD5X48M21A*+WALLCON | *97CTN1002122A* | 44500 | 20 | 8.1 | 52000 | 38500 | 74.04% | 2 | 0 | 11 |  |  |  |  | R-454B | 3.7083 | Residential & Commercial | USHP | Ducted CEE Tier 1
212988222 | Central HP <5.4 tons | KEEPRITE | HRCU-A-CB (Split System: Heat Pump with Remote Outdoor Unit-Air-Source) | DLCURAH36ABK |  |  | EA*4X48L21A* | *96MSN1002122A* | 35600 | 16 | 8.5 | 37800 | 34600 | 91.53% | 2.04 | 0 | 10 |  |  |  |  | R-410A | 2.9667 | Residential & Commercial | USHP | Ducted CEE Tier 1
212361368 | Central HP <5.4 tons | TOSOT | HRCU-A-C (Split System: Heat Pump with Remote Outdoor Unit with No Indoor Fan --Air Source) | TU60-48WADU |  |  | TCAT60H/NAA | 0 | 50500 | 15.2 | 8.5 | 53000 | 37200 | 70.19% | 1.8 | 0 | 9.5 |  |  |  |  | R-410A | 4.2083 | Residential & Commercial | USHP
213073443 | Central HP <5.4 tons | ACIQ | HRCU-A-CB (Split System: Heat Pump with Remote Outdoor Unit-Air-Source) | DLCURAH30ABK |  |  | EA*4X43L21A* | *80ESU0601716A | 31200 | 15.2 | 8.5 | 33400 | 26000 | 77.84% | 1.86 | 0 | 9 |  |  |  |  | R-410A | 2.6 | Residential & Commercial | USHP
212361366 | Central HP <5.4 tons | TOSOT | HRCU-A-C (Split System: Heat Pump with Remote Outdoor Unit with No Indoor Fan --Air Source) | TU36-24WADU |  |  | TCAT36F/NAA | 0 | 32000 | 15.2 | 8.5 | 36000 | 26000 | 72.22% | 1.8 | 0 | 9.5 |  |  |  |  | R-410A | 2.6667 | Residential & Commercial | USHP
212988325 | Central HP <5.4 tons | KEEPRITE | HRCU-A-CB (Split System: Heat Pump with Remote Outdoor Unit-Air-Source) | DLCURAH36ABK |  |  | EA*4X48L24A* | *96MSN1202422A* | 35600 | 16.5 | 8.5 | 37800 | 34600 | 91.53% | 2.02 | 0 | 10 |  |  |  |  | R-410A | 2.9667 | Residential & Commercial | USHP | Ducted CEE Tier 1
215941471 | Central HP <5.4 tons | KEEPRITE | HRCU-A-CB (Split System: Heat Pump with Remote Outdoor Unit-Air-Source) | C5H3V48*K*AAA* |  |  | EVM5X60M24A*+WALLCON | *97CTN1002122A* | 45500 | 20.5 | 8.1 | 52500 | 38000 | 72.38% | 1.9 | 0 | 11.5 |  |  |  |  | R-454B | 3.7917 | Residential & Commercial | USHP | Ducted CEE Tier 1
215941621 | Central HP <5.4 tons | KEEPRITE | HRCU-A-CB (Split System: Heat Pump with Remote Outdoor Unit-Air-Source) | C5H3V48*K*AAA* |  |  | EVD5X48M24A*+WALLCON | *97CTN1202422A* | 45000 | 20.5 | 8.1 | 52000 | 38000 | 73.08% | 1.9 | 0 | 11 |  |  |  |  | R-454B | 3.75 | Residential & Commercial | USHP | Ducted CEE Tier 1
216727887 | Central HP <5.4 tons | CARRIER | HRCU-A-CB (Split System: Heat Pump with Remote Outdoor Unit-Air-Source) | 37MUHAQ24AA3 |  |  | CSAH*3012AM* | 59TN6C100C21**22 | 22800 | 15.2 | 8.1 | 21200 | 19000 | 89.62% | 1.9 | 0 | 10.5 |  |  |  |  | R-454B | 1.9 | Residential & Commercial | USHP | Ducted CEE Tier 1
216727669 | Central HP <5.4 tons | CARRIER | HRCU-A-CB (Split System: Heat Pump with Remote Outdoor Unit-Air-Source) | 37MUHAQ24AA3 |  |  | CAA**3721AM* | 59SC2E080M21**20 | 23600 | 16.5 | 8.5 | 20800 | 18500 | 88.94% | 1.96 | 0 | 11 |  |  |  |  | R-454B | 1.9667 | Residential & Commercial | USHP | Ducted CEE Tier 1
216727670 | Central HP <5.4 tons | CARRIER | HRCU-A-CB (Split System: Heat Pump with Remote Outdoor Unit-Air-Source) | 37MUHAQ24AA3 |  |  | CAA**3721AM* | 59SC2E100M21**20 | 23000 | 16.5 | 8.5 | 20600 | 18400 | 89.32% | 1.98 | 0 | 11 |  |  |  |  | R-454B | 1.9167 | Residential & Commercial | USHP | Ducted CEE Tier 1
216727671 | Central HP <5.4 tons | CARRIER | HRCU-A-CB (Split System: Heat Pump with Remote Outdoor Unit-Air-Source) | 37MUHAQ24AA3 |  |  | CAA**3721AM* | 59SC2E100M21**22 | 23600 | 16 | 8.5 | 21000 | 18600 | 88.57% | 1.96 | 0 | 11 |  |  |  |  | R-454B | 1.9667 | Residential & Commercial | USHP | Ducted CEE Tier 1
216727703 | Central HP <5.4 tons | CARRIER | HRCU-A-CB (Split System: Heat Pump with Remote Outdoor Unit-Air-Source) | 37MUHAQ24AA3 |  |  | CAA**3721AM* | 59TP7A100V21**20 | 22800 | 16.5 | 8.5 | 20400 | 18300 | 89.71% | 1.98 | 0 | 11 |  |  |  |  | R-454B | 1.9 | Residential & Commercial | USHP | Ducted CEE Tier 1
216727704 | Central HP <5.4 tons | CARRIER | HRCU-A-CB (Split System: Heat Pump with Remote Outdoor Unit-Air-Source) | 37MUHAQ24AA3 |  |  | CAA**3721AM* | 59TP7A100V21**22 | 23200 | 16 | 8.5 | 20800 | 18500 | 88.94% | 1.96 | 0 | 11 |  |  |  |  | R-454B | 1.9333 | Residential & Commercial | USHP | Ducted CEE Tier 1
216727752 | Central HP <5.4 tons | CARRIER | HRCU-A-CB (Split System: Heat Pump with Remote Outdoor Unit-Air-Source) | 37MUHAQ24AA3 |  |  | CSAH*2412AM* | 59SC2E080M17**16 | 22400 | 15.2 | 8.1 | 21200 | 19000 | 89.62% | 1.9 | 0 | 10.5 |  |  |  |  | R-454B | 1.8667 | Residential & Commercial | USHP | Ducted CEE Tier 1
214396579 | Central HP <5.4 tons | COLEMAN | HRCU-A-CB (Split System: Heat Pump with Remote Outdoor Unit-Air-Source) | HH860E2S11 |  |  | CTF60C5CGS1+JMC16C2SN1 | 0 | 45000 | 19 | 9 | 45000 | 33600 | 74.67% | 2 | 0 | 12 |  |  |  |  | R-454B | 3.75 | Residential & Commercial | USHP | Ducted CEE Tier 1
214397177 | Central HP <5.4 tons | COLEMAN | HRCU-A-CB (Split System: Heat Pump with Remote Outdoor Unit-Air-Source) | HH860E2S11 |  |  | CTM60D5CHS1 | TM9V120D20MP12 | 54000 | 19 | 9 | 54000 | 39000 | 72.22% | 2 | 0 | 11 |  |  |  |  | R-454B | 4.5 | Residential & Commercial | USHP | Ducted CEE Tier 1
214396327 | Central HP <5.4 tons | COLEMAN | HRCU-A-CB (Split System: Heat Pump with Remote Outdoor Unit-Air-Source) | HH860E2S11 |  |  | CTM60C5CHS1 | TM8Y120C20MP11 | 54000 | 19 | 9 | 55000 | 39500 | 71.82% | 2 | 0 | 11 |  |  |  |  | R-454B | 4.5 | Residential & Commercial | USHP | Ducted CEE Tier 1
212984205 | Central HP <5.4 tons | CARRIER | HRCU-A-CB (Split System: Heat Pump with Remote Outdoor Unit-Air-Source) | 38MURAQ18AB3* |  |  | CNPV*2417AL* | 59SC2E060M17**14 | 17500 | 16 | 8.5 | 18500 | 19200 | 103.8% | 2.3 | 0 | 10.5 |  |  |  |  | R-410A | 1.4583 | Residential & Commercial | USHP | Ducted CEE Tier 1
212986997 | Central HP <5.4 tons | CARRIER | HRCU-A-CB (Split System: Heat Pump with Remote Outdoor Unit-Air-Source) | 38MURAQ18AB3* |  |  | CAP**2417AL* | 59SC6A060M14**12 | 17300 | 16 | 8.5 | 18200 | 19400 | 106.6% | 2.34 | 0 | 10.5 |  |  |  |  | R-410A | 1.4417 | Residential & Commercial | USHP | Ducted CEE Tier 1
212984959 | Central HP <5.4 tons | CARRIER | HRCU-A-CB (Split System: Heat Pump with Remote Outdoor Unit-Air-Source) | 38MURAQ30AB3* |  |  | CAP**3621AL* | 59SC2E080M21**20 | 30000 | 15.2 | 8.1 | 34400 | 28000 | 81.4% | 1.78 | 0 | 9 |  |  |  |  | R-410A | 2.5 | Residential & Commercial | USHP
210472872 | Central HP <5.4 tons | KENMORE | HRCU-A-CB (Split System: Heat Pump with Remote Outdoor Unit-Air-Source) | (C,H,T)VH825GKA3* |  |  | EA*4X42L21A*+WALLCON | *80CSU1002120A* | 23800 | 16.5 | 8.1 | 21400 | 16700 | 78.04% | 1.94 | 0 | 10.5 |  |  |  |  | R-410A | 1.9833 | Residential & Commercial | USHP | Ducted CEE Tier 1
216623459 | Central HP <5.4 tons | MOOVAIR | HRCU-A-C (Split System: Heat Pump with Remote Outdoor Unit with No Indoor Fan --Air Source) | MSHMA18R2AN1 |  |  | GUHMA24RBAS1 | 0 | 18000 | 16.1 | 9.5 | 19000 | 18000 | 94.74% | 2.06 | 0 | 11.7 |  |  |  |  | R-454B | 1.5 | Residential & Commercial | USHP | Ducted CEE Tier 1
216626000 | Central HP <5.4 tons | TOSOT | HRCU-A-CB (Split System: Heat Pump with Remote Outdoor Unit-Air-Source) | TU30W-GDU |  |  | TUD24AH2-GDU | 0 | 24000 | 18.5 | 8.3 | 24000 | 19000 | 79.17% | 1.75 | 0 | 11.7 |  |  |  |  | R-32 | 2 | Residential & Commercial | USHP | Ducted CEE Tier 1
215828263 | Central HP <5.4 tons | TOSOT | HRCU-A-CB (Split System: Heat Pump with Remote Outdoor Unit-Air-Source) | TU36-24WADU |  |  | TCAT24F/NAA | 926TC48080V17 | 23000 | 15.2 | 8.5 | 24000 | 16800 | 70% | 1.75 | 0 | 11 |  |  |  |  | R-410A | 1.9167 | Residential & Commercial | USHP | Ducted CEE Tier 1
206724397 | Central HP <5.4 tons | NORTEK | HRCU-A-CB (Split System: Heat Pump with Remote Outdoor Unit-Air-Source) | GXH24-36MSK4DH |  |  | GMH**-36MSK4DH1 | 0 | 34000 | 16 | 9 | 35000 | 28000 | 80% | 1.8 | 10 | 10 |  |  |  |  | R-410A | 2.8333 | Residential & Commercial | USHP | Ducted CEE Tier 1
216505532 | Central HP <5.4 tons | TOSOT | HRCU-A-CB (Split System: Heat Pump with Remote Outdoor Unit-Air-Source) | TU36-24WADU |  |  | TCAT24F/NAA | WPV070T3AA-N | 23000 | 15.2 | 8.5 | 23000 | 19000 | 82.61% | 1.75 | 0 | 11.5 |  |  |  |  | R-410A | 1.9167 | Residential & Commercial | USHP | Ducted CEE Tier 1
216030964 | Central HP <5.4 tons | MOOVAIR | HRCU-A-CB (Split System: Heat Pump with Remote Outdoor Unit-Air-Source) | MSHMA18R2AN1 |  |  | MAHMA18R4AS1 | 0 | 18000 | 19 | 9.7 | 19000 | 18000 | 94.74% | 2 | 0 | 12.5 |  |  |  |  | R-454B | 1.5 | Residential & Commercial | USHP | Ducted CEE Tier 1
216623465 | Central HP <5.4 tons | MOOVAIR | HRCU-A-C (Split System: Heat Pump with Remote Outdoor Unit with No Indoor Fan --Air Source) | MSHMA18R2AN1 |  |  | MCHMA24RBAS1 | 0 | 18000 | 16.1 | 9.5 | 19000 | 18000 | 94.74% | 2.06 | 0 | 11.7 |  |  |  |  | R-454B | 1.5 | Residential & Commercial | USHP | Ducted CEE Tier 1
214396911 | Central HP <5.4 tons | COLEMAN | HRCU-A-CB (Split System: Heat Pump with Remote Outdoor Unit-Air-Source) | HH836E2S11 |  |  | CTF36C5CDS1 | TM8E080C20MP11 | 34800 | 17 | 8.5 | 32800 | 27000 | 82.32% | 2 | 0 | 11 |  |  |  |  | R-454B | 2.9 | Residential & Commercial | USHP | Ducted CEE Tier 1
214396936 | Central HP <5.4 tons | COLEMAN | HRCU-A-CB (Split System: Heat Pump with Remote Outdoor Unit-Air-Source) | HH836E2S11 |  |  | CTF48C5CFS1 | TMLE080C16MP11 | 33200 | 19 | 9 | 31200 | 25400 | 81.41% | 2 | 0 | 11 |  |  |  |  | R-454B | 2.7667 | Residential & Commercial | USHP | Ducted CEE Tier 1
214397229 | Central HP <5.4 tons | COLEMAN | HRCU-A-CB (Split System: Heat Pump with Remote Outdoor Unit-Air-Source) | HH836E2S11 |  |  | CTM36C5CDS1 | TM8Y100C20MP11 | 33400 | 17 | 8.5 | 30800 | 25200 | 81.82% | 2 | 0 | 11.7 |  |  |  |  | R-454B | 2.7833 | Residential & Commercial | USHP | Ducted CEE Tier 1
214397338 | Central HP <5.4 tons | COLEMAN | HRCU-A-CB (Split System: Heat Pump with Remote Outdoor Unit-Air-Source) | HH836E2S11 |  |  | CTM48C5CFS1 | TMLE080C20MP11 | 34600 | 18 | 8.5 | 32800 | 25800 | 78.66% | 2 | 0 | 11 |  |  |  |  | R-454B | 2.8833 | Residential & Commercial | USHP | Ducted CEE Tier 1
216623466 | Central HP <5.4 tons | MOOVAIR | HRCU-A-C (Split System: Heat Pump with Remote Outdoor Unit with No Indoor Fan --Air Source) | MSHMA24R2AN1 |  |  | MCHMA24RBAS1 | 0 | 24000 | 16 | 9.5 | 25000 | 21000 | 84% | 1.8 | 0 | 10 |  |  |  |  | R-454B | 2 | Residential & Commercial | USHP | Ducted CEE Tier 1
216030961 | Central HP <5.4 tons | MOOVAIR | HRCU-A-CB (Split System: Heat Pump with Remote Outdoor Unit-Air-Source) | MSHEA36R2AN1 |  |  | MAHMA36R4AS1 | 0 | 36000 | 16.1 | 8.7 | 36000 | 27000 | 75% | 2 | 0 | 10 |  |  |  |  | R-454B | 3 | Residential & Commercial | USHP | Ducted CEE Tier 1
214382092 | Central HP <5.4 tons | CHAMPION HEATING AND COOLING | HRCU-A-CB (Split System: Heat Pump with Remote Outdoor Unit-Air-Source) | HL20B3621 |  |  | JHVVC36DE2C2N1+CC | 0 | 33200 | 19.5 | 8.5 | 33800 | 28800 | 85.21% | 1.98 | 0 | 12 |  |  |  |  | R-410A | 2.7667 | Residential & Commercial | USHP | Ducted CEE Tier 1
210473147 | Central HP <5.4 tons | KENMORE | HRCU-A-CB (Split System: Heat Pump with Remote Outdoor Unit-Air-Source) | (C,H,T)VH825GKA3* |  |  | EA*4X43L21A*+WALLCON | *80CSU1002120A* | 24400 | 16.5 | 8.1 | 21200 | 16600 | 78.3% | 2.02 | 0 | 10.5 |  |  |  |  | R-410A | 2.0333 | Residential & Commercial | USHP | Ducted CEE Tier 1
215936593 | Central HP <5.4 tons | TEMPSTAR | HRCU-A-CB (Split System: Heat Pump with Remote Outdoor Unit-Air-Source) | T5H3V36*K*AAA* |  |  | EVD5X60M21A*+WALLCON | *80CTL0451712B* | 35200 | 21 | 8.5 | 39000 | 29400 | 75.38% | 2 | 0 | 11.7 |  |  |  |  | R-454B | 2.9333 | Residential & Commercial | USHP | Ducted CEE Tier 1
215940121 | Central HP <5.4 tons | KEEPRITE | HRCU-A-CB (Split System: Heat Pump with Remote Outdoor Unit-Air-Source) | C5H3V36*K*AAA* |  |  | ESH5X48M12A*+WALLCON | *80CSU0601716B* | 33800 | 19.5 | 9 | 34600 | 26400 | 76.3% | 1.92 | 0 | 11.7 |  |  |  |  | R-454B | 2.8167 | Residential & Commercial | USHP | Ducted CEE Tier 1
216623460 | Central HP <5.4 tons | MOOVAIR | HRCU-A-C (Split System: Heat Pump with Remote Outdoor Unit with No Indoor Fan --Air Source) | MSHMA24R2AN1 |  |  | GUHMA24RBAS1 | 0 | 24000 | 16 | 9.5 | 25000 | 21000 | 84% | 1.8 | 0 | 10 |  |  |  |  | R-454B | 2 | Residential & Commercial | USHP | Ducted CEE Tier 1
213063038 | Central HP <5.4 tons | ACIQ | HRCU-A-CB (Split System: Heat Pump with Remote Outdoor Unit-Air-Source) | HVH825GKA3* |  |  | EHD4X30AAL+WALLCON | *80CTL0901716A* | 23800 | 16 | 8.1 | 21800 | 16700 | 76.61% | 1.98 | 11 | 10.5 |  |  |  |  | R-410A | 1.9833 | Residential & Commercial | USHP | Ducted CEE Tier 1
213063054 | Central HP <5.4 tons | ACIQ | HRCU-A-CB (Split System: Heat Pump with Remote Outdoor Unit-Air-Source) | HVH825GKA3* |  |  | EA*4X24L17A*+WALLCON | *80CSU0401712A* | 23200 | 16.5 | 8.1 | 22000 | 16700 | 75.91% | 1.9 | 11 | 10.5 |  |  |  |  | R-410A | 1.9333 | Residential & Commercial | USHP | Ducted CEE Tier 1
213063056 | Central HP <5.4 tons | ACIQ | HRCU-A-CB (Split System: Heat Pump with Remote Outdoor Unit-Air-Source) | HVH825GKA3* |  |  | EA*4X25L17A*+WALLCON | *80CSU0401712A* | 24400 | 17 | 8.1 | 21200 | 16600 | 78.3% | 2.02 | 11.5 | 11 |  |  |  |  | R-410A | 2.0333 | Residential & Commercial | USHP | Ducted CEE Tier 1
213063063 | Central HP <5.4 tons | ACIQ | HRCU-A-CB (Split System: Heat Pump with Remote Outdoor Unit-Air-Source) | HVH825GKA3* |  |  | EA*4X36L21A*+WALLCON | *80CSU0601716A* | 23600 | 16.5 | 8.1 | 21400 | 16600 | 77.57% | 1.94 | 11.5 | 10.5 |  |  |  |  | R-410A | 1.9667 | Residential & Commercial | USHP | Ducted CEE Tier 1
212984501 | Central HP <5.4 tons | KEEPRITE | HRCU-A-CB (Split System: Heat Pump with Remote Outdoor Unit-Air-Source) | DLCURAH30ABK |  |  | EA*4X43L21A* | *92MSN0801716A* | 30400 | 15.5 | 8.1 | 33200 | 26400 | 79.52% | 1.84 | 0 | 9 |  |  |  |  | R-410A | 2.5333 | Residential & Commercial | USHP
216801877 | Central HP <5.4 tons | CHAMPION HEATING AND COOLING | HRCU-A-CB (Split System: Heat Pump with Remote Outdoor Unit-Air-Source) | HH836E2S11 |  |  | CTM48C5CFS1 | Z8ET080C16LMPS1 | 32800 | 19 | 9 | 30200 | 22800 | 75.5% | 2 | 0 | 11.7 |  |  |  |  | R-454B | 2.7333 | Residential & Commercial | USHP | Ducted CEE Tier 1
214396896 | Central HP <5.4 tons | COLEMAN | HRCU-A-CB (Split System: Heat Pump with Remote Outdoor Unit-Air-Source) | HH836E2S11 |  |  | CTM36C5CDS1 | TMLE100C20MP11 | 34600 | 17 | 8.5 | 32600 | 26800 | 82.21% | 2 | 0 | 11 |  |  |  |  | R-454B | 2.8833 | Residential & Commercial | USHP | Ducted CEE Tier 1
214396921 | Central HP <5.4 tons | COLEMAN | HRCU-A-CB (Split System: Heat Pump with Remote Outdoor Unit-Air-Source) | HH836E2S11 |  |  | CTM48C5CFS1 | TM8E080C16MP11 | 33400 | 19 | 9 | 31400 | 25400 | 80.89% | 2 | 0 | 11 |  |  |  |  | R-454B | 2.7833 | Residential & Commercial | USHP | Ducted CEE Tier 1
214397353 | Central HP <5.4 tons | COLEMAN | HRCU-A-CB (Split System: Heat Pump with Remote Outdoor Unit-Air-Source) | HH836E2S11 |  |  | CTM48C5CFS1 | TMLE120C20MP11 | 34600 | 17 | 8.5 | 32600 | 25600 | 78.53% | 2 | 0 | 11 |  |  |  |  | R-454B | 2.8833 | Residential & Commercial | USHP | Ducted CEE Tier 1
214396862 | Central HP <5.4 tons | COLEMAN | HRCU-A-CB (Split System: Heat Pump with Remote Outdoor Unit-Air-Source) | HH836E2S11 |  |  | CTM36C5CDS1 | TM8V080C16MP12 | 34000 | 18 | 8.5 | 32000 | 26200 | 81.88% | 2 | 0 | 11 |  |  |  |  | R-454B | 2.8333 | Residential & Commercial | USHP | Ducted CEE Tier 1
214396971 | Central HP <5.4 tons | COLEMAN | HRCU-A-CB (Split System: Heat Pump with Remote Outdoor Unit-Air-Source) | HH836E2S11 |  |  | CTF48C5CFS1 | TM8V080C16MP12 | 33400 | 18 | 9 | 31600 | 25400 | 80.38% | 2 | 0 | 11 |  |  |  |  | R-454B | 2.7833 | Residential & Commercial | USHP | Ducted CEE Tier 1
216623452 | Central HP <5.4 tons | MOOVAIR | HRCU-A-C (Split System: Heat Pump with Remote Outdoor Unit with No Indoor Fan --Air Source) | MSHMA18R2AN1 |  |  | GCHMA24RBAS1 | 0 | 18000 | 16.1 | 9.5 | 19000 | 18000 | 94.74% | 2.06 | 0 | 11.7 |  |  |  |  | R-454B | 1.5 | Residential & Commercial | USHP | Ducted CEE Tier 1
215942467 | Central HP <5.4 tons | KEEPRITE | HRCU-A-CB (Split System: Heat Pump with Remote Outdoor Unit-Air-Source) | C5H3V36*K*AAA* |  |  | EVD5X60M21A*+WALLCON | *96CTN0601714B* | 35200 | 21 | 8.5 | 37400 | 28000 | 74.87% | 2 | 0 | 11.7 |  |  |  |  | R-454B | 2.9333 | Residential & Commercial | USHP | Ducted CEE Tier 1
215942517 | Central HP <5.4 tons | KEEPRITE | HRCU-A-CB (Split System: Heat Pump with Remote Outdoor Unit-Air-Source) | C5H3V36*K*AAA* |  |  | EVD5X61M21A*+WALLCON | *97CMN0601714B* | 35600 | 21.5 | 8.5 | 37400 | 28200 | 75.4% | 2.06 | 0 | 11.7 |  |  |  |  | R-454B | 2.9667 | Residential & Commercial | USHP | Ducted CEE Tier 1
214396931 | Central HP <5.4 tons | COLEMAN | HRCU-A-CB (Split System: Heat Pump with Remote Outdoor Unit-Air-Source) | HH836E2S11 |  |  | CTF48C5CFS1 | TM8E080C16MP11 | 33200 | 19 | 9 | 31200 | 25400 | 81.41% | 2 | 0 | 11 |  |  |  |  | R-454B | 2.7667 | Residential & Commercial | USHP | Ducted CEE Tier 1
214396916 | Central HP <5.4 tons | COLEMAN | HRCU-A-CB (Split System: Heat Pump with Remote Outdoor Unit-Air-Source) | HH836E2S11 |  |  | CTF36C5CDS1 | TMLE080C20MP11 | 34800 | 17 | 8.5 | 32800 | 27000 | 82.32% | 2 | 0 | 11 |  |  |  |  | R-454B | 2.9 | Residential & Commercial | USHP | Ducted CEE Tier 1
214397249 | Central HP <5.4 tons | COLEMAN | HRCU-A-CB (Split System: Heat Pump with Remote Outdoor Unit-Air-Source) | HH836E2S11 |  |  | CTF36C5CDS1+JME16C2SN1 | 0 | 34600 | 19 | 9 | 31600 | 26000 | 82.28% | 2 | 0 | 12 |  |  |  |  | R-454B | 2.8833 | Residential & Commercial | USHP | Ducted CEE Tier 1
214396545 | Central HP <5.4 tons | COLEMAN | HRCU-A-CB (Split System: Heat Pump with Remote Outdoor Unit-Air-Source) | HH836E2S11 |  |  | CTM48C5CFS1 | CPLC100C16MP13 | 33000 | 19 | 9 | 31200 | 25200 | 80.77% | 2 | 0 | 11 |  |  |  |  | R-454B | 2.75 | Residential & Commercial | USHP | Ducted CEE Tier 1
214397254 | Central HP <5.4 tons | COLEMAN | HRCU-A-CB (Split System: Heat Pump with Remote Outdoor Unit-Air-Source) | HH836E2S11 |  |  | CTF36B5CDS1 | TM9Y080B12MP11 | 33400 | 18 | 8.5 | 31400 | 25600 | 81.53% | 2 | 0 | 11 |  |  |  |  | R-454B | 2.7833 | Residential & Commercial | USHP | Ducted CEE Tier 1
214397279 | Central HP <5.4 tons | COLEMAN | HRCU-A-CB (Split System: Heat Pump with Remote Outdoor Unit-Air-Source) | HH836E2S11 |  |  | CTF36C5CDS1 | CP9C080C16MP13 | 33800 | 18 | 8.5 | 31800 | 26000 | 81.76% | 2 | 0 | 11 |  |  |  |  | R-454B | 2.8167 | Residential & Commercial | USHP | Ducted CEE Tier 1
214397306 | Central HP <5.4 tons | COLEMAN | HRCU-A-CB (Split System: Heat Pump with Remote Outdoor Unit-Air-Source) | HH836E2S11 |  |  | CTF36B5CDS1 | TM8V080B12MP12 | 33000 | 17 | 8.5 | 31000 | 25200 | 81.29% | 2 | 0 | 11 |  |  |  |  | R-454B | 2.75 | Residential & Commercial | USHP | Ducted CEE Tier 1
210473224 | Central HP <5.4 tons | KENMORE | HRCU-A-CB (Split System: Heat Pump with Remote Outdoor Unit-Air-Source) | (C,H,T)VH825GKA3* |  |  | EA*4X43L21A*+WALLCON | *97CMN1002122A* | 24400 | 16.5 | 8.5 | 21200 | 16600 | 78.3% | 2.04 | 0 | 11 |  |  |  |  | R-410A | 2.0333 | Residential & Commercial | USHP | Ducted CEE Tier 1
216727753 | Central HP <5.4 tons | CARRIER | HRCU-A-CB (Split System: Heat Pump with Remote Outdoor Unit-Air-Source) | 37MUHAQ24AA3 |  |  | CSAH*2412AM* | 59SC2E080M21**20 | 22400 | 15.2 | 8.1 | 21200 | 19000 | 89.62% | 1.9 | 0 | 10.5 |  |  |  |  | R-454B | 1.8667 | Residential & Commercial | USHP | Ducted CEE Tier 1
216727772 | Central HP <5.4 tons | CARRIER | HRCU-A-CB (Split System: Heat Pump with Remote Outdoor Unit-Air-Source) | 37MUHAQ24AA3 |  |  | CSAH*2412AM* | 59SP6B120V24**22 | 22400 | 15.2 | 8.1 | 21200 | 19100 | 90.09% | 1.85 | 0 | 10.5 |  |  |  |  | R-454B | 1.8667 | Residential & Commercial | USHP | Ducted CEE Tier 1
216727903 | Central HP <5.4 tons | CARRIER | HRCU-A-CB (Split System: Heat Pump with Remote Outdoor Unit-Air-Source) | 37MUHAQ24AA3 |  |  | CSAH*3012AM* | 59TP7A060V17**16 | 22400 | 15.5 | 8.1 | 21000 | 18800 | 89.52% | 1.85 | 0 | 10.5 |  |  |  |  | R-454B | 1.8667 | Residential & Commercial | USHP | Ducted CEE Tier 1
216727919 | Central HP <5.4 tons | CARRIER | HRCU-A-CB (Split System: Heat Pump with Remote Outdoor Unit-Air-Source) | 37MUHAQ24AA3 |  |  | CSAH*3612AM* | 58S(B,C)*B070M21**16 | 22800 | 15.5 | 8.1 | 20800 | 18500 | 88.94% | 1.9 | 0 | 10.5 |  |  |  |  | R-454B | 1.9 | Residential & Commercial | USHP | Ducted CEE Tier 1
216728005 | Central HP <5.4 tons | CARRIER | HRCU-A-CB (Split System: Heat Pump with Remote Outdoor Unit-Air-Source) | 37MUHAQ24AA3 |  |  | CSAH*3612AM* | 59TP6C080V17**16 | 22600 | 16 | 8.1 | 20800 | 18400 | 88.46% | 1.85 | 0 | 11 |  |  |  |  | R-454B | 1.8833 | Residential & Commercial | USHP | Ducted CEE Tier 1
216728020 | Central HP <5.4 tons | CARRIER | HRCU-A-CB (Split System: Heat Pump with Remote Outdoor Unit-Air-Source) | 37MUHAQ24AA3 |  |  | CSAH*3612AM* | OVMAAB042112 | 23200 | 15.2 | 8.1 | 21200 | 18900 | 89.15% | 1.85 | 0 | 10.5 |  |  |  |  | R-454B | 1.9333 | Residential & Commercial | USHP | Ducted CEE Tier 1
216030962 | Central HP <5.4 tons | MOOVAIR | HRCU-A-CB (Split System: Heat Pump with Remote Outdoor Unit-Air-Source) | MSHEA48R2AN1 |  |  | MAHMA48R4AS1 | 0 | 48000 | 16 | 8.5 | 48000 | 38000 | 79.17% | 1.85 | 0 | 10 |  |  |  |  | R-454B | 4 | Residential & Commercial | USHP | Ducted CEE Tier 1
213296816 | Central HP <5.4 tons | CHAMPION HEATING AND COOLING | HRCU-A-CB (Split System: Heat Pump with Remote Outdoor Unit-Air-Source) | HMH72B341 |  |  | XAHC30CXXN1+TXV | Z9ES080B12SMPS1 | 31800 | 16.5 | 8.1 | 32200 | 22600 | 70.19% | 1.98 | 0 | 9.5 |  |  |  |  | R-410A | 2.65 | Residential & Commercial | USHP
216571353 | Central HP <5.4 tons | TOSOT | HRCU-A-CB (Split System: Heat Pump with Remote Outdoor Unit-Air-Source) | TU36-24WADU |  |  | TCAT24F/NAA | A952V060BD3S*** | 23000 | 15.2 | 8.5 | 23000 | 20000 | 86.96% | 1.75 | 0 | 11.5 |  |  |  |  | R-410A | 1.9167 | Residential & Commercial | USHP | Ducted CEE Tier 1
213607640 | Central HP <5.4 tons | KEEPRITE | HRCU-A-CB (Split System: Heat Pump with Remote Outdoor Unit-Air-Source) | DLCURAH24ABK |  |  | FTMA4B36L0C* | 0 | 24600 | 17.5 | 9 | 25800 | 22400 | 86.82% | 1.86 | 0 | 10.5 |  |  |  |  | R-410A | 2.05 | Residential & Commercial | USHP | Ducted CEE Tier 1
212988753 | Central HP <5.4 tons | KEEPRITE | HRCU-A-CB (Split System: Heat Pump with Remote Outdoor Unit-Air-Source) | DLCURAH24ABK |  |  | EN(A,D,W)4X36L17** | *95MSU0401712A* | 23600 | 16.5 | 8.1 | 26400 | 24200 | 91.67% | 2.02 | 0 | 10 |  |  |  |  | R-410A | 1.9667 | Residential & Commercial | USHP | Ducted CEE Tier 1
206726718 | Central HP <5.4 tons | LBG Products | HRCU-A-CB (Split System: Heat Pump with Remote Outdoor Unit-Air-Source) | LCH24036DO |  |  | LCH24DGHNI | 0 | 24000 | 17 | 9 | 24000 | 22000 | 91.67% | 1.8 | 12.5 | 12 |  |  |  |  | R-410A | 2 | Residential & Commercial | USHP | Ducted CEE Tier 1
214807769 | Central HP <5.4 tons | CHAMPION HEATING AND COOLING | HRCU-A-CB (Split System: Heat Pump with Remote Outdoor Unit-Air-Source) | HH836E2S11 |  |  | CTU36B5XDS1+JME12B2SN1+TXV | 0 | 33400 | 19 | 9 | 30400 | 24800 | 81.58% | 2 | 0 | 12 |  |  |  |  | R-454B | 2.7833 | Residential & Commercial | USHP | Ducted CEE Tier 1
212986915 | Central HP <5.4 tons | KEEPRITE | HRCU-A-CB (Split System: Heat Pump with Remote Outdoor Unit-Air-Source) | DLCURAH24ABK |  |  | EA*4X36L17A* | *96MSN0601412A* | 23600 | 16.5 | 8.5 | 26200 | 23800 | 90.84% | 1.98 | 0 | 10 |  |  |  |  | R-410A | 1.9667 | Residential & Commercial | USHP | Ducted CEE Tier 1
212986965 | Central HP <5.4 tons | KEEPRITE | HRCU-A-CB (Split System: Heat Pump with Remote Outdoor Unit-Air-Source) | DLCURAH24ABK |  |  | EN(A,D)4X30L17** | *96MSN0601412A* | 23600 | 16.5 | 8.1 | 26400 | 24200 | 91.67% | 2.02 | 0 | 10 |  |  |  |  | R-410A | 1.9667 | Residential & Commercial | USHP | Ducted CEE Tier 1
212986865 | Central HP <5.4 tons | KEEPRITE | HRCU-A-CB (Split System: Heat Pump with Remote Outdoor Unit-Air-Source) | DLCURAH24ABK |  |  | EA*4X24L14A* | *96MSN0601412A* | 23200 | 16.5 | 8.5 | 27000 | 26400 | 97.78% | 2.22 | 0 | 10 |  |  |  |  | R-410A | 1.9333 | Residential & Commercial | USHP | Ducted CEE Tier 1
212986531 | Central HP <5.4 tons | KEEPRITE | HRCU-A-CB (Split System: Heat Pump with Remote Outdoor Unit-Air-Source) | DLCURAH24ABK |  |  | EA*4X24L17A* | *96MSN0401712A* | 23000 | 15.5 | 8.5 | 27000 | 27200 | 100.7% | 2.3 | 0 | 9.5 |  |  |  |  | R-410A | 1.9167 | Residential & Commercial | USHP
214720149 | Central HP <5.4 tons | COLEMAN | HRCU-A-CB (Split System: Heat Pump with Remote Outdoor Unit-Air-Source) | HH836E2S11 |  |  | CTU48C5XFS1+TXV | TL9E100C20UH11 | 34000 | 18 | 9 | 32000 | 25600 | 80% | 2 | 0 | 11 |  |  |  |  | R-454B | 2.8333 | Residential & Commercial | USHP | Ducted CEE Tier 1
211397234 | Central HP <5.4 tons | FRASER-JOHNSTON | HRCU-A-CB (Split System: Heat Pump with Remote Outdoor Unit-Air-Source) | HMH72B341 |  |  | XAHD48FXXN1+TXV | TMLV100C16MP12 | 33600 | 16 | 8.5 | 32400 | 23800 | 73.46% | 2.06 | 0 | 9 |  |  |  |  | R-410A | 2.8 | Residential & Commercial | USHP
211397818 | Central HP <5.4 tons | FRASER-JOHNSTON | HRCU-A-CB (Split System: Heat Pump with Remote Outdoor Unit-Air-Source) | HMH72B341 |  |  | XAUC48FXXN1+TXV | TM8V080C16MP12 | 34000 | 16.5 | 8.5 | 33200 | 24400 | 73.49% | 2.1 | 0 | 9 |  |  |  |  | R-410A | 2.8333 | Residential & Commercial | USHP
214573915 | Central HP <5.4 tons | KEEPRITE | HRCU-A-CB (Split System: Heat Pump with Remote Outdoor Unit-Air-Source) | CVH837GKA2* |  |  | EA*4X48L21A*+WALLCON | *80CTL0702120B* | 32200 | 17.5 | 8.5 | 32400 | 25000 | 77.16% | 1.98 | 0 | 11 |  |  |  |  | R-410A | 2.6833 | Residential & Commercial | USHP | Ducted CEE Tier 1
214239340 | Central HP <5.4 tons | KEEPRITE | HRCU-A-CB (Split System: Heat Pump with Remote Outdoor Unit-Air-Source) | CVH837GKA2* |  |  | EN(A,D)4X48L24**+WALLCON | *96CTN1002122B* | 32400 | 17 | 8.1 | 32600 | 24600 | 75.46% | 1.96 | 0 | 11.7 |  |  |  |  | R-410A | 2.7 | Residential & Commercial | USHP | Ducted CEE Tier 1
214238920 | Central HP <5.4 tons | KEEPRITE | HRCU-A-CB (Split System: Heat Pump with Remote Outdoor Unit-Air-Source) | CVH837GKA2* |  |  | EN(A,D)4X36L21**+WALLCON | *97CMN1002122B* | 31400 | 16.5 | 8.1 | 33000 | 24000 | 72.73% | 1.82 | 0 | 11 |  |  |  |  | R-410A | 2.6167 | Residential & Commercial | USHP | Ducted CEE Tier 1
212394298 | Central HP <5.4 tons | TOSOT | HRCU-A-CB (Split System: Heat Pump with Remote Outdoor Unit-Air-Source) | TU36-24WADU |  |  | TCAT24F/NAA | ML296UH070XV36B-* | 23000 | 15.5 | 8.5 | 24000 | 16800 | 70% | 1.75 | 0 | 11 |  |  |  |  | R-410A | 1.9167 | Residential & Commercial | USHP | Ducted CEE Tier 1
216801878 | Central HP <5.4 tons | CHAMPION HEATING AND COOLING | HRCU-A-CB (Split System: Heat Pump with Remote Outdoor Unit-Air-Source) | HH836E2S11 |  |  | CTM48C5CFS1 | Z8ET100C16LMPS1 | 33600 | 19 | 9 | 31200 | 23200 | 74.36% | 2 | 0 | 11.7 |  |  |  |  | R-454B | 2.8 | Residential & Commercial | USHP | Ducted CEE Tier 1
214807794 | Central HP <5.4 tons | CHAMPION HEATING AND COOLING | HRCU-A-CB (Split System: Heat Pump with Remote Outdoor Unit-Air-Source) | HH836E2S11 |  |  | CTU48C5XFS1+JMVT16CC2N1+TXV | 0 | 34400 | 19 | 9 | 32000 | 25200 | 78.75% | 2 | 0 | 11.7 |  |  |  |  | R-454B | 2.8667 | Residential & Commercial | USHP | Ducted CEE Tier 1
214595062 | Central HP <5.4 tons | CHAMPION HEATING AND COOLING | HRCU-A-CB (Split System: Heat Pump with Remote Outdoor Unit-Air-Source) | HH836E2S11 |  |  | CTF36C5CDS1 | Z8ES080C20SMPS1 | 35000 | 19 | 8.5 | 32800 | 27000 | 82.32% | 2 | 0 | 11 |  |  |  |  | R-454B | 2.9167 | Residential & Commercial | USHP | Ducted CEE Tier 1
214719838 | Central HP <5.4 tons | COLEMAN | HRCU-A-CB (Split System: Heat Pump with Remote Outdoor Unit-Air-Source) | HH836E2S11 |  |  | CTU48C5XFS1+TXV | TM8E120C16MP11 | 33600 | 19 | 9 | 31400 | 25400 | 80.89% | 2 | 0 | 11 |  |  |  |  | R-454B | 2.8 | Residential & Commercial | USHP | Ducted CEE Tier 1
207706559 | Central HP <5.4 tons | MOOVAIR | HRCU-A-CB (Split System: Heat Pump with Remote Outdoor Unit-Air-Source) | DMA24HOS20230E7 |  |  | FMA24HIAHUU230X7 | 0 | 24000 | 17.4 | 10 | 24000 | 22600 | 94.17% | 1.91 | 12.5 | 11.7 |  |  |  |  | R-410A | 2 | Residential & Commercial | USHP | Ducted CEE Tier 1
214720104 | Central HP <5.4 tons | COLEMAN | HRCU-A-CB (Split System: Heat Pump with Remote Outdoor Unit-Air-Source) | HH836E2S11 |  |  | CTU48C5XFS1+TXV | TM8Y080C16MP11 | 33200 | 19 | 9 | 31400 | 25000 | 79.62% | 2 | 0 | 11 |  |  |  |  | R-454B | 2.7667 | Residential & Commercial | USHP | Ducted CEE Tier 1
213160482 | Central HP <5.4 tons | Dettson | HRCU-A-C (Split System: Heat Pump with Remote Outdoor Unit with No Indoor Fan --Air Source) | EVD-30-O |  |  | MAC36H2124E | 0 | 30000 | 15.5 | 9.7 | 33000 | 27000 | 81.82% | 1.85 | 10.7 | 10.5 |  |  |  |  | R-410A | 2.5 | Residential & Commercial | USHP | Ducted CEE Tier 1
210471285 | Central HP <5.4 tons | KENMORE | HRCU-A-CB (Split System: Heat Pump with Remote Outdoor Unit-Air-Source) | (C,H,T)VH837GKA2* |  |  | EHD4X60AAL+WALLCON | *96CTN1002122A* | 33000 | 17 | 8.1 | 32200 | 24800 | 77.02% | 2.02 | 0 | 11.5 |  |  |  |  | R-410A | 2.75 | Residential & Commercial | USHP | Ducted CEE Tier 1
214295965 | Central HP <5.4 tons | MOOVAIR | HRCU-A-C (Split System: Heat Pump with Remote Outdoor Unit with No Indoor Fan --Air Source) | DMC36HOS20230E7 |  |  | CUB36HAC20BWT7A | 0 | 35000 | 15.2 | 8.5 | 36000 | 30000 | 83.33% | 1.8 | 0 | 10 |  |  |  |  | R-410A | 2.9167 | Residential & Commercial | USHP | Ducted CEE Tier 1
213069621 | Central HP <5.4 tons | ACIQ | HRCU-A-CB (Split System: Heat Pump with Remote Outdoor Unit-Air-Source) | DLCURAH36ABK |  |  | FVM4X48***L | 0 | 36200 | 17 | 8.5 | 37600 | 34400 | 91.49% | 2.06 | 0 | 10 |  |  |  |  | R-410A | 3.0167 | Residential & Commercial | USHP | Ducted CEE Tier 1
214397323 | Central HP <5.4 tons | COLEMAN | HRCU-A-CB (Split System: Heat Pump with Remote Outdoor Unit-Air-Source) | HH836E2S11 |  |  | CTF48C5CFS1 | TM9E100C16MP12 | 33400 | 19 | 9 | 31400 | 25400 | 80.89% | 2 | 0 | 11 |  |  |  |  | R-454B | 2.7833 | Residential & Commercial | USHP | Ducted CEE Tier 1
214397358 | Central HP <5.4 tons | COLEMAN | HRCU-A-CB (Split System: Heat Pump with Remote Outdoor Unit-Air-Source) | HH836E2S11 |  |  | CTM48C5CFS1 | TM9V080C16MP12 | 32800 | 19 | 9 | 31200 | 25200 | 80.77% | 2 | 0 | 11 |  |  |  |  | R-454B | 2.7333 | Residential & Commercial | USHP | Ducted CEE Tier 1
214396926 | Central HP <5.4 tons | COLEMAN | HRCU-A-CB (Split System: Heat Pump with Remote Outdoor Unit-Air-Source) | HH836E2S11 |  |  | CTM48C5CFS1 | TMLE080C16MP11 | 33400 | 19 | 9 | 31400 | 25400 | 80.89% | 2 | 0 | 11 |  |  |  |  | R-454B | 2.7833 | Residential & Commercial | USHP | Ducted CEE Tier 1
212361353 | Central HP <5.4 tons | TRANE | HRCU-A-C (Split System: Heat Pump with Remote Outdoor Unit with No Indoor Fan --Air Source) | 4TXD2036A10NU** |  |  | 4RXCB024AS3HC** | 0 | 23000 | 15.2 | 8.5 | 24000 | 21600 | 90% | 1.8 | 0 | 11 |  |  |  |  | R-410A | 1.9167 | Residential & Commercial | USHP | Ducted CEE Tier 1
210365434 | Central HP <5.4 tons | Dettson | HRCU-A-CB (Split System: Heat Pump with Remote Outdoor Unit-Air-Source) | EVD-36-O |  |  | EVD-36-I | 0 | 36000 | 16 | 9.5 | 40000 | 34400 | 86% | 1.97 | 10.5 | 10 |  |  |  |  | R-410A | 3 | Residential & Commercial | USHP | Ducted CEE Tier 1
215941231 | Central HP <5.4 tons | KEEPRITE | HRCU-A-CB (Split System: Heat Pump with Remote Outdoor Unit-Air-Source) | C5H3V48*K*AAA* |  |  | ESH5X60M12A*+WALLCON | *97CTN0801716A* | 44000 | 19.5 | 9 | 49000 | 37400 | 76.33% | 1.8 | 0 | 10.5 |  |  |  |  | R-454B | 3.6667 | Residential & Commercial | USHP | Ducted CEE Tier 1
215939781 | Central HP <5.4 tons | KEEPRITE | HRCU-A-CB (Split System: Heat Pump with Remote Outdoor Unit-Air-Source) | C5H3V36*K*AAA* |  |  | EA*5X48M21A*+WALLCON | *97CTN1002122A* | 33400 | 20 | 9.5 | 34400 | 26200 | 76.16% | 2.04 | 0 | 11.7 |  |  |  |  | R-454B | 2.7833 | Residential & Commercial | USHP | Ducted CEE Tier 1
210473235 | Central HP <5.4 tons | KENMORE | HRCU-A-CB (Split System: Heat Pump with Remote Outdoor Unit-Air-Source) | (C,H,T)VH825GKA3* |  |  | EA*4X43L21A*+WALLCON | *96CTN1002122A* | 24400 | 16.5 | 8.5 | 21200 | 16600 | 78.3% | 2.04 | 0 | 11 |  |  |  |  | R-410A | 2.0333 | Residential & Commercial | USHP | Ducted CEE Tier 1
215941251 | Central HP <5.4 tons | KEEPRITE | HRCU-A-CB (Split System: Heat Pump with Remote Outdoor Unit-Air-Source) | C5H3V48*K*AAA* |  |  | ESH5X60M12A*+WALLCON | *97CTN1002122A* | 45000 | 20.5 | 9 | 48500 | 36600 | 75.46% | 1.82 | 0 | 11 |  |  |  |  | R-454B | 3.75 | Residential & Commercial | USHP | Ducted CEE Tier 1
215941201 | Central HP <5.4 tons | KEEPRITE | HRCU-A-CB (Split System: Heat Pump with Remote Outdoor Unit-Air-Source) | C5H3V48*K*AAA* |  |  | ESH5X48M12A*+WALLCON | *97CTN1202422A* | 44500 | 20 | 9 | 48500 | 36400 | 75.05% | 1.82 | 0 | 10.5 |  |  |  |  | R-454B | 3.7083 | Residential & Commercial | USHP | Ducted CEE Tier 1
215408661 | Central HP <5.4 tons | INNOVAIR | HRCU-A-CB (Split System: Heat Pump with Remote Outdoor Unit-Air-Source) | SHV18H2BA |  |  | SAV18BDA | 0 | 18000 | 19 | 9.7 | 19000 | 18000 | 94.74% | 2 | 0 | 12.5 |  |  |  |  | R-454B | 1.5 | Residential & Commercial | USHP | Ducted CEE Tier 1
215408664 | Central HP <5.4 tons | INNOVAIR | HRCU-A-CB (Split System: Heat Pump with Remote Outdoor Unit-Air-Source) | SHV36H2BB |  |  | SAV36BDA | 0 | 36000 | 17.4 | 10.3 | 37000 | 39000 | 105.4% | 1.9 | 0 | 11.7 |  |  |  |  | R-454B | 3 | Residential & Commercial | USHP | Ducted CEE Tier 1
212984417 | Central HP <5.4 tons | KEEPRITE | HRCU-A-CB (Split System: Heat Pump with Remote Outdoor Unit-Air-Source) | DLCURAH36ABK |  |  | EA*4X48L21A* | *92MSN0801716A* | 35800 | 16.5 | 8.5 | 37800 | 34600 | 91.53% | 2.02 | 0 | 10 |  |  |  |  | R-410A | 2.9833 | Residential & Commercial | USHP | Ducted CEE Tier 1
208141270 | Central HP <5.4 tons | TRANE | HRCU-A-CB (Split System: Heat Pump with Remote Outdoor Unit-Air-Source) | 4TXD2036A10NU** |  |  | 4MXA2036A10NU** | 0 | 34000 | 16 | 9 | 35000 | 28000 | 80% | 1.8 | 10 | 10 |  |  |  |  | R-410A | 2.8333 | Residential & Commercial | USHP | Ducted CEE Tier 1
212988035 | Central HP <5.4 tons | CARRIER | HRCU-A-CB (Split System: Heat Pump with Remote Outdoor Unit-Air-Source) | 38MURAQ30AB3* |  |  | CAP**3721AL* | 59SC6A100M21**20 | 30800 | 15.2 | 8.5 | 33200 | 26200 | 78.92% | 1.84 | 0 | 9 |  |  |  |  | R-410A | 2.5667 | Residential & Commercial | USHP
214574115 | Central HP <5.4 tons | KEEPRITE | HRCU-A-CB (Split System: Heat Pump with Remote Outdoor Unit-Air-Source) | CVH837GKA2* |  |  | EA*4X61L21A*+WALLCON | *95CSU1002122B* | 33200 | 18.5 | 8.5 | 31800 | 24800 | 77.99% | 2 | 0 | 11.5 |  |  |  |  | R-410A | 2.7667 | Residential & Commercial | USHP | Ducted CEE Tier 1
214595064 | Central HP <5.4 tons | COLEMAN | HRCU-A-CB (Split System: Heat Pump with Remote Outdoor Unit-Air-Source) | HH836E2S11 |  |  | CTM36C5CDS1 | Z8ES100C20SMPS1 | 34400 | 18 | 8.5 | 32000 | 26200 | 81.88% | 2 | 0 | 11 |  |  |  |  | R-454B | 2.8667 | Residential & Commercial | USHP | Ducted CEE Tier 1
214396961 | Central HP <5.4 tons | COLEMAN | HRCU-A-CB (Split System: Heat Pump with Remote Outdoor Unit-Air-Source) | HH836E2S11 |  |  | CTM48C5CFS1 | TMLE120C16MP11 | 33600 | 19 | 9 | 31400 | 25400 | 80.89% | 2 | 0 | 11 |  |  |  |  | R-454B | 2.8 | Residential & Commercial | USHP | Ducted CEE Tier 1
214397311 | Central HP <5.4 tons | COLEMAN | HRCU-A-CB (Split System: Heat Pump with Remote Outdoor Unit-Air-Source) | HH836E2S11 |  |  | CTF36B5CDS1 | TPLC080B12MP13 | 33000 | 17 | 8.5 | 31000 | 25200 | 81.29% | 2 | 0 | 11 |  |  |  |  | R-454B | 2.75 | Residential & Commercial | USHP | Ducted CEE Tier 1
214396411 | Central HP <5.4 tons | COLEMAN | HRCU-A-CB (Split System: Heat Pump with Remote Outdoor Unit-Air-Source) | HH836E2S11 |  |  | CTF36C5CDS1 | CP9C100C20MP13 | 34600 | 18 | 8.5 | 33000 | 27200 | 82.42% | 2 | 0 | 10 |  |  |  |  | R-454B | 2.8833 | Residential & Commercial | USHP | Ducted CEE Tier 1
214396443 | Central HP <5.4 tons | COLEMAN | HRCU-A-CB (Split System: Heat Pump with Remote Outdoor Unit-Air-Source) | HH836E2S11 |  |  | JHE36C5CD2SS1 | 0 | 33800 | 19 | 8.5 | 31000 | 25000 | 80.65% | 2 | 0 | 11.7 |  |  |  |  | R-454B | 2.8167 | Residential & Commercial | USHP | Ducted CEE Tier 1
211398111 | Central HP <5.4 tons | FRASER-JOHNSTON | HRCU-A-CB (Split System: Heat Pump with Remote Outdoor Unit-Air-Source) | HMH72B341 |  |  | XAHD48FXXN1+TXV | TMLE120C16MP11 | 33000 | 16.5 | 8.5 | 31800 | 23200 | 72.96% | 2.04 | 0 | 9.5 |  |  |  |  | R-410A | 2.75 | Residential & Commercial | USHP
211398225 | Central HP <5.4 tons | FRASER-JOHNSTON | HRCU-A-CB (Split System: Heat Pump with Remote Outdoor Unit-Air-Source) | HMH72B341 |  |  | XAFD48FXXN1+TXV | TMLE120C16MP11 | 33600 | 17 | 8.5 | 32400 | 23600 | 72.84% | 2.08 | 0 | 9.5 |  |  |  |  | R-410A | 2.8 | Residential & Commercial | USHP
214719915 | Central HP <5.4 tons | COLEMAN | HRCU-A-CB (Split System: Heat Pump with Remote Outdoor Unit-Air-Source) | HH836E2S11 |  |  | CTU48C5XFS1+TXV | TM8Y100C20MP11 | 34400 | 19 | 9 | 32600 | 25800 | 79.14% | 2 | 0 | 11 |  |  |  |  | R-454B | 2.8667 | Residential & Commercial | USHP | Ducted CEE Tier 1
216030966 | Central HP <5.4 tons | MOOVAIR | HRCU-A-CB (Split System: Heat Pump with Remote Outdoor Unit-Air-Source) | MSHMA30R2AN1 |  |  | MAHMA30R4AS1 | 0 | 30000 | 16.8 | 10 | 34000 | 32600 | 95.88% | 1.96 | 0 | 11.7 |  |  |  |  | R-454B | 2.5 | Residential & Commercial | USHP | Ducted CEE Tier 1
212986279 | Central HP <5.4 tons | KEEPRITE | HRCU-A-CB (Split System: Heat Pump with Remote Outdoor Unit-Air-Source) | DLCURAH18ABK |  |  | EA*4X19L17A* | *96MSN0401410A* | 17900 | 16 | 8.5 | 18000 | 17800 | 98.89% | 2.14 | 0 | 10.5 |  |  |  |  | R-410A | 1.4917 | Residential & Commercial | USHP | Ducted CEE Tier 1
215677539 | Central HP <5.4 tons | DAY & NIGHT | HRCU-A-CB (Split System: Heat Pump with Remote Outdoor Unit-Air-Source) | C5H0V60*K*AAA* |  |  | EVD5X60M24A*+WALLCON | *97CMN1202422B* | 56500 | 18.5 | 9 | 63000 | 44500 | 70.63% | 2.08 | 0 | 9 |  |  |  |  | R-454B | 4.7083 | Residential & Commercial | USHP
216030963 | Central HP <5.4 tons | MOOVAIR | HRCU-A-CB (Split System: Heat Pump with Remote Outdoor Unit-Air-Source) | MSHEA60R2AN1 |  |  | MAHMA60R4AS1 | 0 | 54000 | 15.2 | 8.4 | 54000 | 38000 | 70.37% | 1.8 | 0 | 8.6 |  |  |  |  | R-454B | 4.5 | Residential & Commercial | USHP
216505533 | Central HP <5.4 tons | TOSOT | HRCU-A-CB (Split System: Heat Pump with Remote Outdoor Unit-Air-Source) | TU36-24WADU |  |  | TCAT24F/NAA | TWOV070T3AA-T | 23000 | 15.2 | 8.5 | 23000 | 19000 | 82.61% | 1.75 | 0 | 11.5 |  |  |  |  | R-410A | 1.9167 | Residential & Commercial | USHP | Ducted CEE Tier 1
213785384 | Central HP <5.4 tons | CARRIER | HRCU-A-CB (Split System: Heat Pump with Remote Outdoor Unit-Air-Source) | 25VNA436A*031* |  |  | CAP**3717AL*+UI | 59CU5B060C17**16 | 33200 | 18.5 | 9 | 37000 | 26200 | 70.81% | 2 | 0 | 11.5 |  |  |  |  | R-410A | 2.7667 | Residential & Commercial | USHP | Ducted CEE Tier 1
213785418 | Central HP <5.4 tons | CARRIER | HRCU-A-CB (Split System: Heat Pump with Remote Outdoor Unit-Air-Source) | 25VNA436A*031* |  |  | CAP**4221AL*+UI | 58TN*B045C17**12 | 32200 | 18.5 | 9 | 38000 | 26800 | 70.53% | 1.96 | 0 | 11 |  |  |  |  | R-410A | 2.6833 | Residential & Commercial | USHP | Ducted CEE Tier 1
214573644 | Central HP <5.4 tons | DAY & NIGHT | HRCU-A-CB (Split System: Heat Pump with Remote Outdoor Unit-Air-Source) | CVH837GKA2* |  |  | EA*4X36L21A*+WALLCON | *97CMN0602120B* | 31400 | 17 | 8.1 | 33200 | 24400 | 73.49% | 1.84 | 0 | 10.5 |  |  |  |  | R-410A | 2.6167 | Residential & Commercial | USHP | Ducted CEE Tier 1
214574464 | Central HP <5.4 tons | DAY & NIGHT | HRCU-A-CB (Split System: Heat Pump with Remote Outdoor Unit-Air-Source) | CVH837GKA2* |  |  | EN(A,D)4X36L21**+WALLCON | *95CSU0802120B* | 31400 | 16.5 | 8.1 | 33200 | 24200 | 72.89% | 1.82 | 0 | 11 |  |  |  |  | R-410A | 2.6167 | Residential & Commercial | USHP | Ducted CEE Tier 1
216030975 | Central HP <5.4 tons | MOOVAIR | HRCU-A-CB (Split System: Heat Pump with Remote Outdoor Unit-Air-Source) | MSHMA18R2AN1 |  |  | MAHHA18R4AS1 | 0 | 18000 | 19 | 10.1 | 18000 | 18600 | 103.3% | 2.12 | 0 | 12.5 |  |  |  |  | R-454B | 1.5 | Residential & Commercial | USHP | Ducted CEE Tier 1
214397669 | Central HP <5.4 tons | COLEMAN | HRCU-A-CB (Split System: Heat Pump with Remote Outdoor Unit-Air-Source) | HH836E2S11 |  |  | CTF36C5CDS1 | TMLE080C16MP11 | 33800 | 18 | 8.5 | 31400 | 25600 | 81.53% | 2 | 0 | 11 |  |  |  |  | R-454B | 2.8167 | Residential & Commercial | USHP | Ducted CEE Tier 1
215390439 | Central HP <5.4 tons | TOSOT | HRCU-A-CB (Split System: Heat Pump with Remote Outdoor Unit-Air-Source) | TU60W-EDU |  |  | TUD60AH2-EDU | 0 | 53000 | 18.5 | 10.5 | 54000 | 54000 | 100% | 2.1 | 0 | 11.7 |  |  |  |  | R-32 | 4.4167 | Residential & Commercial | USHP | Ducted CEE Tier 1
211396292 | Central HP <5.4 tons | FRASER-JOHNSTON | HRCU-A-CB (Split System: Heat Pump with Remote Outdoor Unit-Air-Source) | HMH72B341 |  |  | XAUC48FXXN1+TXV | TM9E080B12MP12 | 33200 | 16.5 | 8.5 | 32400 | 23800 | 73.46% | 2.04 | 0 | 9 |  |  |  |  | R-410A | 2.7667 | Residential & Commercial | USHP
211396610 | Central HP <5.4 tons | FRASER-JOHNSTON | HRCU-A-CB (Split System: Heat Pump with Remote Outdoor Unit-Air-Source) | HMH72B341 |  |  | XAFD48FBCN1 | TM8Y120C20MP11 | 34000 | 16.5 | 8.5 | 34000 | 24200 | 71.18% | 2.1 | 0 | 9.5 |  |  |  |  | R-410A | 2.8333 | Residential & Commercial | USHP
211396879 | Central HP <5.4 tons | FRASER-JOHNSTON | HRCU-A-CB (Split System: Heat Pump with Remote Outdoor Unit-Air-Source) | HMH72B341 |  |  | XAFD48FBCN1 | TM8Y080C16MP11 | 34000 | 17.5 | 8.5 | 33200 | 24400 | 73.49% | 2.08 | 0 | 9 |  |  |  |  | R-410A | 2.8333 | Residential & Commercial | USHP
214719828 | Central HP <5.4 tons | COLEMAN | HRCU-A-CB (Split System: Heat Pump with Remote Outdoor Unit-Air-Source) | HH836E2S11 |  |  | CTU48C5XFS1+TXV | TM8E080C16MP11 | 33200 | 19 | 9 | 31200 | 25400 | 81.41% | 2 | 0 | 11 |  |  |  |  | R-454B | 2.7667 | Residential & Commercial | USHP | Ducted CEE Tier 1
215682809 | Central HP <5.4 tons | DAY & NIGHT | HRCU-A-CB (Split System: Heat Pump with Remote Outdoor Unit-Air-Source) | C5H0V60*K*AAA* |  |  | EVM5X60M21A*+WALLCON | *80CSU0401712B* | 56000 | 18 | 8.5 | 60500 | 43500 | 71.9% | 2.12 | 0 | 9.5 |  |  |  |  | R-454B | 4.6667 | Residential & Commercial | USHP
215683179 | Central HP <5.4 tons | DAY & NIGHT | HRCU-A-CB (Split System: Heat Pump with Remote Outdoor Unit-Air-Source) | C5H0V60*K*AAA* |  |  | EVD5X61M21A*+WALLCON | *97CTN1002122A* | 57500 | 18.5 | 9 | 64000 | 45000 | 70.31% | 2.06 | 0 | 9 |  |  |  |  | R-454B | 4.7917 | Residential & Commercial | USHP
213063313 | Central HP <5.4 tons | ACIQ | HRCU-A-CB (Split System: Heat Pump with Remote Outdoor Unit-Air-Source) | HVH837GKA2* |  |  | EA*4X42L21A*+WALLCON | *96CTN1002122A* | 31800 | 17 | 8.1 | 33000 | 24400 | 73.94% | 1.9 | 11 | 11.5 |  |  |  |  | R-410A | 2.65 | Residential & Commercial | USHP | Ducted CEE Tier 1
212985235 | Central HP <5.4 tons | KEEPRITE | HRCU-A-CB (Split System: Heat Pump with Remote Outdoor Unit-Air-Source) | DLCURAH36ABK |  |  | EA*4X48L21A* | *92MSN1002120A* | 35800 | 16.5 | 8.5 | 37800 | 34600 | 91.53% | 2.02 | 0 | 10 |  |  |  |  | R-410A | 2.9833 | Residential & Commercial | USHP | Ducted CEE Tier 1
213063322 | Central HP <5.4 tons | ACIQ | HRCU-A-CB (Split System: Heat Pump with Remote Outdoor Unit-Air-Source) | HVH837GKA2* |  |  | EA*4X48L21A*+WALLCON | *80CTL0701716A* | 32200 | 17.5 | 8.1 | 32600 | 25000 | 76.69% | 1.96 | 11 | 11.5 |  |  |  |  | R-410A | 2.6833 | Residential & Commercial | USHP | Ducted CEE Tier 1
213063358 | Central HP <5.4 tons | ACIQ | HRCU-A-CB (Split System: Heat Pump with Remote Outdoor Unit-Air-Source) | HVH837GKA2* |  |  | EHD4X42AAL+WALLCON | *80CTL0901716A* | 32600 | 17 | 8.1 | 33000 | 24800 | 75.15% | 1.96 | 12 | 11 |  |  |  |  | R-410A | 2.7167 | Residential & Commercial | USHP | Ducted CEE Tier 1
214396433 | Central HP <5.4 tons | COLEMAN | HRCU-A-CB (Split System: Heat Pump with Remote Outdoor Unit-Air-Source) | HH836E2S11 |  |  | CTM36C5CDS1 | TM9E080C16MP12 | 34200 | 18 | 8.5 | 32600 | 27000 | 82.82% | 2 | 0 | 11 |  |  |  |  | R-454B | 2.85 | Residential & Commercial | USHP | Ducted CEE Tier 1
210720693 | Central HP <5.4 tons | CARRIER | HRCU-A-CB (Split System: Heat Pump with Remote Outdoor Unit-Air-Source) | 25VNA436A*031* |  |  | CSPH*6012AL*+UI | 58CU*A100C21**20 | 34400 | 18.5 | 9 | 34800 | 25400 | 72.99% | 2.02 | 0 | 12 |  |  |  |  | R-410A | 2.8667 | Residential & Commercial | USHP | Ducted CEE Tier 1
214719717 | Central HP <5.4 tons | COLEMAN | HRCU-A-CB (Split System: Heat Pump with Remote Outdoor Unit-Air-Source) | HH836E2S11 |  |  | CTU36B5XDS1+TXV | CP9C080B12MP13 | 33000 | 18 | 8.5 | 30800 | 25000 | 81.17% | 2 | 0 | 11 |  |  |  |  | R-454B | 2.75 | Residential & Commercial | USHP | Ducted CEE Tier 1
214609063 | Central HP <5.4 tons | COLEMAN | HRCU-A-CB (Split System: Heat Pump with Remote Outdoor Unit-Air-Source) | HH836E2S11 |  |  | CTM48C5CFS1 | Z9ES100C16SMPS1 | 35000 | 18 | 9 | 32600 | 25800 | 79.14% | 2 | 0 | 11 |  |  |  |  | R-454B | 2.9167 | Residential & Commercial | USHP | Ducted CEE Tier 1
214609131 | Central HP <5.4 tons | COLEMAN | HRCU-A-CB (Split System: Heat Pump with Remote Outdoor Unit-Air-Source) | HH824E2S11 |  |  | CTM36B5ADS1 | Z9ES060B12SMPS1 | 23000 | 17 | 9.5 | 23000 | 18600 | 80.87% | 2 | 0 | 12 |  |  |  |  | R-454B | 1.9167 | Residential & Commercial | USHP | Ducted CEE Tier 1
214396215 | Central HP <5.4 tons | COLEMAN | HRCU-A-CB (Split System: Heat Pump with Remote Outdoor Unit-Air-Source) | HH824E2S11 |  |  | JHE30B5AD2SS1 | 0 | 23000 | 19 | 9 | 22800 | 17400 | 76.32% | 2 | 0 | 12 |  |  |  |  | R-454B | 1.9167 | Residential & Commercial | USHP | Ducted CEE Tier 1
214397005 | Central HP <5.4 tons | COLEMAN | HRCU-A-CB (Split System: Heat Pump with Remote Outdoor Unit-Air-Source) | HH836E2S11 |  |  | CTM48C5CFS1 | TL8E100C20UH11 | 34000 | 19 | 9 | 31800 | 25400 | 79.87% | 2 | 0 | 11 |  |  |  |  | R-454B | 2.8333 | Residential & Commercial | USHP | Ducted CEE Tier 1
214397380 | Central HP <5.4 tons | COLEMAN | HRCU-A-CB (Split System: Heat Pump with Remote Outdoor Unit-Air-Source) | HH836E2S11 |  |  | CTF48C5CFS1 | CP9C100C20MP13 | 34200 | 18 | 9 | 32600 | 25800 | 79.14% | 2 | 0 | 11 |  |  |  |  | R-454B | 2.85 | Residential & Commercial | USHP | Ducted CEE Tier 1
215940081 | Central HP <5.4 tons | KEEPRITE | HRCU-A-CB (Split System: Heat Pump with Remote Outdoor Unit-Air-Source) | C5H3V36*K*AAA* |  |  | ESH5X42M12A*+WALLCON | *97CTN1002122A* | 33600 | 19 | 9 | 34600 | 26600 | 76.88% | 1.94 | 0 | 11.5 |  |  |  |  | R-454B | 2.8 | Residential & Commercial | USHP | Ducted CEE Tier 1
215940501 | Central HP <5.4 tons | KEEPRITE | HRCU-A-CB (Split System: Heat Pump with Remote Outdoor Unit-Air-Source) | C5H3V36*K*AAA* |  |  | EVM5X60M24A*+WALLCON | *97CTN1202422A* | 35600 | 22 | 8.5 | 38000 | 28400 | 74.74% | 2.04 | 0 | 12.5 |  |  |  |  | R-454B | 2.9667 | Residential & Commercial | USHP | Ducted CEE Tier 1
215940601 | Central HP <5.4 tons | KEEPRITE | HRCU-A-CB (Split System: Heat Pump with Remote Outdoor Unit-Air-Source) | C5H3V36*K*AAA* |  |  | EVD5X38M17A*+WALLCON | *97CTN0601716A* | 35200 | 20.5 | 8.5 | 39000 | 29400 | 75.38% | 2 | 0 | 11.5 |  |  |  |  | R-454B | 2.9333 | Residential & Commercial | USHP | Ducted CEE Tier 1
215940651 | Central HP <5.4 tons | KEEPRITE | HRCU-A-CB (Split System: Heat Pump with Remote Outdoor Unit-Air-Source) | C5H3V36*K*AAA* |  |  | EVD5X42M21A*+WALLCON | *97CTN0601716A* | 34000 | 20 | 8.5 | 39500 | 28800 | 72.91% | 2.02 | 0 | 11 |  |  |  |  | R-454B | 2.8333 | Residential & Commercial | USHP | Ducted CEE Tier 1
215940181 | Central HP <5.4 tons | KEEPRITE | HRCU-A-CB (Split System: Heat Pump with Remote Outdoor Unit-Air-Source) | C5H3V36*K*AAA* |  |  | ESH5X60M12A*+WALLCON | *96CTN0802120B* | 34200 | 19.5 | 9 | 34200 | 26000 | 76.02% | 1.96 | 0 | 11.7 |  |  |  |  | R-454B | 2.85 | Residential & Commercial | USHP | Ducted CEE Tier 1
215683039 | Central HP <5.4 tons | DAY & NIGHT | HRCU-A-CB (Split System: Heat Pump with Remote Outdoor Unit-Air-Source) | C5H0V60*K*AAA* |  |  | EVD5X60M21A*+WALLCON | *97CTN0802120A* | 56500 | 18 | 9 | 64000 | 45000 | 70.31% | 2.08 | 0 | 9 |  |  |  |  | R-454B | 4.7083 | Residential & Commercial | USHP
214396423 | Central HP <5.4 tons | COLEMAN | HRCU-A-CB (Split System: Heat Pump with Remote Outdoor Unit-Air-Source) | HH836E2S11 |  |  | CTM36B5CDS1 | TM9E060B12MP12 | 33000 | 17 | 8.5 | 31400 | 25400 | 80.89% | 2 | 0 | 11 |  |  |  |  | R-454B | 2.75 | Residential & Commercial | USHP | Ducted CEE Tier 1
215828264 | Central HP <5.4 tons | TOSOT | HRCU-A-CB (Split System: Heat Pump with Remote Outdoor Unit-Air-Source) | TU36-24WADU |  |  | TCAT36F/NAA | EL297UH070XV36B | 31400 | 15.2 | 8.5 | 34000 | 23800 | 70% | 1.75 | 0 | 9 |  |  |  |  | R-410A | 2.6167 | Residential & Commercial | USHP
214396523 | Central HP <5.4 tons | COLEMAN | HRCU-A-CB (Split System: Heat Pump with Remote Outdoor Unit-Air-Source) | HH836E2S11 |  |  | CTM48C5CFS1 | TM8V080C16MP12 | 33000 | 19 | 9 | 31200 | 25200 | 80.77% | 2 | 0 | 11 |  |  |  |  | R-454B | 2.75 | Residential & Commercial | USHP | Ducted CEE Tier 1
214396941 | Central HP <5.4 tons | COLEMAN | HRCU-A-CB (Split System: Heat Pump with Remote Outdoor Unit-Air-Source) | HH836E2S11 |  |  | CTM48C5CFS1+JMVT16CC2N1 | 0 | 34000 | 19 | 9 | 31400 | 25000 | 79.62% | 2 | 0 | 11.7 |  |  |  |  | R-454B | 2.8333 | Residential & Commercial | USHP | Ducted CEE Tier 1
216770145 | Central HP <5.4 tons | TOSOT | HRCU-A-C (Split System: Heat Pump with Remote Outdoor Unit with No Indoor Fan --Air Source) | TU60W-FDU |  |  | TCAC48H/NXA | 0 | 48000 | 15.2 | 8.5 | 48000 | 36000 | 75% | 1.8 | 0 | 9.5 |  |  |  |  | R-454B | 4 | Residential & Commercial | USHP
213069563 | Central HP <5.4 tons | ACIQ | HRCU-A-CB (Split System: Heat Pump with Remote Outdoor Unit-Air-Source) | DLCURAH36ABK |  |  | EN(A,D,W)4X48L21** | *96VSN1002120A* | 36200 | 16 | 8.1 | 38500 | 34800 | 90.39% | 2.02 | 0 | 10 |  |  |  |  | R-410A | 3.0167 | Residential & Commercial | USHP | Ducted CEE Tier 1
213069629 | Central HP <5.4 tons | ACIQ | HRCU-A-CB (Split System: Heat Pump with Remote Outdoor Unit-Air-Source) | DLCURAH24ABK |  |  | EA*4X24L14A* | *80VSL0451412A* | 24000 | 16 | 8.5 | 27000 | 23800 | 88.15% | 1.96 | 0 | 10 |  |  |  |  | R-410A | 2 | Residential & Commercial | USHP | Ducted CEE Tier 1
213069643 | Central HP <5.4 tons | ACIQ | HRCU-A-CB (Split System: Heat Pump with Remote Outdoor Unit-Air-Source) | DLCURAH24ABK |  |  | EA*4X24L17A* | *96VSN0601714A* | 23800 | 16 | 8.5 | 26800 | 24000 | 89.55% | 1.98 | 0 | 10 |  |  |  |  | R-410A | 1.9833 | Residential & Commercial | USHP | Ducted CEE Tier 1
213069679 | Central HP <5.4 tons | ACIQ | HRCU-A-CB (Split System: Heat Pump with Remote Outdoor Unit-Air-Source) | DLCURAH24ABK |  |  | EA*4X24L17A* | OLV098A12* | 23000 | 16 | 8.5 | 26400 | 26000 | 98.48% | 2.18 | 0 | 9.5 |  |  |  |  | R-410A | 1.9167 | Residential & Commercial | USHP
213069693 | Central HP <5.4 tons | ACIQ | HRCU-A-CB (Split System: Heat Pump with Remote Outdoor Unit-Air-Source) | DLCURAH24ABK |  |  | EA*4X25L17A* | *80VTL0451412A* | 24800 | 17 | 8.5 | 25600 | 21200 | 82.81% | 1.78 | 0 | 10.5 |  |  |  |  | R-410A | 2.0667 | Residential & Commercial | USHP | Ducted CEE Tier 1
213069694 | Central HP <5.4 tons | ACIQ | HRCU-A-CB (Split System: Heat Pump with Remote Outdoor Unit-Air-Source) | DLCURAH24ABK |  |  | EA*4X25L17A* | *96VTN0401712A* | 23800 | 16 | 8.1 | 25200 | 21800 | 86.51% | 1.82 | 0 | 10 |  |  |  |  | R-410A | 1.9833 | Residential & Commercial | USHP | Ducted CEE Tier 1
213070412 | Central HP <5.4 tons | ACIQ | HRCU-A-CB (Split System: Heat Pump with Remote Outdoor Unit-Air-Source) | DLCURAH24ABK |  |  | EA*4X36L21A* | *92ESN0401712A* | 23800 | 16 | 8.5 | 26000 | 23000 | 88.46% | 1.88 | 0 | 10 |  |  |  |  | R-410A | 1.9833 | Residential & Commercial | USHP | Ducted CEE Tier 1
215683169 | Central HP <5.4 tons | DAY & NIGHT | HRCU-A-CB (Split System: Heat Pump with Remote Outdoor Unit-Air-Source) | C5H0V60*K*AAA* |  |  | EVD5X61M21A*+WALLCON | *97CTN0802120A* | 57000 | 18.5 | 9 | 64000 | 45000 | 70.31% | 2.08 | 0 | 9 |  |  |  |  | R-454B | 4.75 | Residential & Commercial | USHP
212361367 | Central HP <5.4 tons | TOSOT | HRCU-A-C (Split System: Heat Pump with Remote Outdoor Unit with No Indoor Fan --Air Source) | TU60-48WADU |  |  | TCAT48H/NAA | 0 | 47000 | 15.2 | 8.5 | 48000 | 33600 | 70% | 1.8 | 0 | 10 |  |  |  |  | R-410A | 3.9167 | Residential & Commercial | USHP | Ducted CEE Tier 1
212985007 | Central HP <5.4 tons | KEEPRITE | HRCU-A-CB (Split System: Heat Pump with Remote Outdoor Unit-Air-Source) | DLCURAH30ABK |  |  | EA*4X43L21A* | *92MSN0802120A* | 30600 | 15.5 | 8.5 | 33400 | 26400 | 79.04% | 1.86 | 0 | 9 |  |  |  |  | R-410A | 2.55 | Residential & Commercial | USHP
215677789 | Central HP <5.4 tons | DAY & NIGHT | HRCU-A-CB (Split System: Heat Pump with Remote Outdoor Unit-Air-Source) | C5H0V60*K*AAA* |  |  | EA*5X60M24A*+WALLCON | *80CTL1102120B* | 55000 | 18.5 | 9 | 59000 | 41500 | 70.34% | 2.02 | 0 | 9 |  |  |  |  | R-454B | 4.5833 | Residential & Commercial | USHP
214396976 | Central HP <5.4 tons | COLEMAN | HRCU-A-CB (Split System: Heat Pump with Remote Outdoor Unit-Air-Source) | HH836E2S11 |  |  | CTF48C5CFS1 | TMLV100C16MP12 | 33400 | 18 | 9 | 31600 | 25400 | 80.38% | 2 | 0 | 11 |  |  |  |  | R-454B | 2.7833 | Residential & Commercial | USHP | Ducted CEE Tier 1
214719910 | Central HP <5.4 tons | COLEMAN | HRCU-A-CB (Split System: Heat Pump with Remote Outdoor Unit-Air-Source) | HH836E2S11 |  |  | CTU48C5XFS1+TXV | TM8Y120C20MP11 | 34400 | 19 | 9 | 32600 | 25800 | 79.14% | 2 | 0 | 11 |  |  |  |  | R-454B | 2.8667 | Residential & Commercial | USHP | Ducted CEE Tier 1
215941031 | Central HP <5.4 tons | KEEPRITE | HRCU-A-CB (Split System: Heat Pump with Remote Outdoor Unit-Air-Source) | C5H3V48*K*AAA* |  |  | EA*5X60M24A*+WALLCON | *97CTN1202422A* | 44500 | 21 | 9.5 | 48000 | 36400 | 75.83% | 2 | 0 | 11 |  |  |  |  | R-454B | 3.7083 | Residential & Commercial | USHP | Ducted CEE Tier 1
211397780 | Central HP <5.4 tons | FRASER-JOHNSTON | HRCU-A-CB (Split System: Heat Pump with Remote Outdoor Unit-Air-Source) | HMH72B341 |  |  | XAFC48FBCN1 | TM8V100C16MP12 | 34000 | 16.5 | 8.5 | 33200 | 24400 | 73.49% | 2.1 | 0 | 9 |  |  |  |  | R-410A | 2.8333 | Residential & Commercial | USHP
211397832 | Central HP <5.4 tons | FRASER-JOHNSTON | HRCU-A-CB (Split System: Heat Pump with Remote Outdoor Unit-Air-Source) | HMH72B341 |  |  | XAFC48FBCN1 | TMLV100C16MP12 | 34000 | 16.5 | 8.5 | 33200 | 24400 | 73.49% | 2.1 | 0 | 9 |  |  |  |  | R-410A | 2.8333 | Residential & Commercial | USHP
211398350 | Central HP <5.4 tons | FRASER-JOHNSTON | HRCU-A-CB (Split System: Heat Pump with Remote Outdoor Unit-Air-Source) | HMH72B341 |  |  | XAHD48FXXN1+TXV | TM8E100C16MP11 | 32800 | 16.5 | 8.5 | 31600 | 23200 | 73.42% | 2.02 | 0 | 9.5 |  |  |  |  | R-410A | 2.7333 | Residential & Commercial | USHP
211398716 | Central HP <5.4 tons | FRASER-JOHNSTON | HRCU-A-CB (Split System: Heat Pump with Remote Outdoor Unit-Air-Source) | HMH72B341 |  |  | XAFC48FBCN1 | TMLE100B12MP11 | 33400 | 17 | 8.5 | 32400 | 23800 | 73.46% | 2.06 | 0 | 9.5 |  |  |  |  | R-410A | 2.7833 | Residential & Commercial | USHP
211398731 | Central HP <5.4 tons | FRASER-JOHNSTON | HRCU-A-CB (Split System: Heat Pump with Remote Outdoor Unit-Air-Source) | HMH72B341 |  |  | XAUC48FXXN1+TXV | TMLE100B12MP11 | 33400 | 17 | 8.5 | 32400 | 23800 | 73.46% | 2.06 | 0 | 9.5 |  |  |  |  | R-410A | 2.7833 | Residential & Commercial | USHP
214719986 | Central HP <5.4 tons | COLEMAN | HRCU-A-CB (Split System: Heat Pump with Remote Outdoor Unit-Air-Source) | HH836E2S11 |  |  | CTU48C5XFS1+TXV | TM9E080C16MP12 | 33400 | 19 | 9 | 31400 | 25400 | 80.89% | 2 | 0 | 11 |  |  |  |  | R-454B | 2.7833 | Residential & Commercial | USHP | Ducted CEE Tier 1
214719702 | Central HP <5.4 tons | COLEMAN | HRCU-A-CB (Split System: Heat Pump with Remote Outdoor Unit-Air-Source) | HH836E2S11 |  |  | CTU36B5XDS1+TXV | TMLE080B12MP11 | 33600 | 18 | 8.5 | 31800 | 26000 | 81.76% | 2 | 0 | 11 |  |  |  |  | R-454B | 2.8 | Residential & Commercial | USHP | Ducted CEE Tier 1
214397316 | Central HP <5.4 tons | COLEMAN | HRCU-A-CB (Split System: Heat Pump with Remote Outdoor Unit-Air-Source) | HH836E2S11 |  |  | CTF36B5CDS1 | CPLC080B12MP13 | 33000 | 17 | 8.5 | 31000 | 25200 | 81.29% | 2 | 0 | 11 |  |  |  |  | R-454B | 2.75 | Residential & Commercial | USHP | Ducted CEE Tier 1
213160479 | Central HP <5.4 tons | Dettson | HRCU-A-C (Split System: Heat Pump with Remote Outdoor Unit with No Indoor Fan --Air Source) | EVD-18-O |  |  | MAC24H1718E | 0 | 18000 | 16.1 | 9.5 | 19000 | 15000 | 78.95% | 2.2 | 11.6 | 11.7 |  |  |  |  | R-410A | 1.5 | Residential & Commercial | USHP | Ducted CEE Tier 1
210365431 | Central HP <5.4 tons | Dettson | HRCU-A-CB (Split System: Heat Pump with Remote Outdoor Unit-Air-Source) | EVD-18-O |  |  | EVD-18-I | 0 | 18000 | 18 | 9.3 | 19000 | 16500 | 86.84% | 2.04 | 12.5 | 12.4 |  |  |  |  | R-410A | 1.5 | Residential & Commercial | USHP | Ducted CEE Tier 1
215935434 | Central HP <5.4 tons | CARRIER | HRCU-A-CB (Split System: Heat Pump with Remote Outdoor Unit-Air-Source) | 27VNA336A*030* |  |  | CVAMA6024XMA*+UI | 59TN6C100C21**22 | 35600 | 22 | 8.5 | 38000 | 28400 | 74.74% | 2.04 | 0 | 12.5 |  |  |  |  | R-454B | 2.9667 | Residential & Commercial | USHP | Ducted CEE Tier 1
212989489 | Central HP <5.4 tons | CARRIER | HRCU-A-CB (Split System: Heat Pump with Remote Outdoor Unit-Air-Source) | 38MURAQ36AB3* |  |  | CAP**4821AL* | 59SU5B080M21**20 | 35600 | 16.5 | 8.5 | 37800 | 34600 | 91.53% | 2.02 | 0 | 10 |  |  |  |  | R-410A | 2.9667 | Residential & Commercial | USHP | Ducted CEE Tier 1
215677319 | Central HP <5.4 tons | DAY & NIGHT | HRCU-A-CB (Split System: Heat Pump with Remote Outdoor Unit-Air-Source) | C5H0V60*K*AAA* |  |  | EVD5X60M21A*+WALLCON | *80CSU0802120A* | 57000 | 18 | 9 | 63500 | 44500 | 70.08% | 2.08 | 0 | 9 |  |  |  |  | R-454B | 4.75 | Residential & Commercial | USHP
214396518 | Central HP <5.4 tons | COLEMAN | HRCU-A-CB (Split System: Heat Pump with Remote Outdoor Unit-Air-Source) | HH836E2S11 |  |  | CTM48C5CFS1 | TM8V100C16MP12 | 33000 | 19 | 9 | 31200 | 25200 | 80.77% | 2 | 0 | 11 |  |  |  |  | R-454B | 2.75 | Residential & Commercial | USHP | Ducted CEE Tier 1
214396552 | Central HP <5.4 tons | COLEMAN | HRCU-A-CB (Split System: Heat Pump with Remote Outdoor Unit-Air-Source) | HH836E2S11 |  |  | CTM48C5CFS1 | TL8E080C16UH11 | 33800 | 19 | 9 | 32000 | 25600 | 80% | 2 | 0 | 11 |  |  |  |  | R-454B | 2.8167 | Residential & Commercial | USHP | Ducted CEE Tier 1
214396995 | Central HP <5.4 tons | COLEMAN | HRCU-A-CB (Split System: Heat Pump with Remote Outdoor Unit-Air-Source) | HH836E2S11 |  |  | CTM48C5CFS1 | TL9E100C20UH11 | 34000 | 18 | 9 | 32000 | 25600 | 80% | 2 | 0 | 11 |  |  |  |  | R-454B | 2.8333 | Residential & Commercial | USHP | Ducted CEE Tier 1
214396284 | Central HP <5.4 tons | COLEMAN | HRCU-A-CB (Split System: Heat Pump with Remote Outdoor Unit-Air-Source) | HH824E2S11 |  |  | CTM30B5ACS1 | TMLE100B12MP11 | 23000 | 17 | 9.5 | 23000 | 18300 | 79.57% | 2 | 0 | 12 |  |  |  |  | R-454B | 1.9167 | Residential & Commercial | USHP | Ducted CEE Tier 1
214807741 | Central HP <5.4 tons | FRASER-JOHNSTON | HRCU-A-CB (Split System: Heat Pump with Remote Outdoor Unit-Air-Source) | HH824E2S11 |  |  | CTM36B5ADS1 | TP9C080B12MP13 | 23000 | 18 | 9.5 | 23000 | 18500 | 80.43% | 2 | 0 | 12 |  |  |  |  | R-454B | 1.9167 | Residential & Commercial | USHP | Ducted CEE Tier 1
215682639 | Central HP <5.4 tons | DAY & NIGHT | HRCU-A-CB (Split System: Heat Pump with Remote Outdoor Unit-Air-Source) | C5H0V60*K*AAA* |  |  | EA*5X61M21A*+WALLCON | *80CSU0401712B* | 55500 | 18 | 8.5 | 58500 | 41000 | 70.09% | 2.04 | 0 | 9 |  |  |  |  | R-454B | 4.625 | Residential & Commercial | USHP
212988657 | Central HP <5.4 tons | KEEPRITE | HRCU-A-CB (Split System: Heat Pump with Remote Outdoor Unit-Air-Source) | DLCURAH24ABK |  |  | EA*4X25L17A* | *95MSU0401712A* | 24200 | 16.5 | 8.5 | 25200 | 21800 | 86.51% | 1.82 | 0 | 10 |  |  |  |  | R-410A | 2.0167 | Residential & Commercial | USHP | Ducted CEE Tier 1
212988705 | Central HP <5.4 tons | KEEPRITE | HRCU-A-CB (Split System: Heat Pump with Remote Outdoor Unit-Air-Source) | DLCURAH24ABK |  |  | EA*4X37L17A* | *95MSU0401712A* | 24000 | 16.5 | 8.5 | 25200 | 22200 | 88.1% | 1.84 | 0 | 10 |  |  |  |  | R-410A | 2 | Residential & Commercial | USHP | Ducted CEE Tier 1
214242862 | Central HP <5.4 tons | KEEPRITE | HRCU-A-CB (Split System: Heat Pump with Remote Outdoor Unit-Air-Source) | CVH825GKA2* |  |  | END4X42L17**+WALLCON | *80CTL0451712B* | 23800 | 16 | 8.1 | 21400 | 16700 | 78.04% | 1.96 | 0 | 11 |  |  |  |  | R-410A | 1.9833 | Residential & Commercial | USHP | Ducted CEE Tier 1
213070463 | Central HP <5.4 tons | ACIQ | HRCU-A-CB (Split System: Heat Pump with Remote Outdoor Unit-Air-Source) | DLCURAH24ABK |  |  | EA*4X37L17A* | *96VSN0401410A* | 24200 | 16 | 8.5 | 25600 | 21800 | 85.16% | 1.8 | 0 | 10 |  |  |  |  | R-410A | 2.0167 | Residential & Commercial | USHP | Ducted CEE Tier 1
214396649 | Central HP <5.4 tons | COLEMAN | HRCU-A-CB (Split System: Heat Pump with Remote Outdoor Unit-Air-Source) | HH860E2S11 |  |  | CTM60C5CGS1 | TPLC100C16MP13 | 44000 | 18 | 9 | 44500 | 33600 | 75.51% | 2 | 0 | 11.7 |  |  |  |  | R-454B | 3.6667 | Residential & Commercial | USHP | Ducted CEE Tier 1
214396299 | Central HP <5.4 tons | COLEMAN | HRCU-A-CB (Split System: Heat Pump with Remote Outdoor Unit-Air-Source) | HH860E2S11 |  |  | CTF60C5CHS1 | TM9V100C20MP12 | 53000 | 19 | 8.5 | 53500 | 38500 | 71.96% | 2 | 0 | 11 |  |  |  |  | R-454B | 4.4167 | Residential & Commercial | USHP | Ducted CEE Tier 1
213070800 | Central HP <5.4 tons | ACIQ | HRCU-A-CB (Split System: Heat Pump with Remote Outdoor Unit-Air-Source) | DLCURAH24ABK |  |  | EA*4X37L21A* | *80VTL1102122A* | 24400 | 17 | 8.5 | 25200 | 21200 | 84.13% | 1.8 | 0 | 10.5 |  |  |  |  | R-410A | 2.0333 | Residential & Commercial | USHP | Ducted CEE Tier 1
213070984 | Central HP <5.4 tons | ACIQ | HRCU-A-CB (Split System: Heat Pump with Remote Outdoor Unit-Air-Source) | DLCURAH24ABK |  |  | EN(A,D)4X24L14** | *80ES(N,L)0701412A* | 23800 | 16 | 8.5 | 26800 | 23200 | 86.57% | 1.92 | 0 | 10 |  |  |  |  | R-410A | 1.9833 | Residential & Commercial | USHP | Ducted CEE Tier 1
213071166 | Central HP <5.4 tons | ACIQ | HRCU-A-CB (Split System: Heat Pump with Remote Outdoor Unit-Air-Source) | DLCURAH24ABK |  |  | EN(A,D)4X24L17** | *95ESN0801716A* | 24200 | 15.2 | 8.5 | 27400 | 22600 | 82.48% | 1.84 | 0 | 10 |  |  |  |  | R-410A | 2.0167 | Residential & Commercial | USHP | Ducted CEE Tier 1
213071534 | Central HP <5.4 tons | ACIQ | HRCU-A-CB (Split System: Heat Pump with Remote Outdoor Unit-Air-Source) | DLCURAH24ABK |  |  | EN(A,D,W)4X36L17** | *95ESU0401712A* | 23600 | 16.5 | 8.1 | 25800 | 23600 | 91.47% | 1.96 | 0 | 10 |  |  |  |  | R-410A | 1.9667 | Residential & Commercial | USHP | Ducted CEE Tier 1
206726721 | Central HP <5.4 tons | LBG Products | HRCU-A-CB (Split System: Heat Pump with Remote Outdoor Unit-Air-Source) | LCH48060DO |  |  | LCH48DGHNI | 0 | 48000 | 17 | 9 | 48000 | 39000 | 81.25% | 1.8 | 11.5 | 11 |  |  |  |  | R-410A | 4 | Residential & Commercial | USHP | Ducted CEE Tier 1
215677199 | Central HP <5.4 tons | DAY & NIGHT | HRCU-A-CB (Split System: Heat Pump with Remote Outdoor Unit-Air-Source) | C5H0V60*K*AAA* |  |  | EVM5X60M24A*+WALLCON | *96CTN1002122B* | 56500 | 18.5 | 9 | 63000 | 44500 | 70.63% | 2.08 | 0 | 9 |  |  |  |  | R-454B | 4.7083 | Residential & Commercial | USHP
213069580 | Central HP <5.4 tons | ACIQ | HRCU-A-CB (Split System: Heat Pump with Remote Outdoor Unit-Air-Source) | DLCURAH36ABK |  |  | EN(A,D)4X48L24** | *80ES(N,L)1102120A* | 36200 | 16.5 | 8.1 | 38500 | 34800 | 90.39% | 2.02 | 0 | 10.5 |  |  |  |  | R-410A | 3.0167 | Residential & Commercial | USHP | Ducted CEE Tier 1
213069613 | Central HP <5.4 tons | ACIQ | HRCU-A-CB (Split System: Heat Pump with Remote Outdoor Unit-Air-Source) | DLCURAH36ABK |  |  | EN(A,D)4X48L24** | OMV154L20A | 37000 | 16 | 8.1 | 39500 | 35000 | 88.61% | 2.06 | 0 | 10.5 |  |  |  |  | R-410A | 3.0833 | Residential & Commercial | USHP | Ducted CEE Tier 1
213071551 | Central HP <5.4 tons | ACIQ | HRCU-A-CB (Split System: Heat Pump with Remote Outdoor Unit-Air-Source) | DLCURAH24ABK |  |  | EN(A,D,W)4X36L17** | *80VSL0701716A* | 23800 | 16.5 | 8.1 | 26000 | 23200 | 89.23% | 1.92 | 0 | 10.5 |  |  |  |  | R-410A | 1.9833 | Residential & Commercial | USHP | Ducted CEE Tier 1
213071619 | Central HP <5.4 tons | ACIQ | HRCU-A-CB (Split System: Heat Pump with Remote Outdoor Unit-Air-Source) | DLCURAH24ABK |  |  | EN(A,D,W)4X36L17** | *95ESN0261410A* | 23400 | 16 | 8.1 | 25800 | 24200 | 93.8% | 2 | 0 | 10 |  |  |  |  | R-410A | 1.95 | Residential & Commercial | USHP | Ducted CEE Tier 1
213069411 | Central HP <5.4 tons | ACIQ | HRCU-A-CB (Split System: Heat Pump with Remote Outdoor Unit-Air-Source) | DLCURAH36ABK |  |  | EA*4X43L21A* | *80VTL1102122A* | 37200 | 15.5 | 8.5 | 38500 | 34800 | 90.39% | 2.12 | 0 | 10 |  |  |  |  | R-410A | 3.1 | Residential & Commercial | USHP | Ducted CEE Tier 1
213069426 | Central HP <5.4 tons | ACIQ | HRCU-A-CB (Split System: Heat Pump with Remote Outdoor Unit-Air-Source) | DLCURAH36ABK |  |  | EA*4X43L21A* | *95ESU1002120A* | 36600 | 16 | 8.5 | 38500 | 34800 | 90.39% | 2.1 | 0 | 10 |  |  |  |  | R-410A | 3.05 | Residential & Commercial | USHP | Ducted CEE Tier 1
213069427 | Central HP <5.4 tons | ACIQ | HRCU-A-CB (Split System: Heat Pump with Remote Outdoor Unit-Air-Source) | DLCURAH36ABK |  |  | EA*4X43L21A* | *95ESU1002122A* | 37400 | 15.5 | 8.5 | 39000 | 35000 | 89.74% | 2.14 | 0 | 10 |  |  |  |  | R-410A | 3.1167 | Residential & Commercial | USHP | Ducted CEE Tier 1
213160480 | Central HP <5.4 tons | Dettson | HRCU-A-C (Split System: Heat Pump with Remote Outdoor Unit with No Indoor Fan --Air Source) | EVD-24-O |  |  | MAC24H1718E | 0 | 24000 | 16.5 | 9.5 | 25000 | 20000 | 80% | 1.95 | 11 | 10.7 |  |  |  |  | R-410A | 2 | Residential & Commercial | USHP | Ducted CEE Tier 1
210471219 | Central HP <5.4 tons | KENMORE | HRCU-A-CB (Split System: Heat Pump with Remote Outdoor Unit-Air-Source) | (C,H,T)VH837GKA2* |  |  | EHD4X60AAL+WALLCON | *96CTN1202422A* | 33000 | 17 | 8.1 | 32200 | 24800 | 77.02% | 2.02 | 0 | 11.5 |  |  |  |  | R-410A | 2.75 | Residential & Commercial | USHP | Ducted CEE Tier 1
210470928 | Central HP <5.4 tons | KENMORE | HRCU-A-CB (Split System: Heat Pump with Remote Outdoor Unit-Air-Source) | (C,H,T)VH837GKA2* |  |  | EN(A,D,W)4X60L24**+WALLCON | *80CTL1352422A* | 32800 | 18 | 8.1 | 32200 | 24600 | 76.4% | 1.98 | 0 | 12 |  |  |  |  | R-410A | 2.7333 | Residential & Commercial | USHP | Ducted CEE Tier 1
212361356 | Central HP <5.4 tons | TRANE | HRCU-A-C (Split System: Heat Pump with Remote Outdoor Unit with No Indoor Fan --Air Source) | 4TXD2060A10NU** |  |  | 4RXCD060AS3HC** | 0 | 50500 | 15.2 | 8.5 | 53000 | 37200 | 70.19% | 1.8 | 0 | 9.5 |  |  |  |  | R-410A | 4.2083 | Residential & Commercial | USHP
215682919 | Central HP <5.4 tons | DAY & NIGHT | HRCU-A-CB (Split System: Heat Pump with Remote Outdoor Unit-Air-Source) | C5H0V60*K*AAA* |  |  | EVM5X60M24A*+WALLCON | *97CTN1202422A* | 56500 | 18.5 | 9 | 63000 | 44500 | 70.63% | 2.1 | 0 | 9 |  |  |  |  | R-454B | 4.7083 | Residential & Commercial | USHP
210470251 | Central HP <5.4 tons | KENMORE | HRCU-A-CB (Split System: Heat Pump with Remote Outdoor Unit-Air-Source) | (C,H,T)VH837GKA2* |  |  | EA*4X60L24A*+WALLCON | *95CSU1002122A* | 32800 | 18 | 8.5 | 31800 | 24800 | 77.99% | 2 | 0 | 11.5 |  |  |  |  | R-410A | 2.7333 | Residential & Commercial | USHP | Ducted CEE Tier 1
211398866 | Central HP <5.4 tons | FRASER-JOHNSTON | HRCU-A-CB (Split System: Heat Pump with Remote Outdoor Unit-Air-Source) | HMH72B341 |  |  | XAFD48FXXN1+TXV | TMLE080C16MP11 | 33400 | 17 | 8.5 | 32200 | 23400 | 72.67% | 2.06 | 0 | 9.5 |  |  |  |  | R-410A | 2.7833 | Residential & Commercial | USHP
210470537 | Central HP <5.4 tons | KENMORE | HRCU-A-CB (Split System: Heat Pump with Remote Outdoor Unit-Air-Source) | (C,H,T)VH837GKA2* |  |  | EA*4X61L24A*+WALLCON | *95CSU1002122A* | 33200 | 18 | 8.5 | 32000 | 24800 | 77.5% | 2.02 | 0 | 11.5 |  |  |  |  | R-410A | 2.7667 | Residential & Commercial | USHP | Ducted CEE Tier 1
210470154 | Central HP <5.4 tons | KENMORE | HRCU-A-CB (Split System: Heat Pump with Remote Outdoor Unit-Air-Source) | (C,H,T)VH837GKA2* |  |  | EA*4X42L21A*+WALLCON | *80CSU0401712A* | 31800 | 17 | 8.1 | 33200 | 24400 | 73.49% | 1.88 | 0 | 11 |  |  |  |  | R-410A | 2.65 | Residential & Commercial | USHP | Ducted CEE Tier 1
216770141 | Central HP <5.4 tons | TOSOT | HRCU-A-C (Split System: Heat Pump with Remote Outdoor Unit with No Indoor Fan --Air Source) | TU60W-EDU |  |  | TCAC48H/NHA | 0 | 48000 | 15.2 | 8.5 | 48000 | 36000 | 75% | 1.8 | 0 | 10 |  |  |  |  | R-32 | 4 | Residential & Commercial | USHP | Ducted CEE Tier 1
216505531 | Central HP <5.4 tons | TOSOT | HRCU-A-CB (Split System: Heat Pump with Remote Outdoor Unit-Air-Source) | TU36-24WADU |  |  | TCAT24F/NAA | WPV070T3AA-C | 23000 | 15.2 | 8.5 | 23000 | 19000 | 82.61% | 1.75 | 0 | 11.5 |  |  |  |  | R-410A | 1.9167 | Residential & Commercial | USHP | Ducted CEE Tier 1
212928556 | Central HP <5.4 tons | MOOVAIR | HRCU-A-C (Split System: Heat Pump with Remote Outdoor Unit with No Indoor Fan --Air Source) | DMA36HOS20230E7 |  |  | CUB36HAC20BWT7A | 0 | 35000 | 15.5 | 8.6 | 38000 | 31600 | 83.16% | 1.85 | 0 | 10 |  |  |  |  | R-410A | 2.9167 | Residential & Commercial | USHP | Ducted CEE Tier 1
212361761 | Central HP <5.4 tons | MOOVAIR | HRCU-A-C (Split System: Heat Pump with Remote Outdoor Unit with No Indoor Fan --Air Source) | DMA36HOS20230E7 |  |  | CUB36HAC20CWT7A | 0 | 35000 | 15.2 | 10 | 39000 | 32000 | 82.05% | 2 | 10.2 | 10 |  |  |  |  | R-410A | 2.9167 | Residential & Commercial | USHP | Ducted CEE Tier 1
214242481 | Central HP <5.4 tons | DAY & NIGHT | HRCU-A-CB (Split System: Heat Pump with Remote Outdoor Unit-Air-Source) | CVH825GKA2* |  |  | EN(A,D)4X24L17**+WALLCON | *97CMN0801714B* | 23200 | 16 | 8.1 | 22000 | 16900 | 76.82% | 1.92 | 0 | 10.5 |  |  |  |  | R-410A | 1.9333 | Residential & Commercial | USHP | Ducted CEE Tier 1
214242631 | Central HP <5.4 tons | DAY & NIGHT | HRCU-A-CB (Split System: Heat Pump with Remote Outdoor Unit-Air-Source) | CVH825GKA2* |  |  | EN(A,D)4X30L17**+WALLCON | *96CTN0801714B* | 23400 | 16.5 | 8.1 | 21600 | 16700 | 77.31% | 1.92 | 0 | 11 |  |  |  |  | R-410A | 1.95 | Residential & Commercial | USHP | Ducted CEE Tier 1
212982152 | Central HP <5.4 tons | KEEPRITE | HRCU-A-CB (Split System: Heat Pump with Remote Outdoor Unit-Air-Source) | DLCURAH30ABK |  |  | EA*4X37L21A* | *80MSU0401712A* | 30400 | 15.2 | 8.1 | 33400 | 26200 | 78.44% | 1.86 | 0 | 9 |  |  |  |  | R-410A | 2.5333 | Residential & Commercial | USHP
212980930 | Central HP <5.4 tons | KEEPRITE | HRCU-A-CB (Split System: Heat Pump with Remote Outdoor Unit-Air-Source) | DLCURAH30ABK |  |  | EA*4X42L21A* | *80MS(N,L)1102120A* | 30400 | 15.2 | 8.1 | 34400 | 27400 | 79.65% | 1.82 | 0 | 9 |  |  |  |  | R-410A | 2.5333 | Residential & Commercial | USHP
216736072 | Central HP <5.4 tons | DAY & NIGHT | HRCU-A-CB (Split System: Heat Pump with Remote Outdoor Unit-Air-Source) | D5CUHAH24AAK |  |  | EA*5X37M21A* | *97VTN0802120A* | 23200 | 16.5 | 8.5 | 20800 | 18500 | 88.94% | 1.96 | 0 | 11 |  |  |  |  | R-454B | 1.9333 | Residential & Commercial | USHP | Ducted CEE Tier 1
216736431 | Central HP <5.4 tons | DAY & NIGHT | HRCU-A-CB (Split System: Heat Pump with Remote Outdoor Unit-Air-Source) | D5CUHAH24AAK |  |  | ESH5X24M12A* | *80VTL0701716B* | 22600 | 15.5 | 8.1 | 21200 | 19100 | 90.09% | 1.85 | 0 | 10.5 |  |  |  |  | R-454B | 1.8833 | Residential & Commercial | USHP | Ducted CEE Tier 1
216734352 | Central HP <5.4 tons | DAY & NIGHT | HRCU-A-CB (Split System: Heat Pump with Remote Outdoor Unit-Air-Source) | D5CUHAH24AAK |  |  | EA*5X36M17A* | *80CSU0601716A* | 23000 | 17 | 8.5 | 21200 | 19000 | 89.62% | 1.94 | 0 | 11 |  |  |  |  | R-454B | 1.9167 | Residential & Commercial | USHP | Ducted CEE Tier 1
213069445 | Central HP <5.4 tons | ACIQ | HRCU-A-CB (Split System: Heat Pump with Remote Outdoor Unit-Air-Source) | DLCURAH36ABK |  |  | EA*4X48L21A* | *80VSL0702120A* | 35800 | 16 | 8.5 | 38500 | 34600 | 89.87% | 2.04 | 0 | 10 |  |  |  |  | R-410A | 2.9833 | Residential & Commercial | USHP | Ducted CEE Tier 1
213069460 | Central HP <5.4 tons | ACIQ | HRCU-A-CB (Split System: Heat Pump with Remote Outdoor Unit-Air-Source) | DLCURAH36ABK |  |  | EA*4X48L21A* | *95ESN0801716A* | 35400 | 15.5 | 8.1 | 37800 | 34800 | 92.06% | 2.02 | 0 | 9.5 |  |  |  |  | R-410A | 2.95 | Residential & Commercial | USHP
213069494 | Central HP <5.4 tons | ACIQ | HRCU-A-CB (Split System: Heat Pump with Remote Outdoor Unit-Air-Source) | DLCURAH36ABK |  |  | EA*4X48L24A* | *80VTL0902120A* | 35600 | 16.5 | 8.1 | 37800 | 34600 | 91.53% | 2.04 | 0 | 10 |  |  |  |  | R-410A | 2.9667 | Residential & Commercial | USHP | Ducted CEE Tier 1
213069495 | Central HP <5.4 tons | ACIQ | HRCU-A-CB (Split System: Heat Pump with Remote Outdoor Unit-Air-Source) | DLCURAH36ABK |  |  | EA*4X48L24A* | *80VTL1102122A* | 36800 | 16 | 8.5 | 38500 | 34800 | 90.39% | 2.1 | 0 | 10 |  |  |  |  | R-410A | 3.0667 | Residential & Commercial | USHP | Ducted CEE Tier 1
213069545 | Central HP <5.4 tons | ACIQ | HRCU-A-CB (Split System: Heat Pump with Remote Outdoor Unit-Air-Source) | DLCURAH36ABK |  |  | EN(A,D,W)4X48L21** | *80ESU0601716A | 35600 | 16.5 | 8.1 | 38500 | 34800 | 90.39% | 2 | 0 | 10 |  |  |  |  | R-410A | 2.9667 | Residential & Commercial | USHP | Ducted CEE Tier 1
213069546 | Central HP <5.4 tons | ACIQ | HRCU-A-CB (Split System: Heat Pump with Remote Outdoor Unit-Air-Source) | DLCURAH36ABK |  |  | EN(A,D,W)4X48L21** | *80ESU0802120A | 37400 | 15.5 | 8.5 | 39500 | 35000 | 88.61% | 2.1 | 0 | 10.5 |  |  |  |  | R-410A | 3.1167 | Residential & Commercial | USHP | Ducted CEE Tier 1
213071682 | Central HP <5.4 tons | ACIQ | HRCU-A-CB (Split System: Heat Pump with Remote Outdoor Unit-Air-Source) | DLCURAH24ABK |  |  | EN(A,D,W)4X36L17** | *92ESN0401410A* | 24000 | 15.2 | 8.1 | 26600 | 22800 | 85.71% | 1.86 | 0 | 10 |  |  |  |  | R-410A | 2 | Residential & Commercial | USHP | Ducted CEE Tier 1
213071751 | Central HP <5.4 tons | ACIQ | HRCU-A-CB (Split System: Heat Pump with Remote Outdoor Unit-Air-Source) | DLCURAH24ABK |  |  | EN(A,D)4X36L21** | *95ESU0401712A* | 23600 | 16.5 | 8.1 | 26000 | 23600 | 90.77% | 1.96 | 0 | 10.5 |  |  |  |  | R-410A | 1.9667 | Residential & Commercial | USHP | Ducted CEE Tier 1
215683099 | Central HP <5.4 tons | DAY & NIGHT | HRCU-A-CB (Split System: Heat Pump with Remote Outdoor Unit-Air-Source) | C5H0V60*K*AAA* |  |  | EVD5X60M24A*+WALLCON | *97CTN1002122A* | 56500 | 18.5 | 9 | 63000 | 44500 | 70.63% | 2.08 | 0 | 9 |  |  |  |  | R-454B | 4.7083 | Residential & Commercial | USHP
215682799 | Central HP <5.4 tons | DAY & NIGHT | HRCU-A-CB (Split System: Heat Pump with Remote Outdoor Unit-Air-Source) | C5H0V60*K*AAA* |  |  | EVM5X60M21A*+WALLCON | *96CTN0802120B* | 56500 | 18 | 9 | 64000 | 45000 | 70.31% | 2.06 | 0 | 9 |  |  |  |  | R-454B | 4.7083 | Residential & Commercial | USHP
213296901 | Central HP <5.4 tons | CHAMPION HEATING AND COOLING | HRCU-A-CB (Split System: Heat Pump with Remote Outdoor Unit-Air-Source) | HMH72B341 |  |  | XAFC36DXXN1+TXV | Z8ES100C16LMPS1 | 34000 | 18 | 8.5 | 33400 | 24400 | 73.05% | 2.12 | 0 | 9.5 |  |  |  |  | R-410A | 2.8333 | Residential & Commercial | USHP
211713329 | Central HP <5.4 tons | KEEPRITE | HRCU-A-CB (Split System: Heat Pump with Remote Outdoor Unit-Air-Source) | DLCURAH30ABK |  |  | EA*4X43L21A* | *92ESN0601714A* | 30400 | 15.2 | 8.1 | 33000 | 26200 | 79.39% | 1.84 | 0 | 9 |  |  |  |  | R-410A | 2.5333 | Residential & Commercial | USHP
213607803 | Central HP <5.4 tons | DAY & NIGHT | HRCU-A-CB (Split System: Heat Pump with Remote Outdoor Unit-Air-Source) | DLCURAH48ABK |  |  | FTMA4B60L0D* | 0 | 48500 | 17 | 8.5 | 48500 | 34000 | 70.1% | 2.02 | 0 | 10 |  |  |  |  | R-410A | 4.0417 | Residential & Commercial | USHP | Ducted CEE Tier 1
210365432 | Central HP <5.4 tons | Dettson | HRCU-A-CB (Split System: Heat Pump with Remote Outdoor Unit-Air-Source) | EVD-24-O |  |  | EVD-24-I | 0 | 24000 | 17.4 | 10 | 24000 | 22600 | 94.17% | 1.91 | 12.5 | 11.7 |  |  |  |  | R-410A | 2 | Residential & Commercial | USHP | Ducted CEE Tier 1
215682899 | Central HP <5.4 tons | DAY & NIGHT | HRCU-A-CB (Split System: Heat Pump with Remote Outdoor Unit-Air-Source) | C5H0V60*K*AAA* |  |  | EVM5X60M24A*+WALLCON | *97CTN0802120A* | 56500 | 18 | 9 | 63500 | 44500 | 70.08% | 2.08 | 0 | 9 |  |  |  |  | R-454B | 4.7083 | Residential & Commercial | USHP
211396963 | Central HP <5.4 tons | FRASER-JOHNSTON | HRCU-A-CB (Split System: Heat Pump with Remote Outdoor Unit-Air-Source) | HMH72B341 |  |  | XAUC48FXXN1+TXV | TM8Y080C16MP11 | 34000 | 17.5 | 8.5 | 33200 | 24400 | 73.49% | 2.08 | 0 | 9 |  |  |  |  | R-410A | 2.8333 | Residential & Commercial | USHP
211396978 | Central HP <5.4 tons | FRASER-JOHNSTON | HRCU-A-CB (Split System: Heat Pump with Remote Outdoor Unit-Air-Source) | HMH72B341 |  |  | XAHC48FXXN1+TXV | TM8Y080B12MP11 | 32600 | 17 | 8.1 | 31600 | 23000 | 72.78% | 2.02 | 0 | 9 |  |  |  |  | R-410A | 2.7167 | Residential & Commercial | USHP
211395074 | Central HP <5.4 tons | FRASER-JOHNSTON | HRCU-A-CB (Split System: Heat Pump with Remote Outdoor Unit-Air-Source) | HMH72B341 |  |  | XAHC48FXXN1+TXV | TM9V080C16MP12 | 32800 | 16.5 | 8.5 | 31800 | 23200 | 72.96% | 2.02 | 0 | 9 |  |  |  |  | R-410A | 2.7333 | Residential & Commercial | USHP
211395090 | Central HP <5.4 tons | FRASER-JOHNSTON | HRCU-A-CB (Split System: Heat Pump with Remote Outdoor Unit-Air-Source) | HMH72B341 |  |  | XAHC48FXXN1+TXV | TP9C080C16MP13 | 32800 | 16.5 | 8.5 | 31800 | 23200 | 72.96% | 2.02 | 0 | 9 |  |  |  |  | R-410A | 2.7333 | Residential & Commercial | USHP
213296883 | Central HP <5.4 tons | COLEMAN | HRCU-A-CB (Split System: Heat Pump with Remote Outdoor Unit-Air-Source) | HMH72B341 |  |  | XAFC36DBCN1 | Z8ES120C16SMPS1 | 34000 | 18 | 8.5 | 33400 | 24400 | 73.05% | 2.12 | 0 | 9.5 |  |  |  |  | R-410A | 2.8333 | Residential & Commercial | USHP
213386699 | Central HP <5.4 tons | Dettson | HRCU-A-C (Split System: Heat Pump with Remote Outdoor Unit with No Indoor Fan --Air Source) | EVD-24-O |  |  | MAC24H1418E | 0 | 24000 | 16.1 | 9.8 | 25000 | 20000 | 80% | 2 | 0 | 10.7 |  |  |  |  | R-410A | 2 | Residential & Commercial | USHP | Ducted CEE Tier 1
211396041 | Central HP <5.4 tons | FRASER-JOHNSTON | HRCU-A-CB (Split System: Heat Pump with Remote Outdoor Unit-Air-Source) | HMH72B341 |  |  | XAUC48FXXN1+TXV | TM9E100C16MP12 | 33400 | 17 | 8.5 | 32400 | 23600 | 72.84% | 2.06 | 0 | 9.5 |  |  |  |  | R-410A | 2.7833 | Residential & Commercial | USHP
211395390 | Central HP <5.4 tons | FRASER-JOHNSTON | HRCU-A-CB (Split System: Heat Pump with Remote Outdoor Unit-Air-Source) | HMH72B341 |  |  | XAFC48FBCN1 | TP9C080C16MP13 | 33400 | 16.5 | 8.5 | 32400 | 23600 | 72.84% | 2.06 | 0 | 9.5 |  |  |  |  | R-410A | 2.7833 | Residential & Commercial | USHP
208141269 | Central HP <5.4 tons | TRANE | HRCU-A-CB (Split System: Heat Pump with Remote Outdoor Unit-Air-Source) | 4TXD2036A10NU** |  |  | 4MXA2024A10NU** | 0 | 24000 | 17 | 9 | 24000 | 22000 | 91.67% | 1.8 | 12.5 | 12 |  |  |  |  | R-410A | 2 | Residential & Commercial | USHP | Ducted CEE Tier 1
214239972 | Central HP <5.4 tons | TEMPSTAR | HRCU-A-CB (Split System: Heat Pump with Remote Outdoor Unit-Air-Source) | TVH837GKA** |  |  | EN(A,D)4X48L24**+WALLCON | *80CTL0902120B* | 32400 | 17 | 8.1 | 32600 | 24600 | 75.46% | 1.96 | 0 | 11.7 |  |  |  |  | R-410A | 2.7 | Residential & Commercial | USHP | Ducted CEE Tier 1
215679259 | Central HP <5.4 tons | DAY & NIGHT | HRCU-A-CB (Split System: Heat Pump with Remote Outdoor Unit-Air-Source) | C5H0V36*K*AAA* |  |  | EA*5X37M17A*+WALLCON | *97CTN0601716A* | 33600 | 17 | 9 | 36000 | 25800 | 71.67% | 1.88 | 0 | 9 |  |  |  |  | R-454B | 2.8 | Residential & Commercial | USHP
215679309 | Central HP <5.4 tons | DAY & NIGHT | HRCU-A-CB (Split System: Heat Pump with Remote Outdoor Unit-Air-Source) | C5H0V36*K*AAA* |  |  | EA*5X37M21A*+WALLCON | *97CTN0601716A* | 34200 | 17.5 | 9 | 35600 | 25400 | 71.35% | 1.88 | 0 | 9.5 |  |  |  |  | R-454B | 2.85 | Residential & Commercial | USHP
215940231 | Central HP <5.4 tons | KEEPRITE | HRCU-A-CB (Split System: Heat Pump with Remote Outdoor Unit-Air-Source) | C5H3V36*K*AAA* |  |  | ESH5X60M12A*+WALLCON | *97CTN0802120A* | 34200 | 19.5 | 9 | 34200 | 26000 | 76.02% | 1.96 | 0 | 11.7 |  |  |  |  | R-454B | 2.85 | Residential & Commercial | USHP | Ducted CEE Tier 1
210472960 | Central HP <5.4 tons | KENMORE | HRCU-A-CB (Split System: Heat Pump with Remote Outdoor Unit-Air-Source) | (C,H,T)VH825GKA3* |  |  | EA*4X42L21A*+WALLCON | *96CTN1002122A* | 23800 | 16.5 | 8.1 | 21400 | 16600 | 77.57% | 1.96 | 0 | 11 |  |  |  |  | R-410A | 1.9833 | Residential & Commercial | USHP | Ducted CEE Tier 1
215941001 | Central HP <5.4 tons | KEEPRITE | HRCU-A-CB (Split System: Heat Pump with Remote Outdoor Unit-Air-Source) | C5H3V48*K*AAA* |  |  | EA*5X60M24A*+WALLCON | *96CTN0802120B* | 44500 | 21 | 9.5 | 48500 | 36600 | 75.46% | 2 | 0 | 11 |  |  |  |  | R-454B | 3.7083 | Residential & Commercial | USHP | Ducted CEE Tier 1
215940301 | Central HP <5.4 tons | KEEPRITE | HRCU-A-CB (Split System: Heat Pump with Remote Outdoor Unit-Air-Source) | C5H3V36*K*AAA* |  |  | EVM5X44M21A*+WALLCON | *97CTN0801716A* | 35400 | 21 | 8.5 | 38500 | 29000 | 75.32% | 2.02 | 0 | 12 |  |  |  |  | R-454B | 2.95 | Residential & Commercial | USHP | Ducted CEE Tier 1
215940381 | Central HP <5.4 tons | KEEPRITE | HRCU-A-CB (Split System: Heat Pump with Remote Outdoor Unit-Air-Source) | C5H3V36*K*AAA* |  |  | EVM5X49M21A*+WALLCON | *97CTN0802120A* | 35600 | 21.5 | 8.5 | 38000 | 28600 | 75.26% | 2.04 | 0 | 12 |  |  |  |  | R-454B | 2.9667 | Residential & Commercial | USHP | Ducted CEE Tier 1
215940401 | Central HP <5.4 tons | KEEPRITE | HRCU-A-CB (Split System: Heat Pump with Remote Outdoor Unit-Air-Source) | C5H3V36*K*AAA* |  |  | EVM5X60M21A*+WALLCON | *96CTN0802120B* | 35600 | 21.5 | 8.5 | 38000 | 28600 | 75.26% | 2.04 | 0 | 12 |  |  |  |  | R-454B | 2.9667 | Residential & Commercial | USHP | Ducted CEE Tier 1
215940451 | Central HP <5.4 tons | KEEPRITE | HRCU-A-CB (Split System: Heat Pump with Remote Outdoor Unit-Air-Source) | C5H3V36*K*AAA* |  |  | EVM5X60M21A*+WALLCON | *97CTN0802120A* | 35600 | 21.5 | 8.5 | 38000 | 28600 | 75.26% | 2.04 | 0 | 12 |  |  |  |  | R-454B | 2.9667 | Residential & Commercial | USHP | Ducted CEE Tier 1
216771324 | Central HP <5.4 tons | TOSOT | HRCU-A-CB (Split System: Heat Pump with Remote Outdoor Unit-Air-Source) | TU36-24WADU |  |  | TCAT36F/NAA | WPV070T3AA-C | 32000 | 15.2 | 8.5 | 34000 | 23800 | 70% | 1.75 | 0 | 9 |  |  |  |  | R-410A | 2.6667 | Residential & Commercial | USHP
212985513 | Central HP <5.4 tons | KEEPRITE | HRCU-A-CB (Split System: Heat Pump with Remote Outdoor Unit-Air-Source) | DLCURAH36ABK |  |  | EA*4X48L21A* | *92MSN1002122A* | 35800 | 16.5 | 8.5 | 37800 | 34600 | 91.53% | 2.02 | 0 | 10 |  |  |  |  | R-410A | 2.9833 | Residential & Commercial | USHP | Ducted CEE Tier 1
212989173 | Central HP <5.4 tons | KEEPRITE | HRCU-A-CB (Split System: Heat Pump with Remote Outdoor Unit-Air-Source) | DLCURAH24ABK |  |  | EA*4X36L17A* | *95MSU0601716A* | 23600 | 17 | 8.5 | 26200 | 24000 | 91.6% | 1.98 | 0 | 10 |  |  |  |  | R-410A | 1.9667 | Residential & Commercial | USHP | Ducted CEE Tier 1
212986567 | Central HP <5.4 tons | KEEPRITE | HRCU-A-CB (Split System: Heat Pump with Remote Outdoor Unit-Air-Source) | DLCURAH24ABK |  |  | EA*4X36L17A* | *96MSN0401712A* | 23400 | 16 | 8.5 | 26200 | 24400 | 93.13% | 2 | 0 | 9.5 |  |  |  |  | R-410A | 1.95 | Residential & Commercial | USHP
212988337 | Central HP <5.4 tons | KEEPRITE | HRCU-A-CB (Split System: Heat Pump with Remote Outdoor Unit-Air-Source) | DLCURAH30ABK |  |  | EA*4X42L24A* | *96MSN1202422A* | 30000 | 15.2 | 8.1 | 34200 | 27600 | 80.7% | 1.8 | 0 | 9 |  |  |  |  | R-410A | 2.5 | Residential & Commercial | USHP
212985331 | Central HP <5.4 tons | KEEPRITE | HRCU-A-CB (Split System: Heat Pump with Remote Outdoor Unit-Air-Source) | DLCURAH30ABK |  |  | EN(A,D,W)4X42L21** | *92MSN1002120A* | 30000 | 15.2 | 8.1 | 34400 | 27600 | 80.23% | 1.8 | 0 | 9 |  |  |  |  | R-410A | 2.5 | Residential & Commercial | USHP
214609102 | Central HP <5.4 tons | COLEMAN | HRCU-A-CB (Split System: Heat Pump with Remote Outdoor Unit-Air-Source) | HH824E2S11 |  |  | CTF30A5ADS1 | Z9ES060A10SMPS1 | 23000 | 19 | 9 | 23000 | 18500 | 80.43% | 2 | 0 | 12 |  |  |  |  | R-454B | 1.9167 | Residential & Commercial | USHP | Ducted CEE Tier 1
214609111 | Central HP <5.4 tons | COLEMAN | HRCU-A-CB (Split System: Heat Pump with Remote Outdoor Unit-Air-Source) | HH860E2S11 |  |  | CTF60C5CGS1 | Z9ES080C20SMPS1 | 44500 | 18 | 9 | 45500 | 33400 | 73.41% | 2 | 0 | 11.7 |  |  |  |  | R-454B | 3.7083 | Residential & Commercial | USHP | Ducted CEE Tier 1
214609195 | Central HP <5.4 tons | COLEMAN | HRCU-A-CB (Split System: Heat Pump with Remote Outdoor Unit-Air-Source) | HH860E2S11 |  |  | CTM60D5CHS1 | Z9ES120D20SMPS1 | 53500 | 19 | 8.5 | 53500 | 38500 | 71.96% | 2 | 0 | 11.7 |  |  |  |  | R-454B | 4.4583 | Residential & Commercial | USHP | Ducted CEE Tier 1
212987447 | Central HP <5.4 tons | CARRIER | HRCU-A-CB (Split System: Heat Pump with Remote Outdoor Unit-Air-Source) | 38MURAQ24AB3* |  |  | CNPV*2417AL* | 59SC6A080M17**16 | 23400 | 16.5 | 8.5 | 27000 | 25000 | 92.59% | 2.06 | 0 | 10 |  |  |  |  | R-410A | 1.95 | Residential & Commercial | USHP | Ducted CEE Tier 1
212989153 | Central HP <5.4 tons | CARRIER | HRCU-A-CB (Split System: Heat Pump with Remote Outdoor Unit-Air-Source) | 38MURAQ24AB3* |  |  | CAP**3017AL* | 59SU5B060M17**16 | 23600 | 17 | 8.5 | 26400 | 24600 | 93.18% | 2.04 | 0 | 10 |  |  |  |  | R-410A | 1.9667 | Residential & Commercial | USHP | Ducted CEE Tier 1
210471230 | Central HP <5.4 tons | KENMORE | HRCU-A-CB (Split System: Heat Pump with Remote Outdoor Unit-Air-Source) | (C,H,T)VH837GKA2* |  |  | EHD4X60AAL+WALLCON | *97CMN0801714A* | 32800 | 16.5 | 8.1 | 32600 | 25200 | 77.3% | 1.98 | 0 | 11 |  |  |  |  | R-410A | 2.7333 | Residential & Commercial | USHP | Ducted CEE Tier 1
216734500 | Central HP <5.4 tons | DAY & NIGHT | HRCU-A-CB (Split System: Heat Pump with Remote Outdoor Unit-Air-Source) | D5CUHAH24AAK |  |  | EA*5X36M17A* | *80CTL0701716B* | 22400 | 16.5 | 8.5 | 20800 | 18700 | 89.9% | 1.96 | 0 | 10.5 |  |  |  |  | R-454B | 1.8667 | Residential & Commercial | USHP | Ducted CEE Tier 1
212979721 | Central HP <5.4 tons | KEEPRITE | HRCU-A-CB (Split System: Heat Pump with Remote Outdoor Unit-Air-Source) | DLCURAH30ABK |  |  | EA*4X37L21A* | *80MS(N,L)0901714A* | 30400 | 15.2 | 8.1 | 33200 | 26400 | 79.52% | 1.84 | 0 | 9 |  |  |  |  | R-410A | 2.5333 | Residential & Commercial | USHP
212978074 | Central HP <5.4 tons | KEEPRITE | HRCU-A-CB (Split System: Heat Pump with Remote Outdoor Unit-Air-Source) | DLCURAH30ABK |  |  | END4X42L17** | *80MS(N,L)0701412A* | 29800 | 15.2 | 8.1 | 34000 | 27200 | 80% | 1.82 | 0 | 9 |  |  |  |  | R-410A | 2.4833 | Residential & Commercial | USHP
216735304 | Central HP <5.4 tons | DAY & NIGHT | HRCU-A-CB (Split System: Heat Pump with Remote Outdoor Unit-Air-Source) | D5CUHAH24AAK |  |  | EA*5X37M17A* | *96CTN0801714B* | 22800 | 16.5 | 8.5 | 20800 | 18400 | 88.46% | 1.98 | 0 | 11 |  |  |  |  | R-454B | 1.9 | Residential & Commercial | USHP | Ducted CEE Tier 1
216735597 | Central HP <5.4 tons | DAY & NIGHT | HRCU-A-CB (Split System: Heat Pump with Remote Outdoor Unit-Air-Source) | D5CUHAH24AAK |  |  | EA*5X37M21A* | *80CTL0451712B* | 23000 | 16 | 8.5 | 20600 | 18400 | 89.32% | 1.98 | 0 | 11 |  |  |  |  | R-454B | 1.9167 | Residential & Commercial | USHP | Ducted CEE Tier 1
214574714 | Central HP <5.4 tons | DAY & NIGHT | HRCU-A-CB (Split System: Heat Pump with Remote Outdoor Unit-Air-Source) | CVH837GKA2* |  |  | EN(A,D,W)4X60L24**+WALLCON | *95CSU1002122B* | 32800 | 19 | 8.5 | 32200 | 24600 | 76.4% | 1.98 | 0 | 12 |  |  |  |  | R-410A | 2.7333 | Residential & Commercial | USHP | Ducted CEE Tier 1
210470383 | Central HP <5.4 tons | KENMORE | HRCU-A-CB (Split System: Heat Pump with Remote Outdoor Unit-Air-Source) | (C,H,T)VH837GKA2* |  |  | EA*4X61L21A*+WALLCON | *95CSU0802120A* | 33200 | 18 | 8.5 | 32000 | 24800 | 77.5% | 2 | 0 | 11.5 |  |  |  |  | R-410A | 2.7667 | Residential & Commercial | USHP | Ducted CEE Tier 1
210471296 | Central HP <5.4 tons | KENMORE | HRCU-A-CB (Split System: Heat Pump with Remote Outdoor Unit-Air-Source) | (C,H,T)VH837GKA2* |  |  | EHD4X60AAL+WALLCON | *80CTL0701412A* | 32800 | 17 | 8.1 | 32400 | 25000 | 77.16% | 2 | 0 | 11 |  |  |  |  | R-410A | 2.7333 | Residential & Commercial | USHP | Ducted CEE Tier 1
210470917 | Central HP <5.4 tons | KENMORE | HRCU-A-CB (Split System: Heat Pump with Remote Outdoor Unit-Air-Source) | (C,H,T)VH837GKA2* |  |  | EN(A,D,W)4X60L24**+WALLCON | *80CTL0902120A* | 32800 | 18 | 8.1 | 32200 | 24800 | 77.02% | 1.98 | 0 | 12 |  |  |  |  | R-410A | 2.7333 | Residential & Commercial | USHP | Ducted CEE Tier 1
210470603 | Central HP <5.4 tons | KENMORE | HRCU-A-CB (Split System: Heat Pump with Remote Outdoor Unit-Air-Source) | (C,H,T)VH837GKA2* |  |  | EA*4X61L24A*+WALLCON | *97CMN1002122A* | 33200 | 18 | 8.5 | 32000 | 24800 | 77.5% | 2 | 0 | 12 |  |  |  |  | R-410A | 2.7667 | Residential & Commercial | USHP | Ducted CEE Tier 1
216771319 | Central HP <5.4 tons | TOSOT | HRCU-A-CB (Split System: Heat Pump with Remote Outdoor Unit-Air-Source) | TU36-24WADU |  |  | TCAT24F/NAA | A952V060BU4S*** | 23000 | 15.2 | 8.5 | 23000 | 20000 | 86.96% | 1.75 | 0 | 11.5 |  |  |  |  | R-410A | 1.9167 | Residential & Commercial | USHP | Ducted CEE Tier 1
215935654 | Central HP <5.4 tons | CARRIER | HRCU-A-CB (Split System: Heat Pump with Remote Outdoor Unit-Air-Source) | 27VNA336A*030* |  |  | CVAVA3621XMA*+UI | 58TN*B090C21**20 | 34400 | 21 | 8.5 | 38500 | 28000 | 72.73% | 2.04 | 0 | 12 |  |  |  |  | R-454B | 2.8667 | Residential & Commercial | USHP | Ducted CEE Tier 1
214807703 | Central HP <5.4 tons | CHAMPION HEATING AND COOLING | HRCU-A-CB (Split System: Heat Pump with Remote Outdoor Unit-Air-Source) | HH824E2S11 |  |  | CTU36B5XDS1+JMC12B2SN1+TXV | 0 | 23000 | 19 | 9.5 | 23000 | 18500 | 80.43% | 2 | 0 | 12 |  |  |  |  | R-454B | 1.9167 | Residential & Commercial | USHP | Ducted CEE Tier 1
216013309 | Central HP <5.4 tons | FRASER-JOHNSTON | HRCU-A-CB (Split System: Heat Pump with Remote Outdoor Unit-Air-Source) | HH824E2S11 |  |  | CTM36B5ADS1+JMVT12BC2N1 | 0 | 23000 | 18 | 9.5 | 23000 | 18600 | 80.87% | 2 | 0 | 12 |  |  |  |  | R-454B | 1.9167 | Residential & Commercial | USHP | Ducted CEE Tier 1
212982144 | Central HP <5.4 tons | CARRIER | HRCU-A-CB (Split System: Heat Pump with Remote Outdoor Unit-Air-Source) | 38MURAQ30AB3* |  |  | CAP**3721AL* | 58SU*B060M17**16 | 30800 | 15.2 | 8.5 | 33000 | 26200 | 79.39% | 1.84 | 0 | 9 |  |  |  |  | R-410A | 2.5667 | Residential & Commercial | USHP
211395525 | Central HP <5.4 tons | FRASER-JOHNSTON | HRCU-A-CB (Split System: Heat Pump with Remote Outdoor Unit-Air-Source) | HMH72B341 |  |  | XAHC48FBCN1 | TP9C080B12MP13 | 32800 | 16 | 8.1 | 32200 | 23600 | 73.29% | 2.02 | 0 | 9 |  |  |  |  | R-410A | 2.7333 | Residential & Commercial | USHP
211395559 | Central HP <5.4 tons | FRASER-JOHNSTON | HRCU-A-CB (Split System: Heat Pump with Remote Outdoor Unit-Air-Source) | HMH72B341 |  |  | XAFC48FXXN1+TXV | TM9V080B12MP12 | 33400 | 16.5 | 8.5 | 32600 | 24000 | 73.62% | 2.06 | 0 | 9 |  |  |  |  | R-410A | 2.7833 | Residential & Commercial | USHP
211395943 | Central HP <5.4 tons | FRASER-JOHNSTON | HRCU-A-CB (Split System: Heat Pump with Remote Outdoor Unit-Air-Source) | HMH72B341 |  |  | XAHD48FBCN1 | TM9E100C16MP12 | 32800 | 16.5 | 8.5 | 31800 | 23200 | 72.96% | 2.02 | 0 | 9 |  |  |  |  | R-410A | 2.7333 | Residential & Commercial | USHP
211396225 | Central HP <5.4 tons | FRASER-JOHNSTON | HRCU-A-CB (Split System: Heat Pump with Remote Outdoor Unit-Air-Source) | HMH72B341 |  |  | XAHC48FBCN1 | TM9E080B12MP12 | 32600 | 16.5 | 8.1 | 31800 | 23400 | 73.58% | 2 | 0 | 9 |  |  |  |  | R-410A | 2.7167 | Residential & Commercial | USHP
211398164 | Central HP <5.4 tons | FRASER-JOHNSTON | HRCU-A-CB (Split System: Heat Pump with Remote Outdoor Unit-Air-Source) | HMH72B341 |  |  | XAHC48FXXN1+TXV | TMLE120C16MP11 | 33000 | 17 | 8.5 | 31600 | 23200 | 73.42% | 2.04 | 0 | 9.5 |  |  |  |  | R-410A | 2.75 | Residential & Commercial | USHP
213296968 | Central HP <5.4 tons | COLEMAN | HRCU-A-CB (Split System: Heat Pump with Remote Outdoor Unit-Air-Source) | HMH72B341 |  |  | XAHC36DBCN1 | Z8ES080B12LMPS1 | 33400 | 17.5 | 8.1 | 32800 | 23000 | 70.12% | 2.02 | 0 | 10 |  |  |  |  | R-410A | 2.7833 | Residential & Commercial | USHP | Ducted CEE Tier 1
213297253 | Central HP <5.4 tons | COLEMAN | HRCU-A-CB (Split System: Heat Pump with Remote Outdoor Unit-Air-Source) | HMH72B341 |  |  | XAUB36DXXN1+TXV | Z9ET040A10SMPS1 | 34000 | 18 | 8.1 | 33400 | 23800 | 71.26% | 2.04 | 0 | 9.5 |  |  |  |  | R-410A | 2.8333 | Residential & Commercial | USHP
213297368 | Central HP <5.4 tons | COLEMAN | HRCU-A-CB (Split System: Heat Pump with Remote Outdoor Unit-Air-Source) | HMH72B341 |  |  | XAFB30CXXN1+TXV | Z8ES100B12LMPS1 | 32800 | 18 | 8.5 | 33000 | 23200 | 70.3% | 2.04 | 0 | 9.5 |  |  |  |  | R-410A | 2.7333 | Residential & Commercial | USHP
215939881 | Central HP <5.4 tons | KEEPRITE | HRCU-A-CB (Split System: Heat Pump with Remote Outdoor Unit-Air-Source) | C5H3V36*K*AAA* |  |  | EA*5X61M21A*+WALLCON | *97CTN0802120A* | 34400 | 20 | 9 | 34400 | 26200 | 76.16% | 1.96 | 0 | 11.7 |  |  |  |  | R-454B | 2.8667 | Residential & Commercial | USHP | Ducted CEE Tier 1
215939981 | Central HP <5.4 tons | KEEPRITE | HRCU-A-CB (Split System: Heat Pump with Remote Outdoor Unit-Air-Source) | C5H3V36*K*AAA* |  |  | ESH5X36M12A*+WALLCON | *97CTN0801716A* | 33000 | 18.5 | 9 | 35400 | 27200 | 76.84% | 1.92 | 0 | 10.5 |  |  |  |  | R-454B | 2.75 | Residential & Commercial | USHP | Ducted CEE Tier 1
210470852 | Central HP <5.4 tons | KENMORE | HRCU-A-CB (Split System: Heat Pump with Remote Outdoor Unit-Air-Source) | (C,H,T)VH837GKA2* |  |  | EN(A,D)4X48L24**+WALLCON | *95CSU1002122A* | 32400 | 17.5 | 8.1 | 32800 | 24600 | 75% | 1.98 | 0 | 11.7 |  |  |  |  | R-410A | 2.7 | Residential & Commercial | USHP | Ducted CEE Tier 1
214396528 | Central HP <5.4 tons | COLEMAN | HRCU-A-CB (Split System: Heat Pump with Remote Outdoor Unit-Air-Source) | HH836E2S11 |  |  | CTM48C5CFS1 | TMLV100C16MP12 | 33000 | 19 | 9 | 31200 | 25200 | 80.77% | 2 | 0 | 11 |  |  |  |  | R-454B | 2.75 | Residential & Commercial | USHP | Ducted CEE Tier 1
214719996 | Central HP <5.4 tons | COLEMAN | HRCU-A-CB (Split System: Heat Pump with Remote Outdoor Unit-Air-Source) | HH836E2S11 |  |  | CTU48C5XFS1+TXV | TMLE100C20MP11 | 34400 | 17 | 8.5 | 32600 | 25800 | 79.14% | 2 | 0 | 11 |  |  |  |  | R-454B | 2.8667 | Residential & Commercial | USHP | Ducted CEE Tier 1
214333172 | Central HP <5.4 tons | TOSOT | HRCU-A-C (Split System: Heat Pump with Remote Outdoor Unit with No Indoor Fan --Air Source) | TUD24W/A-D(U) |  |  | TCAT24F/NAA | 0 | 23000 | 15.2 | 8.5 | 24000 | 19500 | 81.25% | 1.8 | 0 | 11 |  |  |  |  | R-410A | 1.9167 | Residential & Commercial | USHP | Ducted CEE Tier 1
215408666 | Central HP <5.4 tons | INNOVAIR | HRCU-A-CB (Split System: Heat Pump with Remote Outdoor Unit-Air-Source) | SHV60H2BA |  |  | SAV60BDA | 0 | 54000 | 16 | 9 | 56000 | 52000 | 92.86% | 1.8 | 0 | 10 |  |  |  |  | R-454B | 4.5 | Residential & Commercial | USHP | Ducted CEE Tier 1
207764688 | Central HP <5.4 tons | MOOVAIR | HRCU-A-CB (Split System: Heat Pump with Remote Outdoor Unit-Air-Source) | DMA18HOS20230E7 |  |  | FMA18HIAHUU230X7 | 0 | 18000 | 18 | 9.3 | 19000 | 16500 | 86.84% | 2.04 | 12.5 | 12.4 |  |  |  |  | R-410A | 1.5 | Residential & Commercial | USHP | Ducted CEE Tier 1
213071786 | Central HP <5.4 tons | ACIQ | HRCU-A-CB (Split System: Heat Pump with Remote Outdoor Unit-Air-Source) | DLCURAH24ABK |  |  | EN(A,D)4X36L21** | *80VSL0902120A* | 23800 | 16.5 | 8.1 | 26000 | 23200 | 89.23% | 1.92 | 0 | 10.5 |  |  |  |  | R-410A | 1.9833 | Residential & Commercial | USHP | Ducted CEE Tier 1
213071867 | Central HP <5.4 tons | ACIQ | HRCU-A-CB (Split System: Heat Pump with Remote Outdoor Unit-Air-Source) | DLCURAH24ABK |  |  | EN(A,D)4X36L21** | *80ES(N,L)0701712A* | 24400 | 16.5 | 8.1 | 26400 | 22600 | 85.61% | 1.88 | 0 | 10.5 |  |  |  |  | R-410A | 2.0333 | Residential & Commercial | USHP | Ducted CEE Tier 1
213071919 | Central HP <5.4 tons | ACIQ | HRCU-A-CB (Split System: Heat Pump with Remote Outdoor Unit-Air-Source) | DLCURAH24ABK |  |  | EN(A,D)4X36L21** | *95ESN0601714A* | 24600 | 16 | 8.1 | 26600 | 22400 | 84.21% | 1.84 | 0 | 10.5 |  |  |  |  | R-410A | 2.05 | Residential & Commercial | USHP | Ducted CEE Tier 1
213071952 | Central HP <5.4 tons | ACIQ | HRCU-A-CB (Split System: Heat Pump with Remote Outdoor Unit-Air-Source) | DLCURAH24ABK |  |  | EN(A,D)4X36L21** | OLV098A12* | 23400 | 16.5 | 8.1 | 25800 | 24200 | 93.8% | 2 | 0 | 10 |  |  |  |  | R-410A | 1.95 | Residential & Commercial | USHP | Ducted CEE Tier 1
213071969 | Central HP <5.4 tons | ACIQ | HRCU-A-CB (Split System: Heat Pump with Remote Outdoor Unit-Air-Source) | DLCURAH24ABK |  |  | FEM4P30**AL | 0 | 24000 | 17 | 8.5 | 26200 | 23400 | 89.31% | 1.94 | 0 | 10 |  |  |  |  | R-410A | 2 | Residential & Commercial | USHP | Ducted CEE Tier 1
213785436 | Central HP <5.4 tons | CARRIER | HRCU-A-CB (Split System: Heat Pump with Remote Outdoor Unit-Air-Source) | 25VNA436A*031* |  |  | CAP**4221AL*+UI | 59TN6C060C17**14 | 32400 | 18.5 | 9 | 38000 | 26800 | 70.53% | 1.96 | 0 | 11 |  |  |  |  | R-410A | 2.7 | Residential & Commercial | USHP | Ducted CEE Tier 1
213785484 | Central HP <5.4 tons | CARRIER | HRCU-A-CB (Split System: Heat Pump with Remote Outdoor Unit-Air-Source) | 25VNA436A*031* |  |  | CAP**4821AL*+UI | 58TN*B090C17**16 | 33200 | 19.5 | 9 | 36600 | 25800 | 70.49% | 2.02 | 0 | 12 |  |  |  |  | R-410A | 2.7667 | Residential & Commercial | USHP | Ducted CEE Tier 1
213785520 | Central HP <5.4 tons | CARRIER | HRCU-A-CB (Split System: Heat Pump with Remote Outdoor Unit-Air-Source) | 25VNA436A*031* |  |  | CAP**6024AL*+UI | 58TN*B110C21**20 | 33800 | 19.5 | 9 | 35800 | 25200 | 70.39% | 2 | 0 | 12 |  |  |  |  | R-410A | 2.8167 | Residential & Commercial | USHP | Ducted CEE Tier 1
213785638 | Central HP <5.4 tons | CARRIER | HRCU-A-CB (Split System: Heat Pump with Remote Outdoor Unit-Air-Source) | 25VNA436A*031* |  |  | CSPH*3612AL*+UI | 58TN*B070C17**16 | 33000 | 18 | 8.5 | 37200 | 26400 | 70.97% | 2 | 0 | 11.5 |  |  |  |  | R-410A | 2.75 | Residential & Commercial | USHP | Ducted CEE Tier 1
213785668 | Central HP <5.4 tons | CARRIER | HRCU-A-CB (Split System: Heat Pump with Remote Outdoor Unit-Air-Source) | 25VNA436A*031* |  |  | CSPH*4212AL*+UI | 58TN*B070C14**12 | 33200 | 18 | 8.5 | 36800 | 26200 | 71.2% | 2.02 | 0 | 11.5 |  |  |  |  | R-410A | 2.7667 | Residential & Commercial | USHP | Ducted CEE Tier 1
213785670 | Central HP <5.4 tons | CARRIER | HRCU-A-CB (Split System: Heat Pump with Remote Outdoor Unit-Air-Source) | 25VNA436A*031* |  |  | CSPH*4212AL*+UI | 58TN*B070C17**16 | 33200 | 18 | 8.5 | 36800 | 26000 | 70.65% | 2.02 | 0 | 11.7 |  |  |  |  | R-410A | 2.7667 | Residential & Commercial | USHP | Ducted CEE Tier 1
213785702 | Central HP <5.4 tons | CARRIER | HRCU-A-CB (Split System: Heat Pump with Remote Outdoor Unit-Air-Source) | 25VNA436A*031* |  |  | CSPH*4812AL*+UI | 58TN*B070C17**16 | 33400 | 18.5 | 8.5 | 36800 | 26000 | 70.65% | 2.02 | 0 | 11.7 |  |  |  |  | R-410A | 2.7833 | Residential & Commercial | USHP | Ducted CEE Tier 1
212989605 | Central HP <5.4 tons | KEEPRITE | HRCU-A-CB (Split System: Heat Pump with Remote Outdoor Unit-Air-Source) | DLCURAH24ABK |  |  | EA*4X36L21A* | *95MSU0802120A* | 23600 | 17 | 8.5 | 26200 | 23800 | 90.84% | 1.98 | 0 | 10 |  |  |  |  | R-410A | 1.9667 | Residential & Commercial | USHP | Ducted CEE Tier 1
212988669 | Central HP <5.4 tons | KEEPRITE | HRCU-A-CB (Split System: Heat Pump with Remote Outdoor Unit-Air-Source) | DLCURAH24ABK |  |  | EA*4X30L17A* | *95MSU0401712A* | 23600 | 16.5 | 8.5 | 26400 | 24400 | 92.42% | 2.02 | 0 | 10 |  |  |  |  | R-410A | 1.9667 | Residential & Commercial | USHP | Ducted CEE Tier 1
213070789 | Central HP <5.4 tons | ACIQ | HRCU-A-CB (Split System: Heat Pump with Remote Outdoor Unit-Air-Source) | DLCURAH24ABK |  |  | EA*4X37L21A* | *96VTN0802120A* | 24200 | 17 | 8.1 | 25000 | 21400 | 85.6% | 1.8 | 0 | 10 |  |  |  |  | R-410A | 2.0167 | Residential & Commercial | USHP | Ducted CEE Tier 1
215675779 | Central HP <5.4 tons | DAY & NIGHT | HRCU-A-CB (Split System: Heat Pump with Remote Outdoor Unit-Air-Source) | C5H0V48*K*AAA* |  |  | EVM5X60M21A*+WALLCON | *95CSU1002122B* | 48000 | 19 | 9 | 50000 | 36600 | 73.2% | 2.12 | 0 | 10 |  |  |  |  | R-454B | 4 | Residential & Commercial | USHP | Ducted CEE Tier 1
214397155 | Central HP <5.4 tons | COLEMAN | HRCU-A-CB (Split System: Heat Pump with Remote Outdoor Unit-Air-Source) | HH824E2S11 |  |  | CTF30B5ACS1 | TPLC080B12MP13 | 23000 | 17 | 9.5 | 23000 | 17900 | 77.83% | 2 | 0 | 12 |  |  |  |  | R-454B | 1.9167 | Residential & Commercial | USHP | Ducted CEE Tier 1
214609210 | Central HP <5.4 tons | COLEMAN | HRCU-A-CB (Split System: Heat Pump with Remote Outdoor Unit-Air-Source) | HH824E2S11 |  |  | CTM30B5ACS1 | Z9ES080B12SMPS1 | 23000 | 18 | 9.5 | 23000 | 19100 | 83.04% | 2 | 0 | 12 |  |  |  |  | R-454B | 1.9167 | Residential & Commercial | USHP | Ducted CEE Tier 1
214396294 | Central HP <5.4 tons | COLEMAN | HRCU-A-CB (Split System: Heat Pump with Remote Outdoor Unit-Air-Source) | HH860E2S11 |  |  | CTM60C5CHS1 | TM9Y100C20MP11 | 53000 | 19 | 8.5 | 54500 | 39500 | 72.48% | 2 | 0 | 11 |  |  |  |  | R-454B | 4.4167 | Residential & Commercial | USHP | Ducted CEE Tier 1
214396317 | Central HP <5.4 tons | COLEMAN | HRCU-A-CB (Split System: Heat Pump with Remote Outdoor Unit-Air-Source) | HH860E2S11 |  |  | CTM60C5CHS1+JME16C2SN1 | 0 | 54000 | 19 | 9 | 53500 | 38500 | 71.96% | 2 | 0 | 12 |  |  |  |  | R-454B | 4.5 | Residential & Commercial | USHP | Ducted CEE Tier 1
213386698 | Central HP <5.4 tons | Dettson | HRCU-A-C (Split System: Heat Pump with Remote Outdoor Unit with No Indoor Fan --Air Source) | EVD-24-O* |  |  | MAC24H1418E | 0 | 20000 | 16.3 | 10.2 | 25000 | 20000 | 80% | 2 | 0 | 11.7 |  |  |  |  | R-410A | 1.6667 | Residential & Commercial | USHP | Ducted CEE Tier 1
213073390 | Central HP <5.4 tons | ACIQ | HRCU-A-CB (Split System: Heat Pump with Remote Outdoor Unit-Air-Source) | DLCURAH30ABK |  |  | EA*4X42L24A* | *96VTN0802120A* | 29600 | 15.2 | 8.1 | 33600 | 27400 | 81.55% | 1.78 | 0 | 9 |  |  |  |  | R-410A | 2.4667 | Residential & Commercial | USHP
213073404 | Central HP <5.4 tons | ACIQ | HRCU-A-CB (Split System: Heat Pump with Remote Outdoor Unit-Air-Source) | DLCURAH30ABK |  |  | EA*4X42L24A* | *80ESU0802120A | 29800 | 15.2 | 8.1 | 33800 | 27200 | 80.47% | 1.78 | 0 | 9 |  |  |  |  | R-410A | 2.4833 | Residential & Commercial | USHP
215676999 | Central HP <5.4 tons | DAY & NIGHT | HRCU-A-CB (Split System: Heat Pump with Remote Outdoor Unit-Air-Source) | C5H0V60*K*AAA* |  |  | EVM5X60M21A*+WALLCON | *80CTL0702120B* | 56500 | 18 | 9 | 64000 | 45000 | 70.31% | 2.06 | 0 | 9 |  |  |  |  | R-454B | 4.7083 | Residential & Commercial | USHP
215677399 | Central HP <5.4 tons | DAY & NIGHT | HRCU-A-CB (Split System: Heat Pump with Remote Outdoor Unit-Air-Source) | C5H0V60*K*AAA* |  |  | EVD5X60M21A*+WALLCON | *97CMN0602120B* | 55500 | 17.5 | 8.5 | 64000 | 46000 | 71.88% | 1.94 | 0 | 8.5 |  |  |  |  | R-454B | 4.625 | Residential & Commercial | USHP
215677549 | Central HP <5.4 tons | DAY & NIGHT | HRCU-A-CB (Split System: Heat Pump with Remote Outdoor Unit-Air-Source) | C5H0V60*K*AAA* |  |  | EVD5X60M24A*+WALLCON | *96CTN1002122B* | 56500 | 18.5 | 9 | 63000 | 44500 | 70.63% | 2.08 | 0 | 9 |  |  |  |  | R-454B | 4.7083 | Residential & Commercial | USHP
213770289 | Central HP <5.4 tons | CARRIER | HRCU-A-CB (Split System: Heat Pump with Remote Outdoor Unit-Air-Source) | 25VNA448A*031* |  |  | CAP**6024AL*+UI | 59MN7C100C21**22 | 44500 | 21 | 9 | 46000 | 36200 | 78.7% | 2.34 | 0 | 11.7 |  |  |  |  | R-410A | 3.7083 | Residential & Commercial | USHP | Ducted CEE Tier 1
214651507 | Central HP <5.4 tons | FRASER-JOHNSTON | HRCU-A-CB (Split System: Heat Pump with Remote Outdoor Unit-Air-Source) | HH824E2S11 |  |  | CTU36B5XDS1+TXV | Z8ES100B12SMPS1 | 23000 | 19 | 9.5 | 23000 | 18800 | 81.74% | 2 | 0 | 12 |  |  |  |  | R-454B | 1.9167 | Residential & Commercial | USHP | Ducted CEE Tier 1
212361759 | Central HP <5.4 tons | MOOVAIR | HRCU-A-C (Split System: Heat Pump with Remote Outdoor Unit with No Indoor Fan --Air Source) | DMA24HOS20230E7 |  |  | CUB24HAC20BWT7A | 0 | 24000 | 16.5 | 9.5 | 25000 | 20000 | 80% | 1.95 | 11 | 10.7 |  |  |  |  | R-410A | 2 | Residential & Commercial | USHP | Ducted CEE Tier 1
213063065 | Central HP <5.4 tons | ACIQ | HRCU-A-CB (Split System: Heat Pump with Remote Outdoor Unit-Air-Source) | HVH825GKA3* |  |  | EA*4X37L17A*+WALLCON | *80CSU0401712A* | 24200 | 17 | 8.1 | 21400 | 16600 | 77.57% | 2 | 11.5 | 11 |  |  |  |  | R-410A | 2.0167 | Residential & Commercial | USHP | Ducted CEE Tier 1
213785718 | Central HP <5.4 tons | CARRIER | HRCU-A-CB (Split System: Heat Pump with Remote Outdoor Unit-Air-Source) | 25VNA436A*031* |  |  | CSPH*4812AL*+UI | 59MN7C100C21**22 | 33600 | 18.5 | 8.5 | 36600 | 25800 | 70.49% | 2.04 | 0 | 12 |  |  |  |  | R-410A | 2.8 | Residential & Commercial | USHP | Ducted CEE Tier 1
212979419 | Central HP <5.4 tons | KEEPRITE | HRCU-A-CB (Split System: Heat Pump with Remote Outdoor Unit-Air-Source) | DLCURAH36ABK |  |  | EA*4X48L24A* | *80MS(N,L)0702116A* | 35600 | 16.5 | 8.5 | 37800 | 34600 | 91.53% | 2 | 0 | 10 |  |  |  |  | R-410A | 2.9667 | Residential & Commercial | USHP | Ducted CEE Tier 1
213160481 | Central HP <5.4 tons | Dettson | HRCU-A-C (Split System: Heat Pump with Remote Outdoor Unit with No Indoor Fan --Air Source) | EVD-36-O |  |  | MAC36H1724E | 0 | 35000 | 15.5 | 8.6 | 38000 | 31600 | 83.16% | 1.85 | 0 | 10 |  |  |  |  | R-410A | 2.9167 | Residential & Commercial | USHP | Ducted CEE Tier 1
215679409 | Central HP <5.4 tons | DAY & NIGHT | HRCU-A-CB (Split System: Heat Pump with Remote Outdoor Unit-Air-Source) | C5H0V36*K*AAA* |  |  | EA*5X42M21A*+WALLCON | *97CTN1002122A* | 33200 | 17.5 | 9 | 35800 | 25600 | 71.51% | 1.84 | 0 | 10 |  |  |  |  | R-454B | 2.7667 | Residential & Commercial | USHP | Ducted CEE Tier 1
212984657 | Central HP <5.4 tons | KEEPRITE | HRCU-A-CB (Split System: Heat Pump with Remote Outdoor Unit-Air-Source) | DLCURAH24ABK |  |  | EN(A,D)4X24L17** | *92MSN0801716A* | 23600 | 17 | 8.5 | 27000 | 24400 | 90.37% | 2.02 | 0 | 10 |  |  |  |  | R-410A | 1.9667 | Residential & Commercial | USHP | Ducted CEE Tier 1
211712579 | Central HP <5.4 tons | KEEPRITE | HRCU-A-CB (Split System: Heat Pump with Remote Outdoor Unit-Air-Source) | DLCURAH30ABK |  |  | EA*4X42L21A* | *80ESU0802120A | 29800 | 15.2 | 8.1 | 33800 | 27200 | 80.47% | 1.78 | 0 | 9 |  |  |  |  | R-410A | 2.4833 | Residential & Commercial | USHP
213063408 | Central HP <5.4 tons | ACIQ | HRCU-A-CB (Split System: Heat Pump with Remote Outdoor Unit-Air-Source) | HVH837GKA2* |  |  | EA*4X48L24A*+WALLCON | *95CSU1002122A* | 32400 | 17.5 | 8.5 | 32400 | 24800 | 76.54% | 2 | 12 | 11.5 |  |  |  |  | R-410A | 2.7 | Residential & Commercial | USHP | Ducted CEE Tier 1
214572935 | Central HP <5.4 tons | KEEPRITE | HRCU-A-CB (Split System: Heat Pump with Remote Outdoor Unit-Air-Source) | CVH837GKA** |  |  | EA*4X60L24A*+WALLCON | *97CMN0802120B* | 32800 | 17.5 | 8.5 | 31600 | 24800 | 78.48% | 2 | 0 | 11.5 |  |  |  |  | R-410A | 2.7333 | Residential & Commercial | USHP | Ducted CEE Tier 1
213297488 | Central HP <5.4 tons | COLEMAN | HRCU-A-CB (Split System: Heat Pump with Remote Outdoor Unit-Air-Source) | HMH72B341 |  |  | XAHC30CXXN1+TXV | Z8ET100C16LMPS1 | 32400 | 17.5 | 8.5 | 32000 | 22800 | 71.25% | 2.02 | 0 | 9.5 |  |  |  |  | R-410A | 2.7 | Residential & Commercial | USHP
213297018 | Central HP <5.4 tons | COLEMAN | HRCU-A-CB (Split System: Heat Pump with Remote Outdoor Unit-Air-Source) | HMH72B341 |  |  | XAFB36DBCN1 | Z9ET080B12SMPS1 | 33800 | 18 | 8.5 | 33000 | 23200 | 70.3% | 2 | 0 | 10 |  |  |  |  | R-410A | 2.8167 | Residential & Commercial | USHP | Ducted CEE Tier 1
213297218 | Central HP <5.4 tons | COLEMAN | HRCU-A-CB (Split System: Heat Pump with Remote Outdoor Unit-Air-Source) | HMH72B341 |  |  | XAHC36DBCN1+JMET12CS2N1 | 0 | 33800 | 18 | 8.1 | 32800 | 23000 | 70.12% | 2.06 | 0 | 10 |  |  |  |  | R-410A | 2.8167 | Residential & Commercial | USHP | Ducted CEE Tier 1
213297703 | Central HP <5.4 tons | COLEMAN | HRCU-A-CB (Split System: Heat Pump with Remote Outdoor Unit-Air-Source) | HMH72B341 |  |  | XAHC36DBCN1 | Z9ES080C20SMPS1 | 33800 | 17 | 8.5 | 32800 | 23000 | 70.12% | 1.8 | 0 | 10 |  |  |  |  | R-410A | 2.8167 | Residential & Commercial | USHP | Ducted CEE Tier 1
211397314 | Central HP <5.4 tons | FRASER-JOHNSTON | HRCU-A-CB (Split System: Heat Pump with Remote Outdoor Unit-Air-Source) | HMH72B341 |  |  | XAHD48FBCN1 | TMLV100C16MP12 | 33600 | 16 | 8.5 | 32400 | 23800 | 73.46% | 2.06 | 0 | 9 |  |  |  |  | R-410A | 2.8 | Residential & Commercial | USHP
211397445 | Central HP <5.4 tons | FRASER-JOHNSTON | HRCU-A-CB (Split System: Heat Pump with Remote Outdoor Unit-Air-Source) | HMH72B341 |  |  | XAHC48FBCN1 | TM8V100C16MP12 | 33600 | 16.5 | 8.5 | 32400 | 23800 | 73.46% | 2.06 | 0 | 9 |  |  |  |  | R-410A | 2.8 | Residential & Commercial | USHP
211397062 | Central HP <5.4 tons | FRASER-JOHNSTON | HRCU-A-CB (Split System: Heat Pump with Remote Outdoor Unit-Air-Source) | HMH72B341 |  |  | XAHC48FXXN1+TXV | TM8V100C20MP12 | 33800 | 16.5 | 8.5 | 32400 | 23800 | 73.46% | 2.06 | 0 | 9 |  |  |  |  | R-410A | 2.8167 | Residential & Commercial | USHP
213297953 | Central HP <5.4 tons | COLEMAN | HRCU-A-CB (Split System: Heat Pump with Remote Outdoor Unit-Air-Source) | HMH72B341 |  |  | XAFD48FBCN1 | Z8ES120C16LMPS1 | 34000 | 16.5 | 8.5 | 32800 | 23400 | 71.34% | 2.1 | 0 | 9.5 |  |  |  |  | R-410A | 2.8333 | Residential & Commercial | USHP
210470493 | Central HP <5.4 tons | KENMORE | HRCU-A-CB (Split System: Heat Pump with Remote Outdoor Unit-Air-Source) | (C,H,T)VH837GKA2* |  |  | EA*4X61L21A*+WALLCON | *96CTN1002122A* | 33200 | 17.5 | 8.5 | 32000 | 24800 | 77.5% | 2 | 0 | 12 |  |  |  |  | R-410A | 2.7667 | Residential & Commercial | USHP | Ducted CEE Tier 1
214720114 | Central HP <5.4 tons | COLEMAN | HRCU-A-CB (Split System: Heat Pump with Remote Outdoor Unit-Air-Source) | HH860E2S11 |  |  | CTU60C5XGS1+TXV | TMLE100C20MP11 | 44500 | 17 | 9 | 45000 | 33800 | 75.11% | 2 | 0 | 11.7 |  |  |  |  | R-454B | 3.7083 | Residential & Commercial | USHP | Ducted CEE Tier 1
215942437 | Central HP <5.4 tons | KEEPRITE | HRCU-A-CB (Split System: Heat Pump with Remote Outdoor Unit-Air-Source) | C5H3V36*K*AAA* |  |  | EVM5X61M24A*+WALLCON | *80CTL0702120B* | 35800 | 22 | 8.5 | 37400 | 28200 | 75.4% | 2.04 | 0 | 12.5 |  |  |  |  | R-454B | 2.9833 | Residential & Commercial | USHP | Ducted CEE Tier 1
216623458 | Central HP <5.4 tons | MOOVAIR | HRCU-A-C (Split System: Heat Pump with Remote Outdoor Unit with No Indoor Fan --Air Source) | MSHMA60R2AN1 |  |  | GCHMA60RDAS1 | 0 | 47000 | 15.2 | 8.1 | 58000 | 43000 | 74.14% | 1.83 | 0 | 10 |  |  |  |  | R-454B | 3.9167 | Residential & Commercial | USHP | Ducted CEE Tier 1
213069151 | Central HP <5.4 tons | ACIQ | HRCU-A-CB (Split System: Heat Pump with Remote Outdoor Unit-Air-Source) | DLCURAH30ABK |  |  | EA*4X36L21A* | *80ESU0802120A | 29600 | 15.2 | 8.1 | 33800 | 27600 | 81.66% | 1.76 | 0 | 9 |  |  |  |  | R-410A | 2.4667 | Residential & Commercial | USHP
213069201 | Central HP <5.4 tons | ACIQ | HRCU-A-CB (Split System: Heat Pump with Remote Outdoor Unit-Air-Source) | DLCURAH30ABK |  |  | EA*4X37L21A* | *80ESU0601716A | 31200 | 15.2 | 8.5 | 33400 | 26000 | 77.84% | 1.86 | 0 | 9 |  |  |  |  | R-410A | 2.6 | Residential & Commercial | USHP
215677229 | Central HP <5.4 tons | DAY & NIGHT | HRCU-A-CB (Split System: Heat Pump with Remote Outdoor Unit-Air-Source) | C5H0V60*K*AAA* |  |  | EVM5X61M24A*+WALLCON | *80CTL0702120B* | 57000 | 18.5 | 9 | 64000 | 45000 | 70.31% | 2.08 | 0 | 9 |  |  |  |  | R-454B | 4.75 | Residential & Commercial | USHP
215677579 | Central HP <5.4 tons | DAY & NIGHT | HRCU-A-CB (Split System: Heat Pump with Remote Outdoor Unit-Air-Source) | C5H0V60*K*AAA* |  |  | EVD5X61M21A*+WALLCON | *80CTL0701716B* | 55500 | 18 | 9 | 60500 | 43500 | 71.9% | 2.1 | 0 | 9.5 |  |  |  |  | R-454B | 4.625 | Residential & Commercial | USHP
215677979 | Central HP <5.4 tons | DAY & NIGHT | HRCU-A-CB (Split System: Heat Pump with Remote Outdoor Unit-Air-Source) | C5H0V60*K*AAA* |  |  | EA*5X61M24A*+WALLCON | *97CMN0602120B* | 55000 | 17.5 | 8.5 | 61000 | 43000 | 70.49% | 1.88 | 0 | 8 |  |  |  |  | R-454B | 4.5833 | Residential & Commercial | USHP
214241945 | Central HP <5.4 tons | CARRIER | HRCU-A-CB (Split System: Heat Pump with Remote Outdoor Unit-Air-Source) | 25VNA825A*032* |  |  | CNPV*3621AL*+UI | 59MN7C100C21**22 | 23600 | 16.5 | 8.1 | 21400 | 16700 | 78.04% | 1.92 | 0 | 11 |  |  |  |  | R-410A | 1.9667 | Residential & Commercial | USHP | Ducted CEE Tier 1
212987767 | Central HP <5.4 tons | KEEPRITE | HRCU-A-CB (Split System: Heat Pump with Remote Outdoor Unit-Air-Source) | DLCURAH30ABK |  |  | EA*4X43L21A* | *96MSN0802120A* | 30200 | 15.2 | 8.1 | 33400 | 26400 | 79.04% | 1.84 | 0 | 9 |  |  |  |  | R-410A | 2.5167 | Residential & Commercial | USHP
213073401 | Central HP <5.4 tons | ACIQ | HRCU-A-CB (Split System: Heat Pump with Remote Outdoor Unit-Air-Source) | DLCURAH30ABK |  |  | EA*4X42L24A* | *92ESN1002120A* | 30600 | 15.2 | 8.1 | 34200 | 27000 | 78.95% | 1.82 | 0 | 9 |  |  |  |  | R-410A | 2.55 | Residential & Commercial | USHP
212987431 | Central HP <5.4 tons | KEEPRITE | HRCU-A-CB (Split System: Heat Pump with Remote Outdoor Unit-Air-Source) | DLCURAH24ABK |  |  | EA*4X37L17A* | *96MSN0801716A* | 24200 | 17 | 8.5 | 25200 | 22000 | 87.3% | 1.84 | 0 | 10 |  |  |  |  | R-410A | 2.0167 | Residential & Commercial | USHP | Ducted CEE Tier 1
206724396 | Central HP <5.4 tons | NORTEK | HRCU-A-CB (Split System: Heat Pump with Remote Outdoor Unit-Air-Source) | GXH24-36MSK4DH |  |  | GMH24-**MSK4DH1 | 0 | 24000 | 17 | 9 | 24000 | 22000 | 91.67% | 1.8 | 12.5 | 12 |  |  |  |  | R-410A | 2 | Residential & Commercial | USHP | Ducted CEE Tier 1
206726719 | Central HP <5.4 tons | LBG Products | HRCU-A-CB (Split System: Heat Pump with Remote Outdoor Unit-Air-Source) | LCH24036DO |  |  | LCH36DGHNI | 0 | 34000 | 16 | 9 | 35000 | 28000 | 80% | 1.8 | 10 | 10 |  |  |  |  | R-410A | 2.8333 | Residential & Commercial | USHP | Ducted CEE Tier 1
213069286 | Central HP <5.4 tons | ACIQ | HRCU-A-CB (Split System: Heat Pump with Remote Outdoor Unit-Air-Source) | DLCURAH36ABK |  |  | EA*4X37L21A* | *80ESU0601716A | 37000 | 16 | 8.5 | 38500 | 34800 | 90.39% | 2.12 | 0 | 10 |  |  |  |  | R-410A | 3.0833 | Residential & Commercial | USHP | Ducted CEE Tier 1
213069302 | Central HP <5.4 tons | ACIQ | HRCU-A-CB (Split System: Heat Pump with Remote Outdoor Unit-Air-Source) | DLCURAH36ABK |  |  | EA*4X37L21A* | *96VSN1002120A* | 36400 | 16 | 8.5 | 38500 | 34800 | 90.39% | 2.08 | 0 | 10 |  |  |  |  | R-410A | 3.0333 | Residential & Commercial | USHP | Ducted CEE Tier 1
213069320 | Central HP <5.4 tons | ACIQ | HRCU-A-CB (Split System: Heat Pump with Remote Outdoor Unit-Air-Source) | DLCURAH36ABK |  |  | EA*4X42L21A* | *80ES(N,L)0902120A* | 36000 | 16 | 8.1 | 39500 | 35000 | 88.61% | 1.9 | 0 | 10 |  |  |  |  | R-410A | 3 | Residential & Commercial | USHP | Ducted CEE Tier 1
213069401 | Central HP <5.4 tons | ACIQ | HRCU-A-CB (Split System: Heat Pump with Remote Outdoor Unit-Air-Source) | DLCURAH36ABK |  |  | EA*4X43L21A* | *80VSL0451716A* | 36200 | 15.5 | 8.5 | 38500 | 34800 | 90.39% | 2.06 | 0 | 10 |  |  |  |  | R-410A | 3.0167 | Residential & Commercial | USHP | Ducted CEE Tier 1
213069421 | Central HP <5.4 tons | ACIQ | HRCU-A-CB (Split System: Heat Pump with Remote Outdoor Unit-Air-Source) | DLCURAH36ABK |  |  | EA*4X43L21A* | *96VSN0801716A* | 36800 | 15.5 | 8.5 | 38500 | 35000 | 90.91% | 2.1 | 0 | 10 |  |  |  |  | R-410A | 3.0667 | Residential & Commercial | USHP | Ducted CEE Tier 1
214243032 | Central HP <5.4 tons | KEEPRITE | HRCU-A-CB (Split System: Heat Pump with Remote Outdoor Unit-Air-Source) | CVH825GKA2* |  |  | EN(A,D,W)4X42L21**+WALLCON | *97CMN0801714B* | 23600 | 16.5 | 8.1 | 21400 | 16700 | 78.04% | 1.96 | 0 | 11 |  |  |  |  | R-410A | 1.9667 | Residential & Commercial | USHP | Ducted CEE Tier 1
214243082 | Central HP <5.4 tons | KEEPRITE | HRCU-A-CB (Split System: Heat Pump with Remote Outdoor Unit-Air-Source) | CVH825GKA2* |  |  | EN(A,D,W)4X48L21**+WALLCON | *80CTL0451712B* | 24000 | 16.5 | 8.1 | 21400 | 16700 | 78.04% | 2 | 0 | 11 |  |  |  |  | R-410A | 2 | Residential & Commercial | USHP | Ducted CEE Tier 1
214242512 | Central HP <5.4 tons | KEEPRITE | HRCU-A-CB (Split System: Heat Pump with Remote Outdoor Unit-Air-Source) | CVH825GKA2* |  |  | EN(A,D)4X24L17**+WALLCON | *96CTN0801714B* | 23200 | 16 | 8.1 | 22000 | 16900 | 76.82% | 1.92 | 0 | 10.5 |  |  |  |  | R-410A | 1.9333 | Residential & Commercial | USHP | Ducted CEE Tier 1
211712938 | Central HP <5.4 tons | KEEPRITE | HRCU-A-CB (Split System: Heat Pump with Remote Outdoor Unit-Air-Source) | DLCURAH30ABK |  |  | EA*4X42L24A* | *80ES(N,L)1552420A* | 29800 | 15.2 | 8.1 | 33800 | 27200 | 80.47% | 1.78 | 0 | 9 |  |  |  |  | R-410A | 2.4833 | Residential & Commercial | USHP
216735345 | Central HP <5.4 tons | DAY & NIGHT | HRCU-A-CB (Split System: Heat Pump with Remote Outdoor Unit-Air-Source) | D5CUHAH24AAK |  |  | EA*5X37M17A* | *96VTN0601716B* | 22800 | 16 | 8.5 | 20600 | 18400 | 89.32% | 1.96 | 0 | 11 |  |  |  |  | R-454B | 1.9 | Residential & Commercial | USHP | Ducted CEE Tier 1
216735652 | Central HP <5.4 tons | DAY & NIGHT | HRCU-A-CB (Split System: Heat Pump with Remote Outdoor Unit-Air-Source) | D5CUHAH24AAK |  |  | EA*5X37M21A* | *80VTL0701716B* | 23000 | 16.5 | 8.5 | 20600 | 18400 | 89.32% | 1.96 | 0 | 11 |  |  |  |  | R-454B | 1.9167 | Residential & Commercial | USHP | Ducted CEE Tier 1
214242731 | Central HP <5.4 tons | DAY & NIGHT | HRCU-A-CB (Split System: Heat Pump with Remote Outdoor Unit-Air-Source) | CVH825GKA2* |  |  | EN(A,D,W)4X36L17**+WALLCON | *96CTN0801714B* | 23400 | 16.5 | 8.1 | 21600 | 16700 | 77.31% | 1.92 | 0 | 11 |  |  |  |  | R-410A | 1.95 | Residential & Commercial | USHP | Ducted CEE Tier 1
214595017 | Central HP <5.4 tons | CHAMPION HEATING AND COOLING | HRCU-A-CB (Split System: Heat Pump with Remote Outdoor Unit-Air-Source) | HH836E2S11 |  |  | CTM36C5CDS1 | Z8ES120C20SMPS1 | 34400 | 18 | 8.5 | 32000 | 26200 | 81.88% | 2 | 0 | 11 |  |  |  |  | R-454B | 2.8667 | Residential & Commercial | USHP | Ducted CEE Tier 1
214719858 | Central HP <5.4 tons | COLEMAN | HRCU-A-CB (Split System: Heat Pump with Remote Outdoor Unit-Air-Source) | HH836E2S11 |  |  | CTU48C5XFS1+TXV | TM8E120C20MP11 | 34400 | 17 | 8.5 | 32400 | 25600 | 79.01% | 2 | 0 | 11 |  |  |  |  | R-454B | 2.8667 | Residential & Commercial | USHP | Ducted CEE Tier 1
210471164 | Central HP <5.4 tons | KENMORE | HRCU-A-CB (Split System: Heat Pump with Remote Outdoor Unit-Air-Source) | (C,H,T)VH837GKA2* |  |  | EHD4X60AAL+WALLCON | *80CSU1002120A* | 32800 | 16.5 | 8.1 | 32200 | 24800 | 77.02% | 1.98 | 0 | 11 |  |  |  |  | R-410A | 2.7333 | Residential & Commercial | USHP | Ducted CEE Tier 1
214807843 | Central HP <5.4 tons | FRASER-JOHNSTON | HRCU-A-CB (Split System: Heat Pump with Remote Outdoor Unit-Air-Source) | HH860E2S11 |  |  | CTU60D5XHS1+JMC20D2SN1+TXV | 0 | 53000 | 19 | 8.5 | 53000 | 38000 | 71.7% | 2 | 0 | 12 |  |  |  |  | R-454B | 4.4167 | Residential & Commercial | USHP | Ducted CEE Tier 1
214720169 | Central HP <5.4 tons | COLEMAN | HRCU-A-CB (Split System: Heat Pump with Remote Outdoor Unit-Air-Source) | HH860E2S11 |  |  | CTU60C5XGS1+TXV | TM9Y100C20MP11 | 44500 | 17 | 9 | 46000 | 34000 | 73.91% | 2 | 0 | 11 |  |  |  |  | R-454B | 3.7083 | Residential & Commercial | USHP | Ducted CEE Tier 1
214720201 | Central HP <5.4 tons | COLEMAN | HRCU-A-CB (Split System: Heat Pump with Remote Outdoor Unit-Air-Source) | HH860E2S11 |  |  | CTU60C5XGS1+TXV | TP9C100C20MP13 | 44000 | 18 | 9 | 45000 | 33800 | 75.11% | 2 | 0 | 11 |  |  |  |  | R-454B | 3.6667 | Residential & Commercial | USHP | Ducted CEE Tier 1
214720036 | Central HP <5.4 tons | COLEMAN | HRCU-A-CB (Split System: Heat Pump with Remote Outdoor Unit-Air-Source) | HH860E2S11 |  |  | CTU60C5XGS1+TXV | CP9C080C16MP13 | 43500 | 17 | 9 | 44000 | 33600 | 76.36% | 2 | 0 | 11 |  |  |  |  | R-454B | 3.625 | Residential & Commercial | USHP | Ducted CEE Tier 1
212984947 | Central HP <5.4 tons | KEEPRITE | HRCU-A-CB (Split System: Heat Pump with Remote Outdoor Unit-Air-Source) | DLCURAH36ABK |  |  | EA*4X48L21A* | *92MSN0802120A* | 35600 | 16.5 | 8.5 | 37800 | 34600 | 91.53% | 2.02 | 0 | 10 |  |  |  |  | R-410A | 2.9667 | Residential & Commercial | USHP | Ducted CEE Tier 1
214296072 | Central HP <5.4 tons | Econas | HRCU-A-C (Split System: Heat Pump with Remote Outdoor Unit with No Indoor Fan --Air Source) | EOE31U-36HFN1-M |  |  | EVB-36B23T4N1 | 0 | 35000 | 15.5 | 8.6 | 38000 | 31600 | 83.16% | 1.85 | 0 | 10 |  |  |  |  | R-410A | 2.9167 | Residential & Commercial | USHP | Ducted CEE Tier 1
214720194 | Central HP <5.4 tons | COLEMAN | HRCU-A-CB (Split System: Heat Pump with Remote Outdoor Unit-Air-Source) | HH860E2S11 |  |  | CTU60C5XGS1+TXV | TM9V100C20MP12 | 44000 | 18 | 9 | 45000 | 33800 | 75.11% | 2 | 0 | 11 |  |  |  |  | R-454B | 3.6667 | Residential & Commercial | USHP | Ducted CEE Tier 1
214397558 | Central HP <5.4 tons | COLEMAN | HRCU-A-CB (Split System: Heat Pump with Remote Outdoor Unit-Air-Source) | HH824E2S11 |  |  | CTM30B5ACS1 | TPLC080B12MP13 | 23000 | 17 | 9.5 | 23000 | 17900 | 77.83% | 2 | 0 | 12 |  |  |  |  | R-454B | 1.9167 | Residential & Commercial | USHP | Ducted CEE Tier 1
214398394 | Central HP <5.4 tons | COLEMAN | HRCU-A-CB (Split System: Heat Pump with Remote Outdoor Unit-Air-Source) | HH824E2S11 |  |  | CTM30B5ACS1 | TM8E080B12MP11 | 23000 | 17 | 9.5 | 23000 | 18300 | 79.57% | 2 | 0 | 12 |  |  |  |  | R-454B | 1.9167 | Residential & Commercial | USHP | Ducted CEE Tier 1
216374544 | Central HP <5.4 tons | COLEMAN | HRCU-A-CB (Split System: Heat Pump with Remote Outdoor Unit-Air-Source) | HH824E2S11 |  |  | CTU30B5XCS1+TXV | Z9ET080B12SMPS1 | 23000 | 18 | 9.5 | 23000 | 18100 | 78.7% | 2 | 0 | 12 |  |  |  |  | R-454B | 1.9167 | Residential & Commercial | USHP | Ducted CEE Tier 1
214398012 | Central HP <5.4 tons | COLEMAN | HRCU-A-CB (Split System: Heat Pump with Remote Outdoor Unit-Air-Source) | HH860E2S11 |  |  | CTF60C5CHS1 | TM8E080C20MP11 | 53500 | 19 | 8.5 | 55000 | 39000 | 70.91% | 2 | 0 | 11 |  |  |  |  | R-454B | 4.4583 | Residential & Commercial | USHP | Ducted CEE Tier 1
215679469 | Central HP <5.4 tons | DAY & NIGHT | HRCU-A-CB (Split System: Heat Pump with Remote Outdoor Unit-Air-Source) | C5H0V36*K*AAA* |  |  | EA*5X43M21A*+WALLCON | *97CTN0802120A* | 34400 | 18 | 9 | 35400 | 25200 | 71.19% | 1.88 | 0 | 10 |  |  |  |  | R-454B | 2.8667 | Residential & Commercial | USHP | Ducted CEE Tier 1
215679519 | Central HP <5.4 tons | DAY & NIGHT | HRCU-A-CB (Split System: Heat Pump with Remote Outdoor Unit-Air-Source) | C5H0V36*K*AAA* |  |  | EA*5X48M21A*+WALLCON | *97CTN0601716A* | 33400 | 17.5 | 9 | 35200 | 25400 | 72.16% | 1.88 | 0 | 9.5 |  |  |  |  | R-454B | 2.7833 | Residential & Commercial | USHP
214242472 | Central HP <5.4 tons | KEEPRITE | HRCU-A-CB (Split System: Heat Pump with Remote Outdoor Unit-Air-Source) | CVH825GKA2* |  |  | EN(A,D)4X24L17**+WALLCON | *97CMN0601714B* | 23200 | 15.5 | 8.1 | 22200 | 16900 | 76.13% | 1.92 | 0 | 10.5 |  |  |  |  | R-410A | 1.9333 | Residential & Commercial | USHP | Ducted CEE Tier 1
216030970 | Central HP <5.4 tons | MOOVAIR | HRCU-A-CB (Split System: Heat Pump with Remote Outdoor Unit-Air-Source) | MSHMA60R2AN1 |  |  | MAHMA60R4AS1 | 0 | 54000 | 16 | 9 | 56000 | 52000 | 92.86% | 1.8 | 0 | 10 |  |  |  |  | R-454B | 4.5 | Residential & Commercial | USHP | Ducted CEE Tier 1
215940801 | Central HP <5.4 tons | KEEPRITE | HRCU-A-CB (Split System: Heat Pump with Remote Outdoor Unit-Air-Source) | C5H3V36*K*AAA* |  |  | EVD5X49M24A*+WALLCON | *97CTN1202422A* | 35600 | 22 | 8.5 | 38500 | 28400 | 73.77% | 2.04 | 0 | 12.5 |  |  |  |  | R-454B | 2.9667 | Residential & Commercial | USHP | Ducted CEE Tier 1
215939931 | Central HP <5.4 tons | KEEPRITE | HRCU-A-CB (Split System: Heat Pump with Remote Outdoor Unit-Air-Source) | C5H3V36*K*AAA* |  |  | EA*5X61M24A*+WALLCON | *97CTN1202422A* | 34400 | 20.5 | 9.5 | 34200 | 26000 | 76.02% | 2.08 | 0 | 12 |  |  |  |  | R-454B | 2.8667 | Residential & Commercial | USHP | Ducted CEE Tier 1
215939681 | Central HP <5.4 tons | KEEPRITE | HRCU-A-CB (Split System: Heat Pump with Remote Outdoor Unit-Air-Source) | C5H3V36*K*AAA* |  |  | EA*5X42M21A*+WALLCON | *97CTN0601716A* | 32400 | 19 | 9 | 35600 | 27400 | 76.97% | 1.88 | 0 | 10.5 |  |  |  |  | R-454B | 2.7 | Residential & Commercial | USHP | Ducted CEE Tier 1
215939831 | Central HP <5.4 tons | KEEPRITE | HRCU-A-CB (Split System: Heat Pump with Remote Outdoor Unit-Air-Source) | C5H3V36*K*AAA* |  |  | EA*5X61M21A*+WALLCON | *96CTN0802120B* | 34400 | 20 | 9 | 34400 | 26200 | 76.16% | 1.95 | 0 | 11.7 |  |  |  |  | R-454B | 2.8667 | Residential & Commercial | USHP | Ducted CEE Tier 1
215940281 | Central HP <5.4 tons | KEEPRITE | HRCU-A-CB (Split System: Heat Pump with Remote Outdoor Unit-Air-Source) | C5H3V36*K*AAA* |  |  | EVM5X44M21A*+WALLCON | *80CSU0601716B* | 35600 | 22 | 8.5 | 38000 | 28600 | 75.26% | 2.02 | 0 | 12.5 |  |  |  |  | R-454B | 2.9667 | Residential & Commercial | USHP | Ducted CEE Tier 1
214397582 | Central HP <5.4 tons | COLEMAN | HRCU-A-CB (Split System: Heat Pump with Remote Outdoor Unit-Air-Source) | HH860E2S11 |  |  | CTF60C5CHS1 | TMLE120C20MP11 | 54000 | 19 | 8.5 | 54500 | 39500 | 72.48% | 2 | 0 | 11 |  |  |  |  | R-454B | 4.5 | Residential & Commercial | USHP | Ducted CEE Tier 1
214398305 | Central HP <5.4 tons | COLEMAN | HRCU-A-CB (Split System: Heat Pump with Remote Outdoor Unit-Air-Source) | HH860E2S11 |  |  | CTF60C5CGS1 | TMLE080C20MP11 | 44500 | 17 | 9 | 45000 | 33800 | 75.11% | 2 | 0 | 11.7 |  |  |  |  | R-454B | 3.7083 | Residential & Commercial | USHP | Ducted CEE Tier 1
215940681 | Central HP <5.4 tons | KEEPRITE | HRCU-A-CB (Split System: Heat Pump with Remote Outdoor Unit-Air-Source) | C5H3V36*K*AAA* |  |  | EVD5X42M21A*+WALLCON | *97CTN1002122A* | 34400 | 21 | 8.5 | 38500 | 28000 | 72.73% | 2.06 | 0 | 12 |  |  |  |  | R-454B | 2.8667 | Residential & Commercial | USHP | Ducted CEE Tier 1
215939961 | Central HP <5.4 tons | KEEPRITE | HRCU-A-CB (Split System: Heat Pump with Remote Outdoor Unit-Air-Source) | C5H3V36*K*AAA* |  |  | ESH5X36M12A*+WALLCON | *80CSU0601716B* | 33400 | 19 | 9 | 34800 | 26600 | 76.44% | 1.92 | 0 | 11.5 |  |  |  |  | R-454B | 2.7833 | Residential & Commercial | USHP | Ducted CEE Tier 1
215940061 | Central HP <5.4 tons | KEEPRITE | HRCU-A-CB (Split System: Heat Pump with Remote Outdoor Unit-Air-Source) | C5H3V36*K*AAA* |  |  | ESH5X42M12A*+WALLCON | *97CTN0801716A* | 33400 | 18.5 | 9 | 35200 | 27000 | 76.7% | 1.92 | 0 | 11 |  |  |  |  | R-454B | 2.7833 | Residential & Commercial | USHP | Ducted CEE Tier 1
213062604 | Central HP <5.4 tons | ACIQ | HRCU-A-CB (Split System: Heat Pump with Remote Outdoor Unit-Air-Source) | HVH825GKA2* |  |  | EA*4X36L17A*+WALLCON | *97CMN0801714A* | 23400 | 16.5 | 8.1 | 21600 | 16700 | 77.31% | 1.92 | 11 | 10.5 |  |  |  |  | R-410A | 1.95 | Residential & Commercial | USHP | Ducted CEE Tier 1
213062615 | Central HP <5.4 tons | ACIQ | HRCU-A-CB (Split System: Heat Pump with Remote Outdoor Unit-Air-Source) | HVH825GKA2* |  |  | EA*4X36L21A*+WALLCON | *80CTL0901716A* | 23600 | 17.5 | 8.1 | 21400 | 16600 | 77.57% | 1.96 | 11 | 11 |  |  |  |  | R-410A | 1.9667 | Residential & Commercial | USHP | Ducted CEE Tier 1
213069435 | Central HP <5.4 tons | ACIQ | HRCU-A-CB (Split System: Heat Pump with Remote Outdoor Unit-Air-Source) | DLCURAH36ABK |  |  | EA*4X43L21A* | OMV112K14A | 36200 | 15.5 | 8.5 | 38500 | 34800 | 90.39% | 2.06 | 0 | 10 |  |  |  |  | R-410A | 3.0167 | Residential & Commercial | USHP | Ducted CEE Tier 1
213069453 | Central HP <5.4 tons | ACIQ | HRCU-A-CB (Split System: Heat Pump with Remote Outdoor Unit-Air-Source) | DLCURAH36ABK |  |  | EA*4X48L21A* | *80VTL1102122A* | 36800 | 16 | 8.5 | 38500 | 34800 | 90.39% | 2.1 | 0 | 10 |  |  |  |  | R-410A | 3.0667 | Residential & Commercial | USHP | Ducted CEE Tier 1
213069501 | Central HP <5.4 tons | ACIQ | HRCU-A-CB (Split System: Heat Pump with Remote Outdoor Unit-Air-Source) | DLCURAH36ABK |  |  | EA*4X48L24A* | *95ESN1002120A* | 36600 | 16 | 8.5 | 38500 | 34800 | 90.39% | 2.08 | 0 | 10 |  |  |  |  | R-410A | 3.05 | Residential & Commercial | USHP | Ducted CEE Tier 1
213069502 | Central HP <5.4 tons | ACIQ | HRCU-A-CB (Split System: Heat Pump with Remote Outdoor Unit-Air-Source) | DLCURAH36ABK |  |  | EA*4X48L24A* | *95ESN1002122A* | 37400 | 15.5 | 8.5 | 38500 | 35000 | 90.91% | 2.14 | 0 | 10 |  |  |  |  | R-410A | 3.1167 | Residential & Commercial | USHP | Ducted CEE Tier 1
213069519 | Central HP <5.4 tons | ACIQ | HRCU-A-CB (Split System: Heat Pump with Remote Outdoor Unit-Air-Source) | DLCURAH36ABK |  |  | END4X42L17** | *80VTL0701716A* | 35600 | 16 | 8.1 | 38500 | 35000 | 90.91% | 1.96 | 0 | 10 |  |  |  |  | R-410A | 2.9667 | Residential & Commercial | USHP | Ducted CEE Tier 1
213069535 | Central HP <5.4 tons | ACIQ | HRCU-A-CB (Split System: Heat Pump with Remote Outdoor Unit-Air-Source) | DLCURAH36ABK |  |  | EN(A,D,W)4X48L21** | *80ES(N,L)0702116A* | 35800 | 16.5 | 8.1 | 38500 | 34800 | 90.39% | 2 | 0 | 10 |  |  |  |  | R-410A | 2.9833 | Residential & Commercial | USHP | Ducted CEE Tier 1
213298103 | Central HP <5.4 tons | COLEMAN | HRCU-A-CB (Split System: Heat Pump with Remote Outdoor Unit-Air-Source) | HMH72B341 |  |  | XAFB36DBCN1+JMET12BS2N1 | 0 | 34000 | 18.5 | 8.5 | 33800 | 23800 | 70.41% | 2.12 | 0 | 10.5 |  |  |  |  | R-410A | 2.8333 | Residential & Commercial | USHP | Ducted CEE Tier 1
213297668 | Central HP <5.4 tons | COLEMAN | HRCU-A-CB (Split System: Heat Pump with Remote Outdoor Unit-Air-Source) | HMH72B341 |  |  | XAHB30CXXN1+JMVT12BC2N1+TXV | 0 | 32600 | 17.5 | 8.1 | 32400 | 22800 | 70.37% | 2.02 | 0 | 9.5 |  |  |  |  | R-410A | 2.7167 | Residential & Commercial | USHP
213297718 | Central HP <5.4 tons | COLEMAN | HRCU-A-CB (Split System: Heat Pump with Remote Outdoor Unit-Air-Source) | HMH72B341 |  |  | XAFC30CXXN1+TXV | Z9ES060B12SMPS1 | 32400 | 17 | 8.1 | 33000 | 23200 | 70.3% | 2.02 | 0 | 9.5 |  |  |  |  | R-410A | 2.7 | Residential & Commercial | USHP
213297903 | Central HP <5.4 tons | COLEMAN | HRCU-A-CB (Split System: Heat Pump with Remote Outdoor Unit-Air-Source) | HMH72B341 |  |  | XAUB36DXXN1+TXV | Z9ES060A10SMPS1 | 33400 | 18.5 | 8.1 | 32800 | 23200 | 70.73% | 2.02 | 0 | 9.5 |  |  |  |  | R-410A | 2.7833 | Residential & Commercial | USHP
211397328 | Central HP <5.4 tons | FRASER-JOHNSTON | HRCU-A-CB (Split System: Heat Pump with Remote Outdoor Unit-Air-Source) | HMH72B341 |  |  | XAHD48FBCN1 | TPLC080C16MP13 | 33600 | 16 | 8.5 | 32400 | 23800 | 73.46% | 2.06 | 0 | 9 |  |  |  |  | R-410A | 2.8 | Residential & Commercial | USHP
216623469 | Central HP <5.4 tons | MOOVAIR | HRCU-A-C (Split System: Heat Pump with Remote Outdoor Unit with No Indoor Fan --Air Source) | MSHMB36R2AN1 |  |  | MCHMA36RBAS1 | 0 | 36000 | 15.8 | 9.4 | 38000 | 36000 | 94.74% | 1.9 | 0 | 10.7 |  |  |  |  | R-454B | 3 | Residential & Commercial | USHP | Ducted CEE Tier 1
213070806 | Central HP <5.4 tons | ACIQ | HRCU-A-CB (Split System: Heat Pump with Remote Outdoor Unit-Air-Source) | DLCURAH24ABK |  |  | EA*4X37L21A* | *80ES(N,L)0451712A* | 24800 | 17 | 8.5 | 25400 | 21000 | 82.68% | 1.76 | 0 | 10.5 |  |  |  |  | R-410A | 2.0667 | Residential & Commercial | USHP | Ducted CEE Tier 1
213062620 | Central HP <5.4 tons | ACIQ | HRCU-A-CB (Split System: Heat Pump with Remote Outdoor Unit-Air-Source) | HVH825GKA2* |  |  | EA*4X37L17A*+WALLCON | *96CTN0801714A* | 24200 | 16.5 | 8.1 | 21400 | 16700 | 78.04% | 1.98 | 11.5 | 11 |  |  |  |  | R-410A | 2.0167 | Residential & Commercial | USHP | Ducted CEE Tier 1
213062722 | Central HP <5.4 tons | ACIQ | HRCU-A-CB (Split System: Heat Pump with Remote Outdoor Unit-Air-Source) | HVH825GKA2* |  |  | EA*4X25L17A*+WALLCON | *80CSU0401712A* | 24400 | 17 | 8.1 | 21200 | 16600 | 78.3% | 2.02 | 11.5 | 11 |  |  |  |  | R-410A | 2.0333 | Residential & Commercial | USHP | Ducted CEE Tier 1
212988693 | Central HP <5.4 tons | KEEPRITE | HRCU-A-CB (Split System: Heat Pump with Remote Outdoor Unit-Air-Source) | DLCURAH24ABK |  |  | EA*4X36L21A* | *95MSU0401712A* | 23400 | 17 | 8.5 | 26000 | 24400 | 93.85% | 2.02 | 0 | 10 |  |  |  |  | R-410A | 1.95 | Residential & Commercial | USHP | Ducted CEE Tier 1
212988645 | Central HP <5.4 tons | KEEPRITE | HRCU-A-CB (Split System: Heat Pump with Remote Outdoor Unit-Air-Source) | DLCURAH24ABK |  |  | EA*4X24L17A* | *95MSU0401712A* | 23400 | 16.5 | 8.5 | 27000 | 26200 | 97.04% | 2.2 | 0 | 10 |  |  |  |  | R-410A | 1.95 | Residential & Commercial | USHP | Ducted CEE Tier 1
212988043 | Central HP <5.4 tons | KEEPRITE | HRCU-A-CB (Split System: Heat Pump with Remote Outdoor Unit-Air-Source) | DLCURAH30ABK |  |  | EA*4X37L21A* | *96MSN1002120A* | 30800 | 15.2 | 8.5 | 33200 | 26200 | 78.92% | 1.84 | 0 | 9 |  |  |  |  | R-410A | 2.5667 | Residential & Commercial | USHP
212986955 | Central HP <5.4 tons | KEEPRITE | HRCU-A-CB (Split System: Heat Pump with Remote Outdoor Unit-Air-Source) | DLCURAH24ABK |  |  | EN(A,D)4X30L14** | *96MSN0601412A* | 23400 | 16.5 | 8.1 | 26400 | 24600 | 93.18% | 2.04 | 0 | 10 |  |  |  |  | R-410A | 1.95 | Residential & Commercial | USHP | Ducted CEE Tier 1
213073421 | Central HP <5.4 tons | ACIQ | HRCU-A-CB (Split System: Heat Pump with Remote Outdoor Unit-Air-Source) | DLCURAH30ABK |  |  | EA*4X43L21A* | *80ESU0401712A* | 31200 | 15.2 | 8.1 | 33400 | 26000 | 77.84% | 1.86 | 0 | 9 |  |  |  |  | R-410A | 2.6 | Residential & Commercial | USHP
215940161 | Central HP <5.4 tons | KEEPRITE | HRCU-A-CB (Split System: Heat Pump with Remote Outdoor Unit-Air-Source) | C5H3V36*K*AAA* |  |  | ESH5X48M12A*+WALLCON | *97CTN1002122A* | 33800 | 19.5 | 9 | 34600 | 26400 | 76.3% | 1.92 | 0 | 11.7 |  |  |  |  | R-454B | 2.8167 | Residential & Commercial | USHP | Ducted CEE Tier 1
215940261 | Central HP <5.4 tons | KEEPRITE | HRCU-A-CB (Split System: Heat Pump with Remote Outdoor Unit-Air-Source) | C5H3V36*K*AAA* |  |  | EVM5X44M21A*+WALLCON | *96CTN0802120B* | 35600 | 21.5 | 8.5 | 38000 | 28600 | 75.26% | 2.04 | 0 | 12 |  |  |  |  | R-454B | 2.9667 | Residential & Commercial | USHP | Ducted CEE Tier 1
215940481 | Central HP <5.4 tons | KEEPRITE | HRCU-A-CB (Split System: Heat Pump with Remote Outdoor Unit-Air-Source) | C5H3V36*K*AAA* |  |  | EVM5X60M24A*+WALLCON | *97CTN0802120A* | 35400 | 21.5 | 8.5 | 38000 | 28600 | 75.26% | 2.04 | 0 | 12 |  |  |  |  | R-454B | 2.95 | Residential & Commercial | USHP | Ducted CEE Tier 1
215940511 | Central HP <5.4 tons | KEEPRITE | HRCU-A-CB (Split System: Heat Pump with Remote Outdoor Unit-Air-Source) | C5H3V36*K*AAA* |  |  | EVD5X36M21A*+WALLCON | *96CTN0802120B* | 34400 | 20.5 | 8.5 | 38500 | 28200 | 73.25% | 2.04 | 0 | 11.7 |  |  |  |  | R-454B | 2.8667 | Residential & Commercial | USHP | Ducted CEE Tier 1
215940611 | Central HP <5.4 tons | KEEPRITE | HRCU-A-CB (Split System: Heat Pump with Remote Outdoor Unit-Air-Source) | C5H3V36*K*AAA* |  |  | EVD5X38M17A*+WALLCON | *97CTN0801716A* | 35200 | 21 | 8.5 | 38500 | 29200 | 75.84% | 2.06 | 0 | 11.7 |  |  |  |  | R-454B | 2.9333 | Residential & Commercial | USHP | Ducted CEE Tier 1
215939911 | Central HP <5.4 tons | KEEPRITE | HRCU-A-CB (Split System: Heat Pump with Remote Outdoor Unit-Air-Source) | C5H3V36*K*AAA* |  |  | EA*5X61M24A*+WALLCON | *97CTN0802120A* | 34400 | 20.5 | 9.5 | 34400 | 26000 | 75.58% | 2.06 | 0 | 12 |  |  |  |  | R-454B | 2.8667 | Residential & Commercial | USHP | Ducted CEE Tier 1
215939811 | Central HP <5.4 tons | KEEPRITE | HRCU-A-CB (Split System: Heat Pump with Remote Outdoor Unit-Air-Source) | C5H3V36*K*AAA* |  |  | EA*5X60M24A*+WALLCON | *97CTN1002122A* | 34000 | 20.5 | 9.5 | 34000 | 25800 | 75.88% | 2.06 | 0 | 12 |  |  |  |  | R-454B | 2.8333 | Residential & Commercial | USHP | Ducted CEE Tier 1
215678309 | Central HP <5.4 tons | DAY & NIGHT | HRCU-A-CB (Split System: Heat Pump with Remote Outdoor Unit-Air-Source) | C5H0V24*K*AAA* |  |  | EA*5X36M17A*+WALLCON | *80CSU0401712B* | 23200 | 17 | 8.5 | 23400 | 16500 | 70.51% | 2 | 0 | 10 |  |  |  |  | R-454B | 1.9333 | Residential & Commercial | USHP | Ducted CEE Tier 1
210470273 | Central HP <5.4 tons | KENMORE | HRCU-A-CB (Split System: Heat Pump with Remote Outdoor Unit-Air-Source) | (C,H,T)VH837GKA2* |  |  | EA*4X60L24A*+WALLCON | *80CTL0902120A* | 32800 | 17.5 | 8.5 | 31800 | 24800 | 77.99% | 1.98 | 0 | 11.7 |  |  |  |  | R-410A | 2.7333 | Residential & Commercial | USHP | Ducted CEE Tier 1
212984633 | Central HP <5.4 tons | KEEPRITE | HRCU-A-CB (Split System: Heat Pump with Remote Outdoor Unit-Air-Source) | DLCURAH24ABK |  |  | EA*4X37L17A* | *92MSN0801716A* | 24400 | 17.5 | 8.5 | 25400 | 21800 | 85.83% | 1.82 | 0 | 10.5 |  |  |  |  | R-410A | 2.0333 | Residential & Commercial | USHP | Ducted CEE Tier 1
212984549 | Central HP <5.4 tons | KEEPRITE | HRCU-A-CB (Split System: Heat Pump with Remote Outdoor Unit-Air-Source) | DLCURAH30ABK |  |  | END4X42L17** | *92MSN0801716A* | 30000 | 15.2 | 8.1 | 34000 | 27200 | 80% | 1.82 | 0 | 9 |  |  |  |  | R-410A | 2.5 | Residential & Commercial | USHP
212985851 | Central HP <5.4 tons | KEEPRITE | HRCU-A-CB (Split System: Heat Pump with Remote Outdoor Unit-Air-Source) | DLCURAH24ABK |  |  | EN(A,D)4X30L14** | *96MSN0261410A* | 23400 | 16 | 8.1 | 26000 | 24000 | 92.31% | 1.98 | 0 | 10 |  |  |  |  | R-410A | 1.95 | Residential & Commercial | USHP | Ducted CEE Tier 1
213063297 | Central HP <5.4 tons | ACIQ | HRCU-A-CB (Split System: Heat Pump with Remote Outdoor Unit-Air-Source) | HVH837GKA2* |  |  | EA*4X36L17A*+WALLCON | *80CTL0701412A* | 31400 | 17.5 | 8.1 | 33400 | 24400 | 73.05% | 1.84 | 11.5 | 11 |  |  |  |  | R-410A | 2.6167 | Residential & Commercial | USHP | Ducted CEE Tier 1
213063306 | Central HP <5.4 tons | ACIQ | HRCU-A-CB (Split System: Heat Pump with Remote Outdoor Unit-Air-Source) | HVH837GKA2* |  |  | EA*4X36L21A*+WALLCON | *97CMN0602120A* | 31400 | 17 | 8.1 | 33600 | 24600 | 73.21% | 1.84 | 11 | 11 |  |  |  |  | R-410A | 2.6167 | Residential & Commercial | USHP | Ducted CEE Tier 1
213063308 | Central HP <5.4 tons | ACIQ | HRCU-A-CB (Split System: Heat Pump with Remote Outdoor Unit-Air-Source) | HVH837GKA2* |  |  | EA*4X42L21A*+WALLCON | *80CTL0701716A* | 31800 | 17 | 8.1 | 33200 | 24600 | 74.1% | 1.88 | 11 | 11 |  |  |  |  | R-410A | 2.65 | Residential & Commercial | USHP | Ducted CEE Tier 1
213063351 | Central HP <5.4 tons | ACIQ | HRCU-A-CB (Split System: Heat Pump with Remote Outdoor Unit-Air-Source) | HVH837GKA2* |  |  | EHD4X42AAL+WALLCON | *80CTL0902120A* | 32400 | 16.5 | 8.1 | 33200 | 24800 | 74.7% | 1.96 | 12 | 11 |  |  |  |  | R-410A | 2.7 | Residential & Commercial | USHP | Ducted CEE Tier 1
210473323 | Central HP <5.4 tons | KENMORE | HRCU-A-CB (Split System: Heat Pump with Remote Outdoor Unit-Air-Source) | (C,H,T)VH825GKA3* |  |  | EA*4X48L21A*+WALLCON | *80CSU1002120A* | 24000 | 16.5 | 8.1 | 21000 | 16600 | 79.05% | 2 | 0 | 10.5 |  |  |  |  | R-410A | 2 | Residential & Commercial | USHP | Ducted CEE Tier 1
213069231 | Central HP <5.4 tons | ACIQ | HRCU-A-CB (Split System: Heat Pump with Remote Outdoor Unit-Air-Source) | DLCURAH30ABK |  |  | FXM4X36**AL | 0 | 31000 | 15.2 | 8.1 | 33600 | 26400 | 78.57% | 1.82 | 0 | 9 |  |  |  |  | R-410A | 2.5833 | Residential & Commercial | USHP
215942387 | Central HP <5.4 tons | KEEPRITE | HRCU-A-CB (Split System: Heat Pump with Remote Outdoor Unit-Air-Source) | C5H3V36*K*AAA* |  |  | EVM5X49M21A*+WALLCON | *97CMN0601714B* | 35200 | 21 | 8.5 | 37400 | 28000 | 74.87% | 2.06 | 0 | 11.7 |  |  |  |  | R-454B | 2.9333 | Residential & Commercial | USHP | Ducted CEE Tier 1
215940901 | Central HP <5.4 tons | KEEPRITE | HRCU-A-CB (Split System: Heat Pump with Remote Outdoor Unit-Air-Source) | C5H3V36*K*AAA* |  |  | EVD5X60M24A*+WALLCON | *97CTN1002122A* | 35600 | 22 | 8.5 | 38000 | 28400 | 74.74% | 2.04 | 0 | 12.5 |  |  |  |  | R-454B | 2.9667 | Residential & Commercial | USHP | Ducted CEE Tier 1
215940701 | Central HP <5.4 tons | KEEPRITE | HRCU-A-CB (Split System: Heat Pump with Remote Outdoor Unit-Air-Source) | C5H3V36*K*AAA* |  |  | EVD5X42M24A*+WALLCON | *97CTN0802120A* | 35400 | 21.5 | 8.5 | 38000 | 28600 | 75.26% | 2.04 | 0 | 12 |  |  |  |  | R-454B | 2.95 | Residential & Commercial | USHP | Ducted CEE Tier 1
215940751 | Central HP <5.4 tons | KEEPRITE | HRCU-A-CB (Split System: Heat Pump with Remote Outdoor Unit-Air-Source) | C5H3V36*K*AAA* |  |  | EVD5X48M24A*+WALLCON | *97CTN1002122A* | 35000 | 21.5 | 8.5 | 38000 | 28200 | 74.21% | 2.02 | 0 | 12 |  |  |  |  | R-454B | 2.9167 | Residential & Commercial | USHP | Ducted CEE Tier 1
215678249 | Central HP <5.4 tons | DAY & NIGHT | HRCU-A-CB (Split System: Heat Pump with Remote Outdoor Unit-Air-Source) | C5H0V24*K*AAA* |  |  | EA*5X25M17A*+WALLCON | *97CTN0601716A* | 23800 | 17 | 9 | 23400 | 16500 | 70.51% | 2 | 0 | 10 |  |  |  |  | R-454B | 1.9833 | Residential & Commercial | USHP | Ducted CEE Tier 1
215683059 | Central HP <5.4 tons | DAY & NIGHT | HRCU-A-CB (Split System: Heat Pump with Remote Outdoor Unit-Air-Source) | C5H0V60*K*AAA* |  |  | EVD5X60M24A*+WALLCON | *96CTN0802120B* | 56500 | 18 | 9 | 63500 | 44500 | 70.08% | 2.08 | 0 | 9 |  |  |  |  | R-454B | 4.7083 | Residential & Commercial | USHP
215935367 | Central HP <5.4 tons | AIRQUEST | HRCU-A-CB (Split System: Heat Pump with Remote Outdoor Unit-Air-Source) | H5H3V36*K*AAA* |  |  | EVM5X60M24A*+WALLCON | *80CTL1352422B* | 35600 | 22 | 8.5 | 38000 | 28400 | 74.74% | 2.04 | 0 | 12.5 |  |  |  |  | R-454B | 2.9667 | Residential & Commercial | USHP | Ducted CEE Tier 1
215677189 | Central HP <5.4 tons | DAY & NIGHT | HRCU-A-CB (Split System: Heat Pump with Remote Outdoor Unit-Air-Source) | C5H0V60*K*AAA* |  |  | EVM5X60M24A*+WALLCON | *97CMN1202422B* | 56500 | 18.5 | 9 | 63000 | 44500 | 70.63% | 2.08 | 0 | 9 |  |  |  |  | R-454B | 4.7083 | Residential & Commercial | USHP
215677509 | Central HP <5.4 tons | DAY & NIGHT | HRCU-A-CB (Split System: Heat Pump with Remote Outdoor Unit-Air-Source) | C5H0V60*K*AAA* |  |  | EVD5X60M24A*+WALLCON | *97CMN0602120B* | 55500 | 17.5 | 8.5 | 64000 | 45500 | 71.09% | 1.94 | 0 | 8.5 |  |  |  |  | R-454B | 4.625 | Residential & Commercial | USHP
215677559 | Central HP <5.4 tons | DAY & NIGHT | HRCU-A-CB (Split System: Heat Pump with Remote Outdoor Unit-Air-Source) | C5H0V60*K*AAA* |  |  | EVD5X60M24A*+WALLCON | *96CTN1202422B* | 56500 | 18.5 | 9 | 63000 | 44500 | 70.63% | 2.08 | 0 | 9 |  |  |  |  | R-454B | 4.7083 | Residential & Commercial | USHP
213069560 | Central HP <5.4 tons | ACIQ | HRCU-A-CB (Split System: Heat Pump with Remote Outdoor Unit-Air-Source) | DLCURAH36ABK |  |  | EN(A,D,W)4X48L21** | *96VSN0601714A* | 35600 | 15.5 | 8.1 | 38500 | 35000 | 90.91% | 2 | 0 | 10 |  |  |  |  | R-410A | 2.9667 | Residential & Commercial | USHP | Ducted CEE Tier 1
212989509 | Central HP <5.4 tons | KEEPRITE | HRCU-A-CB (Split System: Heat Pump with Remote Outdoor Unit-Air-Source) | DLCURAH36ABK |  |  | EA*4X48L24A* | *95MSU0802120A* | 35600 | 16.5 | 8.5 | 37800 | 34600 | 91.53% | 2.02 | 0 | 10 |  |  |  |  | R-410A | 2.9667 | Residential & Commercial | USHP | Ducted CEE Tier 1
212989557 | Central HP <5.4 tons | KEEPRITE | HRCU-A-CB (Split System: Heat Pump with Remote Outdoor Unit-Air-Source) | DLCURAH30ABK |  |  | EA*4X42L24A* | *95MSU0802120A* | 30000 | 15.2 | 8.1 | 34200 | 27600 | 80.7% | 1.8 | 0 | 9 |  |  |  |  | R-410A | 2.5 | Residential & Commercial | USHP
212984997 | Central HP <5.4 tons | KEEPRITE | HRCU-A-CB (Split System: Heat Pump with Remote Outdoor Unit-Air-Source) | DLCURAH30ABK |  |  | EA*4X42L24A* | *92MSN0802120A* | 30200 | 15.2 | 8.1 | 34200 | 27400 | 80.12% | 1.8 | 0 | 9 |  |  |  |  | R-410A | 2.5167 | Residential & Commercial | USHP
212989209 | Central HP <5.4 tons | KEEPRITE | HRCU-A-CB (Split System: Heat Pump with Remote Outdoor Unit-Air-Source) | DLCURAH24ABK |  |  | EA*4X37L21A* | *95MSU0601716A* | 24200 | 17.5 | 8.5 | 25200 | 21600 | 85.71% | 1.82 | 0 | 10.5 |  |  |  |  | R-410A | 2.0167 | Residential & Commercial | USHP | Ducted CEE Tier 1
213770996 | Central HP <5.4 tons | BRYANT HEATING AND COOLING SYSTEMS | HRCU-A-CB (Split System: Heat Pump with Remote Outdoor Unit-Air-Source) | 288BNV025*0**B* |  |  | CAP**3621AL*+UI | 986TD42060C17*** | 23400 | 16.5 | 8.1 | 21600 | 16700 | 77.31% | 1.94 | 0 | 10.5 |  |  |  |  | R-410A | 1.95 | Residential & Commercial | USHP | Ducted CEE Tier 1
213771046 | Central HP <5.4 tons | BRYANT HEATING AND COOLING SYSTEMS | HRCU-A-CB (Split System: Heat Pump with Remote Outdoor Unit-Air-Source) | 288BNV025*0**B* |  |  | CAP**3717AL*+UI | 88*TB48070C17*** | 24200 | 16.5 | 8.1 | 21400 | 16700 | 78.04% | 2 | 0 | 11 |  |  |  |  | R-410A | 2.0167 | Residential & Commercial | USHP | Ducted CEE Tier 1
213771296 | Central HP <5.4 tons | BRYANT HEATING AND COOLING SYSTEMS | HRCU-A-CB (Split System: Heat Pump with Remote Outdoor Unit-Air-Source) | 288BNV025*0**B* |  |  | CAP**4221AL*+UI | 935CB48060C17*** | 23600 | 16.5 | 8.1 | 21400 | 16700 | 78.04% | 1.96 | 0 | 10.5 |  |  |  |  | R-410A | 1.9667 | Residential & Commercial | USHP | Ducted CEE Tier 1
213771396 | Central HP <5.4 tons | BRYANT HEATING AND COOLING SYSTEMS | HRCU-A-CB (Split System: Heat Pump with Remote Outdoor Unit-Air-Source) | 288BNV025*0**B* |  |  | CAP**4224AL*+UI | 987MC66100C21*** | 23800 | 16.5 | 8.1 | 21400 | 16600 | 77.57% | 1.96 | 0 | 11 |  |  |  |  | R-410A | 1.9833 | Residential & Commercial | USHP | Ducted CEE Tier 1
213771496 | Central HP <5.4 tons | BRYANT HEATING AND COOLING SYSTEMS | HRCU-A-CB (Split System: Heat Pump with Remote Outdoor Unit-Air-Source) | 288BNV025*0**B* |  |  | CAP**4321AL*+UI | 987MC42060C17*** | 24200 | 16.5 | 8.1 | 21200 | 16700 | 78.77% | 2.02 | 0 | 10.5 |  |  |  |  | R-410A | 2.0167 | Residential & Commercial | USHP | Ducted CEE Tier 1
212986135 | Central HP <5.4 tons | KEEPRITE | HRCU-A-CB (Split System: Heat Pump with Remote Outdoor Unit-Air-Source) | DLCURAH24ABK |  |  | EA*4X24L14A* | *96MSN0401410A* | 23200 | 16 | 8.5 | 27000 | 26600 | 98.52% | 2.22 | 0 | 9.5 |  |  |  |  | R-410A | 1.9333 | Residential & Commercial | USHP
212986255 | Central HP <5.4 tons | KEEPRITE | HRCU-A-CB (Split System: Heat Pump with Remote Outdoor Unit-Air-Source) | DLCURAH24ABK |  |  | EN(A,D)4X30L17** | *96MSN0401410A* | 23400 | 16 | 8.1 | 26400 | 24400 | 92.42% | 2.02 | 0 | 10 |  |  |  |  | R-410A | 1.95 | Residential & Commercial | USHP | Ducted CEE Tier 1
212989257 | Central HP <5.4 tons | KEEPRITE | HRCU-A-CB (Split System: Heat Pump with Remote Outdoor Unit-Air-Source) | DLCURAH24ABK |  |  | EN(A,D)4X36L21** | *95MSU0601716A* | 23600 | 17 | 8.5 | 26400 | 24400 | 92.42% | 2.02 | 0 | 10.5 |  |  |  |  | R-410A | 1.9667 | Residential & Commercial | USHP | Ducted CEE Tier 1
212987803 | Central HP <5.4 tons | KEEPRITE | HRCU-A-CB (Split System: Heat Pump with Remote Outdoor Unit-Air-Source) | DLCURAH24ABK |  |  | EA*4X36L21A* | *96MSN0802120A* | 23800 | 17 | 8.5 | 26200 | 23600 | 90.08% | 1.96 | 0 | 10 |  |  |  |  | R-410A | 1.9833 | Residential & Commercial | USHP | Ducted CEE Tier 1
212986885 | Central HP <5.4 tons | KEEPRITE | HRCU-A-CB (Split System: Heat Pump with Remote Outdoor Unit-Air-Source) | DLCURAH24ABK |  |  | EA*4X25L17A* | *96MSN0601412A* | 24200 | 17 | 8.5 | 25200 | 21800 | 86.51% | 1.82 | 0 | 10 |  |  |  |  | R-410A | 2.0167 | Residential & Commercial | USHP | Ducted CEE Tier 1
212986935 | Central HP <5.4 tons | KEEPRITE | HRCU-A-CB (Split System: Heat Pump with Remote Outdoor Unit-Air-Source) | DLCURAH24ABK |  |  | EN(A,D)4X24L14** | *96MSN0601412A* | 23200 | 16.5 | 8.5 | 27000 | 25200 | 93.33% | 2.1 | 0 | 10 |  |  |  |  | R-410A | 1.9333 | Residential & Commercial | USHP | Ducted CEE Tier 1
212986651 | Central HP <5.4 tons | KEEPRITE | HRCU-A-CB (Split System: Heat Pump with Remote Outdoor Unit-Air-Source) | DLCURAH24ABK |  |  | EN(A,D)4X36L21** | *96MSN0401712A* | 23200 | 15.5 | 8.1 | 26000 | 24400 | 93.85% | 2.02 | 0 | 10 |  |  |  |  | R-410A | 1.9333 | Residential & Commercial | USHP | Ducted CEE Tier 1
212986231 | Central HP <5.4 tons | KEEPRITE | HRCU-A-CB (Split System: Heat Pump with Remote Outdoor Unit-Air-Source) | DLCURAH24ABK |  |  | EN(A,D)4X24L17** | *96MSN0401410A* | 23200 | 16 | 8.5 | 27000 | 25200 | 93.33% | 2.1 | 0 | 10 |  |  |  |  | R-410A | 1.9333 | Residential & Commercial | USHP | Ducted CEE Tier 1
212986267 | Central HP <5.4 tons | KEEPRITE | HRCU-A-CB (Split System: Heat Pump with Remote Outdoor Unit-Air-Source) | DLCURAH24ABK |  |  | EN(A,D,W)4X36L17** | *96MSN0401410A* | 23400 | 16 | 8.1 | 26400 | 24400 | 92.42% | 2.02 | 0 | 10 |  |  |  |  | R-410A | 1.95 | Residential & Commercial | USHP | Ducted CEE Tier 1
214398421 | Central HP <5.4 tons | COLEMAN | HRCU-A-CB (Split System: Heat Pump with Remote Outdoor Unit-Air-Source) | HH860E2S11 |  |  | CTF60C5CHS1+JME16C2SN1 | 0 | 54000 | 19 | 9 | 53500 | 38500 | 71.96% | 2 | 0 | 12 |  |  |  |  | R-454B | 4.5 | Residential & Commercial | USHP | Ducted CEE Tier 1
214296071 | Central HP <5.4 tons | Econas | HRCU-A-C (Split System: Heat Pump with Remote Outdoor Unit with No Indoor Fan --Air Source) | EOD30U-30HFN1-MR0(X) |  |  | EAC-36HWDN1-MN0 | 0 | 30000 | 15.5 | 9.7 | 33000 | 27000 | 81.82% | 1.85 | 10.7 | 10.5 |  |  |  |  | R-410A | 2.5 | Residential & Commercial | USHP | Ducted CEE Tier 1
214398637 | Central HP <5.4 tons | COLEMAN | HRCU-A-CB (Split System: Heat Pump with Remote Outdoor Unit-Air-Source) | HH860E2S11 |  |  | CTF60C5CGS1 | TM8V100C16MP12 | 43500 | 18 | 9 | 44000 | 33400 | 75.91% | 2 | 0 | 11.7 |  |  |  |  | R-454B | 3.625 | Residential & Commercial | USHP | Ducted CEE Tier 1
215941211 | Central HP <5.4 tons | KEEPRITE | HRCU-A-CB (Split System: Heat Pump with Remote Outdoor Unit-Air-Source) | C5H3V48*K*AAA* |  |  | ESH5X60M12A*+WALLCON | *96CTN0802120B* | 45000 | 20 | 9 | 48500 | 36600 | 75.46% | 1.82 | 0 | 11 |  |  |  |  | R-454B | 3.75 | Residential & Commercial | USHP | Ducted CEE Tier 1
210472993 | Central HP <5.4 tons | KENMORE | HRCU-A-CB (Split System: Heat Pump with Remote Outdoor Unit-Air-Source) | (C,H,T)VH825GKA3* |  |  | EA*4X42L24A*+WALLCON | *95CSU0802120A* | 23800 | 17 | 8.1 | 21400 | 16600 | 77.57% | 1.96 | 0 | 11 |  |  |  |  | R-410A | 1.9833 | Residential & Commercial | USHP | Ducted CEE Tier 1
213770545 | Central HP <5.4 tons | CARRIER | HRCU-A-CB (Split System: Heat Pump with Remote Outdoor Unit-Air-Source) | 25VNA825A*031* |  |  | CAP**2417AL*+UI | 59MN7C080C17**14 | 23200 | 16 | 8.1 | 22000 | 16800 | 76.36% | 1.9 | 0 | 10.5 |  |  |  |  | R-410A | 1.9333 | Residential & Commercial | USHP | Ducted CEE Tier 1
214396396 | Central HP <5.4 tons | COLEMAN | HRCU-A-CB (Split System: Heat Pump with Remote Outdoor Unit-Air-Source) | HH836E2S11 |  |  | CTF36C5CDS1+JMC17C2SN1 | 0 | 34400 | 19 | 9 | 31600 | 25400 | 80.38% | 2 | 0 | 11.7 |  |  |  |  | R-454B | 2.8667 | Residential & Commercial | USHP | Ducted CEE Tier 1
214719833 | Central HP <5.4 tons | COLEMAN | HRCU-A-CB (Split System: Heat Pump with Remote Outdoor Unit-Air-Source) | HH836E2S11 |  |  | CTU48C5XFS1+TXV | TMLE080C16MP11 | 33200 | 19 | 9 | 31200 | 25400 | 81.41% | 2 | 0 | 11 |  |  |  |  | R-454B | 2.7667 | Residential & Commercial | USHP | Ducted CEE Tier 1
215941331 | Central HP <5.4 tons | KEEPRITE | HRCU-A-CB (Split System: Heat Pump with Remote Outdoor Unit-Air-Source) | C5H3V48*K*AAA* |  |  | EVM5X49M21A*+WALLCON | *96CTN0802120B* | 45500 | 20.5 | 8.1 | 53000 | 38500 | 72.64% | 1.95 | 0 | 11 |  |  |  |  | R-454B | 3.7917 | Residential & Commercial | USHP | Ducted CEE Tier 1
212986603 | Central HP <5.4 tons | KEEPRITE | HRCU-A-CB (Split System: Heat Pump with Remote Outdoor Unit-Air-Source) | DLCURAH24ABK |  |  | EA*4X37L21A* | *96MSN0401712A* | 24000 | 16 | 8.1 | 25200 | 22000 | 87.3% | 1.82 | 0 | 10 |  |  |  |  | R-410A | 2 | Residential & Commercial | USHP | Ducted CEE Tier 1
212986639 | Central HP <5.4 tons | KEEPRITE | HRCU-A-CB (Split System: Heat Pump with Remote Outdoor Unit-Air-Source) | DLCURAH24ABK |  |  | EN(A,D,W)4X36L17** | *96MSN0401712A* | 23200 | 15.5 | 8.1 | 26000 | 24400 | 93.85% | 2.02 | 0 | 10 |  |  |  |  | R-410A | 1.9333 | Residential & Commercial | USHP | Ducted CEE Tier 1
212989497 | Central HP <5.4 tons | KEEPRITE | HRCU-A-CB (Split System: Heat Pump with Remote Outdoor Unit-Air-Source) | DLCURAH36ABK |  |  | EA*4X48L21A* | *95MSU0802120A* | 35600 | 16.5 | 8.5 | 37800 | 34600 | 91.53% | 2.02 | 0 | 10 |  |  |  |  | R-410A | 2.9667 | Residential & Commercial | USHP | Ducted CEE Tier 1
212988409 | Central HP <5.4 tons | KEEPRITE | HRCU-A-CB (Split System: Heat Pump with Remote Outdoor Unit-Air-Source) | DLCURAH36ABK |  |  | EA*4X48L24A* | *96MSN1402422A* | 35600 | 16.5 | 8.5 | 37800 | 34600 | 91.53% | 2.02 | 0 | 10 |  |  |  |  | R-410A | 2.9667 | Residential & Commercial | USHP | Ducted CEE Tier 1
212984967 | Central HP <5.4 tons | KEEPRITE | HRCU-A-CB (Split System: Heat Pump with Remote Outdoor Unit-Air-Source) | DLCURAH30ABK |  |  | EA*4X36L21A* | *92MSN0802120A* | 30000 | 15.2 | 8.1 | 34400 | 28000 | 81.4% | 1.78 | 0 | 9 |  |  |  |  | R-410A | 2.5 | Residential & Commercial | USHP
212984081 | Central HP <5.4 tons | KEEPRITE | HRCU-A-CB (Split System: Heat Pump with Remote Outdoor Unit-Air-Source) | DLCURAH24ABK |  |  | EA*4X36L21A* | *92MSN0601714A* | 23800 | 17.5 | 8.5 | 26200 | 23600 | 90.08% | 1.96 | 0 | 10 |  |  |  |  | R-410A | 1.9833 | Residential & Commercial | USHP | Ducted CEE Tier 1
215678299 | Central HP <5.4 tons | DAY & NIGHT | HRCU-A-CB (Split System: Heat Pump with Remote Outdoor Unit-Air-Source) | C5H0V24*K*AAA* |  |  | EA*5X30M17A*+WALLCON | *97CTN0801716A* | 23000 | 16.5 | 9 | 23800 | 16700 | 70.17% | 1.86 | 0 | 10 |  |  |  |  | R-454B | 1.9167 | Residential & Commercial | USHP | Ducted CEE Tier 1
214239623 | Central HP <5.4 tons | CARRIER | HRCU-A-CB (Split System: Heat Pump with Remote Outdoor Unit-Air-Source) | 25VNA837A*030* |  |  | CNPV*3621AL*+UI | 59TN6C100C21**22 | 31400 | 16.5 | 8.1 | 33000 | 24000 | 72.73% | 1.82 | 0 | 11 |  |  |  |  | R-410A | 2.6167 | Residential & Commercial | USHP | Ducted CEE Tier 1
215941051 | Central HP <5.4 tons | KEEPRITE | HRCU-A-CB (Split System: Heat Pump with Remote Outdoor Unit-Air-Source) | C5H3V48*K*AAA* |  |  | EA*5X61M21A*+WALLCON | *80CSU0401712B* | 45500 | 21.5 | 9.5 | 48500 | 36800 | 75.88% | 2 | 0 | 11.5 |  |  |  |  | R-454B | 3.7917 | Residential & Commercial | USHP | Ducted CEE Tier 1
213063315 | Central HP <5.4 tons | ACIQ | HRCU-A-CB (Split System: Heat Pump with Remote Outdoor Unit-Air-Source) | HVH837GKA2* |  |  | EA*4X42L24A*+WALLCON | *80CTL0902120A* | 31800 | 17.5 | 8.1 | 33200 | 24400 | 73.49% | 1.9 | 11 | 11.5 |  |  |  |  | R-410A | 2.65 | Residential & Commercial | USHP | Ducted CEE Tier 1
213067500 | Central HP <5.4 tons | ACIQ | HRCU-A-CB (Split System: Heat Pump with Remote Outdoor Unit-Air-Source) | HVH825GKA2* |  |  | EA*4X42L21A*+WALLCON | *96CTN0601714A* | 23600 | 16.5 | 8.1 | 21400 | 16700 | 78.04% | 1.94 | 0 | 11 |  |  |  |  | R-410A | 1.9667 | Residential & Commercial | USHP | Ducted CEE Tier 1
213067520 | Central HP <5.4 tons | ACIQ | HRCU-A-CB (Split System: Heat Pump with Remote Outdoor Unit-Air-Source) | HVH825GKA2* |  |  | EA*4X43L21A*+WALLCON | *80CTL0701716A* | 24400 | 17 | 8.5 | 21200 | 16600 | 78.3% | 2.02 | 0 | 11 |  |  |  |  | R-410A | 2.0333 | Residential & Commercial | USHP | Ducted CEE Tier 1
213067545 | Central HP <5.4 tons | ACIQ | HRCU-A-CB (Split System: Heat Pump with Remote Outdoor Unit-Air-Source) | HVH825GKA2* |  |  | EA*4X48L21A*+WALLCON | *97CMN0801714A* | 24000 | 16.5 | 8.1 | 21000 | 16600 | 79.05% | 2 | 0 | 11 |  |  |  |  | R-410A | 2 | Residential & Commercial | USHP | Ducted CEE Tier 1
213067570 | Central HP <5.4 tons | ACIQ | HRCU-A-CB (Split System: Heat Pump with Remote Outdoor Unit-Air-Source) | HVH825GKA2* |  |  | EHD4X42AAL+WALLCON | *96CTN1202422A* | 24200 | 16 | 8.1 | 21400 | 16600 | 77.57% | 2 | 0 | 10.5 |  |  |  |  | R-410A | 2.0167 | Residential & Commercial | USHP | Ducted CEE Tier 1
213063324 | Central HP <5.4 tons | ACIQ | HRCU-A-CB (Split System: Heat Pump with Remote Outdoor Unit-Air-Source) | HVH837GKA2* |  |  | EA*4X48L21A*+WALLCON | *97CMN0602120A* | 32200 | 17 | 8.1 | 32800 | 25200 | 76.83% | 1.96 | 11.5 | 11 |  |  |  |  | R-410A | 2.6833 | Residential & Commercial | USHP | Ducted CEE Tier 1
213063342 | Central HP <5.4 tons | ACIQ | HRCU-A-CB (Split System: Heat Pump with Remote Outdoor Unit-Air-Source) | HVH837GKA2* |  |  | EHD4X36AAL+WALLCON | *80CTL0902120A* | 32200 | 16.5 | 8.1 | 33200 | 24800 | 74.7% | 1.92 | 11.5 | 11 |  |  |  |  | R-410A | 2.6833 | Residential & Commercial | USHP | Ducted CEE Tier 1
213069933 | Central HP <5.4 tons | ACIQ | HRCU-A-CB (Split System: Heat Pump with Remote Outdoor Unit-Air-Source) | DLCURAH24ABK |  |  | EA*4X30L17A* | OMV112K14A | 24000 | 16 | 8.5 | 26400 | 23000 | 87.12% | 1.9 | 0 | 10 |  |  |  |  | R-410A | 2 | Residential & Commercial | USHP | Ducted CEE Tier 1
213070142 | Central HP <5.4 tons | ACIQ | HRCU-A-CB (Split System: Heat Pump with Remote Outdoor Unit-Air-Source) | DLCURAH24ABK |  |  | EA*4X36L17A* | *80ESU0601716A | 25000 | 16.5 | 8.5 | 26600 | 21800 | 81.95% | 1.82 | 0 | 10 |  |  |  |  | R-410A | 2.0833 | Residential & Commercial | USHP | Ducted CEE Tier 1
213070192 | Central HP <5.4 tons | ACIQ | HRCU-A-CB (Split System: Heat Pump with Remote Outdoor Unit-Air-Source) | DLCURAH24ABK |  |  | EA*4X36L21A* | *95ESU0401712A* | 23800 | 17 | 8.5 | 25800 | 23200 | 89.92% | 1.92 | 0 | 10 |  |  |  |  | R-410A | 1.9833 | Residential & Commercial | USHP | Ducted CEE Tier 1
213070249 | Central HP <5.4 tons | ACIQ | HRCU-A-CB (Split System: Heat Pump with Remote Outdoor Unit-Air-Source) | DLCURAH24ABK |  |  | EA*4X36L21A* | *96VTN0401712A* | 23400 | 16 | 8.5 | 25800 | 23600 | 91.47% | 1.94 | 0 | 10 |  |  |  |  | R-410A | 1.95 | Residential & Commercial | USHP | Ducted CEE Tier 1
213070274 | Central HP <5.4 tons | ACIQ | HRCU-A-CB (Split System: Heat Pump with Remote Outdoor Unit-Air-Source) | DLCURAH24ABK |  |  | EA*4X36L21A* | *95ESN0401712A* | 24200 | 15.2 | 8.5 | 26400 | 22600 | 85.61% | 1.84 | 0 | 9.5 |  |  |  |  | R-410A | 2.0167 | Residential & Commercial | USHP
213070428 | Central HP <5.4 tons | ACIQ | HRCU-A-CB (Split System: Heat Pump with Remote Outdoor Unit-Air-Source) | DLCURAH24ABK |  |  | EA*4X36L21A* | OMV098J12* | 23600 | 16.5 | 8.5 | 25800 | 23200 | 89.92% | 1.94 | 0 | 10 |  |  |  |  | R-410A | 1.9667 | Residential & Commercial | USHP | Ducted CEE Tier 1
213070458 | Central HP <5.4 tons | ACIQ | HRCU-A-CB (Split System: Heat Pump with Remote Outdoor Unit-Air-Source) | DLCURAH24ABK |  |  | EA*4X37L17A* | *96VSN0601714A* | 24600 | 16.5 | 8.5 | 25600 | 21600 | 84.38% | 1.8 | 0 | 10 |  |  |  |  | R-410A | 2.05 | Residential & Commercial | USHP | Ducted CEE Tier 1
213070676 | Central HP <5.4 tons | ACIQ | HRCU-A-CB (Split System: Heat Pump with Remote Outdoor Unit-Air-Source) | DLCURAH24ABK |  |  | EA*4X37L21A* | *96VSN0802120A* | 24600 | 17 | 8.5 | 25200 | 21000 | 83.33% | 1.78 | 0 | 10.5 |  |  |  |  | R-410A | 2.05 | Residential & Commercial | USHP | Ducted CEE Tier 1
213070819 | Central HP <5.4 tons | ACIQ | HRCU-A-CB (Split System: Heat Pump with Remote Outdoor Unit-Air-Source) | DLCURAH24ABK |  |  | EA*4X37L21A* | *80ES(N,L)0702116A* | 25000 | 17 | 8.5 | 25600 | 20800 | 81.25% | 1.76 | 0 | 10.5 |  |  |  |  | R-410A | 2.0833 | Residential & Commercial | USHP | Ducted CEE Tier 1
213071001 | Central HP <5.4 tons | ACIQ | HRCU-A-CB (Split System: Heat Pump with Remote Outdoor Unit-Air-Source) | DLCURAH24ABK |  |  | EN(A,D)4X24L17** | *96VSN0401410A* | 23400 | 15.5 | 8.5 | 26600 | 24000 | 90.23% | 1.96 | 0 | 10 |  |  |  |  | R-410A | 1.95 | Residential & Commercial | USHP | Ducted CEE Tier 1
213071205 | Central HP <5.4 tons | ACIQ | HRCU-A-CB (Split System: Heat Pump with Remote Outdoor Unit-Air-Source) | DLCURAH24ABK |  |  | EN(A,D)4X24L17** | OMV112K14A | 23800 | 15.2 | 8.5 | 27000 | 23200 | 85.93% | 1.9 | 0 | 10 |  |  |  |  | R-410A | 1.9833 | Residential & Commercial | USHP | Ducted CEE Tier 1
213071335 | Central HP <5.4 tons | ACIQ | HRCU-A-CB (Split System: Heat Pump with Remote Outdoor Unit-Air-Source) | DLCURAH24ABK |  |  | EN(A,D)4X30L17** | *95ESU0601716A* | 24200 | 16.5 | 8.1 | 26200 | 22800 | 87.02% | 1.9 | 0 | 10.5 |  |  |  |  | R-410A | 2.0167 | Residential & Commercial | USHP | Ducted CEE Tier 1
213071380 | Central HP <5.4 tons | ACIQ | HRCU-A-CB (Split System: Heat Pump with Remote Outdoor Unit-Air-Source) | DLCURAH24ABK |  |  | EN(A,D)4X30L17** | *95ESN0601412A* | 24400 | 15.5 | 8.1 | 26600 | 22600 | 84.96% | 1.86 | 0 | 10 |  |  |  |  | R-410A | 2.0333 | Residential & Commercial | USHP | Ducted CEE Tier 1
213071512 | Central HP <5.4 tons | ACIQ | HRCU-A-CB (Split System: Heat Pump with Remote Outdoor Unit-Air-Source) | DLCURAH24ABK |  |  | EN(A,D,W)4X36L17** | *96VSN0401410A* | 23400 | 16 | 8.1 | 25800 | 24000 | 93.02% | 2 | 0 | 10 |  |  |  |  | R-410A | 1.95 | Residential & Commercial | USHP | Ducted CEE Tier 1
213069256 | Central HP <5.4 tons | ACIQ | HRCU-A-CB (Split System: Heat Pump with Remote Outdoor Unit-Air-Source) | DLCURAH36ABK |  |  | EA*4X37L17A* | *80ES(N,L)0701716A* | 36200 | 15.5 | 8.5 | 39500 | 35000 | 88.61% | 2.02 | 0 | 10 |  |  |  |  | R-410A | 3.0167 | Residential & Commercial | USHP | Ducted CEE Tier 1
213069265 | Central HP <5.4 tons | ACIQ | HRCU-A-CB (Split System: Heat Pump with Remote Outdoor Unit-Air-Source) | DLCURAH36ABK |  |  | EA*4X37L17A* | *92ESN0801716A* | 36800 | 15.2 | 8.5 | 39500 | 35000 | 88.61% | 2.06 | 0 | 10 |  |  |  |  | R-410A | 3.0667 | Residential & Commercial | USHP | Ducted CEE Tier 1
213067602 | Central HP <5.4 tons | ACIQ | HRCU-A-CB (Split System: Heat Pump with Remote Outdoor Unit-Air-Source) | HVH825GKA2* |  |  | EN(A,D)4X48L24**+WALLCON | *97CMN0602120A* | 24000 | 16.5 | 8.1 | 21400 | 16700 | 78.04% | 2 | 0 | 11 |  |  |  |  | R-410A | 2 | Residential & Commercial | USHP | Ducted CEE Tier 1
213067627 | Central HP <5.4 tons | ACIQ | HRCU-A-CB (Split System: Heat Pump with Remote Outdoor Unit-Air-Source) | HVH825GKA2* |  |  | EN(A,D,W)4X48L21**+WALLCON | *95CSU0802120A* | 24200 | 17 | 8.1 | 21200 | 16600 | 78.3% | 2.02 | 0 | 11.5 |  |  |  |  | R-410A | 2.0167 | Residential & Commercial | USHP | Ducted CEE Tier 1
213063372 | Central HP <5.4 tons | ACIQ | HRCU-A-CB (Split System: Heat Pump with Remote Outdoor Unit-Air-Source) | HVH837GKA2* |  |  | EA*4X37L21A*+WALLCON | *80CSU0601716A* | 32800 | 17 | 8.5 | 33000 | 25200 | 76.36% | 1.96 | 12 | 11 |  |  |  |  | R-410A | 2.7333 | Residential & Commercial | USHP | Ducted CEE Tier 1
213063374 | Central HP <5.4 tons | ACIQ | HRCU-A-CB (Split System: Heat Pump with Remote Outdoor Unit-Air-Source) | HVH837GKA2* |  |  | EA*4X42L21A*+WALLCON | *80CSU0601716A* | 31800 | 17 | 8.1 | 33200 | 24400 | 73.49% | 1.86 | 11.5 | 11 |  |  |  |  | R-410A | 2.65 | Residential & Commercial | USHP | Ducted CEE Tier 1
213069281 | Central HP <5.4 tons | ACIQ | HRCU-A-CB (Split System: Heat Pump with Remote Outdoor Unit-Air-Source) | DLCURAH36ABK |  |  | EA*4X37L21A* | *80VSL0451716A* | 36200 | 15.5 | 8.5 | 38500 | 34800 | 90.39% | 2.06 | 0 | 10 |  |  |  |  | R-410A | 3.0167 | Residential & Commercial | USHP | Ducted CEE Tier 1
215678359 | Central HP <5.4 tons | DAY & NIGHT | HRCU-A-CB (Split System: Heat Pump with Remote Outdoor Unit-Air-Source) | C5H0V24*K*AAA* |  |  | EA*5X37M17A*+WALLCON | *80CSU0601716B* | 23800 | 17 | 9 | 23400 | 16400 | 70.09% | 2 | 0 | 10 |  |  |  |  | R-454B | 1.9833 | Residential & Commercial | USHP | Ducted CEE Tier 1
215408660 | Central HP <5.4 tons | INNOVAIR | HRCU-A-CB (Split System: Heat Pump with Remote Outdoor Unit-Air-Source) | SOV60H2BA |  |  | SAV60BDA | 0 | 54000 | 15.2 | 8.4 | 54000 | 38000 | 70.37% | 1.8 | 0 | 8.6 |  |  |  |  | R-454B | 4.5 | Residential & Commercial | USHP
213069324 | Central HP <5.4 tons | ACIQ | HRCU-A-CB (Split System: Heat Pump with Remote Outdoor Unit-Air-Source) | DLCURAH36ABK |  |  | EA*4X42L21A* | *80VSL0702120A* | 35400 | 16 | 8.1 | 38500 | 35000 | 90.91% | 1.88 | 0 | 9.5 |  |  |  |  | R-410A | 2.95 | Residential & Commercial | USHP
213063392 | Central HP <5.4 tons | ACIQ | HRCU-A-CB (Split System: Heat Pump with Remote Outdoor Unit-Air-Source) | HVH837GKA2* |  |  | EHD4X42AAL+WALLCON | *80CSU0401712A* | 32400 | 16.5 | 8.1 | 33200 | 24800 | 74.7% | 1.94 | 11.5 | 11 |  |  |  |  | R-410A | 2.7 | Residential & Commercial | USHP | Ducted CEE Tier 1
213063397 | Central HP <5.4 tons | ACIQ | HRCU-A-CB (Split System: Heat Pump with Remote Outdoor Unit-Air-Source) | HVH837GKA2* |  |  | EHD4X48AAL+WALLCON | *80CSU1002120A* | 32600 | 16.5 | 8.1 | 33000 | 25000 | 75.76% | 1.96 | 11.5 | 11 |  |  |  |  | R-410A | 2.7167 | Residential & Commercial | USHP | Ducted CEE Tier 1
213067634 | Central HP <5.4 tons | ACIQ | HRCU-A-CB (Split System: Heat Pump with Remote Outdoor Unit-Air-Source) | HVH825GKA2* |  |  | EN(A,D,W)4X48L21**+WALLCON | *97CMN0801714A* | 24000 | 16.5 | 8.1 | 21400 | 16700 | 78.04% | 2 | 0 | 11 |  |  |  |  | R-410A | 2 | Residential & Commercial | USHP | Ducted CEE Tier 1
213067636 | Central HP <5.4 tons | ACIQ | HRCU-A-CB (Split System: Heat Pump with Remote Outdoor Unit-Air-Source) | HVH825GKA2* |  |  | END4X42L17**+WALLCON | *80CSU0401712A* | 24000 | 17 | 8.1 | 21400 | 16600 | 77.57% | 1.98 | 0 | 11 |  |  |  |  | R-410A | 2 | Residential & Commercial | USHP | Ducted CEE Tier 1
212983247 | Central HP <5.4 tons | KEEPRITE | HRCU-A-CB (Split System: Heat Pump with Remote Outdoor Unit-Air-Source) | DLCURAH24ABK |  |  | EN(A,D)4X36L21** | *92MSN0401712A* | 23400 | 15.5 | 8.1 | 26200 | 24200 | 92.37% | 1.98 | 0 | 10 |  |  |  |  | R-410A | 1.95 | Residential & Commercial | USHP | Ducted CEE Tier 1
214720080 | Central HP <5.4 tons | COLEMAN | HRCU-A-CB (Split System: Heat Pump with Remote Outdoor Unit-Air-Source) | HH836E2S11 |  |  | CTU48C5XFS1+TXV | CPLC080C16MP13 | 33400 | 18 | 9 | 31600 | 25400 | 80.38% | 2 | 0 | 11 |  |  |  |  | R-454B | 2.7833 | Residential & Commercial | USHP | Ducted CEE Tier 1
213069692 | Central HP <5.4 tons | ACIQ | HRCU-A-CB (Split System: Heat Pump with Remote Outdoor Unit-Air-Source) | DLCURAH24ABK |  |  | EA*4X25L17A* | *80ESU0401712A* | 24600 | 17.5 | 8.5 | 25400 | 21200 | 83.46% | 1.8 | 0 | 10.5 |  |  |  |  | R-410A | 2.05 | Residential & Commercial | USHP | Ducted CEE Tier 1
213069701 | Central HP <5.4 tons | ACIQ | HRCU-A-CB (Split System: Heat Pump with Remote Outdoor Unit-Air-Source) | DLCURAH24ABK |  |  | EA*4X25L17A* | *96VTN0601412A* | 24000 | 16.5 | 8.1 | 25200 | 21600 | 85.71% | 1.82 | 0 | 10 |  |  |  |  | R-410A | 2 | Residential & Commercial | USHP | Ducted CEE Tier 1
213069708 | Central HP <5.4 tons | ACIQ | HRCU-A-CB (Split System: Heat Pump with Remote Outdoor Unit-Air-Source) | DLCURAH24ABK |  |  | EA*4X25L17A* | *92ESN0601412A* | 24000 | 17 | 8.1 | 25000 | 21800 | 87.2% | 1.82 | 0 | 10 |  |  |  |  | R-410A | 2 | Residential & Commercial | USHP | Ducted CEE Tier 1
213070226 | Central HP <5.4 tons | ACIQ | HRCU-A-CB (Split System: Heat Pump with Remote Outdoor Unit-Air-Source) | DLCURAH24ABK |  |  | EA*4X36L21A* | *80VSL0902120A* | 24200 | 17 | 8.5 | 26000 | 22800 | 87.69% | 1.88 | 0 | 10 |  |  |  |  | R-410A | 2.0167 | Residential & Commercial | USHP | Ducted CEE Tier 1
212361354 | Central HP <5.4 tons | TRANE | HRCU-A-C (Split System: Heat Pump with Remote Outdoor Unit with No Indoor Fan --Air Source) | 4TXD2036A10NU** |  |  | 4RXCB036AS3HC** | 0 | 32000 | 15.2 | 8.5 | 36000 | 26000 | 72.22% | 1.8 | 0 | 9.5 |  |  |  |  | R-410A | 2.6667 | Residential & Commercial | USHP
211230687 | Central HP <5.4 tons | KEEPRITE | HRCU-A-CB (Split System: Heat Pump with Remote Outdoor Unit-Air-Source) | DLCURAH36ABK |  |  | EN(A,D)4X48L24** | *95ESN1402422A* | 37400 | 15.2 | 8.1 | 40000 | 35200 | 88% | 2.08 | 0 | 10 |  |  |  |  | R-410A | 3.1167 | Residential & Commercial | USHP | Ducted CEE Tier 1
211230706 | Central HP <5.4 tons | KEEPRITE | HRCU-A-CB (Split System: Heat Pump with Remote Outdoor Unit-Air-Source) | DLCURAH36ABK |  |  | EN(A,D)4X48L24** | *96VSN1002120A* | 36200 | 16 | 8.1 | 38500 | 34800 | 90.39% | 2.02 | 0 | 10 |  |  |  |  | R-410A | 3.0167 | Residential & Commercial | USHP | Ducted CEE Tier 1
215682649 | Central HP <5.4 tons | DAY & NIGHT | HRCU-A-CB (Split System: Heat Pump with Remote Outdoor Unit-Air-Source) | C5H0V60*K*AAA* |  |  | EA*5X61M21A*+WALLCON | *80CSU0601716B* | 55500 | 18 | 8.5 | 58500 | 41000 | 70.09% | 2.04 | 0 | 9 |  |  |  |  | R-454B | 4.625 | Residential & Commercial | USHP
214396342 | Central HP <5.4 tons | COLEMAN | HRCU-A-CB (Split System: Heat Pump with Remote Outdoor Unit-Air-Source) | HH860E2S11 |  |  | CTM60C5CHS1 | TP9C100C20MP13 | 53000 | 19 | 8.5 | 53500 | 38500 | 71.96% | 2 | 0 | 11 |  |  |  |  | R-454B | 4.4167 | Residential & Commercial | USHP | Ducted CEE Tier 1
214296070 | Central HP <5.4 tons | Econas | HRCU-A-C (Split System: Heat Pump with Remote Outdoor Unit with No Indoor Fan --Air Source) | EOD30U-30HFN1-MR0(X) |  |  | EVB-36B23T4N1 | 0 | 29000 | 15.2 | 8.5 | 31000 | 22600 | 72.9% | 1.8 | 0 | 10 |  |  |  |  | R-410A | 2.4167 | Residential & Commercial | USHP | Ducted CEE Tier 1
216734895 | Central HP <5.4 tons | KEEPRITE | HRCU-A-CB (Split System: Heat Pump with Remote Outdoor Unit-Air-Source) | D5CUHAH24AAK |  |  | EA*5X37M17A* | *80CSU0601716A* | 23600 | 17 | 8.5 | 21200 | 18800 | 88.68% | 1.94 | 0 | 11 |  |  |  |  | R-454B | 1.9667 | Residential & Commercial | USHP | Ducted CEE Tier 1
216735043 | Central HP <5.4 tons | KEEPRITE | HRCU-A-CB (Split System: Heat Pump with Remote Outdoor Unit-Air-Source) | D5CUHAH24AAK |  |  | EA*5X37M17A* | *80CTL0701716B* | 23000 | 16.5 | 8.5 | 20800 | 18500 | 88.94% | 1.94 | 0 | 11 |  |  |  |  | R-454B | 1.9167 | Residential & Commercial | USHP | Ducted CEE Tier 1
213069356 | Central HP <5.4 tons | ACIQ | HRCU-A-CB (Split System: Heat Pump with Remote Outdoor Unit-Air-Source) | DLCURAH36ABK |  |  | EA*4X42L24A* | *80ES(N,L)0702116A* | 35200 | 16 | 8.1 | 38500 | 35000 | 90.91% | 1.88 | 0 | 10 |  |  |  |  | R-410A | 2.9333 | Residential & Commercial | USHP | Ducted CEE Tier 1
216736868 | Central HP <5.4 tons | KEEPRITE | HRCU-A-CB (Split System: Heat Pump with Remote Outdoor Unit-Air-Source) | D5CUHAH24AAK |  |  | ESH5X24M12A* | *96VTN0802120B* | 22200 | 15.2 | 8.1 | 21000 | 19000 | 90.48% | 1.9 | 0 | 10.5 |  |  |  |  | R-454B | 1.85 | Residential & Commercial | USHP | Ducted CEE Tier 1
216735949 | Central HP <5.4 tons | KEEPRITE | HRCU-A-CB (Split System: Heat Pump with Remote Outdoor Unit-Air-Source) | D5CUHAH24AAK |  |  | EA*5X37M21A* | *95MSU1002122A* | 23600 | 17 | 8.5 | 21000 | 18600 | 88.57% | 1.96 | 0 | 11 |  |  |  |  | R-454B | 1.9667 | Residential & Commercial | USHP | Ducted CEE Tier 1
216736034 | Central HP <5.4 tons | KEEPRITE | HRCU-A-CB (Split System: Heat Pump with Remote Outdoor Unit-Air-Source) | D5CUHAH24AAK |  |  | EA*5X37M21A* | *96VTN1002120B* | 22800 | 16.5 | 8.5 | 20400 | 18300 | 89.71% | 1.98 | 0 | 11 |  |  |  |  | R-454B | 1.9 | Residential & Commercial | USHP | Ducted CEE Tier 1
216736053 | Central HP <5.4 tons | KEEPRITE | HRCU-A-CB (Split System: Heat Pump with Remote Outdoor Unit-Air-Source) | D5CUHAH24AAK |  |  | EA*5X37M21A* | *97VTN0601716A* | 23000 | 16.5 | 8.5 | 20600 | 18400 | 89.32% | 1.96 | 0 | 11 |  |  |  |  | R-454B | 1.9167 | Residential & Commercial | USHP | Ducted CEE Tier 1
216735598 | Central HP <5.4 tons | KEEPRITE | HRCU-A-CB (Split System: Heat Pump with Remote Outdoor Unit-Air-Source) | D5CUHAH24AAK |  |  | EA*5X37M21A* | *80CTL0451712B* | 23000 | 16 | 8.5 | 20600 | 18400 | 89.32% | 1.98 | 0 | 11 |  |  |  |  | R-454B | 1.9167 | Residential & Commercial | USHP | Ducted CEE Tier 1
216735702 | Central HP <5.4 tons | KEEPRITE | HRCU-A-CB (Split System: Heat Pump with Remote Outdoor Unit-Air-Source) | D5CUHAH24AAK |  |  | EA*5X37M21A* | *95CSU1002122B* | 23800 | 15.5 | 8.5 | 21000 | 18700 | 89.05% | 1.98 | 0 | 11 |  |  |  |  | R-454B | 1.9833 | Residential & Commercial | USHP | Ducted CEE Tier 1
216735900 | Central HP <5.4 tons | KEEPRITE | HRCU-A-CB (Split System: Heat Pump with Remote Outdoor Unit-Air-Source) | D5CUHAH24AAK |  |  | EA*5X37M21A* | *96VSN1002120B* | 23400 | 16.5 | 8.5 | 20800 | 18500 | 88.94% | 1.96 | 0 | 11 |  |  |  |  | R-454B | 1.95 | Residential & Commercial | USHP | Ducted CEE Tier 1
213067380 | Central HP <5.4 tons | ACIQ | HRCU-A-CB (Split System: Heat Pump with Remote Outdoor Unit-Air-Source) | HVH825GKA3* |  |  | EN(A,D,W)4X48L21**+WALLCON | *97CMN0801714A* | 24000 | 16.5 | 8.1 | 21400 | 16700 | 78.04% | 2 | 0 | 11 |  |  |  |  | R-410A | 2 | Residential & Commercial | USHP | Ducted CEE Tier 1
213069283 | Central HP <5.4 tons | ACIQ | HRCU-A-CB (Split System: Heat Pump with Remote Outdoor Unit-Air-Source) | DLCURAH36ABK |  |  | EA*4X37L21A* | *80VSL0702120A* | 36200 | 16 | 8.5 | 38500 | 34800 | 90.39% | 2.06 | 0 | 10 |  |  |  |  | R-410A | 3.0167 | Residential & Commercial | USHP | Ducted CEE Tier 1
213069288 | Central HP <5.4 tons | ACIQ | HRCU-A-CB (Split System: Heat Pump with Remote Outdoor Unit-Air-Source) | DLCURAH36ABK |  |  | EA*4X37L21A* | *80ESU1002120A* | 36200 | 16 | 8.5 | 38500 | 34800 | 90.39% | 2.08 | 0 | 10 |  |  |  |  | R-410A | 3.0167 | Residential & Commercial | USHP | Ducted CEE Tier 1
213069313 | Central HP <5.4 tons | ACIQ | HRCU-A-CB (Split System: Heat Pump with Remote Outdoor Unit-Air-Source) | DLCURAH36ABK |  |  | EA*4X37L21A* | OMV112K14A | 36200 | 15.5 | 8.5 | 38500 | 34800 | 90.39% | 2.06 | 0 | 10 |  |  |  |  | R-410A | 3.0167 | Residential & Commercial | USHP | Ducted CEE Tier 1
213069322 | Central HP <5.4 tons | ACIQ | HRCU-A-CB (Split System: Heat Pump with Remote Outdoor Unit-Air-Source) | DLCURAH36ABK |  |  | EA*4X42L21A* | *80VSL0451716A* | 35200 | 15.5 | 8.1 | 38500 | 35200 | 91.43% | 1.88 | 0 | 9.5 |  |  |  |  | R-410A | 2.9333 | Residential & Commercial | USHP
213069367 | Central HP <5.4 tons | ACIQ | HRCU-A-CB (Split System: Heat Pump with Remote Outdoor Unit-Air-Source) | DLCURAH36ABK |  |  | EA*4X42L24A* | *80VSL1102422A* | 35400 | 16.5 | 8.1 | 38500 | 35000 | 90.91% | 1.88 | 0 | 10 |  |  |  |  | R-410A | 2.95 | Residential & Commercial | USHP | Ducted CEE Tier 1
213069381 | Central HP <5.4 tons | ACIQ | HRCU-A-CB (Split System: Heat Pump with Remote Outdoor Unit-Air-Source) | DLCURAH36ABK |  |  | EA*4X42L24A* | *96VSN0802120A* | 35600 | 16 | 8.1 | 38500 | 35000 | 90.91% | 1.9 | 0 | 10 |  |  |  |  | R-410A | 2.9667 | Residential & Commercial | USHP | Ducted CEE Tier 1
213069424 | Central HP <5.4 tons | ACIQ | HRCU-A-CB (Split System: Heat Pump with Remote Outdoor Unit-Air-Source) | DLCURAH36ABK |  |  | EA*4X43L21A* | *95ESU0601716A* | 36800 | 15.5 | 8.5 | 38500 | 34800 | 90.39% | 2.1 | 0 | 10 |  |  |  |  | R-410A | 3.0667 | Residential & Commercial | USHP | Ducted CEE Tier 1
213069431 | Central HP <5.4 tons | ACIQ | HRCU-A-CB (Split System: Heat Pump with Remote Outdoor Unit-Air-Source) | DLCURAH36ABK |  |  | EA*4X43L21A* | *96VTN1002122A* | 36800 | 16.5 | 8.5 | 38500 | 34800 | 90.39% | 2.1 | 0 | 10 |  |  |  |  | R-410A | 3.0667 | Residential & Commercial | USHP | Ducted CEE Tier 1
213069365 | Central HP <5.4 tons | ACIQ | HRCU-A-CB (Split System: Heat Pump with Remote Outdoor Unit-Air-Source) | DLCURAH36ABK |  |  | EA*4X42L24A* | *80VSL0902120A* | 35000 | 16 | 8.1 | 38500 | 35000 | 90.91% | 1.86 | 0 | 9.5 |  |  |  |  | R-410A | 2.9167 | Residential & Commercial | USHP
213070260 | Central HP <5.4 tons | ACIQ | HRCU-A-CB (Split System: Heat Pump with Remote Outdoor Unit-Air-Source) | DLCURAH24ABK |  |  | EA*4X36L21A* | *96VTN0801716A* | 24400 | 16.5 | 8.5 | 26200 | 22400 | 85.5% | 1.86 | 0 | 10 |  |  |  |  | R-410A | 2.0333 | Residential & Commercial | USHP | Ducted CEE Tier 1
213070492 | Central HP <5.4 tons | ACIQ | HRCU-A-CB (Split System: Heat Pump with Remote Outdoor Unit-Air-Source) | DLCURAH24ABK |  |  | EA*4X37L17A* | *80ES(N,L)0701716A* | 25400 | 16 | 8.5 | 26400 | 21000 | 79.55% | 1.76 | 0 | 10 |  |  |  |  | R-410A | 2.1167 | Residential & Commercial | USHP | Ducted CEE Tier 1
213067397 | Central HP <5.4 tons | ACIQ | HRCU-A-CB (Split System: Heat Pump with Remote Outdoor Unit-Air-Source) | HVH825GKA3* |  |  | EHD4X42AAL+WALLCON | *80CSU0601716A* | 24200 | 16 | 8.1 | 21400 | 16600 | 77.57% | 2 | 0 | 10.5 |  |  |  |  | R-410A | 2.0167 | Residential & Commercial | USHP | Ducted CEE Tier 1
213067430 | Central HP <5.4 tons | ACIQ | HRCU-A-CB (Split System: Heat Pump with Remote Outdoor Unit-Air-Source) | HVH825GKA3* |  |  | EHD4X48AAL+WALLCON | *80CTL0701412A* | 24400 | 17 | 8.1 | 21200 | 16500 | 77.83% | 2.02 | 0 | 11 |  |  |  |  | R-410A | 2.0333 | Residential & Commercial | USHP | Ducted CEE Tier 1
213067498 | Central HP <5.4 tons | ACIQ | HRCU-A-CB (Split System: Heat Pump with Remote Outdoor Unit-Air-Source) | HVH825GKA2* |  |  | EA*4X42L21A*+WALLCON | *95CSU0802120A* | 23800 | 16.5 | 8.1 | 21400 | 16600 | 77.57% | 1.96 | 0 | 11 |  |  |  |  | R-410A | 1.9833 | Residential & Commercial | USHP | Ducted CEE Tier 1
213067546 | Central HP <5.4 tons | ACIQ | HRCU-A-CB (Split System: Heat Pump with Remote Outdoor Unit-Air-Source) | HVH825GKA2* |  |  | EA*4X48L21A*+WALLCON | *97CMN1002122A* | 24000 | 16.5 | 8.1 | 21000 | 16500 | 78.57% | 2.02 | 0 | 11 |  |  |  |  | R-410A | 2 | Residential & Commercial | USHP | Ducted CEE Tier 1
213067565 | Central HP <5.4 tons | ACIQ | HRCU-A-CB (Split System: Heat Pump with Remote Outdoor Unit-Air-Source) | HVH825GKA2* |  |  | EHD4X42AAL+WALLCON | *95CSU0802120A* | 24200 | 16 | 8.1 | 21400 | 16600 | 77.57% | 2 | 0 | 11 |  |  |  |  | R-410A | 2.0167 | Residential & Commercial | USHP | Ducted CEE Tier 1
213067581 | Central HP <5.4 tons | ACIQ | HRCU-A-CB (Split System: Heat Pump with Remote Outdoor Unit-Air-Source) | HVH825GKA2* |  |  | EHD4X48AAL+WALLCON | *80CTL0701716A* | 24200 | 16.5 | 8.1 | 21200 | 16600 | 78.3% | 2.02 | 0 | 10.5 |  |  |  |  | R-410A | 2.0167 | Residential & Commercial | USHP | Ducted CEE Tier 1
213067583 | Central HP <5.4 tons | ACIQ | HRCU-A-CB (Split System: Heat Pump with Remote Outdoor Unit-Air-Source) | HVH825GKA2* |  |  | EHD4X48AAL+WALLCON | *80CTL1352422A* | 24200 | 16 | 8.1 | 21200 | 16600 | 78.3% | 2.02 | 0 | 11 |  |  |  |  | R-410A | 2.0167 | Residential & Commercial | USHP | Ducted CEE Tier 1
214239370 | Central HP <5.4 tons | KEEPRITE | HRCU-A-CB (Split System: Heat Pump with Remote Outdoor Unit-Air-Source) | CVH837GKA2* |  |  | EN(A,D,W)4X60L24**+WALLCON | *80CTL1102120B* | 32800 | 17.5 | 8.1 | 32200 | 24600 | 76.4% | 1.96 | 0 | 12 |  |  |  |  | R-410A | 2.7333 | Residential & Commercial | USHP | Ducted CEE Tier 1
214238870 | Central HP <5.4 tons | KEEPRITE | HRCU-A-CB (Split System: Heat Pump with Remote Outdoor Unit-Air-Source) | CVH837GKA2* |  |  | EN(A,D)4X36L21**+WALLCON | *80CTL0902120B* | 31400 | 16.5 | 8.1 | 33000 | 24000 | 72.73% | 1.82 | 0 | 11 |  |  |  |  | R-410A | 2.6167 | Residential & Commercial | USHP | Ducted CEE Tier 1
213067596 | Central HP <5.4 tons | ACIQ | HRCU-A-CB (Split System: Heat Pump with Remote Outdoor Unit-Air-Source) | HVH825GKA2* |  |  | EN(A,D)4X48L24**+WALLCON | *80CSU1002120A* | 24000 | 16.5 | 8.1 | 21400 | 16600 | 77.57% | 2 | 0 | 11 |  |  |  |  | R-410A | 2 | Residential & Commercial | USHP | Ducted CEE Tier 1
213063401 | Central HP <5.4 tons | ACIQ | HRCU-A-CB (Split System: Heat Pump with Remote Outdoor Unit-Air-Source) | HVH837GKA2* |  |  | EA*4X42L24A*+WALLCON | *95CSU0802120A* | 31800 | 17.5 | 8.1 | 33000 | 24400 | 73.94% | 1.9 | 11.5 | 11 |  |  |  |  | R-410A | 2.65 | Residential & Commercial | USHP | Ducted CEE Tier 1
213067431 | Central HP <5.4 tons | ACIQ | HRCU-A-CB (Split System: Heat Pump with Remote Outdoor Unit-Air-Source) | HVH825GKA3* |  |  | EHD4X48AAL+WALLCON | *80CTL0901716A* | 24400 | 17 | 8.1 | 21200 | 16500 | 77.83% | 2.04 | 0 | 11 |  |  |  |  | R-410A | 2.0333 | Residential & Commercial | USHP | Ducted CEE Tier 1
213069374 | Central HP <5.4 tons | ACIQ | HRCU-A-CB (Split System: Heat Pump with Remote Outdoor Unit-Air-Source) | DLCURAH36ABK |  |  | EA*4X42L24A* | *92ESN1002122A* | 36800 | 15.2 | 8.5 | 40000 | 35200 | 88% | 1.94 | 0 | 10 |  |  |  |  | R-410A | 3.0667 | Residential & Commercial | USHP | Ducted CEE Tier 1
213069388 | Central HP <5.4 tons | ACIQ | HRCU-A-CB (Split System: Heat Pump with Remote Outdoor Unit-Air-Source) | DLCURAH36ABK |  |  | EA*4X42L24A* | *96VTN1002120A* | 35800 | 15.5 | 8.1 | 39500 | 35200 | 89.11% | 1.9 | 0 | 10 |  |  |  |  | R-410A | 2.9833 | Residential & Commercial | USHP | Ducted CEE Tier 1
216735052 | Central HP <5.4 tons | KEEPRITE | HRCU-A-CB (Split System: Heat Pump with Remote Outdoor Unit-Air-Source) | D5CUHAH24AAK |  |  | EA*5X37M17A* | *80CTL0901716B* | 22600 | 16 | 8.5 | 20600 | 18400 | 89.32% | 1.96 | 0 | 11 |  |  |  |  | R-454B | 1.8833 | Residential & Commercial | USHP | Ducted CEE Tier 1
216737217 | Central HP <5.4 tons | KEEPRITE | HRCU-A-CB (Split System: Heat Pump with Remote Outdoor Unit-Air-Source) | D5CUHAH24AAK |  |  | ESH5X30M12A* | *80MSU0401712A* | 22400 | 16 | 8.1 | 21000 | 18800 | 89.52% | 1.85 | 0 | 10.5 |  |  |  |  | R-454B | 1.8667 | Residential & Commercial | USHP | Ducted CEE Tier 1
213070601 | Central HP <5.4 tons | ACIQ | HRCU-A-CB (Split System: Heat Pump with Remote Outdoor Unit-Air-Source) | DLCURAH24ABK |  |  | EA*4X37L17A* | *80ES(N,L)0901714A* | 25000 | 16.5 | 8.5 | 25800 | 21200 | 82.17% | 1.78 | 0 | 10.5 |  |  |  |  | R-410A | 2.0833 | Residential & Commercial | USHP | Ducted CEE Tier 1
216735549 | Central HP <5.4 tons | KEEPRITE | HRCU-A-CB (Split System: Heat Pump with Remote Outdoor Unit-Air-Source) | D5CUHAH24AAK |  |  | EA*5X37M21A* | *80VSL1102122B* | 23000 | 15.5 | 8.5 | 20600 | 18300 | 88.83% | 1.98 | 0 | 11 |  |  |  |  | R-454B | 1.9167 | Residential & Commercial | USHP | Ducted CEE Tier 1
216735266 | Central HP <5.4 tons | KEEPRITE | HRCU-A-CB (Split System: Heat Pump with Remote Outdoor Unit-Air-Source) | D5CUHAH24AAK |  |  | EA*5X37M17A* | *95MSU0401712A* | 22800 | 16 | 8.5 | 20800 | 18500 | 88.94% | 1.96 | 0 | 11 |  |  |  |  | R-454B | 1.9 | Residential & Commercial | USHP | Ducted CEE Tier 1
216735466 | Central HP <5.4 tons | KEEPRITE | HRCU-A-CB (Split System: Heat Pump with Remote Outdoor Unit-Air-Source) | D5CUHAH24AAK |  |  | EA*5X37M21A* | *80MS(N,L)0701712A* | 23200 | 16.5 | 8.5 | 20600 | 18400 | 89.32% | 1.96 | 0 | 11 |  |  |  |  | R-454B | 1.9333 | Residential & Commercial | USHP | Ducted CEE Tier 1
216734747 | Central HP <5.4 tons | KEEPRITE | HRCU-A-CB (Split System: Heat Pump with Remote Outdoor Unit-Air-Source) | D5CUHAH24AAK |  |  | EA*5X36M17A* | *95MSU0601716A* | 22400 | 16.5 | 8.5 | 20800 | 18700 | 89.9% | 1.96 | 0 | 10.5 |  |  |  |  | R-454B | 1.8667 | Residential & Commercial | USHP | Ducted CEE Tier 1
216734849 | Central HP <5.4 tons | KEEPRITE | HRCU-A-CB (Split System: Heat Pump with Remote Outdoor Unit-Air-Source) | D5CUHAH24AAK |  |  | EA*5X36M17A* | *97VTN0801716A* | 22200 | 16 | 8.1 | 20800 | 18700 | 89.9% | 1.85 | 0 | 10.5 |  |  |  |  | R-454B | 1.85 | Residential & Commercial | USHP | Ducted CEE Tier 1
216734462 | Central HP <5.4 tons | KEEPRITE | HRCU-A-CB (Split System: Heat Pump with Remote Outdoor Unit-Air-Source) | D5CUHAH24AAK |  |  | EA*5X36M17A* | *80MSU0401712A* | 22400 | 16.5 | 8.5 | 20800 | 18700 | 89.9% | 1.96 | 0 | 11 |  |  |  |  | R-454B | 1.8667 | Residential & Commercial | USHP | Ducted CEE Tier 1
210365427 | Central HP <5.4 tons | Dettson | HRCU-A-C (Split System: Heat Pump with Remote Outdoor Unit with No Indoor Fan --Air Source) | MHD-18 |  |  | MHD-CC2.0-17.5-M | 0 | 18000 | 15.2 | 9.5 | 19500 | 14600 | 74.87% | 2.2 | 11.7 | 11.7 |  |  |  |  | R-410A | 1.5 | Residential & Commercial | USHP | Ducted CEE Tier 1
210470262 | Central HP <5.4 tons | KENMORE | HRCU-A-CB (Split System: Heat Pump with Remote Outdoor Unit-Air-Source) | (C,H,T)VH837GKA2* |  |  | EA*4X60L24A*+WALLCON | *80CSU1002120A* | 32800 | 17 | 8.1 | 32000 | 24800 | 77.5% | 1.96 | 0 | 11 |  |  |  |  | R-410A | 2.7333 | Residential & Commercial | USHP | Ducted CEE Tier 1
214719960 | Central HP <5.4 tons | COLEMAN | HRCU-A-CB (Split System: Heat Pump with Remote Outdoor Unit-Air-Source) | HH860E2S11 |  |  | CTU60C5XGS1+TXV | TPLC100C20MP13 | 44500 | 18 | 9 | 45000 | 33800 | 75.11% | 2 | 0 | 11 |  |  |  |  | R-454B | 3.7083 | Residential & Commercial | USHP | Ducted CEE Tier 1
213067597 | Central HP <5.4 tons | ACIQ | HRCU-A-CB (Split System: Heat Pump with Remote Outdoor Unit-Air-Source) | HVH825GKA2* |  |  | EN(A,D)4X48L24**+WALLCON | *80CTL1352422A* | 24200 | 17 | 8.1 | 21400 | 16600 | 77.57% | 2.02 | 0 | 11.5 |  |  |  |  | R-410A | 2.0167 | Residential & Commercial | USHP | Ducted CEE Tier 1
213070612 | Central HP <5.4 tons | ACIQ | HRCU-A-CB (Split System: Heat Pump with Remote Outdoor Unit-Air-Source) | DLCURAH24ABK |  |  | EA*4X37L17A* | *92ESN0601714A* | 24800 | 17 | 8.5 | 25600 | 21400 | 83.59% | 1.8 | 0 | 10.5 |  |  |  |  | R-410A | 2.0667 | Residential & Commercial | USHP | Ducted CEE Tier 1
213069390 | Central HP <5.4 tons | ACIQ | HRCU-A-CB (Split System: Heat Pump with Remote Outdoor Unit-Air-Source) | DLCURAH36ABK |  |  | EA*4X42L24A* | *96VTN1202422A* | 35600 | 16 | 8.1 | 38500 | 35000 | 90.91% | 1.88 | 0 | 10 |  |  |  |  | R-410A | 2.9667 | Residential & Commercial | USHP | Ducted CEE Tier 1
213069408 | Central HP <5.4 tons | ACIQ | HRCU-A-CB (Split System: Heat Pump with Remote Outdoor Unit-Air-Source) | DLCURAH36ABK |  |  | EA*4X43L21A* | *80ESU1002120A* | 36400 | 16 | 8.5 | 38500 | 34800 | 90.39% | 2.08 | 0 | 10 |  |  |  |  | R-410A | 3.0333 | Residential & Commercial | USHP | Ducted CEE Tier 1
213070617 | Central HP <5.4 tons | ACIQ | HRCU-A-CB (Split System: Heat Pump with Remote Outdoor Unit-Air-Source) | DLCURAH24ABK |  |  | EA*4X37L17A* | *92ESN0801716A* | 24800 | 17 | 8.5 | 25600 | 21400 | 83.59% | 1.8 | 0 | 10.5 |  |  |  |  | R-410A | 2.0667 | Residential & Commercial | USHP | Ducted CEE Tier 1
213070812 | Central HP <5.4 tons | ACIQ | HRCU-A-CB (Split System: Heat Pump with Remote Outdoor Unit-Air-Source) | DLCURAH24ABK |  |  | EA*4X37L21A* | *80ES(N,L)0701712A* | 25000 | 16.5 | 8.5 | 25600 | 20800 | 81.25% | 1.76 | 0 | 10.5 |  |  |  |  | R-410A | 2.0833 | Residential & Commercial | USHP | Ducted CEE Tier 1
213070876 | Central HP <5.4 tons | ACIQ | HRCU-A-CB (Split System: Heat Pump with Remote Outdoor Unit-Air-Source) | DLCURAH24ABK |  |  | EA*4X37L21A* | *92ESN0401712A* | 24400 | 16 | 8.1 | 25400 | 21200 | 83.46% | 1.78 | 0 | 10 |  |  |  |  | R-410A | 2.0333 | Residential & Commercial | USHP | Ducted CEE Tier 1
214719974 | Central HP <5.4 tons | COLEMAN | HRCU-A-CB (Split System: Heat Pump with Remote Outdoor Unit-Air-Source) | HH860E2S11 |  |  | CTU60C5XGS1+TXV | CPLC120C20MP13 | 44500 | 18 | 9 | 45000 | 33800 | 75.11% | 2 | 0 | 11 |  |  |  |  | R-454B | 3.7083 | Residential & Commercial | USHP | Ducted CEE Tier 1
214720159 | Central HP <5.4 tons | COLEMAN | HRCU-A-CB (Split System: Heat Pump with Remote Outdoor Unit-Air-Source) | HH860E2S11 |  |  | CTU60C5XGS1+TXV | TM8E100C16MP11 | 44500 | 18 | 9 | 45500 | 34200 | 75.16% | 2 | 0 | 11 |  |  |  |  | R-454B | 3.7083 | Residential & Commercial | USHP | Ducted CEE Tier 1
214239593 | Central HP <5.4 tons | CARRIER | HRCU-A-CB (Split System: Heat Pump with Remote Outdoor Unit-Air-Source) | 25VNA837A*030* |  |  | CNPV*3621AL*+UI | 59MN7C100C21**22 | 31400 | 16.5 | 8.1 | 33000 | 24000 | 72.73% | 1.82 | 0 | 11 |  |  |  |  | R-410A | 2.6167 | Residential & Commercial | USHP | Ducted CEE Tier 1
214239993 | Central HP <5.4 tons | CARRIER | HRCU-A-CB (Split System: Heat Pump with Remote Outdoor Unit-Air-Source) | 25VNA837A*030* |  |  | CNPV*4824AL*+UI | 59MN7C100C21**22 | 32400 | 17 | 8.1 | 32600 | 24600 | 75.46% | 1.96 | 0 | 11.7 |  |  |  |  | R-410A | 2.7 | Residential & Commercial | USHP | Ducted CEE Tier 1
213071285 | Central HP <5.4 tons | ACIQ | HRCU-A-CB (Split System: Heat Pump with Remote Outdoor Unit-Air-Source) | DLCURAH24ABK |  |  | EN(A,D)4X30L17** | *80VSL0451412A* | 23400 | 16.5 | 8.1 | 25800 | 24200 | 93.8% | 2 | 0 | 10 |  |  |  |  | R-410A | 1.95 | Residential & Commercial | USHP | Ducted CEE Tier 1
213069417 | Central HP <5.4 tons | ACIQ | HRCU-A-CB (Split System: Heat Pump with Remote Outdoor Unit-Air-Source) | DLCURAH36ABK |  |  | EA*4X43L21A* | *95ESN0802120A* | 37200 | 15.5 | 8.5 | 38500 | 35000 | 90.91% | 2.12 | 0 | 10 |  |  |  |  | R-410A | 3.1 | Residential & Commercial | USHP | Ducted CEE Tier 1
213069433 | Central HP <5.4 tons | ACIQ | HRCU-A-CB (Split System: Heat Pump with Remote Outdoor Unit-Air-Source) | DLCURAH36ABK |  |  | EA*4X43L21A* | OLV112A16A | 36600 | 15.2 | 8.5 | 38500 | 35000 | 90.91% | 2.08 | 0 | 10 |  |  |  |  | R-410A | 3.05 | Residential & Commercial | USHP | Ducted CEE Tier 1
213069440 | Central HP <5.4 tons | ACIQ | HRCU-A-CB (Split System: Heat Pump with Remote Outdoor Unit-Air-Source) | DLCURAH36ABK |  |  | EA*4X48L21A* | *80ES(N,L)0902116A* | 36200 | 16 | 8.5 | 38500 | 34600 | 89.87% | 2.08 | 0 | 10 |  |  |  |  | R-410A | 3.0167 | Residential & Commercial | USHP | Ducted CEE Tier 1
213069442 | Central HP <5.4 tons | ACIQ | HRCU-A-CB (Split System: Heat Pump with Remote Outdoor Unit-Air-Source) | DLCURAH36ABK |  |  | EA*4X48L21A* | *80ES(N,L)1102120A* | 35800 | 16.5 | 8.5 | 38500 | 34600 | 89.87% | 2.04 | 0 | 10 |  |  |  |  | R-410A | 2.9833 | Residential & Commercial | USHP | Ducted CEE Tier 1
215941101 | Central HP <5.4 tons | KEEPRITE | HRCU-A-CB (Split System: Heat Pump with Remote Outdoor Unit-Air-Source) | C5H3V48*K*AAA* |  |  | EA*5X61M24A*+WALLCON | *96CTN0802120B* | 45500 | 21 | 9.5 | 48500 | 37000 | 76.29% | 2 | 0 | 11 |  |  |  |  | R-454B | 3.7917 | Residential & Commercial | USHP | Ducted CEE Tier 1
215941151 | Central HP <5.4 tons | KEEPRITE | HRCU-A-CB (Split System: Heat Pump with Remote Outdoor Unit-Air-Source) | C5H3V48*K*AAA* |  |  | ESH5X48M12A*+WALLCON | *80CSU0401712B* | 44000 | 20 | 9 | 48500 | 36600 | 75.46% | 1.82 | 0 | 11 |  |  |  |  | R-454B | 3.6667 | Residential & Commercial | USHP | Ducted CEE Tier 1
215941601 | Central HP <5.4 tons | KEEPRITE | HRCU-A-CB (Split System: Heat Pump with Remote Outdoor Unit-Air-Source) | C5H3V48*K*AAA* |  |  | EVD5X48M24A*+WALLCON | *97CTN0802120A* | 44500 | 20 | 8.1 | 52000 | 38000 | 73.08% | 1.9 | 0 | 11 |  |  |  |  | R-454B | 3.7083 | Residential & Commercial | USHP | Ducted CEE Tier 1
216737056 | Central HP <5.4 tons | KEEPRITE | HRCU-A-CB (Split System: Heat Pump with Remote Outdoor Unit-Air-Source) | D5CUHAH24AAK |  |  | ESH5X30M12A* | *80MS(N,L)0701716A* | 22400 | 15.5 | 8.1 | 21000 | 18800 | 89.52% | 1.85 | 0 | 10.5 |  |  |  |  | R-454B | 1.8667 | Residential & Commercial | USHP | Ducted CEE Tier 1
216736749 | Central HP <5.4 tons | KEEPRITE | HRCU-A-CB (Split System: Heat Pump with Remote Outdoor Unit-Air-Source) | D5CUHAH24AAK |  |  | ESH5X24M12A* | *95MSU0601716A* | 22600 | 15.5 | 8.1 | 21200 | 19100 | 90.09% | 1.85 | 0 | 10.5 |  |  |  |  | R-454B | 1.8833 | Residential & Commercial | USHP | Ducted CEE Tier 1
216736781 | Central HP <5.4 tons | KEEPRITE | HRCU-A-CB (Split System: Heat Pump with Remote Outdoor Unit-Air-Source) | D5CUHAH24AAK |  |  | ESH5X24M12A* | *95MSU1002122A* | 22600 | 16 | 8.1 | 21200 | 19100 | 90.09% | 1.85 | 0 | 10.5 |  |  |  |  | R-454B | 1.8833 | Residential & Commercial | USHP | Ducted CEE Tier 1
216735504 | Central HP <5.4 tons | KEEPRITE | HRCU-A-CB (Split System: Heat Pump with Remote Outdoor Unit-Air-Source) | D5CUHAH24AAK |  |  | EA*5X37M21A* | *80MS(N,L)0902116A* | 23200 | 16 | 8.5 | 20600 | 18400 | 89.32% | 1.96 | 0 | 11 |  |  |  |  | R-454B | 1.9333 | Residential & Commercial | USHP | Ducted CEE Tier 1
216735513 | Central HP <5.4 tons | KEEPRITE | HRCU-A-CB (Split System: Heat Pump with Remote Outdoor Unit-Air-Source) | D5CUHAH24AAK |  |  | EA*5X37M21A* | *80MS(N,L)1102120A* | 23600 | 16 | 8.5 | 20800 | 18500 | 88.94% | 1.96 | 0 | 11 |  |  |  |  | R-454B | 1.9667 | Residential & Commercial | USHP | Ducted CEE Tier 1
216735847 | Central HP <5.4 tons | KEEPRITE | HRCU-A-CB (Split System: Heat Pump with Remote Outdoor Unit-Air-Source) | D5CUHAH24AAK |  |  | EA*5X37M21A* | *96MSN1002120A* | 23400 | 16 | 8.5 | 20800 | 18500 | 88.94% | 1.98 | 0 | 11 |  |  |  |  | R-454B | 1.95 | Residential & Commercial | USHP | Ducted CEE Tier 1
216736063 | Central HP <5.4 tons | KEEPRITE | HRCU-A-CB (Split System: Heat Pump with Remote Outdoor Unit-Air-Source) | D5CUHAH24AAK |  |  | EA*5X37M21A* | *97VTN0801716A* | 23200 | 16.5 | 8.5 | 20800 | 18500 | 88.94% | 1.96 | 0 | 11 |  |  |  |  | R-454B | 1.9333 | Residential & Commercial | USHP | Ducted CEE Tier 1
216736338 | Central HP <5.4 tons | KEEPRITE | HRCU-A-CB (Split System: Heat Pump with Remote Outdoor Unit-Air-Source) | D5CUHAH24AAK |  |  | ESH5X24M12A* | *80MSU0401712A* | 22400 | 15.5 | 8.1 | 21200 | 19000 | 89.62% | 1.85 | 0 | 10.5 |  |  |  |  | R-454B | 1.8667 | Residential & Commercial | USHP | Ducted CEE Tier 1
216736349 | Central HP <5.4 tons | KEEPRITE | HRCU-A-CB (Split System: Heat Pump with Remote Outdoor Unit-Air-Source) | D5CUHAH24AAK |  |  | ESH5X24M12A* | *80MSU0601716A* | 22600 | 16 | 8.1 | 21200 | 19000 | 89.62% | 1.85 | 0 | 10.5 |  |  |  |  | R-454B | 1.8833 | Residential & Commercial | USHP | Ducted CEE Tier 1
216736533 | Central HP <5.4 tons | KEEPRITE | HRCU-A-CB (Split System: Heat Pump with Remote Outdoor Unit-Air-Source) | D5CUHAH24AAK |  |  | ESH5X24M12A* | *92MSN0801716A* | 22400 | 15.2 | 8.1 | 21200 | 19000 | 89.62% | 1.9 | 0 | 10.5 |  |  |  |  | R-454B | 1.8667 | Residential & Commercial | USHP | Ducted CEE Tier 1
216734534 | Central HP <5.4 tons | KEEPRITE | HRCU-A-CB (Split System: Heat Pump with Remote Outdoor Unit-Air-Source) | D5CUHAH24AAK |  |  | EA*5X36M17A* | *80VTL0701716B* | 22400 | 16 | 8.5 | 20800 | 18700 | 89.9% | 1.96 | 0 | 10.5 |  |  |  |  | R-454B | 1.8667 | Residential & Commercial | USHP | Ducted CEE Tier 1
216734827 | Central HP <5.4 tons | KEEPRITE | HRCU-A-CB (Split System: Heat Pump with Remote Outdoor Unit-Air-Source) | D5CUHAH24AAK |  |  | EA*5X36M17A* | *96VTN0801716B* | 22200 | 16 | 8.1 | 20800 | 18700 | 89.9% | 1.85 | 0 | 10.5 |  |  |  |  | R-454B | 1.85 | Residential & Commercial | USHP | Ducted CEE Tier 1
216734877 | Central HP <5.4 tons | KEEPRITE | HRCU-A-CB (Split System: Heat Pump with Remote Outdoor Unit-Air-Source) | D5CUHAH24AAK |  |  | EA*5X36M17A* | OMV112K14A | 22800 | 16 | 8.5 | 21200 | 19000 | 89.62% | 1.96 | 0 | 10.5 |  |  |  |  | R-454B | 1.9 | Residential & Commercial | USHP | Ducted CEE Tier 1
216735004 | Central HP <5.4 tons | KEEPRITE | HRCU-A-CB (Split System: Heat Pump with Remote Outdoor Unit-Air-Source) | D5CUHAH24AAK |  |  | EA*5X37M17A* | *80MSU0401712A* | 22800 | 16.5 | 8.5 | 20600 | 18400 | 89.32% | 1.96 | 0 | 11 |  |  |  |  | R-454B | 1.9 | Residential & Commercial | USHP | Ducted CEE Tier 1
216735220 | Central HP <5.4 tons | KEEPRITE | HRCU-A-CB (Split System: Heat Pump with Remote Outdoor Unit-Air-Source) | D5CUHAH24AAK |  |  | EA*5X37M17A* | *96VSN0401410B* | 22600 | 15.5 | 8.1 | 20800 | 18500 | 88.94% | 1.85 | 0 | 10.5 |  |  |  |  | R-454B | 1.8833 | Residential & Commercial | USHP | Ducted CEE Tier 1
216735238 | Central HP <5.4 tons | KEEPRITE | HRCU-A-CB (Split System: Heat Pump with Remote Outdoor Unit-Air-Source) | D5CUHAH24AAK |  |  | EA*5X37M17A* | *96VSN0601412B* | 22600 | 16 | 8.5 | 20600 | 18400 | 89.32% | 1.96 | 0 | 11 |  |  |  |  | R-454B | 1.8833 | Residential & Commercial | USHP | Ducted CEE Tier 1
213069465 | Central HP <5.4 tons | ACIQ | HRCU-A-CB (Split System: Heat Pump with Remote Outdoor Unit-Air-Source) | DLCURAH36ABK |  |  | EA*4X48L21A* | *96VSN0801716A* | 35600 | 16 | 8.1 | 38500 | 34600 | 89.87% | 2.04 | 0 | 10 |  |  |  |  | R-410A | 2.9667 | Residential & Commercial | USHP | Ducted CEE Tier 1
213069517 | Central HP <5.4 tons | ACIQ | HRCU-A-CB (Split System: Heat Pump with Remote Outdoor Unit-Air-Source) | DLCURAH36ABK |  |  | EA*4X48L24A* | OMV154L20A | 36800 | 16 | 8.5 | 38500 | 34800 | 90.39% | 2.1 | 0 | 10 |  |  |  |  | R-410A | 3.0667 | Residential & Commercial | USHP | Ducted CEE Tier 1
213069547 | Central HP <5.4 tons | ACIQ | HRCU-A-CB (Split System: Heat Pump with Remote Outdoor Unit-Air-Source) | DLCURAH36ABK |  |  | EN(A,D,W)4X48L21** | *80ESU1002120A* | 36200 | 16 | 8.1 | 38500 | 34800 | 90.39% | 2.02 | 0 | 10 |  |  |  |  | R-410A | 3.0167 | Residential & Commercial | USHP | Ducted CEE Tier 1
213069592 | Central HP <5.4 tons | ACIQ | HRCU-A-CB (Split System: Heat Pump with Remote Outdoor Unit-Air-Source) | DLCURAH36ABK |  |  | EN(A,D)4X48L24** | *92ESN0802120A* | 35800 | 16.5 | 8.1 | 38500 | 34800 | 90.39% | 2.02 | 0 | 10.5 |  |  |  |  | R-410A | 2.9833 | Residential & Commercial | USHP | Ducted CEE Tier 1
216735277 | Central HP <5.4 tons | KEEPRITE | HRCU-A-CB (Split System: Heat Pump with Remote Outdoor Unit-Air-Source) | D5CUHAH24AAK |  |  | EA*5X37M17A* | *95MSU0601716A* | 22800 | 16.5 | 8.5 | 20600 | 18400 | 89.32% | 1.96 | 0 | 11 |  |  |  |  | R-454B | 1.9 | Residential & Commercial | USHP | Ducted CEE Tier 1
214398059 | Central HP <5.4 tons | COLEMAN | HRCU-A-CB (Split System: Heat Pump with Remote Outdoor Unit-Air-Source) | HH860E2S11 |  |  | CTM60C5CHS1 | CPLC120C20MP13 | 53500 | 19 | 9 | 54000 | 39000 | 72.22% | 2 | 0 | 11 |  |  |  |  | R-454B | 4.4583 | Residential & Commercial | USHP | Ducted CEE Tier 1
214398246 | Central HP <5.4 tons | COLEMAN | HRCU-A-CB (Split System: Heat Pump with Remote Outdoor Unit-Air-Source) | HH860E2S11 |  |  | CTM60C5CGS1 | TM8Y100C20MP11 | 44500 | 18 | 9 | 45000 | 33800 | 75.11% | 2 | 0 | 11.7 |  |  |  |  | R-454B | 3.7083 | Residential & Commercial | USHP | Ducted CEE Tier 1
214397474 | Central HP <5.4 tons | COLEMAN | HRCU-A-CB (Split System: Heat Pump with Remote Outdoor Unit-Air-Source) | HH860E2S11 |  |  | CTM60C5CGS1 | TM9V100C20MP12 | 44000 | 18 | 9 | 44500 | 33600 | 75.51% | 2 | 0 | 11.7 |  |  |  |  | R-454B | 3.6667 | Residential & Commercial | USHP | Ducted CEE Tier 1
214398042 | Central HP <5.4 tons | COLEMAN | HRCU-A-CB (Split System: Heat Pump with Remote Outdoor Unit-Air-Source) | HH860E2S11 |  |  | CTM60C5CHS1 | TMLV120C20MP12 | 53500 | 19 | 9 | 54000 | 39000 | 72.22% | 2 | 0 | 11 |  |  |  |  | R-454B | 4.4583 | Residential & Commercial | USHP | Ducted CEE Tier 1
214398711 | Central HP <5.4 tons | COLEMAN | HRCU-A-CB (Split System: Heat Pump with Remote Outdoor Unit-Air-Source) | HH860E2S11 |  |  | CTF60C5CGS1 | TP9C100C20MP13 | 44000 | 18 | 9 | 45000 | 33800 | 75.11% | 2 | 0 | 11 |  |  |  |  | R-454B | 3.6667 | Residential & Commercial | USHP | Ducted CEE Tier 1
214719843 | Central HP <5.4 tons | COLEMAN | HRCU-A-CB (Split System: Heat Pump with Remote Outdoor Unit-Air-Source) | HH836E2S11 |  |  | CTU48C5XFS1+TXV | TMLE120C16MP11 | 33600 | 19 | 9 | 31400 | 25400 | 80.89% | 2 | 0 | 11 |  |  |  |  | R-454B | 2.8 | Residential & Commercial | USHP | Ducted CEE Tier 1
214720043 | Central HP <5.4 tons | COLEMAN | HRCU-A-CB (Split System: Heat Pump with Remote Outdoor Unit-Air-Source) | HH836E2S11 |  |  | CTU48C5XFS1+JMET12CS2N1+TXV | 0 | 34000 | 19 | 9 | 31800 | 25200 | 79.25% | 2 | 0 | 11.7 |  |  |  |  | R-454B | 2.8333 | Residential & Commercial | USHP | Ducted CEE Tier 1
215677349 | Central HP <5.4 tons | DAY & NIGHT | HRCU-A-CB (Split System: Heat Pump with Remote Outdoor Unit-Air-Source) | C5H0V60*K*AAA* |  |  | EVD5X60M21A*+WALLCON | *80CTL0702120B* | 56500 | 18 | 9 | 64000 | 45000 | 70.31% | 2.06 | 0 | 9 |  |  |  |  | R-454B | 4.7083 | Residential & Commercial | USHP
213072381 | Central HP <5.4 tons | ACIQ | HRCU-A-CB (Split System: Heat Pump with Remote Outdoor Unit-Air-Source) | DLCURAH18ABK |  |  | FMA4X24**AL* | 0 | 17400 | 16 | 8.5 | 18500 | 20000 | 108.1% | 2.44 | 0 | 10.5 |  |  |  |  | R-410A | 1.45 | Residential & Commercial | USHP | Ducted CEE Tier 1
213072383 | Central HP <5.4 tons | ACIQ | HRCU-A-CB (Split System: Heat Pump with Remote Outdoor Unit-Air-Source) | DLCURAH18ABK |  |  | FM(C,U)4Z24**AL* | 0 | 17800 | 17 | 9 | 18700 | 19800 | 105.9% | 2.4 | 0 | 11 |  |  |  |  | R-410A | 1.4833 | Residential & Commercial | USHP | Ducted CEE Tier 1
214240043 | Central HP <5.4 tons | CARRIER | HRCU-A-CB (Split System: Heat Pump with Remote Outdoor Unit-Air-Source) | 25VNA837A*030* |  |  | CNPV*6024AL*+UI | 58TN*B110C21**20 | 32800 | 17.5 | 8.1 | 32200 | 24600 | 76.4% | 1.96 | 0 | 12 |  |  |  |  | R-410A | 2.7333 | Residential & Commercial | USHP | Ducted CEE Tier 1
215941171 | Central HP <5.4 tons | KEEPRITE | HRCU-A-CB (Split System: Heat Pump with Remote Outdoor Unit-Air-Source) | C5H3V48*K*AAA* |  |  | ESH5X48M12A*+WALLCON | *97CTN0801716A* | 43500 | 19 | 9 | 49000 | 37400 | 76.33% | 1.8 | 0 | 10.5 |  |  |  |  | R-454B | 3.625 | Residential & Commercial | USHP | Ducted CEE Tier 1
215677149 | Central HP <5.4 tons | DAY & NIGHT | HRCU-A-CB (Split System: Heat Pump with Remote Outdoor Unit-Air-Source) | C5H0V60*K*AAA* |  |  | EVM5X60M24A*+WALLCON | *95CSU0802120B* | 56500 | 18 | 9 | 63500 | 44500 | 70.08% | 2.08 | 0 | 9 |  |  |  |  | R-454B | 4.7083 | Residential & Commercial | USHP
215677449 | Central HP <5.4 tons | DAY & NIGHT | HRCU-A-CB (Split System: Heat Pump with Remote Outdoor Unit-Air-Source) | C5H0V60*K*AAA* |  |  | EVD5X60M24A*+WALLCON | *80CTL0702120B* | 56000 | 18 | 9 | 63500 | 45000 | 70.87% | 2.06 | 0 | 9 |  |  |  |  | R-454B | 4.6667 | Residential & Commercial | USHP
215683189 | Central HP <5.4 tons | DAY & NIGHT | HRCU-A-CB (Split System: Heat Pump with Remote Outdoor Unit-Air-Source) | C5H0V60*K*AAA* |  |  | EVD5X61M24A*+WALLCON | *96CTN0802120B* | 57500 | 18.5 | 9 | 64000 | 45000 | 70.31% | 2.08 | 0 | 9 |  |  |  |  | R-454B | 4.7917 | Residential & Commercial | USHP
215677819 | Central HP <5.4 tons | DAY & NIGHT | HRCU-A-CB (Split System: Heat Pump with Remote Outdoor Unit-Air-Source) | C5H0V60*K*AAA* |  |  | EA*5X60M24A*+WALLCON | *95CSU1002122B* | 55000 | 18.5 | 8.5 | 59000 | 41500 | 70.34% | 2.04 | 0 | 9 |  |  |  |  | R-454B | 4.5833 | Residential & Commercial | USHP
214720216 | Central HP <5.4 tons | COLEMAN | HRCU-A-CB (Split System: Heat Pump with Remote Outdoor Unit-Air-Source) | HH836E2S11 |  |  | CTU48C5XFS1+TXV | Z8ES080C16SMPS1 | 34400 | 19 | 9 | 32200 | 25400 | 78.88% | 2 | 0 | 11 |  |  |  |  | R-454B | 2.8667 | Residential & Commercial | USHP | Ducted CEE Tier 1
214719848 | Central HP <5.4 tons | COLEMAN | HRCU-A-CB (Split System: Heat Pump with Remote Outdoor Unit-Air-Source) | HH836E2S11 |  |  | CTU48C5XFS1+TXV | TM8E100C16MP11 | 33400 | 19 | 9 | 31400 | 25400 | 80.89% | 2 | 0 | 11 |  |  |  |  | R-454B | 2.7833 | Residential & Commercial | USHP | Ducted CEE Tier 1
214239380 | Central HP <5.4 tons | KEEPRITE | HRCU-A-CB (Split System: Heat Pump with Remote Outdoor Unit-Air-Source) | CVH837GKA2* |  |  | EN(A,D,W)4X60L24**+WALLCON | *80CTL1352422B* | 32800 | 17.5 | 8.1 | 32200 | 24600 | 76.4% | 1.96 | 0 | 12 |  |  |  |  | R-410A | 2.7333 | Residential & Commercial | USHP | Ducted CEE Tier 1
214238960 | Central HP <5.4 tons | KEEPRITE | HRCU-A-CB (Split System: Heat Pump with Remote Outdoor Unit-Air-Source) | CVH837GKA2* |  |  | END4X42L17**+WALLCON | *80CTL0451712B* | 31800 | 16.5 | 8.1 | 33400 | 25000 | 74.85% | 1.86 | 0 | 11 |  |  |  |  | R-410A | 2.65 | Residential & Commercial | USHP | Ducted CEE Tier 1
214239130 | Central HP <5.4 tons | KEEPRITE | HRCU-A-CB (Split System: Heat Pump with Remote Outdoor Unit-Air-Source) | CVH837GKA2* |  |  | EN(A,D,W)4X42L21**+WALLCON | *97CMN1002122B* | 31800 | 16.5 | 8.1 | 33000 | 24400 | 73.94% | 1.88 | 0 | 11 |  |  |  |  | R-410A | 2.65 | Residential & Commercial | USHP | Ducted CEE Tier 1
214239180 | Central HP <5.4 tons | KEEPRITE | HRCU-A-CB (Split System: Heat Pump with Remote Outdoor Unit-Air-Source) | CVH837GKA2* |  |  | EN(A,D,W)4X48L21**+WALLCON | *80CTL0701716B* | 32200 | 17 | 8.1 | 32800 | 24800 | 75.61% | 1.94 | 0 | 11.5 |  |  |  |  | R-410A | 2.6833 | Residential & Commercial | USHP | Ducted CEE Tier 1
215934577 | Central HP <5.4 tons | AIRQUEST | HRCU-A-CB (Split System: Heat Pump with Remote Outdoor Unit-Air-Source) | H5H3V48*K*AAA* |  |  | ESH5X60M12A*+WALLCON | *95CSU0601716B* | 44000 | 19.5 | 9 | 49000 | 36400 | 74.29% | 1.84 | 0 | 11 |  |  |  |  | R-454B | 3.6667 | Residential & Commercial | USHP | Ducted CEE Tier 1
215677919 | Central HP <5.4 tons | DAY & NIGHT | HRCU-A-CB (Split System: Heat Pump with Remote Outdoor Unit-Air-Source) | C5H0V60*K*AAA* |  |  | EA*5X61M24A*+WALLCON | *80CTL0702120B* | 55500 | 18.5 | 9 | 60000 | 42000 | 70% | 2 | 0 | 8.5 |  |  |  |  | R-454B | 4.625 | Residential & Commercial | USHP
215935455 | Central HP <5.4 tons | BRYANT HEATING AND COOLING SYSTEMS | HRCU-A-CB (Split System: Heat Pump with Remote Outdoor Unit-Air-Source) | 293VAN036**AA* |  |  | CVAMA6124XMA*+UI | 88*TB60090C21*** | 36000 | 22.5 | 8.5 | 37600 | 28200 | 75% | 2.06 | 0 | 12.5 |  |  |  |  | R-454B | 3 | Residential & Commercial | USHP | Ducted CEE Tier 1
215935525 | Central HP <5.4 tons | BRYANT HEATING AND COOLING SYSTEMS | HRCU-A-CB (Split System: Heat Pump with Remote Outdoor Unit-Air-Source) | 293VAN036**AA* |  |  | CVAVA3017XMA*+UI | 987MC42060C17*** | 34000 | 20 | 8.1 | 38000 | 27200 | 71.58% | 2 | 0 | 11 |  |  |  |  | R-454B | 2.8333 | Residential & Commercial | USHP | Ducted CEE Tier 1
215935675 | Central HP <5.4 tons | BRYANT HEATING AND COOLING SYSTEMS | HRCU-A-CB (Split System: Heat Pump with Remote Outdoor Unit-Air-Source) | 293VAN036**AA* |  |  | CVAVA3621XMA*+UI | 935CB48060C17*** | 34200 | 20.5 | 8.5 | 39000 | 28600 | 73.33% | 2.04 | 0 | 11.5 |  |  |  |  | R-454B | 2.85 | Residential & Commercial | USHP | Ducted CEE Tier 1
215677269 | Central HP <5.4 tons | DAY & NIGHT | HRCU-A-CB (Split System: Heat Pump with Remote Outdoor Unit-Air-Source) | C5H0V60*K*AAA* |  |  | EVM5X61M24A*+WALLCON | *97CMN0602120B* | 56500 | 18 | 9 | 65000 | 45500 | 70% | 2.06 | 0 | 8.5 |  |  |  |  | R-454B | 4.7083 | Residential & Commercial | USHP
215677489 | Central HP <5.4 tons | DAY & NIGHT | HRCU-A-CB (Split System: Heat Pump with Remote Outdoor Unit-Air-Source) | C5H0V60*K*AAA* |  |  | EVD5X60M24A*+WALLCON | *95CSU0802120B* | 56500 | 18 | 9 | 63500 | 44500 | 70.08% | 2.08 | 0 | 9 |  |  |  |  | R-454B | 4.7083 | Residential & Commercial | USHP
215677519 | Central HP <5.4 tons | DAY & NIGHT | HRCU-A-CB (Split System: Heat Pump with Remote Outdoor Unit-Air-Source) | C5H0V60*K*AAA* |  |  | EVD5X60M24A*+WALLCON | *97CMN0802120B* | 56500 | 18 | 9 | 63500 | 44500 | 70.08% | 2.08 | 0 | 9 |  |  |  |  | R-454B | 4.7083 | Residential & Commercial | USHP
215941131 | Central HP <5.4 tons | KEEPRITE | HRCU-A-CB (Split System: Heat Pump with Remote Outdoor Unit-Air-Source) | C5H3V48*K*AAA* |  |  | EA*5X61M24A*+WALLCON | *97CTN1202422A* | 45500 | 21.5 | 9.5 | 48500 | 36600 | 75.46% | 2 | 0 | 11.5 |  |  |  |  | R-454B | 3.7917 | Residential & Commercial | USHP | Ducted CEE Tier 1
215941481 | Central HP <5.4 tons | KEEPRITE | HRCU-A-CB (Split System: Heat Pump with Remote Outdoor Unit-Air-Source) | C5H3V48*K*AAA* |  |  | EVM5X60M24A*+WALLCON | *97CTN1202422A* | 45500 | 20.5 | 8.1 | 52500 | 38000 | 72.38% | 1.95 | 0 | 11.5 |  |  |  |  | R-454B | 3.7917 | Residential & Commercial | USHP | Ducted CEE Tier 1
214720068 | Central HP <5.4 tons | COLEMAN | HRCU-A-CB (Split System: Heat Pump with Remote Outdoor Unit-Air-Source) | HH836E2S11 |  |  | CTU48C5XFS1+TXV | TPLC080C16MP13 | 33400 | 18 | 9 | 31600 | 25400 | 80.38% | 2 | 0 | 11 |  |  |  |  | R-454B | 2.7833 | Residential & Commercial | USHP | Ducted CEE Tier 1
215676049 | Central HP <5.4 tons | DAY & NIGHT | HRCU-A-CB (Split System: Heat Pump with Remote Outdoor Unit-Air-Source) | C5H0V48*K*AAA* |  |  | EVM5X61M24A*+WALLCON | *97CMN0802120B* | 48500 | 19 | 9.5 | 50000 | 36800 | 73.6% | 2.12 | 0 | 10.5 |  |  |  |  | R-454B | 4.0417 | Residential & Commercial | USHP | Ducted CEE Tier 1
215676169 | Central HP <5.4 tons | DAY & NIGHT | HRCU-A-CB (Split System: Heat Pump with Remote Outdoor Unit-Air-Source) | C5H0V48*K*AAA* |  |  | EVD5X48M21A*+WALLCON | *96CTN1002122B* | 47000 | 18.5 | 9 | 50000 | 36400 | 72.8% | 2 | 0 | 10 |  |  |  |  | R-454B | 3.9167 | Residential & Commercial | USHP | Ducted CEE Tier 1
215940761 | Central HP <5.4 tons | KEEPRITE | HRCU-A-CB (Split System: Heat Pump with Remote Outdoor Unit-Air-Source) | C5H3V36*K*AAA* |  |  | EVD5X48M24A*+WALLCON | *97CTN1202422A* | 35000 | 21.5 | 8.5 | 38000 | 28200 | 74.21% | 2.02 | 0 | 12 |  |  |  |  | R-454B | 2.9167 | Residential & Commercial | USHP | Ducted CEE Tier 1
215940191 | Central HP <5.4 tons | KEEPRITE | HRCU-A-CB (Split System: Heat Pump with Remote Outdoor Unit-Air-Source) | C5H3V36*K*AAA* |  |  | ESH5X60M12A*+WALLCON | *80CSU0401712B* | 34200 | 19.5 | 9 | 34200 | 26000 | 76.02% | 1.94 | 0 | 11.7 |  |  |  |  | R-454B | 2.85 | Residential & Commercial | USHP | Ducted CEE Tier 1
208141271 | Central HP <5.4 tons | TRANE | HRCU-A-CB (Split System: Heat Pump with Remote Outdoor Unit-Air-Source) | 4TXD2060A10NU** |  |  | 4MXA2048A10NU** | 0 | 48000 | 17 | 9 | 48000 | 39000 | 81.25% | 1.8 | 11.5 | 11 |  |  |  |  | R-410A | 4 | Residential & Commercial | USHP | Ducted CEE Tier 1
213607735 | Central HP <5.4 tons | CARRIER | HRCU-A-CB (Split System: Heat Pump with Remote Outdoor Unit-Air-Source) | 38MURAQ36AB3* |  |  | FG4ANXC48L* | 0 | 36400 | 17 | 9 | 37200 | 34600 | 93.01% | 2.08 | 0 | 10 |  |  |  |  | R-410A | 3.0333 | Residential & Commercial | USHP | Ducted CEE Tier 1
214574435 | Central HP <5.4 tons | KEEPRITE | HRCU-A-CB (Split System: Heat Pump with Remote Outdoor Unit-Air-Source) | CVH837GKA2* |  |  | EHD4X60AAL+WALLCON | *97CMN0802120B* | 33000 | 17 | 8.5 | 32200 | 24800 | 77.02% | 2 | 0 | 11.5 |  |  |  |  | R-410A | 2.75 | Residential & Commercial | USHP | Ducted CEE Tier 1
214398671 | Central HP <5.4 tons | COLEMAN | HRCU-A-CB (Split System: Heat Pump with Remote Outdoor Unit-Air-Source) | HH860E2S11 |  |  | CTM60C5CGS1+JME16C2SN1 | 0 | 44500 | 19 | 9 | 44000 | 33000 | 75% | 2 | 0 | 12 |  |  |  |  | R-454B | 3.7083 | Residential & Commercial | USHP | Ducted CEE Tier 1
214397469 | Central HP <5.4 tons | COLEMAN | HRCU-A-CB (Split System: Heat Pump with Remote Outdoor Unit-Air-Source) | HH860E2S11 |  |  | CTF60C5CGS1 | TMLE120C20MP11 | 44500 | 17 | 9 | 45000 | 33600 | 74.67% | 2 | 0 | 11.7 |  |  |  |  | R-454B | 3.7083 | Residential & Commercial | USHP | Ducted CEE Tier 1
215683219 | Central HP <5.4 tons | DAY & NIGHT | HRCU-A-CB (Split System: Heat Pump with Remote Outdoor Unit-Air-Source) | C5H0V60*K*AAA* |  |  | EVD5X61M24A*+WALLCON | *97CTN0802120A* | 57500 | 18.5 | 9 | 64000 | 45000 | 70.31% | 2.08 | 0 | 9 |  |  |  |  | R-454B | 4.7917 | Residential & Commercial | USHP
213080537 | Central HP <5.4 tons | BRYANT HEATING AND COOLING SYSTEMS | HRCU-A-CB (Split System: Heat Pump with Remote Outdoor Unit-Air-Source) | 38MURAQ36AB3* |  |  | CAP**3721AL* | 935SB36040M17*** | 36200 | 15.2 | 8.5 | 38000 | 35000 | 92.11% | 2.04 | 0 | 10 |  |  |  |  | R-410A | 3.0167 | Residential & Commercial | USHP | Ducted CEE Tier 1
214719965 | Central HP <5.4 tons | COLEMAN | HRCU-A-CB (Split System: Heat Pump with Remote Outdoor Unit-Air-Source) | HH836E2S11 |  |  | CTU48C5XFS1+TXV | CP9C100C16MP13 | 33200 | 18 | 9 | 31200 | 25200 | 80.77% | 2 | 0 | 11 |  |  |  |  | R-454B | 2.7667 | Residential & Commercial | USHP | Ducted CEE Tier 1
214719697 | Central HP <5.4 tons | COLEMAN | HRCU-A-CB (Split System: Heat Pump with Remote Outdoor Unit-Air-Source) | HH836E2S11 |  |  | CTU36B5XDS1+TXV | TM8E080B12MP11 | 33600 | 18 | 8.5 | 31800 | 26000 | 81.76% | 2 | 0 | 11 |  |  |  |  | R-454B | 2.8 | Residential & Commercial | USHP | Ducted CEE Tier 1
215940441 | Central HP <5.4 tons | KEEPRITE | HRCU-A-CB (Split System: Heat Pump with Remote Outdoor Unit-Air-Source) | C5H3V36*K*AAA* |  |  | EVM5X60M21A*+WALLCON | *97CTN0801716A* | 35400 | 21 | 8.5 | 38500 | 29000 | 75.32% | 2.02 | 0 | 12 |  |  |  |  | R-454B | 2.95 | Residential & Commercial | USHP | Ducted CEE Tier 1
216769999 | Central HP <5.4 tons | AMERICAN STANDARD | HRCU-A-CB (Split System: Heat Pump with Remote Outdoor Unit-Air-Source) | 5A6H7036A1 |  |  | 5TXCD008AS3 | S8X2D120M5PTC | 33000 | 17 | 8.7 | 32200 | 23800 | 73.91% | 2.17 | 0 | 12 |  |  |  |  | R-454B | 2.75 | Residential & Commercial | USHP | Ducted CEE Tier 1
216623470 | Central HP <5.4 tons | MOOVAIR | HRCU-A-C (Split System: Heat Pump with Remote Outdoor Unit with No Indoor Fan --Air Source) | MSHMB36R2AN1 |  |  | MCHMA36RCAS1 | 0 | 36000 | 15.8 | 9.4 | 38000 | 36000 | 94.74% | 1.9 | 0 | 10.7 |  |  |  |  | R-454B | 3 | Residential & Commercial | USHP | Ducted CEE Tier 1
216801892 | Central HP <5.4 tons | CHAMPION HEATING AND COOLING | HRCU-A-CB (Split System: Heat Pump with Remote Outdoor Unit-Air-Source) | HH860E2S11 |  |  | CTM60C5CGS1 | Z8ET100C20LMPS1 | 45500 | 17 | 9.5 | 46500 | 33400 | 71.83% | 2 | 0 | 11 |  |  |  |  | R-454B | 3.7917 | Residential & Commercial | USHP | Ducted CEE Tier 1
212361760 | Central HP <5.4 tons | MOOVAIR | HRCU-A-C (Split System: Heat Pump with Remote Outdoor Unit with No Indoor Fan --Air Source) | DMA30HOS20230E7 |  |  | CUB36HAC20CWT7A | 0 | 30000 | 15.5 | 9.7 | 33000 | 27000 | 81.82% | 1.85 | 10.7 | 10.5 |  |  |  |  | R-410A | 2.5 | Residential & Commercial | USHP | Ducted CEE Tier 1
215940541 | Central HP <5.4 tons | KEEPRITE | HRCU-A-CB (Split System: Heat Pump with Remote Outdoor Unit-Air-Source) | C5H3V36*K*AAA* |  |  | EVD5X36M21A*+WALLCON | *97CTN0601716A* | 34000 | 20 | 8.5 | 39500 | 28800 | 72.91% | 2.02 | 0 | 11 |  |  |  |  | R-454B | 2.8333 | Residential & Commercial | USHP | Ducted CEE Tier 1
215677699 | Central HP <5.4 tons | DAY & NIGHT | HRCU-A-CB (Split System: Heat Pump with Remote Outdoor Unit-Air-Source) | C5H0V60*K*AAA* |  |  | EVD5X61M24A*+WALLCON | *97CMN0802120B* | 57500 | 18.5 | 9 | 64000 | 45000 | 70.31% | 2.06 | 0 | 9 |  |  |  |  | R-454B | 4.7917 | Residential & Commercial | USHP
214720058 | Central HP <5.4 tons | COLEMAN | HRCU-A-CB (Split System: Heat Pump with Remote Outdoor Unit-Air-Source) | HH836E2S11 |  |  | CTU48C5XFS1+TXV | TM8V080C16MP12 | 33400 | 18 | 9 | 31600 | 25400 | 80.38% | 2 | 0 | 11 |  |  |  |  | R-454B | 2.7833 | Residential & Commercial | USHP | Ducted CEE Tier 1
214397709 | Central HP <5.4 tons | COLEMAN | HRCU-A-CB (Split System: Heat Pump with Remote Outdoor Unit-Air-Source) | HH836E2S11 |  |  | CTM36C5CDS1 | TMLE120C16MP11 | 33800 | 18 | 8.5 | 31600 | 25800 | 81.65% | 2 | 0 | 11 |  |  |  |  | R-454B | 2.8167 | Residential & Commercial | USHP | Ducted CEE Tier 1
213297743 | Central HP <5.4 tons | COLEMAN | HRCU-A-CB (Split System: Heat Pump with Remote Outdoor Unit-Air-Source) | HMH72B341 |  |  | XAFD48FXXN1+TXV | Z8ET080C16LMPS1 | 33600 | 17.5 | 8.5 | 32800 | 23200 | 70.73% | 2.08 | 0 | 9.5 |  |  |  |  | R-410A | 2.8 | Residential & Commercial | USHP
213297763 | Central HP <5.4 tons | COLEMAN | HRCU-A-CB (Split System: Heat Pump with Remote Outdoor Unit-Air-Source) | HMH72B341 |  |  | XAFC30CXXN1+TXV | Z8ES120C20LMPS1 | 33000 | 17.5 | 8.5 | 33000 | 23400 | 70.91% | 2.04 | 0 | 9.5 |  |  |  |  | R-410A | 2.75 | Residential & Commercial | USHP
212383335 | Central HP <5.4 tons | KEEPRITE | HRCU-A-CB (Split System: Heat Pump with Remote Outdoor Unit-Air-Source) | DLCURAH36ABK |  |  | EA*4X36L21A* | *92ESN0801716A* | 35200 | 16 | 8.1 | 39000 | 35200 | 90.26% | 1.82 | 0 | 9.5 |  |  |  |  | R-410A | 2.9333 | Residential & Commercial | USHP
211386471 | Central HP <5.4 tons | COLEMAN | HRCU-A-CB (Split System: Heat Pump with Remote Outdoor Unit-Air-Source) | HMH72B341 |  |  | XAHD48FXXN1+TXV | TL8E080C16UH11 | 33600 | 16 | 8.1 | 32600 | 24200 | 74.23% | 2.04 | 0 | 9 |  |  |  |  | R-410A | 2.8 | Residential & Commercial | USHP
211386587 | Central HP <5.4 tons | COLEMAN | HRCU-A-CB (Split System: Heat Pump with Remote Outdoor Unit-Air-Source) | HMH72B341 |  |  | XAHC48FXXN1+JMET12CS2N1+TXV | 0 | 33800 | 17.5 | 8.5 | 32000 | 23400 | 73.12% | 2.08 | 0 | 9.5 |  |  |  |  | R-410A | 2.8167 | Residential & Commercial | USHP
213069597 | Central HP <5.4 tons | ACIQ | HRCU-A-CB (Split System: Heat Pump with Remote Outdoor Unit-Air-Source) | DLCURAH36ABK |  |  | EN(A,D)4X48L24** | *95ESN1002120A* | 36800 | 16 | 8.1 | 39500 | 35000 | 88.61% | 2.06 | 0 | 10.5 |  |  |  |  | R-410A | 3.0667 | Residential & Commercial | USHP | Ducted CEE Tier 1
214239353 | Central HP <5.4 tons | CARRIER | HRCU-A-CB (Split System: Heat Pump with Remote Outdoor Unit-Air-Source) | 25VNA837A*031* |  |  | CNPV*6024AL*+UI | 58TN*B090C21**20 | 32800 | 17.5 | 8.1 | 32200 | 24600 | 76.4% | 1.96 | 0 | 12 |  |  |  |  | R-410A | 2.7333 | Residential & Commercial | USHP | Ducted CEE Tier 1
214239373 | Central HP <5.4 tons | CARRIER | HRCU-A-CB (Split System: Heat Pump with Remote Outdoor Unit-Air-Source) | 25VNA837A*031* |  |  | CNPV*6024AL*+UI | 58TN*B135C24**22 | 32800 | 17.5 | 8.1 | 32200 | 24600 | 76.4% | 1.96 | 0 | 12 |  |  |  |  | R-410A | 2.7333 | Residential & Commercial | USHP | Ducted CEE Tier 1
214397602 | Central HP <5.4 tons | COLEMAN | HRCU-A-CB (Split System: Heat Pump with Remote Outdoor Unit-Air-Source) | HH860E2S11 |  |  | CTM60D5CHS1 | TM8E130D20MP11 | 54500 | 19 | 8.5 | 55000 | 40000 | 72.73% | 2 | 0 | 11.7 |  |  |  |  | R-454B | 4.5417 | Residential & Commercial | USHP | Ducted CEE Tier 1
214398017 | Central HP <5.4 tons | COLEMAN | HRCU-A-CB (Split System: Heat Pump with Remote Outdoor Unit-Air-Source) | HH860E2S11 |  |  | CTF60C5CHS1 | TMLE080C20MP11 | 53500 | 19 | 8.5 | 55000 | 39000 | 70.91% | 2 | 0 | 11 |  |  |  |  | R-454B | 4.4583 | Residential & Commercial | USHP | Ducted CEE Tier 1
214398271 | Central HP <5.4 tons | COLEMAN | HRCU-A-CB (Split System: Heat Pump with Remote Outdoor Unit-Air-Source) | HH860E2S11 |  |  | CTF60C5CGS1 | TPLC100C20MP13 | 44500 | 18 | 9 | 45000 | 33800 | 75.11% | 2 | 0 | 11 |  |  |  |  | R-454B | 3.7083 | Residential & Commercial | USHP | Ducted CEE Tier 1
214398436 | Central HP <5.4 tons | COLEMAN | HRCU-A-CB (Split System: Heat Pump with Remote Outdoor Unit-Air-Source) | HH860E2S11 |  |  | CTF60C5CHS1 | TMLE100C20MP11 | 53500 | 19 | 8.5 | 55000 | 39000 | 70.91% | 2 | 0 | 11 |  |  |  |  | R-454B | 4.4583 | Residential & Commercial | USHP | Ducted CEE Tier 1
213297003 | Central HP <5.4 tons | COLEMAN | HRCU-A-CB (Split System: Heat Pump with Remote Outdoor Unit-Air-Source) | HMH72B341 |  |  | XAFA30DXXN1+TXV | Z8ES040A12SMPS1 | 33800 | 17.5 | 8.1 | 33400 | 23400 | 70.06% | 2.04 | 0 | 10 |  |  |  |  | R-410A | 2.8167 | Residential & Commercial | USHP | Ducted CEE Tier 1
213297518 | Central HP <5.4 tons | COLEMAN | HRCU-A-CB (Split System: Heat Pump with Remote Outdoor Unit-Air-Source) | HMH72B341 |  |  | XAHC36DXXN1+TXV | Z8ES120C16SMPS1 | 34000 | 17.5 | 8.1 | 33400 | 24000 | 71.86% | 2.08 | 0 | 9.5 |  |  |  |  | R-410A | 2.8333 | Residential & Commercial | USHP
213297788 | Central HP <5.4 tons | COLEMAN | HRCU-A-CB (Split System: Heat Pump with Remote Outdoor Unit-Air-Source) | HMH72B341 |  |  | XAFC30CXXN1+TXV | Z8ES100B12SMPS1 | 33000 | 18 | 8.5 | 33000 | 23200 | 70.3% | 2.04 | 0 | 9.5 |  |  |  |  | R-410A | 2.75 | Residential & Commercial | USHP
213297888 | Central HP <5.4 tons | COLEMAN | HRCU-A-CB (Split System: Heat Pump with Remote Outdoor Unit-Air-Source) | HMH72B341 |  |  | XAUB30CXXN1+TXV | Z9ES080B12SMPS1 | 32600 | 17 | 8.1 | 33000 | 23200 | 70.3% | 2.02 | 0 | 9.5 |  |  |  |  | R-410A | 2.7167 | Residential & Commercial | USHP
215940591 | Central HP <5.4 tons | KEEPRITE | HRCU-A-CB (Split System: Heat Pump with Remote Outdoor Unit-Air-Source) | C5H3V36*K*AAA* |  |  | EVD5X38M17A*+WALLCON | *80CSU0601716B* | 35600 | 22 | 8.5 | 38000 | 28600 | 75.26% | 2.02 | 0 | 12 |  |  |  |  | R-454B | 2.9667 | Residential & Commercial | USHP | Ducted CEE Tier 1
215939891 | Central HP <5.4 tons | KEEPRITE | HRCU-A-CB (Split System: Heat Pump with Remote Outdoor Unit-Air-Source) | C5H3V36*K*AAA* |  |  | EA*5X61M21A*+WALLCON | *97CTN1002122A* | 34400 | 20.5 | 9.5 | 34200 | 26000 | 76.02% | 2.06 | 0 | 12 |  |  |  |  | R-454B | 2.8667 | Residential & Commercial | USHP | Ducted CEE Tier 1
215940141 | Central HP <5.4 tons | KEEPRITE | HRCU-A-CB (Split System: Heat Pump with Remote Outdoor Unit-Air-Source) | C5H3V36*K*AAA* |  |  | ESH5X48M12A*+WALLCON | *97CTN0801716A* | 33400 | 19 | 9 | 35200 | 27000 | 76.7% | 1.92 | 0 | 11 |  |  |  |  | R-454B | 2.7833 | Residential & Commercial | USHP | Ducted CEE Tier 1
216030980 | Central HP <5.4 tons | MOOVAIR | HRCU-A-CB (Split System: Heat Pump with Remote Outdoor Unit-Air-Source) | MSHMA60R2AN1 |  |  | MAHHA60R4AS1 | 0 | 54000 | 17.5 | 9.5 | 55000 | 54000 | 98.18% | 1.9 | 0 | 12 |  |  |  |  | R-454B | 4.5 | Residential & Commercial | USHP | Ducted CEE Tier 1
215941161 | Central HP <5.4 tons | KEEPRITE | HRCU-A-CB (Split System: Heat Pump with Remote Outdoor Unit-Air-Source) | C5H3V48*K*AAA* |  |  | ESH5X48M12A*+WALLCON | *80CSU0601716B* | 44000 | 20 | 9 | 48500 | 36600 | 75.46% | 1.8 | 0 | 11 |  |  |  |  | R-454B | 3.6667 | Residential & Commercial | USHP | Ducted CEE Tier 1
215940991 | Central HP <5.4 tons | KEEPRITE | HRCU-A-CB (Split System: Heat Pump with Remote Outdoor Unit-Air-Source) | C5H3V48*K*AAA* |  |  | EA*5X48M21A*+WALLCON | *97CTN1002122A* | 43500 | 21 | 9.5 | 48000 | 36400 | 75.83% | 2 | 0 | 10.5 |  |  |  |  | R-454B | 3.625 | Residential & Commercial | USHP | Ducted CEE Tier 1
212981206 | Central HP <5.4 tons | CARRIER | HRCU-A-CB (Split System: Heat Pump with Remote Outdoor Unit-Air-Source) | 38MURAQ36AB3* |  |  | CAP**4824AL* | 58S(B,C)*B135M24**20 | 35800 | 16.5 | 8.5 | 37800 | 34600 | 91.53% | 2.02 | 0 | 10 |  |  |  |  | R-410A | 2.9833 | Residential & Commercial | USHP | Ducted CEE Tier 1
215678189 | Central HP <5.4 tons | DAY & NIGHT | HRCU-A-CB (Split System: Heat Pump with Remote Outdoor Unit-Air-Source) | C5H0V24*K*AAA* |  |  | EA*5X24M17A*+WALLCON | *80CSU0401712B* | 23000 | 16.5 | 8.5 | 24000 | 16800 | 70% | 1.98 | 0 | 10 |  |  |  |  | R-454B | 1.9167 | Residential & Commercial | USHP | Ducted CEE Tier 1
215678239 | Central HP <5.4 tons | DAY & NIGHT | HRCU-A-CB (Split System: Heat Pump with Remote Outdoor Unit-Air-Source) | C5H0V24*K*AAA* |  |  | EA*5X25M17A*+WALLCON | *80CSU0601716B* | 24000 | 17 | 9 | 23200 | 16300 | 70.26% | 2.02 | 0 | 10.5 |  |  |  |  | R-454B | 2 | Residential & Commercial | USHP | Ducted CEE Tier 1
215678289 | Central HP <5.4 tons | DAY & NIGHT | HRCU-A-CB (Split System: Heat Pump with Remote Outdoor Unit-Air-Source) | C5H0V24*K*AAA* |  |  | EA*5X30M17A*+WALLCON | *97CTN0601716A* | 23000 | 16.5 | 9 | 24000 | 16800 | 70% | 1.86 | 0 | 10 |  |  |  |  | R-454B | 1.9167 | Residential & Commercial | USHP | Ducted CEE Tier 1
213069456 | Central HP <5.4 tons | ACIQ | HRCU-A-CB (Split System: Heat Pump with Remote Outdoor Unit-Air-Source) | DLCURAH36ABK |  |  | EA*4X48L21A* | *92ESN0802120A* | 35600 | 16.5 | 8.5 | 37800 | 34600 | 91.53% | 2.04 | 0 | 10 |  |  |  |  | R-410A | 2.9667 | Residential & Commercial | USHP | Ducted CEE Tier 1
213069474 | Central HP <5.4 tons | ACIQ | HRCU-A-CB (Split System: Heat Pump with Remote Outdoor Unit-Air-Source) | DLCURAH36ABK |  |  | EA*4X48L21A* | *96VTN1002120A* | 36200 | 15.5 | 8.5 | 38500 | 34800 | 90.39% | 2.08 | 0 | 10 |  |  |  |  | R-410A | 3.0167 | Residential & Commercial | USHP | Ducted CEE Tier 1
213069581 | Central HP <5.4 tons | ACIQ | HRCU-A-CB (Split System: Heat Pump with Remote Outdoor Unit-Air-Source) | DLCURAH36ABK |  |  | EN(A,D)4X48L24** | *80ES(N,L)1102420A* | 36000 | 16.5 | 8.1 | 38500 | 34800 | 90.39% | 2.02 | 0 | 10.5 |  |  |  |  | R-410A | 3 | Residential & Commercial | USHP | Ducted CEE Tier 1
214295967 | Central HP <5.4 tons | MOOVAIR | HRCU-A-CB (Split System: Heat Pump with Remote Outdoor Unit-Air-Source) | DMC36HOS20230E7 |  |  | FMA36HIAHUU230X7 | 0 | 35000 | 16.3 | 9.5 | 39000 | 38000 | 97.44% | 1.8 | 0 | 11.7 |  |  |  |  | R-410A | 2.9167 | Residential & Commercial | USHP | Ducted CEE Tier 1
213488871 | Central HP <5.4 tons | Dettson | HRCU-A-CB (Split System: Heat Pump with Remote Outdoor Unit-Air-Source) | EVD-36-O-S |  |  | EVD-36-I | 0 | 35000 | 16.3 | 9.5 | 39000 | 38000 | 97.44% | 1.8 | 0 | 11.7 |  |  |  |  | R-410A | 2.9167 | Residential & Commercial | USHP | Ducted CEE Tier 1
212361365 | Central HP <5.4 tons | TOSOT | HRCU-A-C (Split System: Heat Pump with Remote Outdoor Unit with No Indoor Fan --Air Source) | TU36-24WADU |  |  | TCAT24F/NAA | 0 | 23000 | 15.2 | 8.5 | 24000 | 21600 | 90% | 1.8 | 0 | 11 |  |  |  |  | R-410A | 1.9167 | Residential & Commercial | USHP | Ducted CEE Tier 1
215940941 | Central HP <5.4 tons | KEEPRITE | HRCU-A-CB (Split System: Heat Pump with Remote Outdoor Unit-Air-Source) | C5H3V48*K*AAA* |  |  | EA*5X48M21A*+WALLCON | *96CTN0802120B* | 43500 | 20.5 | 9.5 | 48000 | 36600 | 76.25% | 2 | 0 | 10.5 |  |  |  |  | R-454B | 3.625 | Residential & Commercial | USHP | Ducted CEE Tier 1
216411131 | Central HP <5.4 tons | COLEMAN | HRCU-A-CB (Split System: Heat Pump with Remote Outdoor Unit-Air-Source) | HMH72B341 |  |  | XAHC36DBCN1 | Z9ET080C16SMPS1 | 33800 | 17.5 | 8.5 | 34200 | 24000 | 70.18% | 2.04 | 0 | 9.5 |  |  |  |  | R-410A | 2.8167 | Residential & Commercial | USHP
216770142 | Central HP <5.4 tons | TOSOT | HRCU-A-C (Split System: Heat Pump with Remote Outdoor Unit with No Indoor Fan --Air Source) | TU60W-EDU |  |  | TCAC60H/NHA | 0 | 52000 | 15.2 | 8.5 | 53000 | 40000 | 75.47% | 1.8 | 0 | 9.5 |  |  |  |  | R-32 | 4.3333 | Residential & Commercial | USHP
215678369 | Central HP <5.4 tons | DAY & NIGHT | HRCU-A-CB (Split System: Heat Pump with Remote Outdoor Unit-Air-Source) | C5H0V24*K*AAA* |  |  | EA*5X37M17A*+WALLCON | *97CTN0601716A* | 23600 | 16.5 | 9 | 23600 | 16600 | 70.34% | 1.98 | 0 | 10 |  |  |  |  | R-454B | 1.9667 | Residential & Commercial | USHP | Ducted CEE Tier 1
214397792 | Central HP <5.4 tons | COLEMAN | HRCU-A-CB (Split System: Heat Pump with Remote Outdoor Unit-Air-Source) | HH836E2S11 |  |  | CTM48C5CFS1+JME12C2SN1 | 0 | 34000 | 19 | 9 | 31400 | 25200 | 80.25% | 2 | 0 | 11.7 |  |  |  |  | R-454B | 2.8333 | Residential & Commercial | USHP | Ducted CEE Tier 1
214398142 | Central HP <5.4 tons | COLEMAN | HRCU-A-CB (Split System: Heat Pump with Remote Outdoor Unit-Air-Source) | HH836E2S11 |  |  | CTM36C5CDS1 | TM9Y080C16MP11 | 33200 | 18 | 9 | 31200 | 25200 | 80.77% | 2 | 0 | 11 |  |  |  |  | R-454B | 2.7667 | Residential & Commercial | USHP | Ducted CEE Tier 1
214398496 | Central HP <5.4 tons | COLEMAN | HRCU-A-CB (Split System: Heat Pump with Remote Outdoor Unit-Air-Source) | HH836E2S11 |  |  | CTF36C5CDS1+JMVT16CC2N1 | 0 | 34800 | 19 | 9 | 32200 | 25800 | 80.12% | 2 | 0 | 11.7 |  |  |  |  | R-454B | 2.9 | Residential & Commercial | USHP | Ducted CEE Tier 1
214398580 | Central HP <5.4 tons | COLEMAN | HRCU-A-CB (Split System: Heat Pump with Remote Outdoor Unit-Air-Source) | HH836E2S11 |  |  | CTM48C5CFS1 | TP9C100C20MP13 | 34200 | 19 | 9 | 32600 | 25800 | 79.14% | 2 | 0 | 11 |  |  |  |  | R-454B | 2.85 | Residential & Commercial | USHP | Ducted CEE Tier 1
215828265 | Central HP <5.4 tons | TOSOT | HRCU-A-CB (Split System: Heat Pump with Remote Outdoor Unit-Air-Source) | TU36-24WADU |  |  | TCAT24F/NAA | EL297UH070XV36B | 23000 | 15.5 | 8.5 | 24000 | 16800 | 70% | 1.75 | 0 | 11 |  |  |  |  | R-410A | 1.9167 | Residential & Commercial | USHP | Ducted CEE Tier 1
215942447 | Central HP <5.4 tons | KEEPRITE | HRCU-A-CB (Split System: Heat Pump with Remote Outdoor Unit-Air-Source) | C5H3V36*K*AAA* |  |  | EVM5X61M24A*+WALLCON | *97CMN0802120B* | 36000 | 22 | 8.5 | 37400 | 28200 | 75.4% | 2.04 | 0 | 12.5 |  |  |  |  | R-454B | 3 | Residential & Commercial | USHP | Ducted CEE Tier 1
215939641 | Central HP <5.4 tons | KEEPRITE | HRCU-A-CB (Split System: Heat Pump with Remote Outdoor Unit-Air-Source) | C5H3V36*K*AAA* |  |  | EA*5X36M17A*+WALLCON | *97CTN0801716A* | 32000 | 19 | 9.5 | 35600 | 27400 | 76.97% | 1.98 | 0 | 10.5 |  |  |  |  | R-454B | 2.6667 | Residential & Commercial | USHP | Ducted CEE Tier 1
215939741 | Central HP <5.4 tons | KEEPRITE | HRCU-A-CB (Split System: Heat Pump with Remote Outdoor Unit-Air-Source) | C5H3V36*K*AAA* |  |  | EA*5X48M21A*+WALLCON | *80CSU0601716B* | 33400 | 20.5 | 9.5 | 34400 | 26200 | 76.16% | 2.04 | 0 | 11.7 |  |  |  |  | R-454B | 2.7833 | Residential & Commercial | USHP | Ducted CEE Tier 1
215939991 | Central HP <5.4 tons | KEEPRITE | HRCU-A-CB (Split System: Heat Pump with Remote Outdoor Unit-Air-Source) | C5H3V36*K*AAA* |  |  | ESH5X36M12A*+WALLCON | *97CTN0802120A* | 33200 | 19 | 9 | 35000 | 26800 | 76.57% | 1.92 | 0 | 11 |  |  |  |  | R-454B | 2.7667 | Residential & Commercial | USHP | Ducted CEE Tier 1
215682769 | Central HP <5.4 tons | DAY & NIGHT | HRCU-A-CB (Split System: Heat Pump with Remote Outdoor Unit-Air-Source) | C5H0V60*K*AAA* |  |  | ESH5X60M12A*+WALLCON | *97CTN0802120A* | 55500 | 17 | 8.5 | 60000 | 42000 | 70% | 1.9 | 0 | 8.5 |  |  |  |  | R-454B | 4.625 | Residential & Commercial | USHP
215682869 | Central HP <5.4 tons | DAY & NIGHT | HRCU-A-CB (Split System: Heat Pump with Remote Outdoor Unit-Air-Source) | C5H0V60*K*AAA* |  |  | EVM5X60M24A*+WALLCON | *96CTN0802120B* | 56500 | 18 | 9 | 63500 | 44500 | 70.08% | 2.08 | 0 | 9 |  |  |  |  | R-454B | 4.7083 | Residential & Commercial | USHP
214720063 | Central HP <5.4 tons | COLEMAN | HRCU-A-CB (Split System: Heat Pump with Remote Outdoor Unit-Air-Source) | HH836E2S11 |  |  | CTU48C5XFS1+TXV | TMLV100C16MP12 | 33400 | 18 | 9 | 31600 | 25400 | 80.38% | 2 | 0 | 11 |  |  |  |  | R-454B | 2.7833 | Residential & Commercial | USHP | Ducted CEE Tier 1
214719863 | Central HP <5.4 tons | COLEMAN | HRCU-A-CB (Split System: Heat Pump with Remote Outdoor Unit-Air-Source) | HH836E2S11 |  |  | CTU48C5XFS1+TXV | TMLE120C20MP11 | 34400 | 17 | 8.5 | 32400 | 25600 | 79.01% | 2 | 0 | 11 |  |  |  |  | R-454B | 2.8667 | Residential & Commercial | USHP | Ducted CEE Tier 1
213770595 | Central HP <5.4 tons | CARRIER | HRCU-A-CB (Split System: Heat Pump with Remote Outdoor Unit-Air-Source) | 25VNA825A*031* |  |  | CAP**2517AL*+UI | 58TN*B070C14**12 | 24400 | 16.5 | 8.5 | 21200 | 16600 | 78.3% | 2.02 | 0 | 11 |  |  |  |  | R-410A | 2.0333 | Residential & Commercial | USHP | Ducted CEE Tier 1
211397077 | Central HP <5.4 tons | FRASER-JOHNSTON | HRCU-A-CB (Split System: Heat Pump with Remote Outdoor Unit-Air-Source) | HMH72B341 |  |  | XAHC48FXXN1+TXV | TMLV120C20MP12 | 33800 | 16.5 | 8.5 | 32400 | 23800 | 73.46% | 2.06 | 0 | 9 |  |  |  |  | R-410A | 2.8167 | Residential & Commercial | USHP
211397179 | Central HP <5.4 tons | FRASER-JOHNSTON | HRCU-A-CB (Split System: Heat Pump with Remote Outdoor Unit-Air-Source) | HMH72B341 |  |  | XAHC48FBCN1 | TPLC120C20MP13 | 33800 | 16.5 | 8.5 | 32400 | 23800 | 73.46% | 2.06 | 0 | 9 |  |  |  |  | R-410A | 2.8167 | Residential & Commercial | USHP
211397344 | Central HP <5.4 tons | FRASER-JOHNSTON | HRCU-A-CB (Split System: Heat Pump with Remote Outdoor Unit-Air-Source) | HMH72B341 |  |  | XAHD48FBCN1 | TPLC100C16MP13 | 33600 | 16 | 8.5 | 32400 | 23800 | 73.46% | 2.06 | 0 | 9 |  |  |  |  | R-410A | 2.8 | Residential & Commercial | USHP
211397394 | Central HP <5.4 tons | FRASER-JOHNSTON | HRCU-A-CB (Split System: Heat Pump with Remote Outdoor Unit-Air-Source) | HMH72B341 |  |  | XAHC48FXXN1+TXV | TMLV100C16MP12 | 33600 | 16.5 | 8.5 | 32400 | 23800 | 73.46% | 2.06 | 0 | 9 |  |  |  |  | R-410A | 2.8 | Residential & Commercial | USHP
210470614 | Central HP <5.4 tons | KENMORE | HRCU-A-CB (Split System: Heat Pump with Remote Outdoor Unit-Air-Source) | (C,H,T)VH837GKA2* |  |  | EA*4X61L24A*+WALLCON | *97CMN1202422A* | 33200 | 17.5 | 8.5 | 32000 | 25000 | 78.12% | 2 | 0 | 11.7 |  |  |  |  | R-410A | 2.7667 | Residential & Commercial | USHP | Ducted CEE Tier 1
215935391 | Central HP <5.4 tons | KEEPRITE | HRCU-A-CB (Split System: Heat Pump with Remote Outdoor Unit-Air-Source) | C5H3V36*K*AAA* |  |  | EVM5X60M24A*+WALLCON | *95CSU1002122B* | 35600 | 22 | 8.5 | 38000 | 28400 | 74.74% | 2.06 | 0 | 12.5 |  |  |  |  | R-454B | 2.9667 | Residential & Commercial | USHP | Ducted CEE Tier 1
215935491 | Central HP <5.4 tons | KEEPRITE | HRCU-A-CB (Split System: Heat Pump with Remote Outdoor Unit-Air-Source) | C5H3V36*K*AAA* |  |  | EVM5X61M24A*+WALLCON | *95CSU1002122B* | 36000 | 22.5 | 8.5 | 37600 | 28200 | 75% | 2.06 | 0 | 12.5 |  |  |  |  | R-454B | 3 | Residential & Commercial | USHP | Ducted CEE Tier 1
215936661 | Central HP <5.4 tons | KEEPRITE | HRCU-A-CB (Split System: Heat Pump with Remote Outdoor Unit-Air-Source) | C5H3V36*K*AAA* |  |  | EVD5X60M21A*+WALLCON | *95CSU0802120B* | 35600 | 21.5 | 8.5 | 38000 | 28600 | 75.26% | 2.04 | 0 | 12 |  |  |  |  | R-454B | 2.9667 | Residential & Commercial | USHP | Ducted CEE Tier 1
214239303 | Central HP <5.4 tons | CARRIER | HRCU-A-CB (Split System: Heat Pump with Remote Outdoor Unit-Air-Source) | 25VNA837A*031* |  |  | CNPV*4824AL*+UI | 58TN*B135C24**22 | 32400 | 17 | 8.1 | 32600 | 24600 | 75.46% | 1.96 | 0 | 11.7 |  |  |  |  | R-410A | 2.7 | Residential & Commercial | USHP | Ducted CEE Tier 1
213386697 | Central HP <5.4 tons | Dettson | HRCU-A-C (Split System: Heat Pump with Remote Outdoor Unit with No Indoor Fan --Air Source) | EVD-36-O-S |  |  | MAC36H2124E | 0 | 35000 | 15.2 | 8.5 | 36000 | 30000 | 83.33% | 1.8 | 0 | 10 |  |  |  |  | R-410A | 2.9167 | Residential & Commercial | USHP | Ducted CEE Tier 1
213607653 | Central HP <5.4 tons | DAY & NIGHT | HRCU-A-CB (Split System: Heat Pump with Remote Outdoor Unit-Air-Source) | DLCURAH24ABK |  |  | FTMA4X24L0B* | 0 | 24600 | 17 | 9.5 | 26000 | 22200 | 85.38% | 1.84 | 0 | 10 |  |  |  |  | R-410A | 2.05 | Residential & Commercial | USHP | Ducted CEE Tier 1
211244928 | Central HP <5.4 tons | KEEPRITE | HRCU-A-CB (Split System: Heat Pump with Remote Outdoor Unit-Air-Source) | DLCURAH24ABK |  |  | EN(A,D,W)4X36L17** | *80ES(N,L)0701716A* | 24800 | 16 | 8.1 | 26800 | 22200 | 82.84% | 1.82 | 0 | 10.5 |  |  |  |  | R-410A | 2.0667 | Residential & Commercial | USHP | Ducted CEE Tier 1
215677999 | Central HP <5.4 tons | DAY & NIGHT | HRCU-A-CB (Split System: Heat Pump with Remote Outdoor Unit-Air-Source) | C5H0V60*K*AAA* |  |  | EA*5X61M24A*+WALLCON | *97CMN1002122B* | 56000 | 18.5 | 9 | 60000 | 42000 | 70% | 2.02 | 0 | 9 |  |  |  |  | R-454B | 4.6667 | Residential & Commercial | USHP
214719903 | Central HP <5.4 tons | COLEMAN | HRCU-A-CB (Split System: Heat Pump with Remote Outdoor Unit-Air-Source) | HH836E2S11 |  |  | CTU48C5XFS1+TXV | CP9C080C16MP13 | 33200 | 18 | 9 | 31600 | 25400 | 80.38% | 2 | 0 | 11 |  |  |  |  | R-454B | 2.7667 | Residential & Commercial | USHP | Ducted CEE Tier 1
214296068 | Central HP <5.4 tons | Econas | HRCU-A-C (Split System: Heat Pump with Remote Outdoor Unit with No Indoor Fan --Air Source) | EOD30-24HFN1-MW |  |  | EVBM-24A18T3N1 | 0 | 24000 | 16.1 | 9.8 | 25000 | 20000 | 80% | 2 | 0 | 10.7 |  |  |  |  | R-410A | 2 | Residential & Commercial | USHP | Ducted CEE Tier 1
215678399 | Central HP <5.4 tons | DAY & NIGHT | HRCU-A-CB (Split System: Heat Pump with Remote Outdoor Unit-Air-Source) | C5H0V24*K*AAA* |  |  | EA*5X37M21A*+WALLCON | *80CSU0601716B* | 24200 | 17.5 | 9 | 23200 | 16300 | 70.26% | 2.02 | 0 | 10.5 |  |  |  |  | R-454B | 2.0167 | Residential & Commercial | USHP | Ducted CEE Tier 1
213296973 | Central HP <5.4 tons | COLEMAN | HRCU-A-CB (Split System: Heat Pump with Remote Outdoor Unit-Air-Source) | HMH72B341 |  |  | XAFB36DXXN1+TXV | Z8ES080B12SMPS1 | 34000 | 18 | 8.1 | 33400 | 24000 | 71.86% | 2.08 | 0 | 10 |  |  |  |  | R-410A | 2.8333 | Residential & Commercial | USHP | Ducted CEE Tier 1
214397751 | Central HP <5.4 tons | COLEMAN | HRCU-A-CB (Split System: Heat Pump with Remote Outdoor Unit-Air-Source) | HH836E2S11 |  |  | CTF36C5CDS1 | TMLV100C16MP12 | 34000 | 18 | 8.5 | 31600 | 26000 | 82.28% | 2 | 0 | 11 |  |  |  |  | R-454B | 2.8333 | Residential & Commercial | USHP | Ducted CEE Tier 1
214397802 | Central HP <5.4 tons | COLEMAN | HRCU-A-CB (Split System: Heat Pump with Remote Outdoor Unit-Air-Source) | HH836E2S11 |  |  | CTM48C5CFS1 | TM9Y100C16MP11 | 32800 | 19 | 9 | 31000 | 25200 | 81.29% | 2 | 0 | 11 |  |  |  |  | R-454B | 2.7333 | Residential & Commercial | USHP | Ducted CEE Tier 1
214398186 | Central HP <5.4 tons | COLEMAN | HRCU-A-CB (Split System: Heat Pump with Remote Outdoor Unit-Air-Source) | HH836E2S11 |  |  | CTM36C5CDS1 | TL8E080C16UH11 | 34000 | 18 | 8.5 | 32200 | 26400 | 81.99% | 2 | 0 | 11 |  |  |  |  | R-454B | 2.8333 | Residential & Commercial | USHP | Ducted CEE Tier 1
214398538 | Central HP <5.4 tons | COLEMAN | HRCU-A-CB (Split System: Heat Pump with Remote Outdoor Unit-Air-Source) | HH836E2S11 |  |  | CTF36B5CDS1 | TP9C080B12MP13 | 33000 | 18 | 8.5 | 30800 | 25000 | 81.17% | 2 | 0 | 11 |  |  |  |  | R-454B | 2.75 | Residential & Commercial | USHP | Ducted CEE Tier 1
214398570 | Central HP <5.4 tons | COLEMAN | HRCU-A-CB (Split System: Heat Pump with Remote Outdoor Unit-Air-Source) | HH836E2S11 |  |  | CTF48C5CFS1+JMVT17CC2N1 | 0 | 34400 | 19 | 9 | 32000 | 25200 | 78.75% | 2 | 0 | 11.7 |  |  |  |  | R-454B | 2.8667 | Residential & Commercial | USHP | Ducted CEE Tier 1
214398585 | Central HP <5.4 tons | COLEMAN | HRCU-A-CB (Split System: Heat Pump with Remote Outdoor Unit-Air-Source) | HH836E2S11 |  |  | CTM48C5CFS1 | CP9C100C20MP13 | 34200 | 19 | 9 | 32600 | 25800 | 79.14% | 2 | 0 | 11 |  |  |  |  | R-454B | 2.85 | Residential & Commercial | USHP | Ducted CEE Tier 1
215912252 | Central HP <5.4 tons | COLEMAN | HRCU-A-CB (Split System: Heat Pump with Remote Outdoor Unit-Air-Source) | HH824E2S11 |  |  | CTM36B5ADS1 | TM9Y080B12MP11 | 23000 | 18 | 9.5 | 23000 | 18500 | 80.43% | 2 | 0 | 12 |  |  |  |  | R-454B | 1.9167 | Residential & Commercial | USHP | Ducted CEE Tier 1
214649808 | Central HP <5.4 tons | COLEMAN | HRCU-A-CB (Split System: Heat Pump with Remote Outdoor Unit-Air-Source) | HH824E2S11 |  |  | CTU30B5XCS1+TXV | TM8E080B12MP11 | 23000 | 17 | 9.5 | 23000 | 18400 | 80% | 2 | 0 | 12 |  |  |  |  | R-454B | 1.9167 | Residential & Commercial | USHP | Ducted CEE Tier 1
215678279 | Central HP <5.4 tons | DAY & NIGHT | HRCU-A-CB (Split System: Heat Pump with Remote Outdoor Unit-Air-Source) | C5H0V24*K*AAA* |  |  | EA*5X30M17A*+WALLCON | *80CSU0601716B* | 23200 | 17 | 8.5 | 23600 | 16600 | 70.34% | 1.98 | 0 | 10 |  |  |  |  | R-454B | 1.9333 | Residential & Commercial | USHP | Ducted CEE Tier 1
215678329 | Central HP <5.4 tons | DAY & NIGHT | HRCU-A-CB (Split System: Heat Pump with Remote Outdoor Unit-Air-Source) | C5H0V24*K*AAA* |  |  | EA*5X36M17A*+WALLCON | *97CTN0601716A* | 23000 | 16.5 | 9 | 23800 | 16700 | 70.17% | 1.98 | 0 | 10 |  |  |  |  | R-454B | 1.9167 | Residential & Commercial | USHP | Ducted CEE Tier 1
215678409 | Central HP <5.4 tons | DAY & NIGHT | HRCU-A-CB (Split System: Heat Pump with Remote Outdoor Unit-Air-Source) | C5H0V24*K*AAA* |  |  | EA*5X37M21A*+WALLCON | *97CTN0601716A* | 24000 | 17 | 9 | 23400 | 16400 | 70.09% | 2.02 | 0 | 10.5 |  |  |  |  | R-454B | 2 | Residential & Commercial | USHP | Ducted CEE Tier 1
214650359 | Central HP <5.4 tons | COLEMAN | HRCU-A-CB (Split System: Heat Pump with Remote Outdoor Unit-Air-Source) | HH824E2S11 |  |  | CTU36B5XDS1+TXV | TM9Y060B12MP11 | 23000 | 18 | 9.5 | 23000 | 18400 | 80% | 2 | 0 | 12 |  |  |  |  | R-454B | 1.9167 | Residential & Commercial | USHP | Ducted CEE Tier 1
211386746 | Central HP <5.4 tons | COLEMAN | HRCU-A-CB (Split System: Heat Pump with Remote Outdoor Unit-Air-Source) | HMH72B341 |  |  | XAFC36DXXN1+TXV | TM9Y100C16MP11 | 34000 | 17 | 8.1 | 34000 | 24400 | 71.76% | 2.08 | 0 | 9.5 |  |  |  |  | R-410A | 2.8333 | Residential & Commercial | USHP
214651060 | Central HP <5.4 tons | COLEMAN | HRCU-A-CB (Split System: Heat Pump with Remote Outdoor Unit-Air-Source) | HH824E2S11 |  |  | CTU36B5XDS1+TXV | Z8ES080B12SMPS1 | 23000 | 19 | 9.5 | 23000 | 18600 | 80.87% | 2 | 0 | 12 |  |  |  |  | R-454B | 1.9167 | Residential & Commercial | USHP | Ducted CEE Tier 1
211230959 | Central HP <5.4 tons | CARRIER | HRCU-A-CB (Split System: Heat Pump with Remote Outdoor Unit-Air-Source) | 38MURAQ36AB3* |  |  | CNPV*4824AL* | GG96VTAA66120D | 36200 | 16 | 8.1 | 38500 | 34800 | 90.39% | 2.02 | 0 | 10 |  |  |  |  | R-410A | 3.0167 | Residential & Commercial | USHP | Ducted CEE Tier 1
211397903 | Central HP <5.4 tons | FRASER-JOHNSTON | HRCU-A-CB (Split System: Heat Pump with Remote Outdoor Unit-Air-Source) | HMH72B341 |  |  | XAUC48FXXN1+TXV | TPLC100C16MP13 | 34000 | 16.5 | 8.5 | 33200 | 24400 | 73.49% | 2.1 | 0 | 9 |  |  |  |  | R-410A | 2.8333 | Residential & Commercial | USHP
211398210 | Central HP <5.4 tons | FRASER-JOHNSTON | HRCU-A-CB (Split System: Heat Pump with Remote Outdoor Unit-Air-Source) | HMH72B341 |  |  | XAFD48FXXN1+TXV | TM8E120C16MP11 | 33600 | 17 | 8.5 | 32400 | 23600 | 72.84% | 2.08 | 0 | 9.5 |  |  |  |  | R-410A | 2.8 | Residential & Commercial | USHP
211398392 | Central HP <5.4 tons | FRASER-JOHNSTON | HRCU-A-CB (Split System: Heat Pump with Remote Outdoor Unit-Air-Source) | HMH72B341 |  |  | XAHD48FBCN1 | TMLE100C16MP11 | 32800 | 16.5 | 8.5 | 31600 | 23200 | 73.42% | 2.02 | 0 | 9.5 |  |  |  |  | R-410A | 2.7333 | Residential & Commercial | USHP
215679249 | Central HP <5.4 tons | DAY & NIGHT | HRCU-A-CB (Split System: Heat Pump with Remote Outdoor Unit-Air-Source) | C5H0V36*K*AAA* |  |  | EA*5X37M17A*+WALLCON | *80CSU0601716B* | 34000 | 17 | 9 | 35600 | 25400 | 71.35% | 1.86 | 0 | 9.5 |  |  |  |  | R-454B | 2.8333 | Residential & Commercial | USHP
213071478 | Central HP <5.4 tons | ACIQ | HRCU-A-CB (Split System: Heat Pump with Remote Outdoor Unit-Air-Source) | DLCURAH24ABK |  |  | EN(A,D)4X30L17** | *80ESU0601716A | 24800 | 16.5 | 8.5 | 26600 | 22200 | 83.46% | 1.84 | 0 | 10.5 |  |  |  |  | R-410A | 2.0667 | Residential & Commercial | USHP | Ducted CEE Tier 1
213071803 | Central HP <5.4 tons | ACIQ | HRCU-A-CB (Split System: Heat Pump with Remote Outdoor Unit-Air-Source) | DLCURAH24ABK |  |  | EN(A,D)4X36L21** | *80VTL0902120A* | 23800 | 16.5 | 8.1 | 26000 | 23200 | 89.23% | 1.92 | 0 | 10.5 |  |  |  |  | R-410A | 1.9833 | Residential & Commercial | USHP | Ducted CEE Tier 1
215936241 | Central HP <5.4 tons | KEEPRITE | HRCU-A-CB (Split System: Heat Pump with Remote Outdoor Unit-Air-Source) | C5H3V36*K*AAA* |  |  | EVD5X42M24A*+WALLCON | *97CMN1002122B* | 35600 | 22 | 8.5 | 38000 | 28400 | 74.74% | 2.04 | 0 | 12.5 |  |  |  |  | R-454B | 2.9667 | Residential & Commercial | USHP | Ducted CEE Tier 1
215936441 | Central HP <5.4 tons | KEEPRITE | HRCU-A-CB (Split System: Heat Pump with Remote Outdoor Unit-Air-Source) | C5H3V36*K*AAA* |  |  | EVD5X49M24A*+WALLCON | *80CTL0702120B* | 35400 | 21.5 | 8.5 | 38000 | 28600 | 75.26% | 2.04 | 0 | 12 |  |  |  |  | R-454B | 2.95 | Residential & Commercial | USHP | Ducted CEE Tier 1
215935891 | Central HP <5.4 tons | KEEPRITE | HRCU-A-CB (Split System: Heat Pump with Remote Outdoor Unit-Air-Source) | C5H3V36*K*AAA* |  |  | EVD5X38M17A*+WALLCON | *97CMN0801714B* | 35200 | 21 | 8.5 | 38500 | 29200 | 75.84% | 2 | 0 | 11.7 |  |  |  |  | R-454B | 2.9333 | Residential & Commercial | USHP | Ducted CEE Tier 1
212383296 | Central HP <5.4 tons | KEEPRITE | HRCU-A-CB (Split System: Heat Pump with Remote Outdoor Unit-Air-Source) | DLCURAH36ABK |  |  | EA*4X36L21A* | *80ES(N,L)0901714A* | 35600 | 15.5 | 8.1 | 39500 | 35200 | 89.11% | 1.84 | 0 | 9.5 |  |  |  |  | R-410A | 2.9667 | Residential & Commercial | USHP
214397664 | Central HP <5.4 tons | COLEMAN | HRCU-A-CB (Split System: Heat Pump with Remote Outdoor Unit-Air-Source) | HH836E2S11 |  |  | CTF36C5CDS1 | TM8E080C16MP11 | 33800 | 18 | 8.5 | 31400 | 25600 | 81.53% | 2 | 0 | 11 |  |  |  |  | R-454B | 2.8167 | Residential & Commercial | USHP | Ducted CEE Tier 1
214397812 | Central HP <5.4 tons | COLEMAN | HRCU-A-CB (Split System: Heat Pump with Remote Outdoor Unit-Air-Source) | HH836E2S11 |  |  | CTF48C5CFS1 | TMLE080C20MP11 | 34600 | 17 | 8.5 | 32800 | 25800 | 78.66% | 2 | 0 | 11 |  |  |  |  | R-454B | 2.8833 | Residential & Commercial | USHP | Ducted CEE Tier 1
213297348 | Central HP <5.4 tons | COLEMAN | HRCU-A-CB (Split System: Heat Pump with Remote Outdoor Unit-Air-Source) | HMH72B341 |  |  | XAFC36DBCN1 | Z8ES100C20LMPS1 | 34000 | 17.5 | 8.5 | 33400 | 24200 | 72.46% | 2.14 | 0 | 9.5 |  |  |  |  | R-410A | 2.8333 | Residential & Commercial | USHP
213297548 | Central HP <5.4 tons | COLEMAN | HRCU-A-CB (Split System: Heat Pump with Remote Outdoor Unit-Air-Source) | HMH72B341 |  |  | XAHC36DBCN1 | Z8ES100C20SMPS1 | 34000 | 17 | 8.5 | 33400 | 23600 | 70.66% | 2.08 | 0 | 9.5 |  |  |  |  | R-410A | 2.8333 | Residential & Commercial | USHP
213297623 | Central HP <5.4 tons | COLEMAN | HRCU-A-CB (Split System: Heat Pump with Remote Outdoor Unit-Air-Source) | HMH72B341 |  |  | XAHC36DBCN1 | Z8ES080C16LMPS1 | 34000 | 17.5 | 8.5 | 33400 | 23600 | 70.66% | 2.08 | 0 | 10 |  |  |  |  | R-410A | 2.8333 | Residential & Commercial | USHP | Ducted CEE Tier 1
213297893 | Central HP <5.4 tons | COLEMAN | HRCU-A-CB (Split System: Heat Pump with Remote Outdoor Unit-Air-Source) | HMH72B341 |  |  | XAFB36DXXN1+TXV | Z9ES060A10SMPS1 | 33400 | 18.5 | 8.1 | 32800 | 23200 | 70.73% | 2.02 | 0 | 9.5 |  |  |  |  | R-410A | 2.7833 | Residential & Commercial | USHP
213297948 | Central HP <5.4 tons | COLEMAN | HRCU-A-CB (Split System: Heat Pump with Remote Outdoor Unit-Air-Source) | HMH72B341 |  |  | XAFD48FBCN1 | Z8ES120C16SMPS1 | 34000 | 16.5 | 8.5 | 32800 | 23400 | 71.34% | 2.1 | 0 | 9.5 |  |  |  |  | R-410A | 2.8333 | Residential & Commercial | USHP
211387680 | Central HP <5.4 tons | COLEMAN | HRCU-A-CB (Split System: Heat Pump with Remote Outdoor Unit-Air-Source) | HMH72B341 |  |  | XAHC36DXXN1+TXV | TM9V080B12MP12 | 33200 | 17 | 8.1 | 33200 | 23400 | 70.48% | 2.02 | 0 | 9.5 |  |  |  |  | R-410A | 2.7667 | Residential & Commercial | USHP
211387121 | Central HP <5.4 tons | COLEMAN | HRCU-A-CB (Split System: Heat Pump with Remote Outdoor Unit-Air-Source) | HMH72B341 |  |  | XAHB36DBCN1 | TM9Y060B12MP11 | 33000 | 17 | 8.1 | 33200 | 23400 | 70.48% | 1.98 | 0 | 9.5 |  |  |  |  | R-410A | 2.75 | Residential & Commercial | USHP
211387205 | Central HP <5.4 tons | COLEMAN | HRCU-A-CB (Split System: Heat Pump with Remote Outdoor Unit-Air-Source) | HMH72B341 |  |  | XAFB36DBCN1 | TM9Y060B12MP11 | 33600 | 16.5 | 8.5 | 33400 | 23600 | 70.66% | 2.04 | 0 | 9.5 |  |  |  |  | R-410A | 2.8 | Residential & Commercial | USHP
211387330 | Central HP <5.4 tons | COLEMAN | HRCU-A-CB (Split System: Heat Pump with Remote Outdoor Unit-Air-Source) | HMH72B341 |  |  | XAFC36DBCN1 | TM9V100C20MP12 | 34000 | 17.5 | 8.1 | 34000 | 24800 | 72.94% | 2.12 | 0 | 9.5 |  |  |  |  | R-410A | 2.8333 | Residential & Commercial | USHP
213780435 | Central HP <5.4 tons | CARRIER | HRCU-A-CB (Split System: Heat Pump with Remote Outdoor Unit-Air-Source) | 25VNA837A*030* |  |  | CSPH*6012AL*+UI | 59TN6C100C21**22 | 33000 | 16.5 | 8.1 | 32200 | 24800 | 77.02% | 2 | 0 | 11.5 |  |  |  |  | R-410A | 2.75 | Residential & Commercial | USHP | Ducted CEE Tier 1
215678269 | Central HP <5.4 tons | DAY & NIGHT | HRCU-A-CB (Split System: Heat Pump with Remote Outdoor Unit-Air-Source) | C5H0V24*K*AAA* |  |  | EA*5X30M17A*+WALLCON | *80CSU0401712B* | 23200 | 17 | 8.5 | 23600 | 16600 | 70.34% | 1.98 | 0 | 10 |  |  |  |  | R-454B | 1.9333 | Residential & Commercial | USHP | Ducted CEE Tier 1
215935875 | Central HP <5.4 tons | BRYANT HEATING AND COOLING SYSTEMS | HRCU-A-CB (Split System: Heat Pump with Remote Outdoor Unit-Air-Source) | 293VAN036**AA* |  |  | CVAVA3817XMA*+UI | 987MC42060C17*** | 35200 | 21 | 8.5 | 38000 | 28000 | 73.68% | 2.06 | 0 | 11.5 |  |  |  |  | R-454B | 2.9333 | Residential & Commercial | USHP | Ducted CEE Tier 1
211398451 | Central HP <5.4 tons | FRASER-JOHNSTON | HRCU-A-CB (Split System: Heat Pump with Remote Outdoor Unit-Air-Source) | HMH72B341 |  |  | XAHC48FBCN1 | TMLE100C16MP11 | 33000 | 17 | 8.5 | 31800 | 23200 | 72.96% | 2.04 | 0 | 9.5 |  |  |  |  | R-410A | 2.75 | Residential & Commercial | USHP
214720048 | Central HP <5.4 tons | COLEMAN | HRCU-A-CB (Split System: Heat Pump with Remote Outdoor Unit-Air-Source) | HH836E2S11 |  |  | CTU48C5XFS1+TXV | TM9Y080C16MP11 | 32800 | 19 | 9 | 31000 | 25200 | 81.29% | 2 | 0 | 11 |  |  |  |  | R-454B | 2.7333 | Residential & Commercial | USHP | Ducted CEE Tier 1
214239403 | Central HP <5.4 tons | CARRIER | HRCU-A-CB (Split System: Heat Pump with Remote Outdoor Unit-Air-Source) | 25VNA837A*031* |  |  | CNPV*6024AL*+UI | 59TN6C100C21**22 | 32800 | 17.5 | 8.1 | 32200 | 24600 | 76.4% | 1.96 | 0 | 12 |  |  |  |  | R-410A | 2.7333 | Residential & Commercial | USHP | Ducted CEE Tier 1
213071637 | Central HP <5.4 tons | ACIQ | HRCU-A-CB (Split System: Heat Pump with Remote Outdoor Unit-Air-Source) | DLCURAH24ABK |  |  | EN(A,D,W)4X36L17** | *80ES(N,L)0451712A* | 24000 | 16.5 | 8.1 | 26200 | 23000 | 87.79% | 1.9 | 0 | 10.5 |  |  |  |  | R-410A | 2 | Residential & Commercial | USHP | Ducted CEE Tier 1
213071705 | Central HP <5.4 tons | ACIQ | HRCU-A-CB (Split System: Heat Pump with Remote Outdoor Unit-Air-Source) | DLCURAH24ABK |  |  | EN(A,D,W)4X36L17** | OMV098J12* | 23600 | 16.5 | 8.1 | 26000 | 23600 | 90.77% | 1.96 | 0 | 10 |  |  |  |  | R-410A | 1.9667 | Residential & Commercial | USHP | Ducted CEE Tier 1
214719893 | Central HP <5.4 tons | COLEMAN | HRCU-A-CB (Split System: Heat Pump with Remote Outdoor Unit-Air-Source) | HH836E2S11 |  |  | CTU48C5XFS1+TXV | TM9V080C16MP12 | 33200 | 18 | 9 | 31600 | 25400 | 80.38% | 2 | 0 | 11 |  |  |  |  | R-454B | 2.7667 | Residential & Commercial | USHP | Ducted CEE Tier 1
211396132 | Central HP <5.4 tons | FRASER-JOHNSTON | HRCU-A-CB (Split System: Heat Pump with Remote Outdoor Unit-Air-Source) | HMH72B341 |  |  | XAFD48FBCN1 | TM9E080C16MP12 | 34000 | 17 | 8.1 | 33400 | 24600 | 73.65% | 2.08 | 0 | 9 |  |  |  |  | R-410A | 2.8333 | Residential & Commercial | USHP
211397555 | Central HP <5.4 tons | FRASER-JOHNSTON | HRCU-A-CB (Split System: Heat Pump with Remote Outdoor Unit-Air-Source) | HMH72B341 |  |  | XAFD48FXXN1+TXV | TMLV100C16MP12 | 34000 | 16.5 | 8.5 | 33000 | 24400 | 73.94% | 2.1 | 0 | 9 |  |  |  |  | R-410A | 2.8333 | Residential & Commercial | USHP
211397570 | Central HP <5.4 tons | FRASER-JOHNSTON | HRCU-A-CB (Split System: Heat Pump with Remote Outdoor Unit-Air-Source) | HMH72B341 |  |  | XAFD48FXXN1+TXV | TPLC080C16MP13 | 34000 | 16.5 | 8.5 | 33000 | 24400 | 73.94% | 2.1 | 0 | 9 |  |  |  |  | R-410A | 2.8333 | Residential & Commercial | USHP
211397753 | Central HP <5.4 tons | FRASER-JOHNSTON | HRCU-A-CB (Split System: Heat Pump with Remote Outdoor Unit-Air-Source) | HMH72B341 |  |  | XAFC48FXXN1+TXV | TPLC100C16MP13 | 34000 | 16.5 | 8.5 | 33200 | 24400 | 73.49% | 2.1 | 0 | 9 |  |  |  |  | R-410A | 2.8333 | Residential & Commercial | USHP
211397888 | Central HP <5.4 tons | FRASER-JOHNSTON | HRCU-A-CB (Split System: Heat Pump with Remote Outdoor Unit-Air-Source) | HMH72B341 |  |  | XAFC48FBCN1 | TPLC100C16MP13 | 34000 | 16.5 | 8.5 | 33200 | 24400 | 73.49% | 2.1 | 0 | 9 |  |  |  |  | R-410A | 2.8333 | Residential & Commercial | USHP
211398156 | Central HP <5.4 tons | FRASER-JOHNSTON | HRCU-A-CB (Split System: Heat Pump with Remote Outdoor Unit-Air-Source) | HMH72B341 |  |  | XAHC48FXXN1+TXV | TM8E120C16MP11 | 33000 | 17 | 8.5 | 31600 | 23200 | 73.42% | 2.04 | 0 | 9.5 |  |  |  |  | R-410A | 2.75 | Residential & Commercial | USHP
214650996 | Central HP <5.4 tons | COLEMAN | HRCU-A-CB (Split System: Heat Pump with Remote Outdoor Unit-Air-Source) | HH824E2S11 |  |  | CTU36B5XDS1+TXV | TM9V080B12MP12 | 23000 | 18 | 9.5 | 23000 | 18400 | 80% | 2 | 0 | 12 |  |  |  |  | R-454B | 1.9167 | Residential & Commercial | USHP | Ducted CEE Tier 1
213386696 | Central HP <5.4 tons | Dettson | HRCU-A-C (Split System: Heat Pump with Remote Outdoor Unit with No Indoor Fan --Air Source) | EVD-36-O-S |  |  | MAC36H1724E | 0 | 35000 | 15.2 | 8.5 | 36000 | 30000 | 83.33% | 1.8 | 0 | 10 |  |  |  |  | R-410A | 2.9167 | Residential & Commercial | USHP | Ducted CEE Tier 1
215678009 | Central HP <5.4 tons | DAY & NIGHT | HRCU-A-CB (Split System: Heat Pump with Remote Outdoor Unit-Air-Source) | C5H0V60*K*AAA* |  |  | EA*5X61M24A*+WALLCON | *97CMN1202422B* | 56000 | 18.5 | 9 | 60000 | 42000 | 70% | 2 | 0 | 9 |  |  |  |  | R-454B | 4.6667 | Residential & Commercial | USHP
213298048 | Central HP <5.4 tons | COLEMAN | HRCU-A-CB (Split System: Heat Pump with Remote Outdoor Unit-Air-Source) | HMH72B341 |  |  | XAFC36DBCN1 | Z8ES080B12SMPS1 | 34000 | 18 | 8.1 | 33400 | 24000 | 71.86% | 2.08 | 0 | 10 |  |  |  |  | R-410A | 2.8333 | Residential & Commercial | USHP | Ducted CEE Tier 1
213296803 | Central HP <5.4 tons | COLEMAN | HRCU-A-CB (Split System: Heat Pump with Remote Outdoor Unit-Air-Source) | HMH72B341 |  |  | XAFC36DXXN1+TXV | Z9ES100C16SMPS1 | 34000 | 16.5 | 8.1 | 33400 | 24000 | 71.86% | 2.08 | 0 | 9.5 |  |  |  |  | R-410A | 2.8333 | Residential & Commercial | USHP
213296828 | Central HP <5.4 tons | COLEMAN | HRCU-A-CB (Split System: Heat Pump with Remote Outdoor Unit-Air-Source) | HMH72B341 |  |  | XAHC36DXXN1+TXV | Z8ET120C20LMPS1 | 34000 | 18.5 | 8.1 | 33400 | 23800 | 71.26% | 2.06 | 0 | 9.5 |  |  |  |  | R-410A | 2.8333 | Residential & Commercial | USHP
213296853 | Central HP <5.4 tons | COLEMAN | HRCU-A-CB (Split System: Heat Pump with Remote Outdoor Unit-Air-Source) | HMH72B341 |  |  | XAFC36DXXN1+TXV | Z8ES120C20SMPS1 | 34000 | 17.5 | 8.5 | 34000 | 24600 | 72.35% | 2.12 | 0 | 9.5 |  |  |  |  | R-410A | 2.8333 | Residential & Commercial | USHP
213073440 | Central HP <5.4 tons | ACIQ | HRCU-A-CB (Split System: Heat Pump with Remote Outdoor Unit-Air-Source) | DLCURAH30ABK |  |  | EA*4X43L21A* | *92ESN1002120A* | 31200 | 15.2 | 8.5 | 33600 | 26000 | 77.38% | 1.86 | 0 | 9 |  |  |  |  | R-410A | 2.6 | Residential & Commercial | USHP
213297053 | Central HP <5.4 tons | COLEMAN | HRCU-A-CB (Split System: Heat Pump with Remote Outdoor Unit-Air-Source) | HMH72B341 |  |  | XAHC36DBCN1 | Z9ES060B12SMPS1 | 33000 | 16.5 | 8.5 | 32000 | 22400 | 70% | 1.8 | 0 | 10 |  |  |  |  | R-410A | 2.75 | Residential & Commercial | USHP | Ducted CEE Tier 1
213297618 | Central HP <5.4 tons | COLEMAN | HRCU-A-CB (Split System: Heat Pump with Remote Outdoor Unit-Air-Source) | HMH72B341 |  |  | XAHC36DBCN1 | Z8ES080C16SMPS1 | 34000 | 17.5 | 8.5 | 33400 | 23600 | 70.66% | 2.08 | 0 | 10 |  |  |  |  | R-410A | 2.8333 | Residential & Commercial | USHP | Ducted CEE Tier 1
213062611 | Central HP <5.4 tons | ACIQ | HRCU-A-CB (Split System: Heat Pump with Remote Outdoor Unit-Air-Source) | HVH825GKA2* |  |  | EA*4X36L21A*+WALLCON | *97CMN0601714A* | 23400 | 16 | 8.1 | 21600 | 16800 | 77.78% | 1.92 | 11 | 10.5 |  |  |  |  | R-410A | 1.95 | Residential & Commercial | USHP | Ducted CEE Tier 1
216374559 | Central HP <5.4 tons | COLEMAN | HRCU-A-CB (Split System: Heat Pump with Remote Outdoor Unit-Air-Source) | HH836E2S11 |  |  | CTM48C5CFS1 | Z9ET100C16SMPS1 | 32400 | 19 | 9.5 | 30200 | 23400 | 77.48% | 2 | 0 | 11 |  |  |  |  | R-454B | 2.7 | Residential & Commercial | USHP | Ducted CEE Tier 1
213297928 | Central HP <5.4 tons | COLEMAN | HRCU-A-CB (Split System: Heat Pump with Remote Outdoor Unit-Air-Source) | HMH72B341 |  |  | XAFB36DBCN1 | Z8ET080B12LMPS1 | 34000 | 18.5 | 8.1 | 33400 | 24000 | 71.86% | 2.08 | 0 | 9.5 |  |  |  |  | R-410A | 2.8333 | Residential & Commercial | USHP
211713136 | Central HP <5.4 tons | CARRIER | HRCU-A-CB (Split System: Heat Pump with Remote Outdoor Unit-Air-Source) | 38MURAQ30AB3* |  |  | CAP**4321AL* | 58TP*A090V17**16 | 30400 | 15.2 | 8.1 | 33000 | 26200 | 79.39% | 1.84 | 0 | 9 |  |  |  |  | R-410A | 2.5333 | Residential & Commercial | USHP
215935624 | Central HP <5.4 tons | CARRIER | HRCU-A-CB (Split System: Heat Pump with Remote Outdoor Unit-Air-Source) | 27VNA336A*030* |  |  | CVAVA3621XMA*+UI | 58TN*B070C17**16 | 34200 | 20.5 | 8.5 | 39000 | 28400 | 72.82% | 2.02 | 0 | 11.5 |  |  |  |  | R-454B | 2.85 | Residential & Commercial | USHP | Ducted CEE Tier 1
213770675 | Central HP <5.4 tons | CARRIER | HRCU-A-CB (Split System: Heat Pump with Remote Outdoor Unit-Air-Source) | 25VNA825A*031* |  |  | CAP**2517AL*+UI | 59TN6C080C17**14 | 24200 | 16.5 | 8.1 | 21400 | 16700 | 78.04% | 2.02 | 0 | 11 |  |  |  |  | R-410A | 2.0167 | Residential & Commercial | USHP | Ducted CEE Tier 1
214606515 | Central HP <5.4 tons | COLEMAN | HRCU-A-C (Split System: Heat Pump with Remote Outdoor Unit with No Indoor Fan --Air Source) | HH836E2S11 |  |  | CTM36B5CDS1 | 0 | 32800 | 15.2 | 8.1 | 31000 | 22600 | 72.9% | 2 | 0 | 11 |  |  |  |  | R-454B | 2.7333 | Residential & Commercial | USHP | Ducted CEE Tier 1
211397862 | Central HP <5.4 tons | FRASER-JOHNSTON | HRCU-A-CB (Split System: Heat Pump with Remote Outdoor Unit-Air-Source) | HMH72B341 |  |  | XAFC48FBCN1 | TPLC080C16MP13 | 34000 | 16.5 | 8.5 | 33200 | 24400 | 73.49% | 2.1 | 0 | 9 |  |  |  |  | R-410A | 2.8333 | Residential & Commercial | USHP
211398179 | Central HP <5.4 tons | FRASER-JOHNSTON | HRCU-A-CB (Split System: Heat Pump with Remote Outdoor Unit-Air-Source) | HMH72B341 |  |  | XAHC48FBCN1 | TM8E120C16MP11 | 33000 | 17 | 8.5 | 31600 | 23200 | 73.42% | 2.04 | 0 | 9.5 |  |  |  |  | R-410A | 2.75 | Residential & Commercial | USHP
211398297 | Central HP <5.4 tons | FRASER-JOHNSTON | HRCU-A-CB (Split System: Heat Pump with Remote Outdoor Unit-Air-Source) | HMH72B341 |  |  | XAFC48FBCN1 | TM8E120C16MP11 | 33600 | 17 | 8.5 | 32400 | 23600 | 72.84% | 2.08 | 0 | 9.5 |  |  |  |  | R-410A | 2.8 | Residential & Commercial | USHP
211398466 | Central HP <5.4 tons | FRASER-JOHNSTON | HRCU-A-CB (Split System: Heat Pump with Remote Outdoor Unit-Air-Source) | HMH72B341 |  |  | XAFD48FXXN1+TXV | TM8E100C16MP11 | 33600 | 17 | 8.5 | 32400 | 23600 | 72.84% | 2.08 | 0 | 9.5 |  |  |  |  | R-410A | 2.8 | Residential & Commercial | USHP
211398499 | Central HP <5.4 tons | FRASER-JOHNSTON | HRCU-A-CB (Split System: Heat Pump with Remote Outdoor Unit-Air-Source) | HMH72B341 |  |  | XAFD48FBCN1 | TMLE100C16MP11 | 33600 | 17 | 8.5 | 32400 | 23600 | 72.84% | 2.08 | 0 | 9.5 |  |  |  |  | R-410A | 2.8 | Residential & Commercial | USHP
211398514 | Central HP <5.4 tons | FRASER-JOHNSTON | HRCU-A-CB (Split System: Heat Pump with Remote Outdoor Unit-Air-Source) | HMH72B341 |  |  | XAFC48FXXN1+TXV | TM8E100C16MP11 | 33600 | 17 | 8.5 | 32400 | 23600 | 72.84% | 2.06 | 0 | 9.5 |  |  |  |  | R-410A | 2.8 | Residential & Commercial | USHP
214719868 | Central HP <5.4 tons | COLEMAN | HRCU-A-CB (Split System: Heat Pump with Remote Outdoor Unit-Air-Source) | HH836E2S11 |  |  | CTU48C5XFS1+TXV | TL9E080C16UH11 | 33400 | 18 | 9 | 31400 | 25400 | 80.89% | 2 | 0 | 11 |  |  |  |  | R-454B | 2.7833 | Residential & Commercial | USHP | Ducted CEE Tier 1
215939661 | Central HP <5.4 tons | KEEPRITE | HRCU-A-CB (Split System: Heat Pump with Remote Outdoor Unit-Air-Source) | C5H3V36*K*AAA* |  |  | EA*5X42M21A*+WALLCON | *80CSU0401712B* | 32800 | 20 | 9.5 | 34800 | 26600 | 76.44% | 2.02 | 0 | 11.5 |  |  |  |  | R-454B | 2.7333 | Residential & Commercial | USHP | Ducted CEE Tier 1
215942567 | Central HP <5.4 tons | KEEPRITE | HRCU-A-CB (Split System: Heat Pump with Remote Outdoor Unit-Air-Source) | C5H3V36*K*AAA* |  |  | EVD5X61M24A*+WALLCON | *80CTL0702120B* | 35800 | 22 | 8.5 | 37400 | 28200 | 75.4% | 2.04 | 0 | 12.5 |  |  |  |  | R-454B | 2.9833 | Residential & Commercial | USHP | Ducted CEE Tier 1
213071930 | Central HP <5.4 tons | ACIQ | HRCU-A-CB (Split System: Heat Pump with Remote Outdoor Unit-Air-Source) | DLCURAH24ABK |  |  | EN(A,D)4X36L21** | *92ESN0401712A* | 23600 | 15.5 | 8.1 | 26200 | 23400 | 89.31% | 1.92 | 0 | 10 |  |  |  |  | R-410A | 1.9667 | Residential & Commercial | USHP | Ducted CEE Tier 1
213072048 | Central HP <5.4 tons | ACIQ | HRCU-A-CB (Split System: Heat Pump with Remote Outdoor Unit-Air-Source) | DLCURAH24ABK |  |  | FM(C,U)4Z30**AL* | 0 | 24200 | 18 | 9 | 26600 | 23000 | 86.47% | 1.92 | 0 | 10.5 |  |  |  |  | R-410A | 2.0167 | Residential & Commercial | USHP | Ducted CEE Tier 1
213770259 | Central HP <5.4 tons | CARRIER | HRCU-A-CB (Split System: Heat Pump with Remote Outdoor Unit-Air-Source) | 25VNA448A*031* |  |  | CAP**4821AL*+UI | 58TN*B070C17**16 | 43000 | 20.5 | 9 | 46500 | 37000 | 79.57% | 2.22 | 0 | 10.5 |  |  |  |  | R-410A | 3.5833 | Residential & Commercial | USHP | Ducted CEE Tier 1
213770277 | Central HP <5.4 tons | CARRIER | HRCU-A-CB (Split System: Heat Pump with Remote Outdoor Unit-Air-Source) | 25VNA448A*031* |  |  | CAP**4824AL*+UI | 59MN7C120C24**22 | 43500 | 20.5 | 9 | 46500 | 36400 | 78.28% | 2.26 | 0 | 11.5 |  |  |  |  | R-410A | 3.625 | Residential & Commercial | USHP | Ducted CEE Tier 1
213298078 | Central HP <5.4 tons | COLEMAN | HRCU-A-CB (Split System: Heat Pump with Remote Outdoor Unit-Air-Source) | HMH72B341 |  |  | XAFB36DBCN1 | Z8ES040A12LMPS1 | 34000 | 18 | 8.5 | 33400 | 24200 | 72.46% | 2.1 | 0 | 10 |  |  |  |  | R-410A | 2.8333 | Residential & Commercial | USHP | Ducted CEE Tier 1
214243192 | Central HP <5.4 tons | KEEPRITE | HRCU-A-CB (Split System: Heat Pump with Remote Outdoor Unit-Air-Source) | CVH825GKA2* |  |  | EN(A,D,W)4X48L21**+WALLCON | *96CTN1002122B* | 24200 | 17 | 8.1 | 21200 | 16600 | 78.3% | 2.02 | 0 | 11.5 |  |  |  |  | R-410A | 2.0167 | Residential & Commercial | USHP | Ducted CEE Tier 1
214398657 | Central HP <5.4 tons | COLEMAN | HRCU-A-CB (Split System: Heat Pump with Remote Outdoor Unit-Air-Source) | HH860E2S11 |  |  | CTF60C5CGS1 | TPLC100C16MP13 | 43500 | 18 | 9 | 44000 | 33400 | 75.91% | 2 | 0 | 11.7 |  |  |  |  | R-454B | 3.625 | Residential & Commercial | USHP | Ducted CEE Tier 1
216626003 | Central HP <5.4 tons | TOSOT | HRCU-A-CB (Split System: Heat Pump with Remote Outdoor Unit-Air-Source) | TU60W-GDU |  |  | TUD48AH2-GDU | 0 | 48000 | 20 | 9.5 | 48000 | 36000 | 75% | 2.18 | 0 | 11.7 |  |  |  |  | R-32 | 4 | Residential & Commercial | USHP | Ducted CEE Tier 1
213778735 | Central HP <5.4 tons | CARRIER | HRCU-A-CB (Split System: Heat Pump with Remote Outdoor Unit-Air-Source) | 25VNA837A*030* |  |  | CAP**3617AL*+UI | 58TN*B070C14**12 | 31400 | 16.5 | 8.1 | 33400 | 24400 | 73.05% | 1.82 | 0 | 10.5 |  |  |  |  | R-410A | 2.6167 | Residential & Commercial | USHP | Ducted CEE Tier 1
213778935 | Central HP <5.4 tons | CARRIER | HRCU-A-CB (Split System: Heat Pump with Remote Outdoor Unit-Air-Source) | 25VNA837A*030* |  |  | CAP**3721AL*+UI | 58TN*B045C17**12 | 32600 | 16.5 | 8.1 | 33200 | 25400 | 76.51% | 1.94 | 0 | 10.5 |  |  |  |  | R-410A | 2.7167 | Residential & Commercial | USHP | Ducted CEE Tier 1
213779605 | Central HP <5.4 tons | CARRIER | HRCU-A-CB (Split System: Heat Pump with Remote Outdoor Unit-Air-Source) | 25VNA837A*030* |  |  | CAP**6024AL*+UI | 59TN6C100C21**22 | 32800 | 17.5 | 8.1 | 31800 | 24600 | 77.36% | 1.98 | 0 | 11.5 |  |  |  |  | R-410A | 2.7333 | Residential & Commercial | USHP | Ducted CEE Tier 1
213779655 | Central HP <5.4 tons | CARRIER | HRCU-A-CB (Split System: Heat Pump with Remote Outdoor Unit-Air-Source) | 25VNA837A*030* |  |  | CAP**6121AL*+UI | 58TN*B090C21**20 | 33200 | 17.5 | 8.5 | 32000 | 24800 | 77.5% | 1.98 | 0 | 11.7 |  |  |  |  | R-410A | 2.7667 | Residential & Commercial | USHP | Ducted CEE Tier 1
213779685 | Central HP <5.4 tons | CARRIER | HRCU-A-CB (Split System: Heat Pump with Remote Outdoor Unit-Air-Source) | 25VNA837A*030* |  |  | CAP**6121AL*+UI | 59MN7C060C17**14 | 33000 | 17 | 8.1 | 32200 | 25200 | 78.26% | 1.94 | 0 | 11 |  |  |  |  | R-410A | 2.75 | Residential & Commercial | USHP | Ducted CEE Tier 1
213779705 | Central HP <5.4 tons | CARRIER | HRCU-A-CB (Split System: Heat Pump with Remote Outdoor Unit-Air-Source) | 25VNA837A*030* |  |  | CAP**6121AL*+UI | 59MN7C100C21**22 | 33200 | 17.5 | 8.5 | 32000 | 24800 | 77.5% | 1.98 | 0 | 11.7 |  |  |  |  | R-410A | 2.7667 | Residential & Commercial | USHP | Ducted CEE Tier 1
213770309 | Central HP <5.4 tons | CARRIER | HRCU-A-CB (Split System: Heat Pump with Remote Outdoor Unit-Air-Source) | 25VNA448A*031* |  |  | CAP**6124AL*+UI | 58TN*B090C21**20 | 45500 | 21.5 | 9.5 | 46000 | 36000 | 78.26% | 2.36 | 0 | 12 |  |  |  |  | R-410A | 3.7917 | Residential & Commercial | USHP | Ducted CEE Tier 1
215935824 | Central HP <5.4 tons | CARRIER | HRCU-A-CB (Split System: Heat Pump with Remote Outdoor Unit-Air-Source) | 27VNA336A*030* |  |  | CVAVA3817XMA*+UI | 58TN*B045C17**12 | 35000 | 21 | 8.5 | 39000 | 29600 | 75.9% | 2 | 0 | 11.5 |  |  |  |  | R-454B | 2.9167 | Residential & Commercial | USHP | Ducted CEE Tier 1
215935874 | Central HP <5.4 tons | CARRIER | HRCU-A-CB (Split System: Heat Pump with Remote Outdoor Unit-Air-Source) | 27VNA336A*030* |  |  | CVAVA3817XMA*+UI | 59MN7C060C17**14 | 35200 | 21 | 8.5 | 38000 | 28000 | 73.68% | 2.06 | 0 | 11.5 |  |  |  |  | R-454B | 2.9333 | Residential & Commercial | USHP | Ducted CEE Tier 1
215936394 | Central HP <5.4 tons | CARRIER | HRCU-A-CB (Split System: Heat Pump with Remote Outdoor Unit-Air-Source) | 27VNA336A*030* |  |  | CVAVA4824XMA*+UI | 59MN7C120C24**22 | 35000 | 21.5 | 8.5 | 38500 | 28400 | 73.77% | 2.04 | 0 | 12 |  |  |  |  | R-454B | 2.9167 | Residential & Commercial | USHP | Ducted CEE Tier 1
215936544 | Central HP <5.4 tons | CARRIER | HRCU-A-CB (Split System: Heat Pump with Remote Outdoor Unit-Air-Source) | 27VNA336A*030* |  |  | CVAVA4924XMA*+UI | 59TN6C120C24**22 | 35600 | 22 | 8.5 | 38500 | 28400 | 73.77% | 2.04 | 0 | 12.5 |  |  |  |  | R-454B | 2.9667 | Residential & Commercial | USHP | Ducted CEE Tier 1
215936744 | Central HP <5.4 tons | CARRIER | HRCU-A-CB (Split System: Heat Pump with Remote Outdoor Unit-Air-Source) | 27VNA336A*030* |  |  | CVAVA6024XMA*+UI | 58TN*B070C21**20 | 35400 | 21.5 | 8.5 | 38000 | 28600 | 75.26% | 2.04 | 0 | 12 |  |  |  |  | R-454B | 2.95 | Residential & Commercial | USHP | Ducted CEE Tier 1
215936944 | Central HP <5.4 tons | CARRIER | HRCU-A-CB (Split System: Heat Pump with Remote Outdoor Unit-Air-Source) | 27VNA336A*030* |  |  | CVAVA6124XMA*+UI | 59CU5B100C21**22 | 36000 | 22.5 | 8.5 | 37600 | 28200 | 75% | 2.06 | 0 | 12.5 |  |  |  |  | R-454B | 3 | Residential & Commercial | USHP | Ducted CEE Tier 1
216374661 | Central HP <5.4 tons | COLEMAN | HRCU-A-CB (Split System: Heat Pump with Remote Outdoor Unit-Air-Source) | HH824E2S11 |  |  | CTU30B5XCS1+TXV | Z9ET060B12SMPS1 | 23000 | 18 | 9.5 | 23000 | 18500 | 80.43% | 2 | 0 | 11.7 |  |  |  |  | R-454B | 1.9167 | Residential & Commercial | USHP | Ducted CEE Tier 1
211398240 | Central HP <5.4 tons | FRASER-JOHNSTON | HRCU-A-CB (Split System: Heat Pump with Remote Outdoor Unit-Air-Source) | HMH72B341 |  |  | XAFD48FBCN1 | TM8E120C16MP11 | 33600 | 17 | 8.5 | 32400 | 23600 | 72.84% | 2.08 | 0 | 9.5 |  |  |  |  | R-410A | 2.8 | Residential & Commercial | USHP
211398325 | Central HP <5.4 tons | FRASER-JOHNSTON | HRCU-A-CB (Split System: Heat Pump with Remote Outdoor Unit-Air-Source) | HMH72B341 |  |  | XAFC48FBCN1 | TMLE120C16MP11 | 33600 | 17 | 8.5 | 32400 | 23600 | 72.84% | 2.08 | 0 | 9.5 |  |  |  |  | R-410A | 2.8 | Residential & Commercial | USHP
211398406 | Central HP <5.4 tons | FRASER-JOHNSTON | HRCU-A-CB (Split System: Heat Pump with Remote Outdoor Unit-Air-Source) | HMH72B341 |  |  | XAHC48FXXN1+TXV | TM8E100C16MP11 | 33000 | 17 | 8.5 | 31800 | 23200 | 72.96% | 2.04 | 0 | 9.5 |  |  |  |  | R-410A | 2.75 | Residential & Commercial | USHP
215678109 | Central HP <5.4 tons | DAY & NIGHT | HRCU-A-CB (Split System: Heat Pump with Remote Outdoor Unit-Air-Source) | C5H0V60*K*AAA* |  |  | ESH5X60M12A*+WALLCON | *95CSU0802120B* | 55500 | 16.5 | 8.5 | 60000 | 42000 | 70% | 1.9 | 0 | 8.5 |  |  |  |  | R-454B | 4.625 | Residential & Commercial | USHP
213771015 | Central HP <5.4 tons | CARRIER | HRCU-A-CB (Split System: Heat Pump with Remote Outdoor Unit-Air-Source) | 25VNA825A*031* |  |  | CAP**3621AL*+UI | 59TN6C100C21**22 | 23600 | 16.5 | 8.1 | 21400 | 16600 | 77.57% | 1.94 | 0 | 11 |  |  |  |  | R-410A | 1.9667 | Residential & Commercial | USHP | Ducted CEE Tier 1
213771185 | Central HP <5.4 tons | CARRIER | HRCU-A-CB (Split System: Heat Pump with Remote Outdoor Unit-Air-Source) | 25VNA825A*031* |  |  | CAP**3721AL*+UI | 59MN7C060C17**14 | 24200 | 16 | 8.1 | 21200 | 16700 | 78.77% | 2.02 | 0 | 10.5 |  |  |  |  | R-410A | 2.0167 | Residential & Commercial | USHP | Ducted CEE Tier 1
213771235 | Central HP <5.4 tons | CARRIER | HRCU-A-CB (Split System: Heat Pump with Remote Outdoor Unit-Air-Source) | 25VNA825A*031* |  |  | CAP**3721AL*+UI | 59TN6C100C21**22 | 24400 | 16.5 | 8.5 | 21200 | 16600 | 78.3% | 2.04 | 0 | 11 |  |  |  |  | R-410A | 2.0333 | Residential & Commercial | USHP | Ducted CEE Tier 1
213771485 | Central HP <5.4 tons | CARRIER | HRCU-A-CB (Split System: Heat Pump with Remote Outdoor Unit-Air-Source) | 25VNA825A*031* |  |  | CAP**4321AL*+UI | 59CU5B060C17**16 | 24400 | 16.5 | 8.1 | 21200 | 16600 | 78.3% | 2.02 | 0 | 10.5 |  |  |  |  | R-410A | 2.0333 | Residential & Commercial | USHP | Ducted CEE Tier 1
213770267 | Central HP <5.4 tons | CARRIER | HRCU-A-CB (Split System: Heat Pump with Remote Outdoor Unit-Air-Source) | 25VNA448A*031* |  |  | CAP**4821AL*+UI | 59TN6C100C21**22 | 43500 | 20.5 | 9 | 46500 | 36400 | 78.28% | 2.26 | 0 | 11.5 |  |  |  |  | R-410A | 3.625 | Residential & Commercial | USHP | Ducted CEE Tier 1
215677599 | Central HP <5.4 tons | DAY & NIGHT | HRCU-A-CB (Split System: Heat Pump with Remote Outdoor Unit-Air-Source) | C5H0V60*K*AAA* |  |  | EVD5X61M21A*+WALLCON | *95CSU0802120B* | 57000 | 18 | 9 | 64000 | 45000 | 70.31% | 2.08 | 0 | 9 |  |  |  |  | R-454B | 4.75 | Residential & Commercial | USHP
215677799 | Central HP <5.4 tons | DAY & NIGHT | HRCU-A-CB (Split System: Heat Pump with Remote Outdoor Unit-Air-Source) | C5H0V60*K*AAA* |  |  | EA*5X60M24A*+WALLCON | *80CTL1352422B* | 55500 | 18.5 | 9 | 59000 | 41500 | 70.34% | 2.02 | 0 | 9 |  |  |  |  | R-454B | 4.625 | Residential & Commercial | USHP
215678169 | Central HP <5.4 tons | DAY & NIGHT | HRCU-A-CB (Split System: Heat Pump with Remote Outdoor Unit-Air-Source) | C5H0V60*K*AAA* |  |  | ESH5X60M12A*+WALLCON | *96CTN1002122B* | 55500 | 17 | 8.5 | 60000 | 42000 | 70% | 1.9 | 0 | 8.5 |  |  |  |  | R-454B | 4.625 | Residential & Commercial | USHP
213779735 | Central HP <5.4 tons | CARRIER | HRCU-A-CB (Split System: Heat Pump with Remote Outdoor Unit-Air-Source) | 25VNA837A*030* |  |  | CAP**6121AL*+UI | 59TN6C100C21**22 | 33200 | 17.5 | 8.5 | 32000 | 24800 | 77.5% | 1.98 | 0 | 11.7 |  |  |  |  | R-410A | 2.7667 | Residential & Commercial | USHP | Ducted CEE Tier 1
215937101 | Central HP <5.4 tons | KEEPRITE | HRCU-A-CB (Split System: Heat Pump with Remote Outdoor Unit-Air-Source) | C5H3V48*K*AAA* |  |  | EVM5X48M21A*+WALLCON | *97CMN1002122B* | 44500 | 20 | 8.1 | 52000 | 38500 | 74.04% | 2 | 0 | 11 |  |  |  |  | R-454B | 3.7083 | Residential & Commercial | USHP | Ducted CEE Tier 1
215936181 | Central HP <5.4 tons | KEEPRITE | HRCU-A-CB (Split System: Heat Pump with Remote Outdoor Unit-Air-Source) | C5H3V36*K*AAA* |  |  | EVD5X42M24A*+WALLCON | *80CTL1102120B* | 35600 | 22 | 8.5 | 38500 | 28400 | 73.77% | 2.04 | 0 | 12.5 |  |  |  |  | R-454B | 2.9667 | Residential & Commercial | USHP | Ducted CEE Tier 1
215936331 | Central HP <5.4 tons | KEEPRITE | HRCU-A-CB (Split System: Heat Pump with Remote Outdoor Unit-Air-Source) | C5H3V36*K*AAA* |  |  | EVD5X48M24A*+WALLCON | *80CTL1102120B* | 35200 | 21.5 | 8.5 | 38000 | 28200 | 74.21% | 2.04 | 0 | 12 |  |  |  |  | R-454B | 2.9333 | Residential & Commercial | USHP | Ducted CEE Tier 1
215936081 | Central HP <5.4 tons | KEEPRITE | HRCU-A-CB (Split System: Heat Pump with Remote Outdoor Unit-Air-Source) | C5H3V36*K*AAA* |  |  | EVD5X42M21A*+WALLCON | *97CMN0602120B* | 34200 | 20.5 | 8.5 | 39000 | 28600 | 73.33% | 2.04 | 0 | 11.5 |  |  |  |  | R-454B | 2.85 | Residential & Commercial | USHP | Ducted CEE Tier 1
215935411 | Central HP <5.4 tons | KEEPRITE | HRCU-A-CB (Split System: Heat Pump with Remote Outdoor Unit-Air-Source) | C5H3V36*K*AAA* |  |  | EVM5X60M24A*+WALLCON | *97CMN0802120B* | 35400 | 21.5 | 8.5 | 38000 | 28400 | 74.74% | 2.04 | 0 | 12.5 |  |  |  |  | R-454B | 2.95 | Residential & Commercial | USHP | Ducted CEE Tier 1
215678429 | Central HP <5.4 tons | DAY & NIGHT | HRCU-A-CB (Split System: Heat Pump with Remote Outdoor Unit-Air-Source) | C5H0V24*K*AAA* |  |  | EA*5X37M21A*+WALLCON | *97CTN1002122A* | 24000 | 17.5 | 9 | 23200 | 16300 | 70.26% | 2.02 | 0 | 10.5 |  |  |  |  | R-454B | 2 | Residential & Commercial | USHP | Ducted CEE Tier 1
214720011 | Central HP <5.4 tons | COLEMAN | HRCU-A-CB (Split System: Heat Pump with Remote Outdoor Unit-Air-Source) | HH836E2S11 |  |  | CTU48C5XFS1+TXV | Z9ES100C16SMPS1 | 35000 | 18 | 9 | 32600 | 25800 | 79.14% | 2 | 0 | 11 |  |  |  |  | R-454B | 2.9167 | Residential & Commercial | USHP | Ducted CEE Tier 1
214720094 | Central HP <5.4 tons | COLEMAN | HRCU-A-CB (Split System: Heat Pump with Remote Outdoor Unit-Air-Source) | HH836E2S11 |  |  | CTU48C5XFS1+TXV | TL8E080C16UH11 | 33200 | 18 | 9 | 31400 | 25400 | 80.89% | 2 | 0 | 11 |  |  |  |  | R-454B | 2.7667 | Residential & Commercial | USHP | Ducted CEE Tier 1
214720144 | Central HP <5.4 tons | COLEMAN | HRCU-A-CB (Split System: Heat Pump with Remote Outdoor Unit-Air-Source) | HH836E2S11 |  |  | CTU48C5XFS1+TXV | Z9ES080C16SMPS1 | 34000 | 19 | 9 | 32600 | 25800 | 79.14% | 2 | 0 | 11 |  |  |  |  | R-454B | 2.8333 | Residential & Commercial | USHP | Ducted CEE Tier 1
214720226 | Central HP <5.4 tons | COLEMAN | HRCU-A-CB (Split System: Heat Pump with Remote Outdoor Unit-Air-Source) | HH836E2S11 |  |  | CTU48C5XFS1+TXV | Z8ES100C16SMPS1 | 34000 | 19 | 9 | 31600 | 25200 | 79.75% | 2 | 0 | 11 |  |  |  |  | R-454B | 2.8333 | Residential & Commercial | USHP | Ducted CEE Tier 1
214720078 | Central HP <5.4 tons | COLEMAN | HRCU-A-CB (Split System: Heat Pump with Remote Outdoor Unit-Air-Source) | HH836E2S11 |  |  | CTU48C5XFS1+TXV | CPLC100C16MP13 | 33400 | 18 | 9 | 31600 | 25400 | 80.38% | 2 | 0 | 11 |  |  |  |  | R-454B | 2.7833 | Residential & Commercial | USHP | Ducted CEE Tier 1
214719707 | Central HP <5.4 tons | COLEMAN | HRCU-A-CB (Split System: Heat Pump with Remote Outdoor Unit-Air-Source) | HH836E2S11 |  |  | CTU36B5XDS1+TXV | TM9V080B12MP12 | 33000 | 18 | 8.5 | 30800 | 25000 | 81.17% | 2 | 0 | 11 |  |  |  |  | R-454B | 2.75 | Residential & Commercial | USHP | Ducted CEE Tier 1
214238873 | Central HP <5.4 tons | CARRIER | HRCU-A-CB (Split System: Heat Pump with Remote Outdoor Unit-Air-Source) | 25VNA837A*031* |  |  | CNPV*3621AL*+UI | 58TN*B110C21**20 | 31400 | 16.5 | 8.1 | 33000 | 24000 | 72.73% | 1.82 | 0 | 11 |  |  |  |  | R-410A | 2.6167 | Residential & Commercial | USHP | Ducted CEE Tier 1
214807808 | Central HP <5.4 tons | FRASER-JOHNSTON | HRCU-A-CB (Split System: Heat Pump with Remote Outdoor Unit-Air-Source) | HH824E2S11 |  |  | CTU30B5XCS1+JMET08BS2N1+TXV | 0 | 23000 | 18 | 9.5 | 23000 | 18200 | 79.13% | 2 | 0 | 12 |  |  |  |  | R-454B | 1.9167 | Residential & Commercial | USHP | Ducted CEE Tier 1
214807823 | Central HP <5.4 tons | FRASER-JOHNSTON | HRCU-A-CB (Split System: Heat Pump with Remote Outdoor Unit-Air-Source) | HH824E2S11 |  |  | CTU30B5XCS1+JME12B2SN1+TXV | 0 | 23000 | 19 | 9.5 | 23000 | 19000 | 82.61% | 2 | 0 | 12 |  |  |  |  | R-454B | 1.9167 | Residential & Commercial | USHP | Ducted CEE Tier 1
215938121 | Central HP <5.4 tons | KEEPRITE | HRCU-A-CB (Split System: Heat Pump with Remote Outdoor Unit-Air-Source) | C5H3V48*K*AAA* |  |  | EVD5X49M24A*+WALLCON | *96CTN1202422B* | 45500 | 20.5 | 8.1 | 52500 | 38000 | 72.38% | 1.95 | 0 | 11.5 |  |  |  |  | R-454B | 3.7917 | Residential & Commercial | USHP | Ducted CEE Tier 1
216737464 | Central HP <5.4 tons | KEEPRITE | HRCU-A-CB (Split System: Heat Pump with Remote Outdoor Unit-Air-Source) | D5CUHAH24AAK |  |  | ESH5X30M12A* | *92MSN0601412A* | 22600 | 15.2 | 8.1 | 21200 | 18900 | 89.15% | 1.85 | 0 | 10.5 |  |  |  |  | R-454B | 1.8833 | Residential & Commercial | USHP | Ducted CEE Tier 1
216732732 | Central HP <5.4 tons | KEEPRITE | HRCU-A-CB (Split System: Heat Pump with Remote Outdoor Unit-Air-Source) | D5CUHAH24AAK |  |  | EA*5X24M17A* | *80VSL0701412B* | 22200 | 16.5 | 8.5 | 21000 | 19200 | 91.43% | 1.96 | 0 | 10.5 |  |  |  |  | R-454B | 1.85 | Residential & Commercial | USHP | Ducted CEE Tier 1
214239073 | Central HP <5.4 tons | CARRIER | HRCU-A-CB (Split System: Heat Pump with Remote Outdoor Unit-Air-Source) | 25VNA837A*031* |  |  | CNPV*4221AL*+UI | 58TN*B090C21**20 | 31800 | 17 | 8.1 | 33000 | 24400 | 73.94% | 1.88 | 0 | 11 |  |  |  |  | R-410A | 2.65 | Residential & Commercial | USHP | Ducted CEE Tier 1
215678219 | Central HP <5.4 tons | DAY & NIGHT | HRCU-A-CB (Split System: Heat Pump with Remote Outdoor Unit-Air-Source) | C5H0V24*K*AAA* |  |  | EA*5X24M17A*+WALLCON | *97CTN0801716A* | 22800 | 16.5 | 9 | 24000 | 16900 | 70.42% | 1.94 | 0 | 10 |  |  |  |  | R-454B | 1.9 | Residential & Commercial | USHP | Ducted CEE Tier 1
215678319 | Central HP <5.4 tons | DAY & NIGHT | HRCU-A-CB (Split System: Heat Pump with Remote Outdoor Unit-Air-Source) | C5H0V24*K*AAA* |  |  | EA*5X36M17A*+WALLCON | *80CSU0601716B* | 23200 | 17 | 8.5 | 23400 | 16500 | 70.51% | 1.98 | 0 | 10 |  |  |  |  | R-454B | 1.9333 | Residential & Commercial | USHP | Ducted CEE Tier 1
211386041 | Central HP <5.4 tons | FRASER-JOHNSTON | HRCU-A-CB (Split System: Heat Pump with Remote Outdoor Unit-Air-Source) | HMH72B341 |  |  | XAUC48FXXN1+TXV | TMLE080B12MP11 | 33400 | 17 | 8.5 | 32400 | 23800 | 73.46% | 2.04 | 0 | 9 |  |  |  |  | R-410A | 2.7833 | Residential & Commercial | USHP
211386257 | Central HP <5.4 tons | FRASER-JOHNSTON | HRCU-A-CB (Split System: Heat Pump with Remote Outdoor Unit-Air-Source) | HMH72B341 |  |  | XAFC48FXXN1+TXV | TL9E080C16UH11 | 34000 | 16.5 | 8.5 | 32800 | 24200 | 73.78% | 2.08 | 0 | 9 |  |  |  |  | R-410A | 2.8333 | Residential & Commercial | USHP
211386325 | Central HP <5.4 tons | FRASER-JOHNSTON | HRCU-A-CB (Split System: Heat Pump with Remote Outdoor Unit-Air-Source) | HMH72B341 |  |  | XAFC48FXXN1+TXV | TL9E060B12UH11 | 33200 | 17 | 8.1 | 32600 | 24000 | 73.62% | 2.02 | 0 | 9 |  |  |  |  | R-410A | 2.7667 | Residential & Commercial | USHP
211386893 | Central HP <5.4 tons | FRASER-JOHNSTON | HRCU-A-CB (Split System: Heat Pump with Remote Outdoor Unit-Air-Source) | HMH72B341 |  |  | XAHC36DBCN1 | TM9Y080B12MP11 | 33400 | 17.5 | 8.1 | 33600 | 24000 | 71.43% | 2.02 | 0 | 9.5 |  |  |  |  | R-410A | 2.7833 | Residential & Commercial | USHP
211387007 | Central HP <5.4 tons | FRASER-JOHNSTON | HRCU-A-CB (Split System: Heat Pump with Remote Outdoor Unit-Air-Source) | HMH72B341 |  |  | XAFB36DXXN1+TXV | TM9Y080B12MP11 | 33600 | 17.5 | 8.5 | 33400 | 23600 | 70.66% | 2.04 | 0 | 9.5 |  |  |  |  | R-410A | 2.8 | Residential & Commercial | USHP
215677249 | Central HP <5.4 tons | DAY & NIGHT | HRCU-A-CB (Split System: Heat Pump with Remote Outdoor Unit-Air-Source) | C5H0V60*K*AAA* |  |  | EVM5X61M24A*+WALLCON | *95CSU0802120B* | 57500 | 18 | 9 | 64000 | 45000 | 70.31% | 2.08 | 0 | 9 |  |  |  |  | R-454B | 4.7917 | Residential & Commercial | USHP
214807697 | Central HP <5.4 tons | FRASER-JOHNSTON | HRCU-A-CB (Split System: Heat Pump with Remote Outdoor Unit-Air-Source) | HH824E2S11 |  |  | CTU36B5XDS1+JMVT12BC2N1+TXV | 0 | 23000 | 19 | 9.5 | 23000 | 18500 | 80.43% | 2 | 0 | 12 |  |  |  |  | R-454B | 1.9167 | Residential & Commercial | USHP | Ducted CEE Tier 1
214807813 | Central HP <5.4 tons | FRASER-JOHNSTON | HRCU-A-CB (Split System: Heat Pump with Remote Outdoor Unit-Air-Source) | HH824E2S11 |  |  | CTU30B5XCS1+JMVT12BC2N1+TXV | 0 | 23000 | 18 | 9.5 | 23000 | 19000 | 82.61% | 2 | 0 | 12 |  |  |  |  | R-454B | 1.9167 | Residential & Commercial | USHP | Ducted CEE Tier 1
215677619 | Central HP <5.4 tons | DAY & NIGHT | HRCU-A-CB (Split System: Heat Pump with Remote Outdoor Unit-Air-Source) | C5H0V60*K*AAA* |  |  | EVD5X61M21A*+WALLCON | *97CMN0602120B* | 56000 | 17.5 | 9 | 65000 | 46000 | 70.77% | 2.06 | 0 | 8.5 |  |  |  |  | R-454B | 4.6667 | Residential & Commercial | USHP
215677769 | Central HP <5.4 tons | DAY & NIGHT | HRCU-A-CB (Split System: Heat Pump with Remote Outdoor Unit-Air-Source) | C5H0V60*K*AAA* |  |  | EA*5X60M24A*+WALLCON | *80CTL0702120B* | 54500 | 18 | 8.5 | 59500 | 42000 | 70.59% | 1.88 | 0 | 8.5 |  |  |  |  | R-454B | 4.5417 | Residential & Commercial | USHP
215677019 | Central HP <5.4 tons | DAY & NIGHT | HRCU-A-CB (Split System: Heat Pump with Remote Outdoor Unit-Air-Source) | C5H0V60*K*AAA* |  |  | EVM5X60M21A*+WALLCON | *80CTL1102120B* | 57000 | 18.5 | 9 | 63500 | 44500 | 70.08% | 2.08 | 0 | 9.5 |  |  |  |  | R-454B | 4.75 | Residential & Commercial | USHP
215677369 | Central HP <5.4 tons | DAY & NIGHT | HRCU-A-CB (Split System: Heat Pump with Remote Outdoor Unit-Air-Source) | C5H0V60*K*AAA* |  |  | EVD5X60M21A*+WALLCON | *80CTL1102120B* | 57000 | 18.5 | 9 | 63500 | 44500 | 70.08% | 2.08 | 0 | 9.5 |  |  |  |  | R-454B | 4.75 | Residential & Commercial | USHP
210470994 | Central HP <5.4 tons | KENMORE | HRCU-A-CB (Split System: Heat Pump with Remote Outdoor Unit-Air-Source) | (C,H,T)VH837GKA2* |  |  | EN(A,D,W)4X60L24**+WALLCON | *96CTN1002122A* | 32800 | 18 | 8.1 | 32200 | 24600 | 76.4% | 1.98 | 0 | 12 |  |  |  |  | R-410A | 2.7333 | Residential & Commercial | USHP | Ducted CEE Tier 1
210470317 | Central HP <5.4 tons | KENMORE | HRCU-A-CB (Split System: Heat Pump with Remote Outdoor Unit-Air-Source) | (C,H,T)VH837GKA2* |  |  | EA*4X60L24A*+WALLCON | *97CMN1002122A* | 32800 | 17.5 | 8.5 | 31800 | 24800 | 77.99% | 2 | 0 | 11.7 |  |  |  |  | R-410A | 2.7333 | Residential & Commercial | USHP | Ducted CEE Tier 1
211244561 | Central HP <5.4 tons | KEEPRITE | HRCU-A-CB (Split System: Heat Pump with Remote Outdoor Unit-Air-Source) | DLCURAH24ABK |  |  | EN(A,D)4X30L17** | *80VTL0451412A* | 24200 | 16.5 | 8.1 | 26200 | 22800 | 87.02% | 1.88 | 0 | 10.5 |  |  |  |  | R-410A | 2.0167 | Residential & Commercial | USHP | Ducted CEE Tier 1
211245845 | Central HP <5.4 tons | KEEPRITE | HRCU-A-CB (Split System: Heat Pump with Remote Outdoor Unit-Air-Source) | DLCURAH24ABK |  |  | FXM4X30**AL | 0 | 24200 | 16.5 | 8.5 | 26000 | 22600 | 86.92% | 1.86 | 0 | 10 |  |  |  |  | R-410A | 2.0167 | Residential & Commercial | USHP | Ducted CEE Tier 1
211245229 | Central HP <5.4 tons | KEEPRITE | HRCU-A-CB (Split System: Heat Pump with Remote Outdoor Unit-Air-Source) | DLCURAH24ABK |  |  | EN(A,D,W)4X36L17** | *92ESN0401712A* | 23600 | 15.5 | 8.1 | 26200 | 23400 | 89.31% | 1.92 | 0 | 10 |  |  |  |  | R-410A | 1.9667 | Residential & Commercial | USHP | Ducted CEE Tier 1
211245280 | Central HP <5.4 tons | KEEPRITE | HRCU-A-CB (Split System: Heat Pump with Remote Outdoor Unit-Air-Source) | DLCURAH24ABK |  |  | EN(A,D,W)4X36L17** | OMV112K14A | 24000 | 16 | 8.1 | 26400 | 23000 | 87.12% | 1.88 | 0 | 10 |  |  |  |  | R-410A | 2 | Residential & Commercial | USHP | Ducted CEE Tier 1
212383464 | Central HP <5.4 tons | KEEPRITE | HRCU-A-CB (Split System: Heat Pump with Remote Outdoor Unit-Air-Source) | DLCURAH36ABK |  |  | EA*4X43L21A* | *80ES(N,L)0701716A* | 36800 | 15.5 | 8.5 | 39000 | 34800 | 89.23% | 2.1 | 0 | 10 |  |  |  |  | R-410A | 3.0667 | Residential & Commercial | USHP | Ducted CEE Tier 1
214397496 | Central HP <5.4 tons | COLEMAN | HRCU-A-CB (Split System: Heat Pump with Remote Outdoor Unit-Air-Source) | HH860E2S11 |  |  | CTF60C5CGS1 | TM9V080C16MP12 | 43500 | 17 | 9 | 44000 | 33600 | 76.36% | 2 | 0 | 11 |  |  |  |  | R-454B | 3.625 | Residential & Commercial | USHP | Ducted CEE Tier 1
214397587 | Central HP <5.4 tons | COLEMAN | HRCU-A-CB (Split System: Heat Pump with Remote Outdoor Unit-Air-Source) | HH860E2S11 |  |  | CTF60D5CHS1+JMET18DS2N1 | 0 | 54000 | 19 | 9 | 53500 | 38500 | 71.96% | 2 | 0 | 12 |  |  |  |  | R-454B | 4.5 | Residential & Commercial | USHP | Ducted CEE Tier 1
214397632 | Central HP <5.4 tons | COLEMAN | HRCU-A-CB (Split System: Heat Pump with Remote Outdoor Unit-Air-Source) | HH860E2S11 |  |  | CTF60C5CHS1 | TM9E080C20MP12 | 54000 | 19 | 8.5 | 55000 | 39500 | 71.82% | 2 | 0 | 11 |  |  |  |  | R-454B | 4.5 | Residential & Commercial | USHP | Ducted CEE Tier 1
213297023 | Central HP <5.4 tons | COLEMAN | HRCU-A-CB (Split System: Heat Pump with Remote Outdoor Unit-Air-Source) | HMH72B341 |  |  | XAUB36DXXN1+TXV | Z9ET080B12SMPS1 | 34000 | 18.5 | 8.1 | 33400 | 24200 | 72.46% | 2.08 | 0 | 9.5 |  |  |  |  | R-410A | 2.8333 | Residential & Commercial | USHP
211230238 | Central HP <5.4 tons | KEEPRITE | HRCU-A-CB (Split System: Heat Pump with Remote Outdoor Unit-Air-Source) | DLCURAH36ABK |  |  | EN(A,D,W)4X48L21** | *96VSN0801716A* | 35800 | 16 | 8.1 | 38500 | 34800 | 90.39% | 2 | 0 | 10 |  |  |  |  | R-410A | 2.9833 | Residential & Commercial | USHP | Ducted CEE Tier 1
211229636 | Central HP <5.4 tons | KEEPRITE | HRCU-A-CB (Split System: Heat Pump with Remote Outdoor Unit-Air-Source) | DLCURAH36ABK |  |  | EA*4X48L24A* | OLV112A16A | 35800 | 15.5 | 8.5 | 38500 | 34800 | 90.39% | 2.04 | 0 | 10 |  |  |  |  | R-410A | 2.9833 | Residential & Commercial | USHP | Ducted CEE Tier 1
211229654 | Central HP <5.4 tons | KEEPRITE | HRCU-A-CB (Split System: Heat Pump with Remote Outdoor Unit-Air-Source) | DLCURAH36ABK |  |  | EA*4X48L24A* | OMV154L20A | 36800 | 16 | 8.5 | 38500 | 34800 | 90.39% | 2.1 | 0 | 10 |  |  |  |  | R-410A | 3.0667 | Residential & Commercial | USHP | Ducted CEE Tier 1
211229903 | Central HP <5.4 tons | KEEPRITE | HRCU-A-CB (Split System: Heat Pump with Remote Outdoor Unit-Air-Source) | DLCURAH36ABK |  |  | EN(A,D,W)4X48L21** | *80ES(N,L)0451712A* | 35800 | 15.5 | 8.1 | 38500 | 35000 | 90.91% | 2 | 0 | 10 |  |  |  |  | R-410A | 2.9833 | Residential & Commercial | USHP | Ducted CEE Tier 1
211230137 | Central HP <5.4 tons | KEEPRITE | HRCU-A-CB (Split System: Heat Pump with Remote Outdoor Unit-Air-Source) | DLCURAH36ABK |  |  | EN(A,D,W)4X48L21** | *92ESN0802120A* | 35800 | 16.5 | 8.1 | 38500 | 34800 | 90.39% | 2.02 | 0 | 10.5 |  |  |  |  | R-410A | 2.9833 | Residential & Commercial | USHP | Ducted CEE Tier 1
211229487 | Central HP <5.4 tons | KEEPRITE | HRCU-A-CB (Split System: Heat Pump with Remote Outdoor Unit-Air-Source) | DLCURAH36ABK |  |  | EA*4X48L24A* | *95ESN0802120A* | 36600 | 15.5 | 8.5 | 38500 | 34800 | 90.39% | 2.1 | 0 | 10 |  |  |  |  | R-410A | 3.05 | Residential & Commercial | USHP | Ducted CEE Tier 1
211227411 | Central HP <5.4 tons | KEEPRITE | HRCU-A-CB (Split System: Heat Pump with Remote Outdoor Unit-Air-Source) | DLCURAH36ABK |  |  | EA*4X42L21A* | *80VSL0902120A* | 35000 | 16 | 8.1 | 38500 | 35000 | 90.91% | 1.86 | 0 | 9.5 |  |  |  |  | R-410A | 2.9167 | Residential & Commercial | USHP
210470142 | Central HP <5.4 tons | KENMORE | HRCU-A-CB (Split System: Heat Pump with Remote Outdoor Unit-Air-Source) | (C,H,T)VH837GKA2* |  |  | EA*4X42L21A*+WALLCON | *95CSU0802120A* | 31800 | 17.5 | 8.1 | 33000 | 24400 | 73.94% | 1.9 | 0 | 11 |  |  |  |  | R-410A | 2.65 | Residential & Commercial | USHP | Ducted CEE Tier 1
214397904 | Central HP <5.4 tons | COLEMAN | HRCU-A-CB (Split System: Heat Pump with Remote Outdoor Unit-Air-Source) | HH860E2S11 |  |  | CTM60C5CGS1 | CPLC100C20MP13 | 44000 | 18 | 9 | 44500 | 33600 | 75.51% | 2 | 0 | 11.7 |  |  |  |  | R-454B | 3.6667 | Residential & Commercial | USHP | Ducted CEE Tier 1
207706561 | Central HP <5.4 tons | MOOVAIR | HRCU-A-CB (Split System: Heat Pump with Remote Outdoor Unit-Air-Source) | DMA36HOS20230E7 |  |  | FMA36HIAHUU230X7 | 0 | 36000 | 16 | 9.5 | 40000 | 34400 | 86% | 1.97 | 10.5 | 10 |  |  |  |  | R-410A | 3 | Residential & Commercial | USHP | Ducted CEE Tier 1
214239170 | Central HP <5.4 tons | KEEPRITE | HRCU-A-CB (Split System: Heat Pump with Remote Outdoor Unit-Air-Source) | CVH837GKA2* |  |  | EN(A,D,W)4X48L21**+WALLCON | *80CTL0451712B* | 32200 | 16.5 | 8.1 | 33200 | 25000 | 75.3% | 1.9 | 0 | 11 |  |  |  |  | R-410A | 2.6833 | Residential & Commercial | USHP | Ducted CEE Tier 1
215677689 | Central HP <5.4 tons | DAY & NIGHT | HRCU-A-CB (Split System: Heat Pump with Remote Outdoor Unit-Air-Source) | C5H0V60*K*AAA* |  |  | EVD5X61M24A*+WALLCON | *97CMN0602120B* | 56500 | 18 | 9 | 65000 | 46000 | 70.77% | 2.06 | 0 | 8.5 |  |  |  |  | R-454B | 4.7083 | Residential & Commercial | USHP
216776011 | Central HP <5.4 tons | LENNOX | HRCU-A-CB (Split System: Heat Pump with Remote Outdoor Unit-Air-Source) | SL22KLV-036-230A** |  |  | CBK48MVT-060-230-** | 0 | 35200 | 20 | 10.5 | 32600 | 33200 | 101.8% | 2.42 | 0 | 13 |  |  |  |  | R-454B | 2.9333 | Residential & Commercial | USHP | Ducted CEE Tier 1
215677889 | Central HP <5.4 tons | DAY & NIGHT | HRCU-A-CB (Split System: Heat Pump with Remote Outdoor Unit-Air-Source) | C5H0V60*K*AAA* |  |  | EA*5X61M21A*+WALLCON | *80CTL0701716B* | 54500 | 18 | 8.5 | 58500 | 41500 | 70.94% | 1.92 | 0 | 9 |  |  |  |  | R-454B | 4.5417 | Residential & Commercial | USHP
214239270 | Central HP <5.4 tons | KEEPRITE | HRCU-A-CB (Split System: Heat Pump with Remote Outdoor Unit-Air-Source) | CVH837GKA2* |  |  | EN(A,D,W)4X48L21**+WALLCON | *96CTN0801714B* | 32200 | 17 | 8.1 | 32800 | 24800 | 75.61% | 1.94 | 0 | 11.5 |  |  |  |  | R-410A | 2.6833 | Residential & Commercial | USHP | Ducted CEE Tier 1
214239390 | Central HP <5.4 tons | KEEPRITE | HRCU-A-CB (Split System: Heat Pump with Remote Outdoor Unit-Air-Source) | CVH837GKA2* |  |  | EN(A,D,W)4X60L24**+WALLCON | *97CMN1002122B* | 32800 | 17.5 | 8.1 | 32200 | 24600 | 76.4% | 1.96 | 0 | 12 |  |  |  |  | R-410A | 2.7333 | Residential & Commercial | USHP | Ducted CEE Tier 1
215677989 | Central HP <5.4 tons | DAY & NIGHT | HRCU-A-CB (Split System: Heat Pump with Remote Outdoor Unit-Air-Source) | C5H0V60*K*AAA* |  |  | EA*5X61M24A*+WALLCON | *97CMN0802120B* | 56000 | 18.5 | 9 | 60000 | 42000 | 70% | 2.02 | 0 | 9 |  |  |  |  | R-454B | 4.6667 | Residential & Commercial | USHP
213069590 | Central HP <5.4 tons | ACIQ | HRCU-A-CB (Split System: Heat Pump with Remote Outdoor Unit-Air-Source) | DLCURAH36ABK |  |  | EN(A,D)4X48L24** | *80VTL0902120A* | 35800 | 16.5 | 8.1 | 38500 | 34800 | 90.39% | 2 | 0 | 10 |  |  |  |  | R-410A | 2.9833 | Residential & Commercial | USHP | Ducted CEE Tier 1
211387211 | Central HP <5.4 tons | FRASER-JOHNSTON | HRCU-A-CB (Split System: Heat Pump with Remote Outdoor Unit-Air-Source) | HMH72B341 |  |  | XAFB36DBCN1 | TM9Y060B12MP11 | 33600 | 16.5 | 8.5 | 33400 | 23600 | 70.66% | 2.04 | 0 | 9.5 |  |  |  |  | R-410A | 2.8 | Residential & Commercial | USHP
214719920 | Central HP <5.4 tons | COLEMAN | HRCU-A-CB (Split System: Heat Pump with Remote Outdoor Unit-Air-Source) | HH836E2S11 |  |  | CTU48C5XFS1+TXV | Z9ES080C20SMPS1 | 34200 | 18 | 9 | 32000 | 25600 | 80% | 2 | 0 | 11 |  |  |  |  | R-454B | 2.85 | Residential & Commercial | USHP | Ducted CEE Tier 1
214720006 | Central HP <5.4 tons | COLEMAN | HRCU-A-CB (Split System: Heat Pump with Remote Outdoor Unit-Air-Source) | HH836E2S11 |  |  | CTU48C5XFS1+TXV | TMLE080C20MP11 | 34600 | 17 | 8.5 | 32800 | 25800 | 78.66% | 2 | 0 | 11 |  |  |  |  | R-454B | 2.8833 | Residential & Commercial | USHP | Ducted CEE Tier 1
215408658 | Central HP <5.4 tons | INNOVAIR | HRCU-A-CB (Split System: Heat Pump with Remote Outdoor Unit-Air-Source) | SOV36H2BA |  |  | SAV36BDA | 0 | 36000 | 16.1 | 8.7 | 36000 | 27000 | 75% | 2 | 0 | 10 |  |  |  |  | R-454B | 3 | Residential & Commercial | USHP | Ducted CEE Tier 1
214242982 | Central HP <5.4 tons | KEEPRITE | HRCU-A-CB (Split System: Heat Pump with Remote Outdoor Unit-Air-Source) | CVH825GKA2* |  |  | EN(A,D,W)4X42L21**+WALLCON | *80CTL0901716B* | 23800 | 16.5 | 8.1 | 21400 | 16700 | 78.04% | 1.96 | 0 | 11 |  |  |  |  | R-410A | 1.9833 | Residential & Commercial | USHP | Ducted CEE Tier 1
214398733 | Central HP <5.4 tons | COLEMAN | HRCU-A-CB (Split System: Heat Pump with Remote Outdoor Unit-Air-Source) | HH860E2S11 |  |  | CTM60D5CGS1 | CP9C120D20MP13 | 44000 | 18 | 9 | 44000 | 33400 | 75.91% | 2 | 0 | 11.7 |  |  |  |  | R-454B | 3.6667 | Residential & Commercial | USHP | Ducted CEE Tier 1
214397736 | Central HP <5.4 tons | COLEMAN | HRCU-A-CB (Split System: Heat Pump with Remote Outdoor Unit-Air-Source) | HH836E2S11 |  |  | CTM36C5CDS1 | TMLE120C20MP11 | 34600 | 16 | 8.5 | 32600 | 26800 | 82.21% | 2 | 0 | 11 |  |  |  |  | R-454B | 2.8833 | Residential & Commercial | USHP | Ducted CEE Tier 1
215679429 | Central HP <5.4 tons | DAY & NIGHT | HRCU-A-CB (Split System: Heat Pump with Remote Outdoor Unit-Air-Source) | C5H0V36*K*AAA* |  |  | EA*5X43M21A*+WALLCON | *80CSU0401712B* | 34600 | 18 | 9 | 35200 | 25000 | 71.02% | 1.9 | 0 | 10 |  |  |  |  | R-454B | 2.8833 | Residential & Commercial | USHP | Ducted CEE Tier 1
215679599 | Central HP <5.4 tons | DAY & NIGHT | HRCU-A-CB (Split System: Heat Pump with Remote Outdoor Unit-Air-Source) | C5H0V36*K*AAA* |  |  | EA*5X61M21A*+WALLCON | *96CTN0802120B* | 34800 | 18 | 9 | 34400 | 24800 | 72.09% | 1.92 | 0 | 10.5 |  |  |  |  | R-454B | 2.9 | Residential & Commercial | USHP | Ducted CEE Tier 1
214242632 | Central HP <5.4 tons | KEEPRITE | HRCU-A-CB (Split System: Heat Pump with Remote Outdoor Unit-Air-Source) | CVH825GKA2* |  |  | EN(A,D)4X30L17**+WALLCON | *96CTN0801714B* | 23400 | 16.5 | 8.1 | 21600 | 16700 | 77.31% | 1.92 | 0 | 11 |  |  |  |  | R-410A | 1.95 | Residential & Commercial | USHP | Ducted CEE Tier 1
214242262 | Central HP <5.4 tons | KEEPRITE | HRCU-A-CB (Split System: Heat Pump with Remote Outdoor Unit-Air-Source) | CVH825GKA3* |  |  | EN(A,D,W)4X48L21**+WALLCON | *95CSU0601716B* | 24000 | 16.5 | 8.1 | 21400 | 16600 | 77.57% | 2 | 0 | 11 |  |  |  |  | R-410A | 2 | Residential & Commercial | USHP | Ducted CEE Tier 1
215679659 | Central HP <5.4 tons | DAY & NIGHT | HRCU-A-CB (Split System: Heat Pump with Remote Outdoor Unit-Air-Source) | C5H0V36*K*AAA* |  |  | EA*5X61M21A*+WALLCON | *97CTN1002122A* | 34800 | 18.5 | 9 | 34400 | 24800 | 72.09% | 1.92 | 0 | 10.5 |  |  |  |  | R-454B | 2.9 | Residential & Commercial | USHP | Ducted CEE Tier 1
207706560 | Central HP <5.4 tons | MOOVAIR | HRCU-A-CB (Split System: Heat Pump with Remote Outdoor Unit-Air-Source) | DMA30HOS20230E7 |  |  | FMA30HIAHUU230X7 | 0 | 30000 | 16.2 | 8.9 | 33000 | 24000 | 72.73% | 1.8 | 11 | 10 |  |  |  |  | R-410A | 2.5 | Residential & Commercial | USHP | Ducted CEE Tier 1
214720021 | Central HP <5.4 tons | COLEMAN | HRCU-A-CB (Split System: Heat Pump with Remote Outdoor Unit-Air-Source) | HH860E2S11 |  |  | CTU60C5XGS1+TXV | TM9E080C20MP12 | 44500 | 17 | 9 | 45000 | 33800 | 75.11% | 2 | 0 | 11.7 |  |  |  |  | R-454B | 3.7083 | Residential & Commercial | USHP | Ducted CEE Tier 1
215940951 | Central HP <5.4 tons | KEEPRITE | HRCU-A-CB (Split System: Heat Pump with Remote Outdoor Unit-Air-Source) | C5H3V48*K*AAA* |  |  | EA*5X48M21A*+WALLCON | *80CSU0401712B* | 43500 | 21 | 9.5 | 48000 | 36400 | 75.83% | 1.92 | 0 | 11 |  |  |  |  | R-454B | 3.625 | Residential & Commercial | USHP | Ducted CEE Tier 1
213160483 | Central HP <5.4 tons | Dettson | HRCU-A-C (Split System: Heat Pump with Remote Outdoor Unit with No Indoor Fan --Air Source) | EVD-36-O |  |  | MAC36H2124E | 0 | 35000 | 15.2 | 10 | 39000 | 32000 | 82.05% | 2 | 10.2 | 10 |  |  |  |  | R-410A | 2.9167 | Residential & Commercial | USHP | Ducted CEE Tier 1
214296069 | Central HP <5.4 tons | Econas | HRCU-A-C (Split System: Heat Pump with Remote Outdoor Unit with No Indoor Fan --Air Source) | EOD30-24HFN1-MW |  |  | EAC-24HWDN1-MN0 | 0 | 24000 | 16.5 | 9.5 | 25000 | 20000 | 80% | 1.95 | 11 | 10.7 |  |  |  |  | R-410A | 2 | Residential & Commercial | USHP | Ducted CEE Tier 1
211396680 | Central HP <5.4 tons | FRASER-JOHNSTON | HRCU-A-CB (Split System: Heat Pump with Remote Outdoor Unit-Air-Source) | HMH72B341 |  |  | XAUC48FXXN1+TXV | TM8Y120C20MP11 | 34000 | 16.5 | 8.5 | 33000 | 24200 | 73.33% | 2.1 | 0 | 9.5 |  |  |  |  | R-410A | 2.8333 | Residential & Commercial | USHP
215941771 | Central HP <5.4 tons | KEEPRITE | HRCU-A-CB (Split System: Heat Pump with Remote Outdoor Unit-Air-Source) | C5H3V48*K*AAA* |  |  | EVD5X61M21A*+WALLCON | *96CTN0802120B* | 46000 | 20.5 | 8.1 | 53500 | 38500 | 71.96% | 1.95 | 0 | 11.5 |  |  |  |  | R-454B | 3.8333 | Residential & Commercial | USHP | Ducted CEE Tier 1
215677529 | Central HP <5.4 tons | DAY & NIGHT | HRCU-A-CB (Split System: Heat Pump with Remote Outdoor Unit-Air-Source) | C5H0V60*K*AAA* |  |  | EVD5X60M24A*+WALLCON | *97CMN1002122B* | 56500 | 18.5 | 9 | 63000 | 44500 | 70.63% | 2.08 | 0 | 9 |  |  |  |  | R-454B | 4.7083 | Residential & Commercial | USHP
215676979 | Central HP <5.4 tons | DAY & NIGHT | HRCU-A-CB (Split System: Heat Pump with Remote Outdoor Unit-Air-Source) | C5H0V60*K*AAA* |  |  | EVM5X60M21A*+WALLCON | *80CSU1002120A* | 56500 | 18 | 9 | 64000 | 45000 | 70.31% | 2.08 | 0 | 9 |  |  |  |  | R-454B | 4.7083 | Residential & Commercial | USHP
215408659 | Central HP <5.4 tons | INNOVAIR | HRCU-A-CB (Split System: Heat Pump with Remote Outdoor Unit-Air-Source) | SOV48H2BA |  |  | SAV48BDA | 0 | 48000 | 16 | 8.5 | 48000 | 38000 | 79.17% | 1.85 | 0 | 10 |  |  |  |  | R-454B | 4 | Residential & Commercial | USHP | Ducted CEE Tier 1
214719687 | Central HP <5.4 tons | COLEMAN | HRCU-A-CB (Split System: Heat Pump with Remote Outdoor Unit-Air-Source) | HH836E2S11 |  |  | CTU36B5XDS1+TXV | TMLE100B12MP11 | 33200 | 18 | 8.5 | 31200 | 25200 | 80.77% | 2 | 0 | 11 |  |  |  |  | R-454B | 2.7667 | Residential & Commercial | USHP | Ducted CEE Tier 1
215679269 | Central HP <5.4 tons | DAY & NIGHT | HRCU-A-CB (Split System: Heat Pump with Remote Outdoor Unit-Air-Source) | C5H0V36*K*AAA* |  |  | EA*5X37M17A*+WALLCON | *97CTN0801716A* | 33800 | 17.5 | 9 | 35800 | 25600 | 71.51% | 1.86 | 0 | 9.5 |  |  |  |  | R-454B | 2.8167 | Residential & Commercial | USHP
215679399 | Central HP <5.4 tons | DAY & NIGHT | HRCU-A-CB (Split System: Heat Pump with Remote Outdoor Unit-Air-Source) | C5H0V36*K*AAA* |  |  | EA*5X42M21A*+WALLCON | *97CTN0802120A* | 33200 | 17.5 | 9 | 35800 | 25600 | 71.51% | 1.86 | 0 | 10 |  |  |  |  | R-454B | 2.7667 | Residential & Commercial | USHP | Ducted CEE Tier 1
215679419 | Central HP <5.4 tons | DAY & NIGHT | HRCU-A-CB (Split System: Heat Pump with Remote Outdoor Unit-Air-Source) | C5H0V36*K*AAA* |  |  | EA*5X43M21A*+WALLCON | *96CTN0802120B* | 34400 | 18 | 9 | 35400 | 25200 | 71.19% | 1.88 | 0 | 10 |  |  |  |  | R-454B | 2.8667 | Residential & Commercial | USHP | Ducted CEE Tier 1
215679669 | Central HP <5.4 tons | DAY & NIGHT | HRCU-A-CB (Split System: Heat Pump with Remote Outdoor Unit-Air-Source) | C5H0V36*K*AAA* |  |  | EA*5X61M24A*+WALLCON | *96CTN0802120B* | 34800 | 18 | 9 | 34400 | 24800 | 72.09% | 1.92 | 0 | 10.5 |  |  |  |  | R-454B | 2.9 | Residential & Commercial | USHP | Ducted CEE Tier 1
214719873 | Central HP <5.4 tons | COLEMAN | HRCU-A-CB (Split System: Heat Pump with Remote Outdoor Unit-Air-Source) | HH836E2S11 |  |  | CTU48C5XFS1+TXV | TM9E100C20MP12 | 34400 | 17 | 9 | 32400 | 25800 | 79.63% | 2 | 0 | 11 |  |  |  |  | R-454B | 2.8667 | Residential & Commercial | USHP | Ducted CEE Tier 1
214719878 | Central HP <5.4 tons | COLEMAN | HRCU-A-CB (Split System: Heat Pump with Remote Outdoor Unit-Air-Source) | HH836E2S11 |  |  | CTU48C5XFS1+TXV | TL8E100C20UH11 | 33400 | 18 | 9 | 31400 | 25200 | 80.25% | 2 | 0 | 11 |  |  |  |  | R-454B | 2.7833 | Residential & Commercial | USHP | Ducted CEE Tier 1
214719930 | Central HP <5.4 tons | COLEMAN | HRCU-A-CB (Split System: Heat Pump with Remote Outdoor Unit-Air-Source) | HH836E2S11 |  |  | CTU48C5XFS1+TXV | TM9V100C16MP12 | 33200 | 18 | 9 | 31200 | 25200 | 80.77% | 2 | 0 | 11 |  |  |  |  | R-454B | 2.7667 | Residential & Commercial | USHP | Ducted CEE Tier 1
214720087 | Central HP <5.4 tons | COLEMAN | HRCU-A-CB (Split System: Heat Pump with Remote Outdoor Unit-Air-Source) | HH836E2S11 |  |  | CTU48C5XFS1+TXV | TP9C100C20MP13 | 34200 | 18 | 9 | 32600 | 25800 | 79.14% | 2 | 0 | 11 |  |  |  |  | R-454B | 2.85 | Residential & Commercial | USHP | Ducted CEE Tier 1
214720139 | Central HP <5.4 tons | COLEMAN | HRCU-A-CB (Split System: Heat Pump with Remote Outdoor Unit-Air-Source) | HH836E2S11 |  |  | CTU48C5XFS1+TXV | Z8ES100C20SMPS1 | 34400 | 19 | 9 | 32000 | 25400 | 79.38% | 2 | 0 | 11 |  |  |  |  | R-454B | 2.8667 | Residential & Commercial | USHP | Ducted CEE Tier 1
214720073 | Central HP <5.4 tons | COLEMAN | HRCU-A-CB (Split System: Heat Pump with Remote Outdoor Unit-Air-Source) | HH836E2S11 |  |  | CTU48C5XFS1+TXV | TPLC100C16MP13 | 33400 | 18 | 9 | 31600 | 25400 | 80.38% | 2 | 0 | 11 |  |  |  |  | R-454B | 2.7833 | Residential & Commercial | USHP | Ducted CEE Tier 1
215942487 | Central HP <5.4 tons | KEEPRITE | HRCU-A-CB (Split System: Heat Pump with Remote Outdoor Unit-Air-Source) | C5H3V36*K*AAA* |  |  | EVD5X61M21A*+WALLCON | *80CTL0702120B* | 35800 | 22 | 8.5 | 37400 | 28400 | 75.94% | 2.02 | 0 | 12.5 |  |  |  |  | R-454B | 2.9833 | Residential & Commercial | USHP | Ducted CEE Tier 1
213779135 | Central HP <5.4 tons | CARRIER | HRCU-A-CB (Split System: Heat Pump with Remote Outdoor Unit-Air-Source) | 25VNA837A*030* |  |  | CAP**4221AL*+UI | 59MN7C100C21**22 | 31800 | 17 | 8.1 | 33000 | 24400 | 73.94% | 1.88 | 0 | 11 |  |  |  |  | R-410A | 2.65 | Residential & Commercial | USHP | Ducted CEE Tier 1
211394376 | Central HP <5.4 tons | FRASER-JOHNSTON | HRCU-A-CB (Split System: Heat Pump with Remote Outdoor Unit-Air-Source) | HMH72B341 |  |  | XAFD48FBCN1 | TP9C120D20MP13 | 34000 | 17 | 8.5 | 32400 | 23800 | 73.46% | 2.1 | 0 | 9.5 |  |  |  |  | R-410A | 2.8333 | Residential & Commercial | USHP
211394558 | Central HP <5.4 tons | FRASER-JOHNSTON | HRCU-A-CB (Split System: Heat Pump with Remote Outdoor Unit-Air-Source) | HMH72B341 |  |  | XAFD48FBCN1 | TM9V100C20MP12 | 34000 | 16.5 | 8.5 | 33000 | 24200 | 73.33% | 2.1 | 0 | 9 |  |  |  |  | R-410A | 2.8333 | Residential & Commercial | USHP
211394594 | Central HP <5.4 tons | FRASER-JOHNSTON | HRCU-A-CB (Split System: Heat Pump with Remote Outdoor Unit-Air-Source) | HMH72B341 |  |  | XAFC48FXXN1+TXV | TM9V100C20MP12 | 34000 | 16.5 | 8.5 | 33000 | 24200 | 73.33% | 2.1 | 0 | 9 |  |  |  |  | R-410A | 2.8333 | Residential & Commercial | USHP
211395501 | Central HP <5.4 tons | FRASER-JOHNSTON | HRCU-A-CB (Split System: Heat Pump with Remote Outdoor Unit-Air-Source) | HMH72B341 |  |  | XAHC48FBCN1 | TM9V080B12MP12 | 32800 | 16 | 8.1 | 32200 | 23600 | 73.29% | 2.02 | 0 | 9 |  |  |  |  | R-410A | 2.7333 | Residential & Commercial | USHP
211397032 | Central HP <5.4 tons | FRASER-JOHNSTON | HRCU-A-CB (Split System: Heat Pump with Remote Outdoor Unit-Air-Source) | HMH72B341 |  |  | XAUC48FXXN1+TXV | TM8Y080B12MP11 | 33200 | 17 | 8.5 | 32200 | 23600 | 73.29% | 2.04 | 0 | 9.5 |  |  |  |  | R-410A | 2.7667 | Residential & Commercial | USHP
211397525 | Central HP <5.4 tons | FRASER-JOHNSTON | HRCU-A-CB (Split System: Heat Pump with Remote Outdoor Unit-Air-Source) | HMH72B341 |  |  | XAFD48FXXN1+TXV | TM8V100C16MP12 | 34000 | 16.5 | 8.5 | 33000 | 24400 | 73.94% | 2.1 | 0 | 9 |  |  |  |  | R-410A | 2.8333 | Residential & Commercial | USHP
211398270 | Central HP <5.4 tons | FRASER-JOHNSTON | HRCU-A-CB (Split System: Heat Pump with Remote Outdoor Unit-Air-Source) | HMH72B341 |  |  | XAFC48FXXN1+TXV | TM8E120C16MP11 | 33600 | 17 | 8.5 | 32400 | 23600 | 72.84% | 2.08 | 0 | 9.5 |  |  |  |  | R-410A | 2.8 | Residential & Commercial | USHP
211398436 | Central HP <5.4 tons | FRASER-JOHNSTON | HRCU-A-CB (Split System: Heat Pump with Remote Outdoor Unit-Air-Source) | HMH72B341 |  |  | XAHC48FBCN1 | TM8E100C16MP11 | 33000 | 17 | 8.5 | 31800 | 23200 | 72.96% | 2.04 | 0 | 9.5 |  |  |  |  | R-410A | 2.75 | Residential & Commercial | USHP
214397699 | Central HP <5.4 tons | COLEMAN | HRCU-A-CB (Split System: Heat Pump with Remote Outdoor Unit-Air-Source) | HH836E2S11 |  |  | CTF36C5CDS1 | TMLE100C16MP11 | 34000 | 18 | 8.5 | 31600 | 25800 | 81.65% | 2 | 0 | 11 |  |  |  |  | R-454B | 2.8333 | Residential & Commercial | USHP | Ducted CEE Tier 1
211386068 | Central HP <5.4 tons | FRASER-JOHNSTON | HRCU-A-CB (Split System: Heat Pump with Remote Outdoor Unit-Air-Source) | HMH72B341 |  |  | XAHD48FBCN1 | TL9E100C20UH11 | 33400 | 15.5 | 8.5 | 32000 | 23400 | 73.12% | 2.04 | 0 | 9 |  |  |  |  | R-410A | 2.7833 | Residential & Commercial | USHP
211385970 | Central HP <5.4 tons | FRASER-JOHNSTON | HRCU-A-CB (Split System: Heat Pump with Remote Outdoor Unit-Air-Source) | HMH72B341 |  |  | XAFC48FXXN1+TXV | TM8E080B12MP11 | 33400 | 17 | 8.5 | 32400 | 23800 | 73.46% | 2.04 | 0 | 9 |  |  |  |  | R-410A | 2.7833 | Residential & Commercial | USHP
211386011 | Central HP <5.4 tons | FRASER-JOHNSTON | HRCU-A-CB (Split System: Heat Pump with Remote Outdoor Unit-Air-Source) | HMH72B341 |  |  | XAUC48FXXN1+TXV | TM8E080B12MP11 | 33400 | 17 | 8.5 | 32400 | 23800 | 73.46% | 2.04 | 0 | 9 |  |  |  |  | R-410A | 2.7833 | Residential & Commercial | USHP
215679729 | Central HP <5.4 tons | DAY & NIGHT | HRCU-A-CB (Split System: Heat Pump with Remote Outdoor Unit-Air-Source) | C5H0V36*K*AAA* |  |  | ESH5X36M12A*+WALLCON | *80CSU0601716B* | 33800 | 16.5 | 8.5 | 35600 | 25400 | 71.35% | 1.76 | 0 | 9.5 |  |  |  |  | R-454B | 2.8167 | Residential & Commercial | USHP
215679759 | Central HP <5.4 tons | DAY & NIGHT | HRCU-A-CB (Split System: Heat Pump with Remote Outdoor Unit-Air-Source) | C5H0V36*K*AAA* |  |  | ESH5X36M12A*+WALLCON | *97CTN0802120A* | 33600 | 16 | 8.5 | 35800 | 25400 | 70.95% | 1.76 | 0 | 9.5 |  |  |  |  | R-454B | 2.8 | Residential & Commercial | USHP
215679829 | Central HP <5.4 tons | DAY & NIGHT | HRCU-A-CB (Split System: Heat Pump with Remote Outdoor Unit-Air-Source) | C5H0V36*K*AAA* |  |  | ESH5X42M12A*+WALLCON | *97CTN0801716A* | 33800 | 16 | 8.5 | 35800 | 25400 | 70.95% | 1.76 | 0 | 9 |  |  |  |  | R-454B | 2.8167 | Residential & Commercial | USHP
215679879 | Central HP <5.4 tons | DAY & NIGHT | HRCU-A-CB (Split System: Heat Pump with Remote Outdoor Unit-Air-Source) | C5H0V36*K*AAA* |  |  | ESH5X48M12A*+WALLCON | *80CSU0401712B* | 34200 | 17 | 8.5 | 35400 | 25200 | 71.19% | 1.9 | 0 | 9.5 |  |  |  |  | R-454B | 2.85 | Residential & Commercial | USHP
215679929 | Central HP <5.4 tons | DAY & NIGHT | HRCU-A-CB (Split System: Heat Pump with Remote Outdoor Unit-Air-Source) | C5H0V36*K*AAA* |  |  | ESH5X48M12A*+WALLCON | *97CTN1202422A* | 34200 | 17 | 8.5 | 35400 | 25200 | 71.19% | 1.9 | 0 | 9.5 |  |  |  |  | R-454B | 2.85 | Residential & Commercial | USHP
215679959 | Central HP <5.4 tons | DAY & NIGHT | HRCU-A-CB (Split System: Heat Pump with Remote Outdoor Unit-Air-Source) | C5H0V36*K*AAA* |  |  | ESH5X60M12A*+WALLCON | *80CSU0601716B* | 34600 | 17 | 8.5 | 34600 | 24800 | 71.68% | 1.92 | 0 | 10 |  |  |  |  | R-454B | 2.8833 | Residential & Commercial | USHP | Ducted CEE Tier 1
215942537 | Central HP <5.4 tons | KEEPRITE | HRCU-A-CB (Split System: Heat Pump with Remote Outdoor Unit-Air-Source) | C5H3V36*K*AAA* |  |  | EVD5X61M21A*+WALLCON | *97CMN1002122B* | 36000 | 22 | 8.5 | 37400 | 28200 | 75.4% | 2.04 | 0 | 12.5 |  |  |  |  | R-454B | 3 | Residential & Commercial | USHP | Ducted CEE Tier 1
215942607 | Central HP <5.4 tons | KEEPRITE | HRCU-A-CB (Split System: Heat Pump with Remote Outdoor Unit-Air-Source) | C5H3V36*K*AAA* |  |  | EVM5X61M24A*+WALLCON | *96CTN0802120B* | 36000 | 22 | 8.5 | 37400 | 28200 | 75.4% | 2.04 | 0 | 12.5 |  |  |  |  | R-454B | 3 | Residential & Commercial | USHP | Ducted CEE Tier 1
214242622 | Central HP <5.4 tons | KEEPRITE | HRCU-A-CB (Split System: Heat Pump with Remote Outdoor Unit-Air-Source) | CVH825GKA2* |  |  | EN(A,D)4X30L17**+WALLCON | *96CTN0601714B* | 23400 | 16 | 8.1 | 21600 | 16800 | 77.78% | 1.9 | 0 | 10.5 |  |  |  |  | R-410A | 1.95 | Residential & Commercial | USHP | Ducted CEE Tier 1
211394833 | Central HP <5.4 tons | FRASER-JOHNSTON | HRCU-A-CB (Split System: Heat Pump with Remote Outdoor Unit-Air-Source) | HMH72B341 |  |  | XAFD48FXXN1+TXV | TM9V100C16MP12 | 33800 | 16.5 | 8.5 | 32400 | 23600 | 72.84% | 2.08 | 0 | 9.5 |  |  |  |  | R-410A | 2.8167 | Residential & Commercial | USHP
211395719 | Central HP <5.4 tons | FRASER-JOHNSTON | HRCU-A-CB (Split System: Heat Pump with Remote Outdoor Unit-Air-Source) | HMH72B341 |  |  | XAHC48FXXN1+TXV | TM9V060B12MP12 | 32400 | 16 | 8.1 | 32000 | 23400 | 73.12% | 2 | 0 | 9 |  |  |  |  | R-410A | 2.7 | Residential & Commercial | USHP
211396721 | Central HP <5.4 tons | FRASER-JOHNSTON | HRCU-A-CB (Split System: Heat Pump with Remote Outdoor Unit-Air-Source) | HMH72B341 |  |  | XAHD48FXXN1+TXV | TM8Y100C16MP11 | 33600 | 17 | 8.1 | 32600 | 24000 | 73.62% | 2.04 | 0 | 9 |  |  |  |  | R-410A | 2.8 | Residential & Commercial | USHP
211395612 | Central HP <5.4 tons | FRASER-JOHNSTON | HRCU-A-CB (Split System: Heat Pump with Remote Outdoor Unit-Air-Source) | HMH72B341 |  |  | XAFC48FBCN1 | TM9V080B12MP12 | 33400 | 16.5 | 8.5 | 32600 | 24000 | 73.62% | 2.06 | 0 | 9 |  |  |  |  | R-410A | 2.7833 | Residential & Commercial | USHP
211396148 | Central HP <5.4 tons | FRASER-JOHNSTON | HRCU-A-CB (Split System: Heat Pump with Remote Outdoor Unit-Air-Source) | HMH72B341 |  |  | XAFC48FXXN1+TXV | TM9E080C16MP12 | 34000 | 17 | 8.1 | 33400 | 24600 | 73.65% | 2.08 | 0 | 9 |  |  |  |  | R-410A | 2.8333 | Residential & Commercial | USHP
211396248 | Central HP <5.4 tons | FRASER-JOHNSTON | HRCU-A-CB (Split System: Heat Pump with Remote Outdoor Unit-Air-Source) | HMH72B341 |  |  | XAFC48FXXN1+TXV | TM9E080B12MP12 | 33200 | 16.5 | 8.5 | 32400 | 23800 | 73.46% | 2.04 | 0 | 9 |  |  |  |  | R-410A | 2.7667 | Residential & Commercial | USHP
211396357 | Central HP <5.4 tons | FRASER-JOHNSTON | HRCU-A-CB (Split System: Heat Pump with Remote Outdoor Unit-Air-Source) | HMH72B341 |  |  | XAFC48FXXN1+TXV | TM9E060B12MP12 | 33200 | 16.5 | 8.1 | 32600 | 24000 | 73.62% | 2.02 | 0 | 9 |  |  |  |  | R-410A | 2.7667 | Residential & Commercial | USHP
211396766 | Central HP <5.4 tons | FRASER-JOHNSTON | HRCU-A-CB (Split System: Heat Pump with Remote Outdoor Unit-Air-Source) | HMH72B341 |  |  | XAHD48FBCN1 | TM8Y080C16MP11 | 33600 | 17 | 8.1 | 32600 | 24000 | 73.62% | 2.04 | 0 | 9 |  |  |  |  | R-410A | 2.8 | Residential & Commercial | USHP
213297048 | Central HP <5.4 tons | COLEMAN | HRCU-A-CB (Split System: Heat Pump with Remote Outdoor Unit-Air-Source) | HMH72B341 |  |  | XAHC36DXXN1+TXV | Z9ES060B12SMPS1 | 33000 | 16.5 | 8.1 | 32200 | 22800 | 70.81% | 2 | 0 | 9.5 |  |  |  |  | R-410A | 2.75 | Residential & Commercial | USHP
213297123 | Central HP <5.4 tons | COLEMAN | HRCU-A-CB (Split System: Heat Pump with Remote Outdoor Unit-Air-Source) | HMH72B341 |  |  | XAUC48FXXN1+TXV | Z8ES120C16SMPS1 | 34000 | 16.5 | 8.5 | 32800 | 23400 | 71.34% | 2.1 | 0 | 9.5 |  |  |  |  | R-410A | 2.8333 | Residential & Commercial | USHP
213297273 | Central HP <5.4 tons | COLEMAN | HRCU-A-CB (Split System: Heat Pump with Remote Outdoor Unit-Air-Source) | HMH72B341 |  |  | XAUB36DXXN1+TXV | Z9ES080B12SMPS1 | 34000 | 17 | 8.1 | 33400 | 23800 | 71.26% | 2.06 | 0 | 9.5 |  |  |  |  | R-410A | 2.8333 | Residential & Commercial | USHP
213297373 | Central HP <5.4 tons | COLEMAN | HRCU-A-CB (Split System: Heat Pump with Remote Outdoor Unit-Air-Source) | HMH72B341 |  |  | XAUB30CXXN1+TXV | Z8ES100B12SMPS1 | 32800 | 18 | 8.5 | 33000 | 23200 | 70.3% | 2.04 | 0 | 9.5 |  |  |  |  | R-410A | 2.7333 | Residential & Commercial | USHP
213297448 | Central HP <5.4 tons | COLEMAN | HRCU-A-CB (Split System: Heat Pump with Remote Outdoor Unit-Air-Source) | HMH72B341 |  |  | XAUB36DXXN1+TXV | Z9ET060B12SMPS1 | 34000 | 18.5 | 8.1 | 33400 | 24000 | 71.86% | 2.06 | 0 | 9.5 |  |  |  |  | R-410A | 2.8333 | Residential & Commercial | USHP
213297848 | Central HP <5.4 tons | COLEMAN | HRCU-A-CB (Split System: Heat Pump with Remote Outdoor Unit-Air-Source) | HMH72B341 |  |  | XAFC36DXXN1+JMET12CS2N1+TXV | 0 | 34000 | 18.5 | 8.5 | 34000 | 24200 | 71.18% | 2.14 | 0 | 10 |  |  |  |  | R-410A | 2.8333 | Residential & Commercial | USHP | Ducted CEE Tier 1
213297873 | Central HP <5.4 tons | COLEMAN | HRCU-A-CB (Split System: Heat Pump with Remote Outdoor Unit-Air-Source) | HMH72B341 |  |  | XAFC36DXXN1+TXV | Z9ES080C16SMPS1 | 34000 | 17.5 | 8.1 | 33400 | 23800 | 71.26% | 2.06 | 0 | 9.5 |  |  |  |  | R-410A | 2.8333 | Residential & Commercial | USHP
213298068 | Central HP <5.4 tons | COLEMAN | HRCU-A-CB (Split System: Heat Pump with Remote Outdoor Unit-Air-Source) | HMH72B341 |  |  | XAFB36DBCN1 | Z8ES040A12SMPS1 | 34000 | 18 | 8.5 | 33400 | 24200 | 72.46% | 2.1 | 0 | 10 |  |  |  |  | R-410A | 2.8333 | Residential & Commercial | USHP | Ducted CEE Tier 1
211398529 | Central HP <5.4 tons | FRASER-JOHNSTON | HRCU-A-CB (Split System: Heat Pump with Remote Outdoor Unit-Air-Source) | HMH72B341 |  |  | XAFC48FXXN1+TXV | TMLE100C16MP11 | 33600 | 17 | 8.5 | 32400 | 23600 | 72.84% | 2.06 | 0 | 9.5 |  |  |  |  | R-410A | 2.8 | Residential & Commercial | USHP
211398838 | Central HP <5.4 tons | FRASER-JOHNSTON | HRCU-A-CB (Split System: Heat Pump with Remote Outdoor Unit-Air-Source) | HMH72B341 |  |  | XAHC48FBCN1 | TMLE080C16MP11 | 32800 | 16.5 | 8.5 | 31600 | 23000 | 72.78% | 2.04 | 0 | 9.5 |  |  |  |  | R-410A | 2.7333 | Residential & Commercial | USHP
211398879 | Central HP <5.4 tons | FRASER-JOHNSTON | HRCU-A-CB (Split System: Heat Pump with Remote Outdoor Unit-Air-Source) | HMH72B341 |  |  | XAFD48FBCN1 | TM8E080C16MP11 | 33400 | 17 | 8.5 | 32200 | 23400 | 72.67% | 2.06 | 0 | 9.5 |  |  |  |  | R-410A | 2.7833 | Residential & Commercial | USHP
211397975 | Central HP <5.4 tons | FRASER-JOHNSTON | HRCU-A-CB (Split System: Heat Pump with Remote Outdoor Unit-Air-Source) | HMH72B341 |  |  | XAHC48FBCN1 | TM8V080B12MP12 | 32400 | 16 | 8.1 | 32000 | 23600 | 73.75% | 1.98 | 0 | 8.5 |  |  |  |  | R-410A | 2.7 | Residential & Commercial | USHP
213770299 | Central HP <5.4 tons | CARRIER | HRCU-A-CB (Split System: Heat Pump with Remote Outdoor Unit-Air-Source) | 25VNA448A*031* |  |  | CAP**6121AL*+UI | 58TN*B070C17**16 | 45000 | 20.5 | 9 | 46500 | 36800 | 79.14% | 2.3 | 0 | 11 |  |  |  |  | R-410A | 3.75 | Residential & Commercial | USHP | Ducted CEE Tier 1
215679329 | Central HP <5.4 tons | DAY & NIGHT | HRCU-A-CB (Split System: Heat Pump with Remote Outdoor Unit-Air-Source) | C5H0V36*K*AAA* |  |  | EA*5X37M21A*+WALLCON | *97CTN0802120A* | 34400 | 18 | 9 | 35400 | 25200 | 71.19% | 1.88 | 0 | 10 |  |  |  |  | R-454B | 2.8667 | Residential & Commercial | USHP | Ducted CEE Tier 1
215679449 | Central HP <5.4 tons | DAY & NIGHT | HRCU-A-CB (Split System: Heat Pump with Remote Outdoor Unit-Air-Source) | C5H0V36*K*AAA* |  |  | EA*5X43M21A*+WALLCON | *97CTN0601716A* | 34200 | 17.5 | 9 | 35600 | 25400 | 71.35% | 1.88 | 0 | 9.5 |  |  |  |  | R-454B | 2.85 | Residential & Commercial | USHP
215679529 | Central HP <5.4 tons | DAY & NIGHT | HRCU-A-CB (Split System: Heat Pump with Remote Outdoor Unit-Air-Source) | C5H0V36*K*AAA* |  |  | EA*5X48M21A*+WALLCON | *97CTN0801716A* | 33600 | 17.5 | 9 | 35200 | 25200 | 71.59% | 1.88 | 0 | 9.5 |  |  |  |  | R-454B | 2.8 | Residential & Commercial | USHP
210365436 | Central HP <5.4 tons | Dettson | HRCU-A-CB (Split System: Heat Pump with Remote Outdoor Unit-Air-Source) | EVD-60-O |  |  | EVD-60-I | 0 | 55000 | 15.3 | 9.4 | 59000 | 48500 | 82.2% | 1.91 | 9 | 8.8 |  |  |  |  | R-410A | 4.5833 | Residential & Commercial | USHP
213072133 | Central HP <5.4 tons | ACIQ | HRCU-A-CB (Split System: Heat Pump with Remote Outdoor Unit-Air-Source) | DLCURAH18ABK |  |  | EA*4X19L17A* | *92ESN0601714A* | 18200 | 16.5 | 8.5 | 18100 | 17600 | 97.24% | 2.14 | 0 | 11 |  |  |  |  | R-410A | 1.5167 | Residential & Commercial | USHP | Ducted CEE Tier 1
213072135 | Central HP <5.4 tons | ACIQ | HRCU-A-CB (Split System: Heat Pump with Remote Outdoor Unit-Air-Source) | DLCURAH18ABK |  |  | EA*4X19L17A* | *92ESN0401712A* | 18300 | 15.5 | 8.5 | 18400 | 17600 | 95.65% | 2.12 | 0 | 10.5 |  |  |  |  | R-410A | 1.525 | Residential & Commercial | USHP | Ducted CEE Tier 1
213072137 | Central HP <5.4 tons | ACIQ | HRCU-A-CB (Split System: Heat Pump with Remote Outdoor Unit-Air-Source) | DLCURAH18ABK |  |  | EA*4X19L17A* | *80ESU0601716A | 19100 | 16.5 | 9 | 19000 | 17400 | 91.58% | 2.14 | 0 | 11 |  |  |  |  | R-410A | 1.5917 | Residential & Commercial | USHP | Ducted CEE Tier 1
213072151 | Central HP <5.4 tons | ACIQ | HRCU-A-CB (Split System: Heat Pump with Remote Outdoor Unit-Air-Source) | DLCURAH18ABK |  |  | EA*4X24L14A* | *92ESN0601412A* | 18100 | 16 | 9 | 18900 | 18900 | 100% | 2.28 | 0 | 10.5 |  |  |  |  | R-410A | 1.5083 | Residential & Commercial | USHP | Ducted CEE Tier 1
213072168 | Central HP <5.4 tons | ACIQ | HRCU-A-CB (Split System: Heat Pump with Remote Outdoor Unit-Air-Source) | DLCURAH18ABK |  |  | EA*4X24L17A* | *95ESN0401410A* | 17700 | 15.5 | 8.5 | 18700 | 19000 | 101.6% | 2.28 | 0 | 10.5 |  |  |  |  | R-410A | 1.475 | Residential & Commercial | USHP | Ducted CEE Tier 1
213072186 | Central HP <5.4 tons | ACIQ | HRCU-A-CB (Split System: Heat Pump with Remote Outdoor Unit-Air-Source) | DLCURAH18ABK |  |  | EA*4X24L17A* | OMV112K14A | 18100 | 15.5 | 8.5 | 19100 | 18900 | 98.95% | 2.26 | 0 | 10.5 |  |  |  |  | R-410A | 1.5083 | Residential & Commercial | USHP | Ducted CEE Tier 1
213072201 | Central HP <5.4 tons | ACIQ | HRCU-A-CB (Split System: Heat Pump with Remote Outdoor Unit-Air-Source) | DLCURAH18ABK |  |  | EA*4X25L17A* | *95ESN0401410A* | 18300 | 16 | 8.5 | 18200 | 17500 | 96.15% | 2.12 | 0 | 10.5 |  |  |  |  | R-410A | 1.525 | Residential & Commercial | USHP | Ducted CEE Tier 1
213072234 | Central HP <5.4 tons | ACIQ | HRCU-A-CB (Split System: Heat Pump with Remote Outdoor Unit-Air-Source) | DLCURAH18ABK |  |  | EA*4X30L17A* | *96VSN0601714A* | 17800 | 16 | 8.5 | 18400 | 18500 | 100.5% | 2.22 | 0 | 10.5 |  |  |  |  | R-410A | 1.4833 | Residential & Commercial | USHP | Ducted CEE Tier 1
213072251 | Central HP <5.4 tons | ACIQ | HRCU-A-CB (Split System: Heat Pump with Remote Outdoor Unit-Air-Source) | DLCURAH18ABK |  |  | EA*4X30L17A* | *96VTN0601412A* | 18000 | 16 | 8.5 | 18600 | 18500 | 99.46% | 2.22 | 0 | 10.5 |  |  |  |  | R-410A | 1.5 | Residential & Commercial | USHP | Ducted CEE Tier 1
215679479 | Central HP <5.4 tons | DAY & NIGHT | HRCU-A-CB (Split System: Heat Pump with Remote Outdoor Unit-Air-Source) | C5H0V36*K*AAA* |  |  | EA*5X43M21A*+WALLCON | *97CTN1002122A* | 34600 | 18 | 9 | 35200 | 25000 | 71.02% | 1.9 | 0 | 10 |  |  |  |  | R-454B | 2.8833 | Residential & Commercial | USHP | Ducted CEE Tier 1
216623462 | Central HP <5.4 tons | MOOVAIR | HRCU-A-C (Split System: Heat Pump with Remote Outdoor Unit with No Indoor Fan --Air Source) | MSHMA30R2AN1 |  |  | GUHMA36RCAS1 | 0 | 29000 | 16 | 9.5 | 32000 | 32000 | 100% | 1.85 | 0 | 10 |  |  |  |  | R-454B | 2.4167 | Residential & Commercial | USHP | Ducted CEE Tier 1
211239658 | Central HP <5.4 tons | CARRIER | HRCU-A-CB (Split System: Heat Pump with Remote Outdoor Unit-Air-Source) | 38MURAQ24AB3* |  |  | CAP**2414AL* | 59SC2D060E14**12 | 24200 | 16 | 8.5 | 27200 | 23400 | 86.03% | 1.9 | 0 | 10 |  |  |  |  | R-410A | 2.0167 | Residential & Commercial | USHP | Ducted CEE Tier 1
211239667 | Central HP <5.4 tons | CARRIER | HRCU-A-CB (Split System: Heat Pump with Remote Outdoor Unit-Air-Source) | 38MURAQ24AB3* |  |  | CAP**2417AL* | 59SP6A080V17**16 | 23800 | 16.5 | 8.5 | 26800 | 24000 | 89.55% | 1.98 | 0 | 10 |  |  |  |  | R-410A | 1.9833 | Residential & Commercial | USHP | Ducted CEE Tier 1
211239669 | Central HP <5.4 tons | CARRIER | HRCU-A-CB (Split System: Heat Pump with Remote Outdoor Unit-Air-Source) | 38MURAQ24AB3* |  |  | CAP**2417AL* | 58S(B,C)*A070E17**16 | 24600 | 16 | 8.5 | 27400 | 23000 | 83.94% | 1.88 | 0 | 10 |  |  |  |  | R-410A | 2.05 | Residential & Commercial | USHP | Ducted CEE Tier 1
215679899 | Central HP <5.4 tons | DAY & NIGHT | HRCU-A-CB (Split System: Heat Pump with Remote Outdoor Unit-Air-Source) | C5H0V36*K*AAA* |  |  | ESH5X48M12A*+WALLCON | *97CTN0601716A* | 33800 | 16 | 8.5 | 35600 | 25600 | 71.91% | 1.78 | 0 | 9 |  |  |  |  | R-454B | 2.8167 | Residential & Commercial | USHP
215679949 | Central HP <5.4 tons | DAY & NIGHT | HRCU-A-CB (Split System: Heat Pump with Remote Outdoor Unit-Air-Source) | C5H0V36*K*AAA* |  |  | ESH5X60M12A*+WALLCON | *80CSU0401712B* | 34600 | 17 | 8.5 | 34600 | 24800 | 71.68% | 1.92 | 0 | 10 |  |  |  |  | R-454B | 2.8833 | Residential & Commercial | USHP | Ducted CEE Tier 1
215679679 | Central HP <5.4 tons | DAY & NIGHT | HRCU-A-CB (Split System: Heat Pump with Remote Outdoor Unit-Air-Source) | C5H0V36*K*AAA* |  |  | EA*5X61M24A*+WALLCON | *97CTN0802120A* | 34800 | 18 | 9 | 34400 | 24800 | 72.09% | 1.92 | 0 | 10.5 |  |  |  |  | R-454B | 2.9 | Residential & Commercial | USHP | Ducted CEE Tier 1
215679799 | Central HP <5.4 tons | DAY & NIGHT | HRCU-A-CB (Split System: Heat Pump with Remote Outdoor Unit-Air-Source) | C5H0V36*K*AAA* |  |  | ESH5X42M12A*+WALLCON | *80CSU0401712B* | 34000 | 16.5 | 8.5 | 35600 | 25200 | 70.79% | 1.78 | 0 | 9.5 |  |  |  |  | R-454B | 2.8333 | Residential & Commercial | USHP
213072254 | Central HP <5.4 tons | ACIQ | HRCU-A-CB (Split System: Heat Pump with Remote Outdoor Unit-Air-Source) | DLCURAH18ABK |  |  | EA*4X30L17A* | *80ES(N,L)0451412A* | 18200 | 16.5 | 8.5 | 18700 | 18400 | 98.4% | 2.22 | 0 | 11 |  |  |  |  | R-410A | 1.5167 | Residential & Commercial | USHP | Ducted CEE Tier 1
213072285 | Central HP <5.4 tons | ACIQ | HRCU-A-CB (Split System: Heat Pump with Remote Outdoor Unit-Air-Source) | DLCURAH18ABK |  |  | EN(A,D)4X24L14** | *96VTN0601412A* | 17900 | 15.5 | 8.5 | 18800 | 18700 | 99.47% | 2.26 | 0 | 11 |  |  |  |  | R-410A | 1.4917 | Residential & Commercial | USHP | Ducted CEE Tier 1
213072317 | Central HP <5.4 tons | ACIQ | HRCU-A-CB (Split System: Heat Pump with Remote Outdoor Unit-Air-Source) | DLCURAH18ABK |  |  | EN(A,D)4X24L17** | *92ESN0601714A* | 17700 | 16 | 8.5 | 18500 | 18800 | 101.6% | 2.26 | 0 | 11 |  |  |  |  | R-410A | 1.475 | Residential & Commercial | USHP | Ducted CEE Tier 1
213072321 | Central HP <5.4 tons | ACIQ | HRCU-A-CB (Split System: Heat Pump with Remote Outdoor Unit-Air-Source) | DLCURAH18ABK |  |  | EN(A,D)4X24L17** | *80ES(N,L)0701412A* | 17500 | 16 | 8.5 | 18400 | 18800 | 102.2% | 2.26 | 0 | 11 |  |  |  |  | R-410A | 1.4583 | Residential & Commercial | USHP | Ducted CEE Tier 1
215679849 | Central HP <5.4 tons | DAY & NIGHT | HRCU-A-CB (Split System: Heat Pump with Remote Outdoor Unit-Air-Source) | C5H0V36*K*AAA* |  |  | ESH5X42M12A*+WALLCON | *97CTN1002122A* | 34000 | 16.5 | 8.5 | 35600 | 25200 | 70.79% | 1.78 | 0 | 9.5 |  |  |  |  | R-454B | 2.8333 | Residential & Commercial | USHP
215679499 | Central HP <5.4 tons | DAY & NIGHT | HRCU-A-CB (Split System: Heat Pump with Remote Outdoor Unit-Air-Source) | C5H0V36*K*AAA* |  |  | EA*5X48M21A*+WALLCON | *80CSU0401712B* | 34000 | 18 | 9 | 35000 | 25000 | 71.43% | 1.9 | 0 | 10 |  |  |  |  | R-454B | 2.8333 | Residential & Commercial | USHP | Ducted CEE Tier 1
215679579 | Central HP <5.4 tons | DAY & NIGHT | HRCU-A-CB (Split System: Heat Pump with Remote Outdoor Unit-Air-Source) | C5H0V36*K*AAA* |  |  | EA*5X60M24A*+WALLCON | *97CTN1002122A* | 34400 | 18.5 | 9 | 34200 | 24800 | 72.51% | 1.9 | 0 | 10.5 |  |  |  |  | R-454B | 2.8667 | Residential & Commercial | USHP | Ducted CEE Tier 1
215679629 | Central HP <5.4 tons | DAY & NIGHT | HRCU-A-CB (Split System: Heat Pump with Remote Outdoor Unit-Air-Source) | C5H0V36*K*AAA* |  |  | EA*5X61M21A*+WALLCON | *97CTN0601716A* | 34400 | 17.5 | 9 | 34600 | 25200 | 72.83% | 1.9 | 0 | 9.5 |  |  |  |  | R-454B | 2.8667 | Residential & Commercial | USHP
215679699 | Central HP <5.4 tons | DAY & NIGHT | HRCU-A-CB (Split System: Heat Pump with Remote Outdoor Unit-Air-Source) | C5H0V36*K*AAA* |  |  | EA*5X61M24A*+WALLCON | *97CTN1202422A* | 35000 | 18.5 | 9 | 34400 | 24800 | 72.09% | 1.92 | 0 | 10.5 |  |  |  |  | R-454B | 2.9167 | Residential & Commercial | USHP | Ducted CEE Tier 1
215679749 | Central HP <5.4 tons | DAY & NIGHT | HRCU-A-CB (Split System: Heat Pump with Remote Outdoor Unit-Air-Source) | C5H0V36*K*AAA* |  |  | ESH5X36M12A*+WALLCON | *97CTN0801716A* | 33400 | 16 | 8.5 | 36000 | 25600 | 71.11% | 1.76 | 0 | 9 |  |  |  |  | R-454B | 2.7833 | Residential & Commercial | USHP
211239674 | Central HP <5.4 tons | CARRIER | HRCU-A-CB (Split System: Heat Pump with Remote Outdoor Unit-Air-Source) | 38MURAQ24AB3* |  |  | CAP**2417AL* | 59SU5A060E17**16 | 24000 | 16.5 | 8.5 | 26800 | 24000 | 89.55% | 1.98 | 0 | 10 |  |  |  |  | R-410A | 2 | Residential & Commercial | USHP | Ducted CEE Tier 1
211239699 | Central HP <5.4 tons | CARRIER | HRCU-A-CB (Split System: Heat Pump with Remote Outdoor Unit-Air-Source) | 38MURAQ24AB3* |  |  | CAP**2417AL* | 59SC2D040E17**12 | 23400 | 15.5 | 8.5 | 26800 | 24800 | 92.54% | 2.04 | 0 | 9.5 |  |  |  |  | R-410A | 1.95 | Residential & Commercial | USHP
211239710 | Central HP <5.4 tons | CARRIER | HRCU-A-CB (Split System: Heat Pump with Remote Outdoor Unit-Air-Source) | 38MURAQ24AB3* |  |  | CAP**2517AL* | 59SP6A060V14**12 | 24000 | 16.5 | 8.1 | 25200 | 21600 | 85.71% | 1.82 | 0 | 10 |  |  |  |  | R-410A | 2 | Residential & Commercial | USHP | Ducted CEE Tier 1
211239724 | Central HP <5.4 tons | CARRIER | HRCU-A-CB (Split System: Heat Pump with Remote Outdoor Unit-Air-Source) | 38MURAQ24AB3* |  |  | CAP**2517AL* | 59TP6B080V17**16 | 24800 | 17 | 8.5 | 25600 | 21200 | 82.81% | 1.78 | 0 | 10.5 |  |  |  |  | R-410A | 2.0667 | Residential & Commercial | USHP | Ducted CEE Tier 1
211239778 | Central HP <5.4 tons | CARRIER | HRCU-A-CB (Split System: Heat Pump with Remote Outdoor Unit-Air-Source) | 38MURAQ24AB3* |  |  | CAP**3017AL* | 58TP*A045V14**12 | 24200 | 16.5 | 8.5 | 26400 | 23000 | 87.12% | 1.9 | 0 | 10 |  |  |  |  | R-410A | 2.0167 | Residential & Commercial | USHP | Ducted CEE Tier 1
211239828 | Central HP <5.4 tons | CARRIER | HRCU-A-CB (Split System: Heat Pump with Remote Outdoor Unit-Air-Source) | 38MURAQ24AB3* |  |  | CAP**3617AL* | 59SC5B040E14**10 | 24400 | 15.2 | 8.5 | 26600 | 22400 | 84.21% | 1.82 | 0 | 10 |  |  |  |  | R-410A | 2.0333 | Residential & Commercial | USHP | Ducted CEE Tier 1
211239844 | Central HP <5.4 tons | CARRIER | HRCU-A-CB (Split System: Heat Pump with Remote Outdoor Unit-Air-Source) | 38MURAQ24AB3* |  |  | CAP**3617AL* | 59SC2D040E14**10 | 24200 | 15.2 | 8.5 | 26400 | 22600 | 85.61% | 1.84 | 0 | 10 |  |  |  |  | R-410A | 2.0167 | Residential & Commercial | USHP | Ducted CEE Tier 1
211396796 | Central HP <5.4 tons | FRASER-JOHNSTON | HRCU-A-CB (Split System: Heat Pump with Remote Outdoor Unit-Air-Source) | HMH72B341 |  |  | XAHC48FXXN1+TXV | TM8Y080C16MP11 | 33600 | 17 | 8.1 | 32600 | 24000 | 73.62% | 2.04 | 0 | 9 |  |  |  |  | R-410A | 2.8 | Residential & Commercial | USHP
211397498 | Central HP <5.4 tons | FRASER-JOHNSTON | HRCU-A-CB (Split System: Heat Pump with Remote Outdoor Unit-Air-Source) | HMH72B341 |  |  | XAHC48FBCN1 | TPLC100C16MP13 | 33600 | 16.5 | 8.5 | 32400 | 23800 | 73.46% | 2.06 | 0 | 9 |  |  |  |  | R-410A | 2.8 | Residential & Commercial | USHP
211397657 | Central HP <5.4 tons | FRASER-JOHNSTON | HRCU-A-CB (Split System: Heat Pump with Remote Outdoor Unit-Air-Source) | HMH72B341 |  |  | XAFD48FBCN1 | TPLC080C16MP13 | 34000 | 16.5 | 8.5 | 33000 | 24400 | 73.94% | 2.1 | 0 | 9 |  |  |  |  | R-410A | 2.8333 | Residential & Commercial | USHP
211398604 | Central HP <5.4 tons | FRASER-JOHNSTON | HRCU-A-CB (Split System: Heat Pump with Remote Outdoor Unit-Air-Source) | HMH72B341 |  |  | XAHC48FXXN1+TXV | TM8E100B12MP11 | 32600 | 17 | 8.1 | 31800 | 23200 | 72.96% | 2.02 | 0 | 9 |  |  |  |  | R-410A | 2.7167 | Residential & Commercial | USHP
211239858 | Central HP <5.4 tons | CARRIER | HRCU-A-CB (Split System: Heat Pump with Remote Outdoor Unit-Air-Source) | 38MURAQ24AB3* |  |  | CAP**3621AL* | 59SP6A080V17**16 | 24400 | 16.5 | 8.5 | 26200 | 22400 | 85.5% | 1.86 | 0 | 10 |  |  |  |  | R-410A | 2.0333 | Residential & Commercial | USHP | Ducted CEE Tier 1
211239867 | Central HP <5.4 tons | CARRIER | HRCU-A-CB (Split System: Heat Pump with Remote Outdoor Unit-Air-Source) | 38MURAQ24AB3* |  |  | CAP**3621AL* | 58SP*A070V17**16 | 24000 | 17 | 8.5 | 26000 | 22800 | 87.69% | 1.9 | 0 | 10 |  |  |  |  | R-410A | 2 | Residential & Commercial | USHP | Ducted CEE Tier 1
211239869 | Central HP <5.4 tons | CARRIER | HRCU-A-CB (Split System: Heat Pump with Remote Outdoor Unit-Air-Source) | 38MURAQ24AB3* |  |  | CAP**3621AL* | 58SP*A090V21**20 | 24200 | 17 | 8.5 | 26000 | 22800 | 87.69% | 1.88 | 0 | 10 |  |  |  |  | R-410A | 2.0167 | Residential & Commercial | USHP | Ducted CEE Tier 1
211239876 | Central HP <5.4 tons | CARRIER | HRCU-A-CB (Split System: Heat Pump with Remote Outdoor Unit-Air-Source) | 38MURAQ24AB3* |  |  | CAP**3621AL* | 59TP6B080V17**16 | 24400 | 16.5 | 8.5 | 26200 | 22400 | 85.5% | 1.86 | 0 | 10 |  |  |  |  | R-410A | 2.0333 | Residential & Commercial | USHP | Ducted CEE Tier 1
211239892 | Central HP <5.4 tons | CARRIER | HRCU-A-CB (Split System: Heat Pump with Remote Outdoor Unit-Air-Source) | 38MURAQ24AB3* |  |  | CAP**3621AL* | 59SC2D100E21**20 | 25000 | 17 | 8.5 | 26600 | 21800 | 81.95% | 1.82 | 0 | 10.5 |  |  |  |  | R-410A | 2.0833 | Residential & Commercial | USHP | Ducted CEE Tier 1
211239901 | Central HP <5.4 tons | CARRIER | HRCU-A-CB (Split System: Heat Pump with Remote Outdoor Unit-Air-Source) | 38MURAQ24AB3* |  |  | CAP**3621AL* | OVLAAB048112 | 24400 | 16 | 8.5 | 26400 | 22200 | 84.09% | 1.84 | 0 | 10 |  |  |  |  | R-410A | 2.0333 | Residential & Commercial | USHP | Ducted CEE Tier 1
211239917 | Central HP <5.4 tons | CARRIER | HRCU-A-CB (Split System: Heat Pump with Remote Outdoor Unit-Air-Source) | 38MURAQ24AB3* |  |  | CAP**3717AL* | 58TP*A045V14**12 | 24800 | 16.5 | 8.5 | 25600 | 21400 | 83.59% | 1.8 | 0 | 10 |  |  |  |  | R-410A | 2.0667 | Residential & Commercial | USHP | Ducted CEE Tier 1
215679919 | Central HP <5.4 tons | DAY & NIGHT | HRCU-A-CB (Split System: Heat Pump with Remote Outdoor Unit-Air-Source) | C5H0V36*K*AAA* |  |  | ESH5X48M12A*+WALLCON | *97CTN1002122A* | 34200 | 16.5 | 8.5 | 35400 | 25200 | 71.19% | 1.9 | 0 | 9.5 |  |  |  |  | R-454B | 2.85 | Residential & Commercial | USHP
213067693 | Central HP <5.4 tons | ACIQ | HRCU-A-CB (Split System: Heat Pump with Remote Outdoor Unit-Air-Source) | HVH837GKA** |  |  | EA*4X61L21A*+WALLCON | *80CSU0401712A* | 33200 | 17.5 | 8.1 | 32000 | 24800 | 77.5% | 1.98 | 0 | 11.5 |  |  |  |  | R-410A | 2.7667 | Residential & Commercial | USHP | Ducted CEE Tier 1
211239919 | Central HP <5.4 tons | CARRIER | HRCU-A-CB (Split System: Heat Pump with Remote Outdoor Unit-Air-Source) | 38MURAQ24AB3* |  |  | CAP**3717AL* | 58TP*A090V17**16 | 24200 | 17 | 8.5 | 25200 | 22000 | 87.3% | 1.82 | 0 | 10 |  |  |  |  | R-410A | 2.0167 | Residential & Commercial | USHP | Ducted CEE Tier 1
211239926 | Central HP <5.4 tons | CARRIER | HRCU-A-CB (Split System: Heat Pump with Remote Outdoor Unit-Air-Source) | 38MURAQ24AB3* |  |  | CAP**3717AL* | 59TP6B040V14**10 | 24200 | 16 | 8.5 | 25600 | 21800 | 85.16% | 1.8 | 0 | 10 |  |  |  |  | R-410A | 2.0167 | Residential & Commercial | USHP | Ducted CEE Tier 1
211239944 | Central HP <5.4 tons | CARRIER | HRCU-A-CB (Split System: Heat Pump with Remote Outdoor Unit-Air-Source) | 38MURAQ24AB3* |  |  | CAP**3717AL* | OVLAAB036098 | 23800 | 16.5 | 8.1 | 25200 | 22200 | 88.1% | 1.84 | 0 | 10 |  |  |  |  | R-410A | 1.9833 | Residential & Commercial | USHP | Ducted CEE Tier 1
211239994 | Central HP <5.4 tons | CARRIER | HRCU-A-CB (Split System: Heat Pump with Remote Outdoor Unit-Air-Source) | 38MURAQ24AB3* |  |  | CAP**3721AL* | OVLAAB036098 | 24000 | 16.5 | 8.1 | 25000 | 21600 | 86.4% | 1.8 | 0 | 10 |  |  |  |  | R-410A | 2 | Residential & Commercial | USHP | Ducted CEE Tier 1
211240044 | Central HP <5.4 tons | CARRIER | HRCU-A-CB (Split System: Heat Pump with Remote Outdoor Unit-Air-Source) | 38MURAQ24AB3* |  |  | CNPV*2417AL* | 59SC2D060E17**14 | 23800 | 16.5 | 8.5 | 26800 | 23200 | 86.57% | 1.92 | 0 | 10 |  |  |  |  | R-410A | 1.9833 | Residential & Commercial | USHP | Ducted CEE Tier 1
211240126 | Central HP <5.4 tons | CARRIER | HRCU-A-CB (Split System: Heat Pump with Remote Outdoor Unit-Air-Source) | 38MURAQ24AB3* |  |  | CNPV*3617AL* | 59SU5A060E17**16 | 24200 | 16.5 | 8.1 | 26200 | 22800 | 87.02% | 1.9 | 0 | 10.5 |  |  |  |  | R-410A | 2.0167 | Residential & Commercial | USHP | Ducted CEE Tier 1
214397746 | Central HP <5.4 tons | COLEMAN | HRCU-A-CB (Split System: Heat Pump with Remote Outdoor Unit-Air-Source) | HH836E2S11 |  |  | CTF36C5CDS1 | TM8V080C16MP12 | 34000 | 18 | 8.5 | 31600 | 26000 | 82.28% | 2 | 0 | 11 |  |  |  |  | R-454B | 2.8333 | Residential & Commercial | USHP | Ducted CEE Tier 1
215679199 | Central HP <5.4 tons | DAY & NIGHT | HRCU-A-CB (Split System: Heat Pump with Remote Outdoor Unit-Air-Source) | C5H0V36*K*AAA* |  |  | EA*5X36M17A*+WALLCON | *80CSU0401712B* | 32800 | 17 | 8.5 | 36000 | 25800 | 71.67% | 1.76 | 0 | 9.5 |  |  |  |  | R-454B | 2.7333 | Residential & Commercial | USHP
215679349 | Central HP <5.4 tons | DAY & NIGHT | HRCU-A-CB (Split System: Heat Pump with Remote Outdoor Unit-Air-Source) | C5H0V36*K*AAA* |  |  | EA*5X42M21A*+WALLCON | *96CTN0802120B* | 33200 | 17.5 | 9 | 35800 | 25600 | 71.51% | 1.86 | 0 | 10 |  |  |  |  | R-454B | 2.7667 | Residential & Commercial | USHP | Ducted CEE Tier 1
215679969 | Central HP <5.4 tons | DAY & NIGHT | HRCU-A-CB (Split System: Heat Pump with Remote Outdoor Unit-Air-Source) | C5H0V36*K*AAA* |  |  | ESH5X60M12A*+WALLCON | *97CTN0601716A* | 34200 | 16 | 8.5 | 34800 | 25200 | 72.41% | 1.8 | 0 | 9 |  |  |  |  | R-454B | 2.85 | Residential & Commercial | USHP
212989329 | Central HP <5.4 tons | KEEPRITE | HRCU-A-CB (Split System: Heat Pump with Remote Outdoor Unit-Air-Source) | DLCURAH18ABK |  |  | EN(A,D)4X30L17** | *95MSU0601716A* | 17600 | 16.5 | 8.1 | 18100 | 18700 | 103.3% | 2.24 | 0 | 11 |  |  |  |  | R-410A | 1.4667 | Residential & Commercial | USHP | Ducted CEE Tier 1
213062456 | Central HP <5.4 tons | ACIQ | HRCU-A-CB (Split System: Heat Pump with Remote Outdoor Unit-Air-Source) | HVH837GKA** |  |  | EA*4X36L21A*+WALLCON | *80CTL0902120A* | 31600 | 17 | 8.1 | 33200 | 24200 | 72.89% | 1.86 | 11 | 11 |  |  |  |  | R-410A | 2.6333 | Residential & Commercial | USHP | Ducted CEE Tier 1
213062463 | Central HP <5.4 tons | ACIQ | HRCU-A-CB (Split System: Heat Pump with Remote Outdoor Unit-Air-Source) | HVH837GKA** |  |  | EA*4X42L21A*+WALLCON | *80CTL0701716A* | 31800 | 17 | 8.1 | 33200 | 24600 | 74.1% | 1.88 | 11 | 11 |  |  |  |  | R-410A | 2.65 | Residential & Commercial | USHP | Ducted CEE Tier 1
213062779 | Central HP <5.4 tons | ACIQ | HRCU-A-CB (Split System: Heat Pump with Remote Outdoor Unit-Air-Source) | HVH837GKA** |  |  | EA*4X37L21A*+WALLCON | *80CSU0401712A* | 32800 | 17.5 | 8.5 | 33000 | 25200 | 76.36% | 1.98 | 12 | 11 |  |  |  |  | R-410A | 2.7333 | Residential & Commercial | USHP | Ducted CEE Tier 1
213062790 | Central HP <5.4 tons | ACIQ | HRCU-A-CB (Split System: Heat Pump with Remote Outdoor Unit-Air-Source) | HVH837GKA** |  |  | EA*4X48L24A*+WALLCON | *80CSU1002120A* | 32200 | 17 | 8.1 | 32600 | 25000 | 76.69% | 1.96 | 12 | 11 |  |  |  |  | R-410A | 2.6833 | Residential & Commercial | USHP | Ducted CEE Tier 1
213062797 | Central HP <5.4 tons | ACIQ | HRCU-A-CB (Split System: Heat Pump with Remote Outdoor Unit-Air-Source) | HVH837GKA** |  |  | EHD4X42AAL+WALLCON | *80CSU1002120A* | 32400 | 16 | 8.1 | 33200 | 24800 | 74.7% | 1.94 | 11.5 | 11 |  |  |  |  | R-410A | 2.7 | Residential & Commercial | USHP | Ducted CEE Tier 1
212987005 | Central HP <5.4 tons | KEEPRITE | HRCU-A-CB (Split System: Heat Pump with Remote Outdoor Unit-Air-Source) | DLCURAH18ABK |  |  | EA*4X24L17A* | *96MSN0601412A* | 17300 | 16 | 8.5 | 18200 | 19400 | 106.6% | 2.34 | 0 | 10.5 |  |  |  |  | R-410A | 1.4417 | Residential & Commercial | USHP | Ducted CEE Tier 1
212987055 | Central HP <5.4 tons | KEEPRITE | HRCU-A-CB (Split System: Heat Pump with Remote Outdoor Unit-Air-Source) | DLCURAH18ABK |  |  | EN(A,D)4X24L14** | *96MSN0601412A* | 17300 | 16 | 8.1 | 18300 | 19200 | 104.9% | 2.32 | 0 | 10.5 |  |  |  |  | R-410A | 1.4417 | Residential & Commercial | USHP | Ducted CEE Tier 1
213062965 | Central HP <5.4 tons | ACIQ | HRCU-A-CB (Split System: Heat Pump with Remote Outdoor Unit-Air-Source) | HVH825GKA3* |  |  | EA*4X37L17A*+WALLCON | *80CTL0701412A* | 24200 | 17 | 8.1 | 21400 | 16600 | 77.57% | 2 | 11 | 11 |  |  |  |  | R-410A | 2.0167 | Residential & Commercial | USHP | Ducted CEE Tier 1
213062974 | Central HP <5.4 tons | ACIQ | HRCU-A-CB (Split System: Heat Pump with Remote Outdoor Unit-Air-Source) | HVH825GKA3* |  |  | EA*4X37L21A*+WALLCON | *96CTN1002122A* | 24400 | 16.5 | 8.5 | 21200 | 16600 | 78.3% | 2.04 | 11 | 11 |  |  |  |  | R-410A | 2.0333 | Residential & Commercial | USHP | Ducted CEE Tier 1
212985921 | Central HP <5.4 tons | KEEPRITE | HRCU-A-CB (Split System: Heat Pump with Remote Outdoor Unit-Air-Source) | DLCURAH18ABK |  |  | EA*4X30L14A* | *96MSN0261410A* | 17400 | 16 | 8.5 | 18000 | 18800 | 104.4% | 2.26 | 0 | 10.5 |  |  |  |  | R-410A | 1.45 | Residential & Commercial | USHP | Ducted CEE Tier 1
212986687 | Central HP <5.4 tons | KEEPRITE | HRCU-A-CB (Split System: Heat Pump with Remote Outdoor Unit-Air-Source) | DLCURAH18ABK |  |  | EA*4X25L17A* | *96MSN0401712A* | 17700 | 15.5 | 8.1 | 17700 | 17800 | 100.6% | 2.14 | 0 | 10.5 |  |  |  |  | R-410A | 1.475 | Residential & Commercial | USHP | Ducted CEE Tier 1
215679979 | Central HP <5.4 tons | DAY & NIGHT | HRCU-A-CB (Split System: Heat Pump with Remote Outdoor Unit-Air-Source) | C5H0V36*K*AAA* |  |  | ESH5X60M12A*+WALLCON | *97CTN0801716A* | 34400 | 16 | 8.5 | 34800 | 25000 | 71.84% | 1.78 | 0 | 9.5 |  |  |  |  | R-454B | 2.8667 | Residential & Commercial | USHP
212988721 | Central HP <5.4 tons | CARRIER | HRCU-A-CB (Split System: Heat Pump with Remote Outdoor Unit-Air-Source) | 38MURAQ24AB3* |  |  | CNPV*2417AL* | 59SU5B040M17**12 | 23200 | 16 | 8.5 | 27000 | 25200 | 93.33% | 2.1 | 0 | 10 |  |  |  |  | R-410A | 1.9333 | Residential & Commercial | USHP | Ducted CEE Tier 1
215679359 | Central HP <5.4 tons | DAY & NIGHT | HRCU-A-CB (Split System: Heat Pump with Remote Outdoor Unit-Air-Source) | C5H0V36*K*AAA* |  |  | EA*5X42M21A*+WALLCON | *80CSU0401712B* | 33200 | 17.5 | 8.5 | 35800 | 25600 | 71.51% | 1.86 | 0 | 9.5 |  |  |  |  | R-454B | 2.7667 | Residential & Commercial | USHP
215679779 | Central HP <5.4 tons | DAY & NIGHT | HRCU-A-CB (Split System: Heat Pump with Remote Outdoor Unit-Air-Source) | C5H0V36*K*AAA* |  |  | ESH5X36M12A*+WALLCON | *97CTN1202422A* | 33800 | 16.5 | 8.5 | 35800 | 25400 | 70.95% | 1.76 | 0 | 9.5 |  |  |  |  | R-454B | 2.8167 | Residential & Commercial | USHP
215679859 | Central HP <5.4 tons | DAY & NIGHT | HRCU-A-CB (Split System: Heat Pump with Remote Outdoor Unit-Air-Source) | C5H0V36*K*AAA* |  |  | ESH5X42M12A*+WALLCON | *97CTN1202422A* | 34000 | 16 | 8.5 | 35600 | 25200 | 70.79% | 1.78 | 0 | 9.5 |  |  |  |  | R-454B | 2.8333 | Residential & Commercial | USHP
216623457 | Central HP <5.4 tons | MOOVAIR | HRCU-A-C (Split System: Heat Pump with Remote Outdoor Unit with No Indoor Fan --Air Source) | MSHMB36R2AN1 |  |  | GCHMA36RCAS1 | 0 | 36000 | 15.8 | 9.4 | 38000 | 36000 | 94.74% | 1.9 | 0 | 10.7 |  |  |  |  | R-454B | 3 | Residential & Commercial | USHP | Ducted CEE Tier 1
215679239 | Central HP <5.4 tons | DAY & NIGHT | HRCU-A-CB (Split System: Heat Pump with Remote Outdoor Unit-Air-Source) | C5H0V36*K*AAA* |  |  | EA*5X37M17A*+WALLCON | *80CSU0401712B* | 34200 | 17 | 9 | 35600 | 25400 | 71.35% | 1.88 | 0 | 9.5 |  |  |  |  | R-454B | 2.85 | Residential & Commercial | USHP
215679639 | Central HP <5.4 tons | DAY & NIGHT | HRCU-A-CB (Split System: Heat Pump with Remote Outdoor Unit-Air-Source) | C5H0V36*K*AAA* |  |  | EA*5X61M21A*+WALLCON | *97CTN0801716A* | 34600 | 18 | 9 | 34600 | 25000 | 72.25% | 1.92 | 0 | 10 |  |  |  |  | R-454B | 2.8833 | Residential & Commercial | USHP | Ducted CEE Tier 1
215679739 | Central HP <5.4 tons | DAY & NIGHT | HRCU-A-CB (Split System: Heat Pump with Remote Outdoor Unit-Air-Source) | C5H0V36*K*AAA* |  |  | ESH5X36M12A*+WALLCON | *97CTN0601716A* | 33400 | 16 | 8.5 | 36000 | 25800 | 71.67% | 1.76 | 0 | 9 |  |  |  |  | R-454B | 2.7833 | Residential & Commercial | USHP
215679789 | Central HP <5.4 tons | DAY & NIGHT | HRCU-A-CB (Split System: Heat Pump with Remote Outdoor Unit-Air-Source) | C5H0V36*K*AAA* |  |  | ESH5X42M12A*+WALLCON | *96CTN0802120B* | 34000 | 16 | 8.5 | 35600 | 25200 | 70.79% | 1.76 | 0 | 9.5 |  |  |  |  | R-454B | 2.8333 | Residential & Commercial | USHP
213067277 | Central HP <5.4 tons | ACIQ | HRCU-A-CB (Split System: Heat Pump with Remote Outdoor Unit-Air-Source) | HVH825GKA3* |  |  | EA*4X42L21A*+WALLCON | *95CSU0601716A* | 23600 | 16.5 | 8.1 | 21400 | 16700 | 78.04% | 1.94 | 0 | 10.5 |  |  |  |  | R-410A | 1.9667 | Residential & Commercial | USHP | Ducted CEE Tier 1
213067309 | Central HP <5.4 tons | ACIQ | HRCU-A-CB (Split System: Heat Pump with Remote Outdoor Unit-Air-Source) | HVH825GKA3* |  |  | EA*4X43L21A*+WALLCON | *80CTL0701716A* | 24400 | 17 | 8.5 | 21200 | 16600 | 78.3% | 2.02 | 0 | 11 |  |  |  |  | R-410A | 2.0333 | Residential & Commercial | USHP | Ducted CEE Tier 1
213067375 | Central HP <5.4 tons | ACIQ | HRCU-A-CB (Split System: Heat Pump with Remote Outdoor Unit-Air-Source) | HVH825GKA3* |  |  | EN(A,D,W)4X48L21**+WALLCON | *80CTL0451712A* | 24000 | 16.5 | 8.1 | 21400 | 16700 | 78.04% | 2 | 0 | 11 |  |  |  |  | R-410A | 2 | Residential & Commercial | USHP | Ducted CEE Tier 1
213067411 | Central HP <5.4 tons | ACIQ | HRCU-A-CB (Split System: Heat Pump with Remote Outdoor Unit-Air-Source) | HVH825GKA3* |  |  | EHD4X42AAL+WALLCON | *80CTL0901716A* | 24200 | 16.5 | 8.1 | 21200 | 16500 | 77.83% | 2.02 | 0 | 11 |  |  |  |  | R-410A | 2.0167 | Residential & Commercial | USHP | Ducted CEE Tier 1
213067418 | Central HP <5.4 tons | ACIQ | HRCU-A-CB (Split System: Heat Pump with Remote Outdoor Unit-Air-Source) | HVH825GKA3* |  |  | EHD4X48AAL+WALLCON | *80CSU1002120A* | 24200 | 16 | 8.1 | 21200 | 16600 | 78.3% | 2 | 0 | 10.5 |  |  |  |  | R-410A | 2.0167 | Residential & Commercial | USHP | Ducted CEE Tier 1
213072132 | Central HP <5.4 tons | ACIQ | HRCU-A-CB (Split System: Heat Pump with Remote Outdoor Unit-Air-Source) | DLCURAH18ABK |  |  | EA*4X19L17A* | *92ESN0601412A* | 18700 | 16.5 | 8.5 | 18600 | 17500 | 94.09% | 2.14 | 0 | 11 |  |  |  |  | R-410A | 1.5583 | Residential & Commercial | USHP | Ducted CEE Tier 1
213072164 | Central HP <5.4 tons | ACIQ | HRCU-A-CB (Split System: Heat Pump with Remote Outdoor Unit-Air-Source) | DLCURAH18ABK |  |  | EA*4X24L17A* | *80VTL0451412A* | 17600 | 16.5 | 8.5 | 18500 | 19100 | 103.2% | 2.3 | 0 | 10.5 |  |  |  |  | R-410A | 1.4667 | Residential & Commercial | USHP | Ducted CEE Tier 1
215678349 | Central HP <5.4 tons | DAY & NIGHT | HRCU-A-CB (Split System: Heat Pump with Remote Outdoor Unit-Air-Source) | C5H0V24*K*AAA* |  |  | EA*5X37M17A*+WALLCON | *80CSU0401712B* | 23800 | 17 | 9 | 23400 | 16400 | 70.09% | 2 | 0 | 10 |  |  |  |  | R-454B | 1.9833 | Residential & Commercial | USHP | Ducted CEE Tier 1
212988825 | Central HP <5.4 tons | KEEPRITE | HRCU-A-CB (Split System: Heat Pump with Remote Outdoor Unit-Air-Source) | DLCURAH18ABK |  |  | EN(A,D)4X24L17** | *95MSU0401712A* | 17600 | 16 | 8.5 | 18700 | 19100 | 102.1% | 2.3 | 0 | 10.5 |  |  |  |  | R-410A | 1.4667 | Residential & Commercial | USHP | Ducted CEE Tier 1
212989293 | Central HP <5.4 tons | KEEPRITE | HRCU-A-CB (Split System: Heat Pump with Remote Outdoor Unit-Air-Source) | DLCURAH18ABK |  |  | EA*4X25L17A* | *95MSU0601716A* | 17800 | 16.5 | 8.1 | 17700 | 17700 | 100% | 2.14 | 0 | 10.5 |  |  |  |  | R-410A | 1.4833 | Residential & Commercial | USHP | Ducted CEE Tier 1
212985931 | Central HP <5.4 tons | KEEPRITE | HRCU-A-CB (Split System: Heat Pump with Remote Outdoor Unit-Air-Source) | DLCURAH18ABK |  |  | EA*4X30L17A* | *96MSN0261410A* | 17500 | 16 | 8.5 | 18100 | 18800 | 103.9% | 2.26 | 0 | 10.5 |  |  |  |  | R-410A | 1.4583 | Residential & Commercial | USHP | Ducted CEE Tier 1
212985981 | Central HP <5.4 tons | KEEPRITE | HRCU-A-CB (Split System: Heat Pump with Remote Outdoor Unit-Air-Source) | DLCURAH18ABK |  |  | EN(A,D)4X30L17** | *96MSN0261410A* | 17500 | 16 | 8.1 | 18200 | 18800 | 103.3% | 2.26 | 0 | 11 |  |  |  |  | R-410A | 1.4583 | Residential & Commercial | USHP | Ducted CEE Tier 1
212989189 | Central HP <5.4 tons | CARRIER | HRCU-A-CB (Split System: Heat Pump with Remote Outdoor Unit-Air-Source) | 38MURAQ24AB3* |  |  | CAP**3717AL* | 59SU5B060M17**16 | 24000 | 17 | 8.5 | 25600 | 22400 | 87.5% | 1.88 | 0 | 10 |  |  |  |  | R-410A | 2 | Residential & Commercial | USHP | Ducted CEE Tier 1
212981724 | Central HP <5.4 tons | CARRIER | HRCU-A-CB (Split System: Heat Pump with Remote Outdoor Unit-Air-Source) | 38MURAQ24AB3* |  |  | CAP**3617AL* | 58SU*B040M17**12 | 23400 | 17 | 8.5 | 25600 | 23400 | 91.41% | 1.94 | 0 | 10 |  |  |  |  | R-410A | 1.95 | Residential & Commercial | USHP | Ducted CEE Tier 1
212983228 | Central HP <5.4 tons | CARRIER | HRCU-A-CB (Split System: Heat Pump with Remote Outdoor Unit-Air-Source) | 38MURAQ24AB3* |  |  | CNPV*3617AL* | 59SC2E040M17**12 | 23400 | 15.5 | 8.1 | 26200 | 24200 | 92.37% | 1.98 | 0 | 10 |  |  |  |  | R-410A | 1.95 | Residential & Commercial | USHP | Ducted CEE Tier 1
212983596 | Central HP <5.4 tons | CARRIER | HRCU-A-CB (Split System: Heat Pump with Remote Outdoor Unit-Air-Source) | 38MURAQ24AB3* |  |  | CNPV*3014AL* | 59SC2E060M14**12 | 23800 | 16.5 | 8.5 | 26400 | 24000 | 90.91% | 2 | 0 | 10 |  |  |  |  | R-410A | 1.9833 | Residential & Commercial | USHP | Ducted CEE Tier 1
213072173 | Central HP <5.4 tons | ACIQ | HRCU-A-CB (Split System: Heat Pump with Remote Outdoor Unit-Air-Source) | DLCURAH18ABK |  |  | EA*4X24L17A* | *95ESN0261410A* | 18000 | 15.5 | 8.5 | 19000 | 18900 | 99.47% | 2.26 | 0 | 10.5 |  |  |  |  | R-410A | 1.5 | Residential & Commercial | USHP | Ducted CEE Tier 1
213072216 | Central HP <5.4 tons | ACIQ | HRCU-A-CB (Split System: Heat Pump with Remote Outdoor Unit-Air-Source) | DLCURAH18ABK |  |  | EA*4X25L17A* | *80ESU0601716A | 19100 | 16.5 | 8.5 | 18900 | 17300 | 91.53% | 2.12 | 0 | 11 |  |  |  |  | R-410A | 1.5917 | Residential & Commercial | USHP | Ducted CEE Tier 1
213072221 | Central HP <5.4 tons | ACIQ | HRCU-A-CB (Split System: Heat Pump with Remote Outdoor Unit-Air-Source) | DLCURAH18ABK |  |  | EA*4X30L14A* | *96VSN0401410A* | 17500 | 16 | 8.5 | 18100 | 18600 | 102.8% | 2.24 | 0 | 10.5 |  |  |  |  | R-410A | 1.4583 | Residential & Commercial | USHP | Ducted CEE Tier 1
213072223 | Central HP <5.4 tons | ACIQ | HRCU-A-CB (Split System: Heat Pump with Remote Outdoor Unit-Air-Source) | DLCURAH18ABK |  |  | EA*4X30L14A* | *80VTL0451412A* | 17800 | 16.5 | 8.5 | 18200 | 18500 | 101.6% | 2.22 | 0 | 10.5 |  |  |  |  | R-410A | 1.4833 | Residential & Commercial | USHP | Ducted CEE Tier 1
213072257 | Central HP <5.4 tons | ACIQ | HRCU-A-CB (Split System: Heat Pump with Remote Outdoor Unit-Air-Source) | DLCURAH18ABK |  |  | EA*4X30L17A* | *92ESN0601412A* | 18300 | 16.5 | 8.5 | 18800 | 18400 | 97.87% | 2.22 | 0 | 10.5 |  |  |  |  | R-410A | 1.525 | Residential & Commercial | USHP | Ducted CEE Tier 1
213072300 | Central HP <5.4 tons | ACIQ | HRCU-A-CB (Split System: Heat Pump with Remote Outdoor Unit-Air-Source) | DLCURAH18ABK |  |  | EN(A,D)4X24L17** | *95ESU0601716A* | 18500 | 15.5 | 8.5 | 19500 | 18400 | 94.36% | 2.24 | 0 | 11 |  |  |  |  | R-410A | 1.5417 | Residential & Commercial | USHP | Ducted CEE Tier 1
213072316 | Central HP <5.4 tons | ACIQ | HRCU-A-CB (Split System: Heat Pump with Remote Outdoor Unit-Air-Source) | DLCURAH18ABK |  |  | EN(A,D)4X24L17** | *92ESN0601412A* | 18100 | 16 | 8.5 | 19000 | 18600 | 97.89% | 2.24 | 0 | 11 |  |  |  |  | R-410A | 1.5083 | Residential & Commercial | USHP | Ducted CEE Tier 1
211386111 | Central HP <5.4 tons | FRASER-JOHNSTON | HRCU-A-CB (Split System: Heat Pump with Remote Outdoor Unit-Air-Source) | HMH72B341 |  |  | XAFD48FXXN1+TXV | TL9E100C20UH11 | 34000 | 16 | 8.5 | 32400 | 23800 | 73.46% | 2.08 | 0 | 9.5 |  |  |  |  | R-410A | 2.8333 | Residential & Commercial | USHP
211386361 | Central HP <5.4 tons | FRASER-JOHNSTON | HRCU-A-CB (Split System: Heat Pump with Remote Outdoor Unit-Air-Source) | HMH72B341 |  |  | XAHD48FXXN1+TXV | TL8E100C20UH11 | 33400 | 16 | 8.5 | 32000 | 23200 | 72.5% | 2.06 | 0 | 9.5 |  |  |  |  | R-410A | 2.7833 | Residential & Commercial | USHP
211386686 | Central HP <5.4 tons | FRASER-JOHNSTON | HRCU-A-CB (Split System: Heat Pump with Remote Outdoor Unit-Air-Source) | HMH72B341 |  |  | XAHC36DXXN1+TXV | TM9Y100C20MP11 | 34000 | 15.5 | 8.1 | 34000 | 24400 | 71.76% | 2.06 | 0 | 9.5 |  |  |  |  | R-410A | 2.8333 | Residential & Commercial | USHP
211386545 | Central HP <5.4 tons | FRASER-JOHNSTON | HRCU-A-CB (Split System: Heat Pump with Remote Outdoor Unit-Air-Source) | HMH72B341 |  |  | XAFD48FBCN1 | TL8E080C16UH11 | 34000 | 16.5 | 8.5 | 32600 | 24000 | 73.62% | 2.08 | 0 | 9.5 |  |  |  |  | R-410A | 2.8333 | Residential & Commercial | USHP
211387438 | Central HP <5.4 tons | FRASER-JOHNSTON | HRCU-A-CB (Split System: Heat Pump with Remote Outdoor Unit-Air-Source) | HMH72B341 |  |  | XAHC36DBCN1 | TM9V100C16MP12 | 33800 | 17 | 8.1 | 33400 | 23600 | 70.66% | 2.06 | 0 | 9.5 |  |  |  |  | R-410A | 2.8167 | Residential & Commercial | USHP
211387531 | Central HP <5.4 tons | FRASER-JOHNSTON | HRCU-A-CB (Split System: Heat Pump with Remote Outdoor Unit-Air-Source) | HMH72B341 |  |  | XAFC36DBCN1 | TM9V100C16MP12 | 34000 | 17.5 | 8.5 | 34000 | 24000 | 70.59% | 2.1 | 0 | 10 |  |  |  |  | R-410A | 2.8333 | Residential & Commercial | USHP | Ducted CEE Tier 1
211387683 | Central HP <5.4 tons | FRASER-JOHNSTON | HRCU-A-CB (Split System: Heat Pump with Remote Outdoor Unit-Air-Source) | HMH72B341 |  |  | XAHC36DXXN1+TXV | TM9V080B12MP12 | 33200 | 17 | 8.1 | 33200 | 23400 | 70.48% | 2.02 | 0 | 9.5 |  |  |  |  | R-410A | 2.7667 | Residential & Commercial | USHP
211387113 | Central HP <5.4 tons | FRASER-JOHNSTON | HRCU-A-CB (Split System: Heat Pump with Remote Outdoor Unit-Air-Source) | HMH72B341 |  |  | XAHB36DXXN1+TXV | TM9Y060B12MP11 | 33000 | 17 | 8.1 | 33200 | 23400 | 70.48% | 1.98 | 0 | 9.5 |  |  |  |  | R-410A | 2.75 | Residential & Commercial | USHP
213298083 | Central HP <5.4 tons | COLEMAN | HRCU-A-CB (Split System: Heat Pump with Remote Outdoor Unit-Air-Source) | HMH72B341 |  |  | XAUB36DXXN1+TXV | Z8ES040A12LMPS1 | 34000 | 18 | 8.5 | 33400 | 24200 | 72.46% | 2.1 | 0 | 10 |  |  |  |  | R-410A | 2.8333 | Residential & Commercial | USHP | Ducted CEE Tier 1
211387140 | Central HP <5.4 tons | FRASER-JOHNSTON | HRCU-A-CB (Split System: Heat Pump with Remote Outdoor Unit-Air-Source) | HMH72B341 |  |  | XAHB30CXXN1+TXV | TM9Y060B12MP11 | 31800 | 17 | 8.1 | 33000 | 23200 | 70.3% | 1.96 | 0 | 9 |  |  |  |  | R-410A | 2.65 | Residential & Commercial | USHP
211387606 | Central HP <5.4 tons | FRASER-JOHNSTON | HRCU-A-CB (Split System: Heat Pump with Remote Outdoor Unit-Air-Source) | HMH72B341 |  |  | XAHC30CXXN1+TXV | TM9V080C16MP12 | 32200 | 16.5 | 8.1 | 32800 | 23000 | 70.12% | 2 | 0 | 9.5 |  |  |  |  | R-410A | 2.6833 | Residential & Commercial | USHP
213297683 | Central HP <5.4 tons | COLEMAN | HRCU-A-CB (Split System: Heat Pump with Remote Outdoor Unit-Air-Source) | HMH72B341 |  |  | XAFC36DBCN1 | Z9ET100C16SMPS1 | 34800 | 18.5 | 8.5 | 34800 | 24400 | 70.11% | 2.06 | 0 | 9.5 |  |  |  |  | R-410A | 2.9 | Residential & Commercial | USHP
213298058 | Central HP <5.4 tons | COLEMAN | HRCU-A-CB (Split System: Heat Pump with Remote Outdoor Unit-Air-Source) | HMH72B341 |  |  | XAFB36DXXN1+TXV | Z8ES040A12SMPS1 | 34000 | 18 | 8.5 | 33400 | 24200 | 72.46% | 2.1 | 0 | 10 |  |  |  |  | R-410A | 2.8333 | Residential & Commercial | USHP | Ducted CEE Tier 1
215679509 | Central HP <5.4 tons | DAY & NIGHT | HRCU-A-CB (Split System: Heat Pump with Remote Outdoor Unit-Air-Source) | C5H0V36*K*AAA* |  |  | EA*5X48M21A*+WALLCON | *80CSU0601716B* | 33800 | 18 | 9 | 35000 | 25000 | 71.43% | 1.9 | 0 | 9.5 |  |  |  |  | R-454B | 2.8167 | Residential & Commercial | USHP
215679559 | Central HP <5.4 tons | DAY & NIGHT | HRCU-A-CB (Split System: Heat Pump with Remote Outdoor Unit-Air-Source) | C5H0V36*K*AAA* |  |  | EA*5X60M24A*+WALLCON | *96CTN0802120B* | 34400 | 18 | 9 | 34200 | 24800 | 72.51% | 1.9 | 0 | 10 |  |  |  |  | R-454B | 2.8667 | Residential & Commercial | USHP | Ducted CEE Tier 1
215679609 | Central HP <5.4 tons | DAY & NIGHT | HRCU-A-CB (Split System: Heat Pump with Remote Outdoor Unit-Air-Source) | C5H0V36*K*AAA* |  |  | EA*5X61M21A*+WALLCON | *80CSU0401712B* | 35000 | 18 | 9 | 34400 | 24800 | 72.09% | 1.92 | 0 | 10 |  |  |  |  | R-454B | 2.9167 | Residential & Commercial | USHP | Ducted CEE Tier 1
215679809 | Central HP <5.4 tons | DAY & NIGHT | HRCU-A-CB (Split System: Heat Pump with Remote Outdoor Unit-Air-Source) | C5H0V36*K*AAA* |  |  | ESH5X42M12A*+WALLCON | *80CSU0601716B* | 34000 | 16.5 | 8.5 | 35600 | 25200 | 70.79% | 1.78 | 0 | 9.5 |  |  |  |  | R-454B | 2.8333 | Residential & Commercial | USHP
212986699 | Central HP <5.4 tons | KEEPRITE | HRCU-A-CB (Split System: Heat Pump with Remote Outdoor Unit-Air-Source) | DLCURAH18ABK |  |  | EA*4X30L17A* | *96MSN0401712A* | 17300 | 15.5 | 8.5 | 18100 | 18800 | 103.9% | 2.24 | 0 | 10 |  |  |  |  | R-410A | 1.4417 | Residential & Commercial | USHP | Ducted CEE Tier 1
212986351 | Central HP <5.4 tons | KEEPRITE | HRCU-A-CB (Split System: Heat Pump with Remote Outdoor Unit-Air-Source) | DLCURAH18ABK |  |  | EN(A,D)4X24L14** | *96MSN0401410A* | 17400 | 15.5 | 8.5 | 18500 | 19200 | 103.8% | 2.3 | 0 | 10.5 |  |  |  |  | R-410A | 1.45 | Residential & Commercial | USHP | Ducted CEE Tier 1
212982440 | Central HP <5.4 tons | KEEPRITE | HRCU-A-CB (Split System: Heat Pump with Remote Outdoor Unit-Air-Source) | DLCURAH18ABK |  |  | EN(A,D)4X30L17** | *80MSU0401712A* | 17500 | 16 | 8.1 | 18200 | 18500 | 101.6% | 2.22 | 0 | 10.5 |  |  |  |  | R-410A | 1.4583 | Residential & Commercial | USHP | Ducted CEE Tier 1
215682119 | Central HP <5.4 tons | DAY & NIGHT | HRCU-A-CB (Split System: Heat Pump with Remote Outdoor Unit-Air-Source) | C5H0V48*K*AAA* |  |  | EVD5X48M21A*+WALLCON | *80CSU0601716B* | 47000 | 18 | 9 | 50000 | 36400 | 72.8% | 2 | 0 | 9.5 |  |  |  |  | R-454B | 3.9167 | Residential & Commercial | USHP
213770975 | Central HP <5.4 tons | CARRIER | HRCU-A-CB (Split System: Heat Pump with Remote Outdoor Unit-Air-Source) | 25VNA825A*031* |  |  | CAP**3621AL*+UI | 59MN7C080C17**14 | 23600 | 16.5 | 8.1 | 21600 | 16700 | 77.31% | 1.94 | 0 | 10.5 |  |  |  |  | R-410A | 1.9667 | Residential & Commercial | USHP | Ducted CEE Tier 1
215682559 | Central HP <5.4 tons | DAY & NIGHT | HRCU-A-CB (Split System: Heat Pump with Remote Outdoor Unit-Air-Source) | C5H0V48*K*AAA* |  |  | EVD5X61M24A*+WALLCON | *97CTN1002122A* | 48500 | 19.5 | 9.5 | 50000 | 36600 | 73.2% | 2.12 | 0 | 10.5 |  |  |  |  | R-454B | 4.0417 | Residential & Commercial | USHP | Ducted CEE Tier 1
215682159 | Central HP <5.4 tons | DAY & NIGHT | HRCU-A-CB (Split System: Heat Pump with Remote Outdoor Unit-Air-Source) | C5H0V48*K*AAA* |  |  | EVD5X48M21A*+WALLCON | *97CTN0802120A* | 47000 | 18.5 | 9 | 50000 | 36600 | 73.2% | 1.98 | 0 | 10 |  |  |  |  | R-454B | 3.9167 | Residential & Commercial | USHP | Ducted CEE Tier 1
215682409 | Central HP <5.4 tons | DAY & NIGHT | HRCU-A-CB (Split System: Heat Pump with Remote Outdoor Unit-Air-Source) | C5H0V48*K*AAA* |  |  | EVD5X60M24A*+WALLCON | *97CTN0802120A* | 48000 | 19 | 9 | 50000 | 36600 | 73.2% | 2 | 0 | 10 |  |  |  |  | R-454B | 4 | Residential & Commercial | USHP | Ducted CEE Tier 1
215682459 | Central HP <5.4 tons | DAY & NIGHT | HRCU-A-CB (Split System: Heat Pump with Remote Outdoor Unit-Air-Source) | C5H0V48*K*AAA* |  |  | EVD5X61M21A*+WALLCON | *80CSU0601716B* | 48500 | 19 | 9 | 50000 | 36800 | 73.6% | 2.1 | 0 | 10 |  |  |  |  | R-454B | 4.0417 | Residential & Commercial | USHP | Ducted CEE Tier 1
215675509 | Central HP <5.4 tons | DAY & NIGHT | HRCU-A-CB (Split System: Heat Pump with Remote Outdoor Unit-Air-Source) | C5H0V48*K*AAA* |  |  | EVM5X49M21A*+WALLCON | *80CSU0802120A* | 48000 | 19 | 9 | 50000 | 36600 | 73.2% | 2.12 | 0 | 10 |  |  |  |  | R-454B | 4 | Residential & Commercial | USHP | Ducted CEE Tier 1
215675289 | Central HP <5.4 tons | DAY & NIGHT | HRCU-A-CB (Split System: Heat Pump with Remote Outdoor Unit-Air-Source) | C5H0V48*K*AAA* |  |  | ESH5X60M12A*+WALLCON | *97CMN0802120B* | 45500 | 16.5 | 8.5 | 48000 | 33800 | 70.42% | 2.06 | 0 | 9.5 |  |  |  |  | R-454B | 3.7917 | Residential & Commercial | USHP
211240137 | Central HP <5.4 tons | CARRIER | HRCU-A-CB (Split System: Heat Pump with Remote Outdoor Unit-Air-Source) | 38MURAQ24AB3* |  |  | CNPV*3617AL* | 59TP6B040V14**10 | 23400 | 16 | 8.1 | 25800 | 24000 | 93.02% | 2 | 0 | 10 |  |  |  |  | R-410A | 1.95 | Residential & Commercial | USHP | Ducted CEE Tier 1
211240160 | Central HP <5.4 tons | CARRIER | HRCU-A-CB (Split System: Heat Pump with Remote Outdoor Unit-Air-Source) | 38MURAQ24AB3* |  |  | CNPV*3621AL* | 59SP6A060V17**14 | 23400 | 16.5 | 8.1 | 25800 | 24000 | 93.02% | 2 | 0 | 10 |  |  |  |  | R-410A | 1.95 | Residential & Commercial | USHP | Ducted CEE Tier 1
211240187 | Central HP <5.4 tons | CARRIER | HRCU-A-CB (Split System: Heat Pump with Remote Outdoor Unit-Air-Source) | 38MURAQ24AB3* |  |  | CNPV*3621AL* | 59TP6B100V21**20 | 23800 | 16.5 | 8.1 | 26000 | 23400 | 90% | 1.94 | 0 | 10.5 |  |  |  |  | R-410A | 1.9833 | Residential & Commercial | USHP | Ducted CEE Tier 1
211240212 | Central HP <5.4 tons | CARRIER | HRCU-A-CB (Split System: Heat Pump with Remote Outdoor Unit-Air-Source) | 38MURAQ24AB3* |  |  | FX4DNF025L | 0 | 24000 | 17 | 8.5 | 26200 | 23400 | 89.31% | 1.94 | 0 | 10 |  |  |  |  | R-410A | 2 | Residential & Commercial | USHP | Ducted CEE Tier 1
211240219 | Central HP <5.4 tons | CARRIER | HRCU-A-CB (Split System: Heat Pump with Remote Outdoor Unit-Air-Source) | 38MURAQ24AB3* |  |  | FMA4X36**AL* | 0 | 25800 | 18 | 9 | 27600 | 21000 | 76.09% | 1.8 | 0 | 10.5 |  |  |  |  | R-410A | 2.15 | Residential & Commercial | USHP | Ducted CEE Tier 1
210365430 | Central HP <5.4 tons | INNOVAIR | HRCU-A-C (Split System: Heat Pump with Remote Outdoor Unit with No Indoor Fan --Air Source) | MHD-24 |  |  | MHD-CC2.0-17.5-M | 0 | 23000 | 15.2 | 9.8 | 24600 | 23000 | 93.5% | 2.08 | 11.3 | 11.7 |  |  |  |  | R-410A | 1.9167 | Residential & Commercial | USHP | Ducted CEE Tier 1
215679289 | Central HP <5.4 tons | DAY & NIGHT | HRCU-A-CB (Split System: Heat Pump with Remote Outdoor Unit-Air-Source) | C5H0V36*K*AAA* |  |  | EA*5X37M21A*+WALLCON | *80CSU0401712B* | 34600 | 17.5 | 9 | 35200 | 25000 | 71.02% | 1.9 | 0 | 10 |  |  |  |  | R-454B | 2.8833 | Residential & Commercial | USHP | Ducted CEE Tier 1
215679839 | Central HP <5.4 tons | DAY & NIGHT | HRCU-A-CB (Split System: Heat Pump with Remote Outdoor Unit-Air-Source) | C5H0V36*K*AAA* |  |  | ESH5X42M12A*+WALLCON | *97CTN0802120A* | 34000 | 16 | 8.5 | 35600 | 25200 | 70.79% | 1.76 | 0 | 9.5 |  |  |  |  | R-454B | 2.8333 | Residential & Commercial | USHP
213080873 | Central HP <5.4 tons | BRYANT HEATING AND COOLING SYSTEMS | HRCU-A-CB (Split System: Heat Pump with Remote Outdoor Unit-Air-Source) | 38MURAQ36AB3* |  |  | CNPV*4824AL* | 935SB60080M21*** | 35800 | 16.5 | 8.1 | 38500 | 35000 | 90.91% | 2 | 0 | 10 |  |  |  |  | R-410A | 2.9833 | Residential & Commercial | USHP | Ducted CEE Tier 1
212988801 | Central HP <5.4 tons | KEEPRITE | HRCU-A-CB (Split System: Heat Pump with Remote Outdoor Unit-Air-Source) | DLCURAH18ABK |  |  | EA*4X25L17A* | *95MSU0401712A* | 17700 | 16.5 | 8.1 | 17700 | 17800 | 100.6% | 2.14 | 0 | 10.5 |  |  |  |  | R-410A | 1.475 | Residential & Commercial | USHP | Ducted CEE Tier 1
214609068 | Central HP <5.4 tons | COLEMAN | HRCU-A-CB (Split System: Heat Pump with Remote Outdoor Unit-Air-Source) | HH824E2S11 |  |  | CTF30B5ACS1 | Z9ES080B12SMPS1 | 23000 | 17 | 9.5 | 23000 | 18400 | 80% | 2 | 0 | 12 |  |  |  |  | R-454B | 1.9167 | Residential & Commercial | USHP | Ducted CEE Tier 1
215676699 | Central HP <5.4 tons | DAY & NIGHT | HRCU-A-CB (Split System: Heat Pump with Remote Outdoor Unit-Air-Source) | C5H0V48*K*AAA* |  |  | EVD5X61M21A*+WALLCON | *80CSU1002120A* | 48500 | 19 | 9 | 50000 | 37000 | 74% | 2 | 0 | 10 |  |  |  |  | R-454B | 4.0417 | Residential & Commercial | USHP | Ducted CEE Tier 1
215676849 | Central HP <5.4 tons | DAY & NIGHT | HRCU-A-CB (Split System: Heat Pump with Remote Outdoor Unit-Air-Source) | C5H0V48*K*AAA* |  |  | EVD5X61M24A*+WALLCON | *80CSU0802120A* | 49000 | 19.5 | 9 | 50000 | 36600 | 73.2% | 2.1 | 0 | 10.5 |  |  |  |  | R-454B | 4.0833 | Residential & Commercial | USHP | Ducted CEE Tier 1
215676549 | Central HP <5.4 tons | DAY & NIGHT | HRCU-A-CB (Split System: Heat Pump with Remote Outdoor Unit-Air-Source) | C5H0V48*K*AAA* |  |  | EVD5X60M21A*+WALLCON | *97CMN0802120B* | 48000 | 19 | 9 | 50000 | 36800 | 73.6% | 2 | 0 | 10 |  |  |  |  | R-454B | 4 | Residential & Commercial | USHP | Ducted CEE Tier 1
215676899 | Central HP <5.4 tons | DAY & NIGHT | HRCU-A-CB (Split System: Heat Pump with Remote Outdoor Unit-Air-Source) | C5H0V48*K*AAA* |  |  | EVD5X61M24A*+WALLCON | *95CSU1002122B* | 48500 | 19 | 9 | 50000 | 36600 | 73.2% | 2.1 | 0 | 10.5 |  |  |  |  | R-454B | 4.0417 | Residential & Commercial | USHP | Ducted CEE Tier 1
215676009 | Central HP <5.4 tons | DAY & NIGHT | HRCU-A-CB (Split System: Heat Pump with Remote Outdoor Unit-Air-Source) | C5H0V48*K*AAA* |  |  | EVM5X61M24A*+WALLCON | *80CTL1352422B* | 48500 | 19.5 | 9.5 | 50000 | 36600 | 73.2% | 2.1 | 0 | 10.5 |  |  |  |  | R-454B | 4.0417 | Residential & Commercial | USHP | Ducted CEE Tier 1
215676259 | Central HP <5.4 tons | DAY & NIGHT | HRCU-A-CB (Split System: Heat Pump with Remote Outdoor Unit-Air-Source) | C5H0V48*K*AAA* |  |  | EVD5X48M24A*+WALLCON | *97CMN0802120B* | 47000 | 18.5 | 9 | 50000 | 36400 | 72.8% | 2 | 0 | 10 |  |  |  |  | R-454B | 3.9167 | Residential & Commercial | USHP | Ducted CEE Tier 1
215676309 | Central HP <5.4 tons | DAY & NIGHT | HRCU-A-CB (Split System: Heat Pump with Remote Outdoor Unit-Air-Source) | C5H0V48*K*AAA* |  |  | EVD5X49M24A*+WALLCON | *80CTL0902120B* | 48000 | 19 | 9 | 50000 | 36400 | 72.8% | 2 | 0 | 10.5 |  |  |  |  | R-454B | 4 | Residential & Commercial | USHP | Ducted CEE Tier 1
215676729 | Central HP <5.4 tons | DAY & NIGHT | HRCU-A-CB (Split System: Heat Pump with Remote Outdoor Unit-Air-Source) | C5H0V48*K*AAA* |  |  | EVD5X61M21A*+WALLCON | *80CTL0702120B* | 48500 | 19 | 9 | 50000 | 37000 | 74% | 2 | 0 | 10.5 |  |  |  |  | R-454B | 4.0417 | Residential & Commercial | USHP | Ducted CEE Tier 1
215676759 | Central HP <5.4 tons | DAY & NIGHT | HRCU-A-CB (Split System: Heat Pump with Remote Outdoor Unit-Air-Source) | C5H0V48*K*AAA* |  |  | EVD5X61M21A*+WALLCON | *80CTL1102120B* | 48500 | 19.5 | 9.5 | 50000 | 36600 | 73.2% | 2.12 | 0 | 10.5 |  |  |  |  | R-454B | 4.0417 | Residential & Commercial | USHP | Ducted CEE Tier 1
215676829 | Central HP <5.4 tons | DAY & NIGHT | HRCU-A-CB (Split System: Heat Pump with Remote Outdoor Unit-Air-Source) | C5H0V48*K*AAA* |  |  | EVD5X61M21A*+WALLCON | *96CTN0801714B* | 48000 | 19 | 9 | 50000 | 36400 | 72.8% | 2.02 | 0 | 10 |  |  |  |  | R-454B | 4 | Residential & Commercial | USHP | Ducted CEE Tier 1
215676879 | Central HP <5.4 tons | DAY & NIGHT | HRCU-A-CB (Split System: Heat Pump with Remote Outdoor Unit-Air-Source) | C5H0V48*K*AAA* |  |  | EVD5X61M24A*+WALLCON | *80CTL0902120B* | 48500 | 19.5 | 9.5 | 50000 | 36600 | 73.2% | 2.1 | 0 | 10.5 |  |  |  |  | R-454B | 4.0417 | Residential & Commercial | USHP | Ducted CEE Tier 1
213072155 | Central HP <5.4 tons | ACIQ | HRCU-A-CB (Split System: Heat Pump with Remote Outdoor Unit-Air-Source) | DLCURAH18ABK |  |  | EA*4X24L17A* | *96VSN0601714A* | 17700 | 16 | 8.5 | 18600 | 19100 | 102.7% | 2.3 | 0 | 10.5 |  |  |  |  | R-410A | 1.475 | Residential & Commercial | USHP | Ducted CEE Tier 1
213072191 | Central HP <5.4 tons | ACIQ | HRCU-A-CB (Split System: Heat Pump with Remote Outdoor Unit-Air-Source) | DLCURAH18ABK |  |  | EA*4X25L17A* | *96VSN0601412A* | 18500 | 16 | 8.5 | 18300 | 17400 | 95.08% | 2.12 | 0 | 11 |  |  |  |  | R-410A | 1.5417 | Residential & Commercial | USHP | Ducted CEE Tier 1
213072207 | Central HP <5.4 tons | ACIQ | HRCU-A-CB (Split System: Heat Pump with Remote Outdoor Unit-Air-Source) | DLCURAH18ABK |  |  | EA*4X25L17A* | *96VTN0601714A* | 18200 | 16 | 8.5 | 18100 | 17500 | 96.69% | 2.12 | 0 | 10.5 |  |  |  |  | R-410A | 1.5167 | Residential & Commercial | USHP | Ducted CEE Tier 1
213072275 | Central HP <5.4 tons | ACIQ | HRCU-A-CB (Split System: Heat Pump with Remote Outdoor Unit-Air-Source) | DLCURAH18ABK |  |  | EN(A,D)4X18L14** | *92ESN0601412A* | 17800 | 15.5 | 8.5 | 18900 | 19200 | 101.6% | 2.3 | 0 | 10.5 |  |  |  |  | R-410A | 1.4833 | Residential & Commercial | USHP | Ducted CEE Tier 1
213072373 | Central HP <5.4 tons | ACIQ | HRCU-A-CB (Split System: Heat Pump with Remote Outdoor Unit-Air-Source) | DLCURAH18ABK |  |  | FEM4P18**AL | 0 | 17400 | 16 | 8.5 | 18300 | 19400 | 106% | 2.34 | 0 | 10.5 |  |  |  |  | R-410A | 1.45 | Residential & Commercial | USHP | Ducted CEE Tier 1
215676809 | Central HP <5.4 tons | DAY & NIGHT | HRCU-A-CB (Split System: Heat Pump with Remote Outdoor Unit-Air-Source) | C5H0V48*K*AAA* |  |  | EVD5X61M21A*+WALLCON | *97CMN0801714B* | 48000 | 18.5 | 9 | 50000 | 37400 | 74.8% | 1.98 | 0 | 10 |  |  |  |  | R-454B | 4 | Residential & Commercial | USHP | Ducted CEE Tier 1
215682189 | Central HP <5.4 tons | DAY & NIGHT | HRCU-A-CB (Split System: Heat Pump with Remote Outdoor Unit-Air-Source) | C5H0V48*K*AAA* |  |  | EVD5X48M24A*+WALLCON | *80CSU0802120B* | 47500 | 18.5 | 9 | 50000 | 36000 | 72% | 2.02 | 0 | 10 |  |  |  |  | R-454B | 3.9583 | Residential & Commercial | USHP | Ducted CEE Tier 1
215682239 | Central HP <5.4 tons | DAY & NIGHT | HRCU-A-CB (Split System: Heat Pump with Remote Outdoor Unit-Air-Source) | C5H0V48*K*AAA* |  |  | EVD5X49M24A*+WALLCON | *96CTN0802120B* | 48000 | 19 | 9 | 50000 | 36600 | 73.2% | 2 | 0 | 10 |  |  |  |  | R-454B | 4 | Residential & Commercial | USHP | Ducted CEE Tier 1
215682339 | Central HP <5.4 tons | DAY & NIGHT | HRCU-A-CB (Split System: Heat Pump with Remote Outdoor Unit-Air-Source) | C5H0V48*K*AAA* |  |  | EVD5X60M21A*+WALLCON | *80CSU1002120B* | 48000 | 18.5 | 9 | 50000 | 36600 | 73.2% | 2 | 0 | 10 |  |  |  |  | R-454B | 4 | Residential & Commercial | USHP | Ducted CEE Tier 1
215682489 | Central HP <5.4 tons | DAY & NIGHT | HRCU-A-CB (Split System: Heat Pump with Remote Outdoor Unit-Air-Source) | C5H0V48*K*AAA* |  |  | EVD5X61M21A*+WALLCON | *97CTN0801716A* | 48000 | 18.5 | 9 | 50000 | 37400 | 74.8% | 2 | 0 | 10 |  |  |  |  | R-454B | 4 | Residential & Commercial | USHP | Ducted CEE Tier 1
215675419 | Central HP <5.4 tons | DAY & NIGHT | HRCU-A-CB (Split System: Heat Pump with Remote Outdoor Unit-Air-Source) | C5H0V48*K*AAA* |  |  | EVM5X48M21A*+WALLCON | *95CSU0802120B* | 47000 | 18 | 9 | 50000 | 36600 | 73.2% | 1.98 | 0 | 9.5 |  |  |  |  | R-454B | 3.9167 | Residential & Commercial | USHP
211387595 | Central HP <5.4 tons | FRASER-JOHNSTON | HRCU-A-CB (Split System: Heat Pump with Remote Outdoor Unit-Air-Source) | HMH72B341 |  |  | XAHC36DBCN1 | TP9C080C16MP13 | 33400 | 17 | 8.1 | 33200 | 23400 | 70.48% | 2.04 | 0 | 9.5 |  |  |  |  | R-410A | 2.7833 | Residential & Commercial | USHP
215674440 | Central HP <5.4 tons | DAY & NIGHT | HRCU-A-CB (Split System: Heat Pump with Remote Outdoor Unit-Air-Source) | C5H0V48*K*AAA* |  |  | EA*5X61M21A*+WALLCON | *96CTN0801714B* | 45500 | 17.5 | 9 | 48000 | 33600 | 70% | 2.08 | 0 | 9.5 |  |  |  |  | R-454B | 3.7917 | Residential & Commercial | USHP
215675679 | Central HP <5.4 tons | DAY & NIGHT | HRCU-A-CB (Split System: Heat Pump with Remote Outdoor Unit-Air-Source) | C5H0V48*K*AAA* |  |  | EVM5X60M21A*+WALLCON | *80CSU0802120A* | 48000 | 19 | 9 | 50000 | 36600 | 73.2% | 2.12 | 0 | 10 |  |  |  |  | R-454B | 4 | Residential & Commercial | USHP | Ducted CEE Tier 1
215675729 | Central HP <5.4 tons | DAY & NIGHT | HRCU-A-CB (Split System: Heat Pump with Remote Outdoor Unit-Air-Source) | C5H0V48*K*AAA* |  |  | EVM5X60M21A*+WALLCON | *80CTL0901716B* | 48000 | 19 | 9 | 50000 | 37000 | 74% | 1.98 | 0 | 10 |  |  |  |  | R-454B | 4 | Residential & Commercial | USHP | Ducted CEE Tier 1
215678019 | Central HP <5.4 tons | DAY & NIGHT | HRCU-A-CB (Split System: Heat Pump with Remote Outdoor Unit-Air-Source) | C5H0V60*K*AAA* |  |  | EA*5X61M24A*+WALLCON | *96CTN1002122B* | 56000 | 18.5 | 9 | 60000 | 42000 | 70% | 2.02 | 0 | 9 |  |  |  |  | R-454B | 4.6667 | Residential & Commercial | USHP
211396736 | Central HP <5.4 tons | FRASER-JOHNSTON | HRCU-A-CB (Split System: Heat Pump with Remote Outdoor Unit-Air-Source) | HMH72B341 |  |  | XAHD48FXXN1+TXV | TM8Y080C16MP11 | 33600 | 17 | 8.1 | 32600 | 24000 | 73.62% | 2.04 | 0 | 9 |  |  |  |  | R-410A | 2.8 | Residential & Commercial | USHP
211396819 | Central HP <5.4 tons | FRASER-JOHNSTON | HRCU-A-CB (Split System: Heat Pump with Remote Outdoor Unit-Air-Source) | HMH72B341 |  |  | XAHC48FBCN1 | TM8Y080C16MP11 | 33600 | 17 | 8.1 | 32600 | 24000 | 73.62% | 2.04 | 0 | 9 |  |  |  |  | R-410A | 2.8 | Residential & Commercial | USHP
212982276 | Central HP <5.4 tons | CARRIER | HRCU-A-CB (Split System: Heat Pump with Remote Outdoor Unit-Air-Source) | 38MURAQ24AB3* |  |  | CAP**3617AL* | 58SU*B060M17**16 | 23800 | 17.5 | 8.5 | 25600 | 23600 | 92.19% | 1.96 | 0 | 10 |  |  |  |  | R-410A | 1.9833 | Residential & Commercial | USHP | Ducted CEE Tier 1
212982360 | Central HP <5.4 tons | CARRIER | HRCU-A-CB (Split System: Heat Pump with Remote Outdoor Unit-Air-Source) | 38MURAQ24AB3* |  |  | CNPV*3621AL* | 58SU*B060M17**16 | 23600 | 17 | 8.5 | 25600 | 24000 | 93.75% | 2 | 0 | 10.5 |  |  |  |  | R-410A | 1.9667 | Residential & Commercial | USHP | Ducted CEE Tier 1
212984121 | Central HP <5.4 tons | CARRIER | HRCU-A-CB (Split System: Heat Pump with Remote Outdoor Unit-Air-Source) | 38MURAQ24AB3* |  |  | CNPV*3017AL* | 59SC2E060M17**14 | 23600 | 17 | 8.5 | 26400 | 24400 | 92.42% | 2.02 | 0 | 10.5 |  |  |  |  | R-410A | 1.9667 | Residential & Commercial | USHP | Ducted CEE Tier 1
215680009 | Central HP <5.4 tons | DAY & NIGHT | HRCU-A-CB (Split System: Heat Pump with Remote Outdoor Unit-Air-Source) | C5H0V36*K*AAA* |  |  | ESH5X60M12A*+WALLCON | *97CTN1202422A* | 34600 | 16.5 | 8.5 | 34600 | 24800 | 71.68% | 1.92 | 0 | 10 |  |  |  |  | R-454B | 2.8833 | Residential & Commercial | USHP | Ducted CEE Tier 1
212983646 | Central HP <5.4 tons | CARRIER | HRCU-A-CB (Split System: Heat Pump with Remote Outdoor Unit-Air-Source) | 38MURAQ18AB3* |  |  | CAP**2417AL* | 59SC2E060M14**12 | 17600 | 16 | 8.5 | 18500 | 19400 | 104.9% | 2.34 | 0 | 10.5 |  |  |  |  | R-410A | 1.4667 | Residential & Commercial | USHP | Ducted CEE Tier 1
211260531 | Central HP <5.4 tons | BRYANT HEATING AND COOLING SYSTEMS | HRCU-A-CB (Split System: Heat Pump with Remote Outdoor Unit-Air-Source) | 38MURAQ18AB3* |  |  | CAP**2417AL* | 8(0,1)*SA36045E14*** | 18000 | 16 | 8.5 | 18900 | 18900 | 100% | 2.28 | 0 | 10.5 |  |  |  |  | R-410A | 1.5 | Residential & Commercial | USHP | Ducted CEE Tier 1
213073393 | Central HP <5.4 tons | ACIQ | HRCU-A-CB (Split System: Heat Pump with Remote Outdoor Unit-Air-Source) | DLCURAH30ABK |  |  | EA*4X42L24A* | *80ES(N,L)0702116A* | 29600 | 15.2 | 8.1 | 33800 | 27400 | 81.07% | 1.78 | 0 | 9 |  |  |  |  | R-410A | 2.4667 | Residential & Commercial | USHP
213062477 | Central HP <5.4 tons | ACIQ | HRCU-A-CB (Split System: Heat Pump with Remote Outdoor Unit-Air-Source) | HVH837GKA** |  |  | EA*4X48L21A*+WALLCON | *96CTN0801714A* | 32200 | 17 | 8.1 | 32800 | 25200 | 76.83% | 1.96 | 11.5 | 11 |  |  |  |  | R-410A | 2.6833 | Residential & Commercial | USHP | Ducted CEE Tier 1
215351149 | Central HP <5.4 tons | TOSOT | HRCU-A-CB (Split System: Heat Pump with Remote Outdoor Unit-Air-Source) | TU24-32WEDU |  |  | TUD24-32AH2EDU | 0 | 24000 | 18 | 10 | 25000 | 25000 | 100% | 2 | 0 | 12.5 |  |  |  |  | R-32 | 2 | Residential & Commercial | USHP | Ducted CEE Tier 1
211261758 | Central HP <5.4 tons | BRYANT HEATING AND COOLING SYSTEMS | HRCU-A-CB (Split System: Heat Pump with Remote Outdoor Unit-Air-Source) | 38MURAQ18AB3* |  |  | CAP**3017AL* | 82*TA36045V14*** | 17800 | 16.5 | 8.5 | 18300 | 18500 | 101.1% | 2.22 | 0 | 10.5 |  |  |  |  | R-410A | 1.4833 | Residential & Commercial | USHP | Ducted CEE Tier 1
211261839 | Central HP <5.4 tons | BRYANT HEATING AND COOLING SYSTEMS | HRCU-A-CB (Split System: Heat Pump with Remote Outdoor Unit-Air-Source) | 38MURAQ18AB3* |  |  | CAP**3017AL* | 915SB30040E14*** | 17900 | 15.5 | 8.5 | 18500 | 18500 | 100% | 2.22 | 0 | 10.5 |  |  |  |  | R-410A | 1.4917 | Residential & Commercial | USHP | Ducted CEE Tier 1
211261588 | Central HP <5.4 tons | BRYANT HEATING AND COOLING SYSTEMS | HRCU-A-CB (Split System: Heat Pump with Remote Outdoor Unit-Air-Source) | 38MURAQ18AB3* |  |  | CAP**3017AL* | 926SA36040V17*** | 17900 | 15.5 | 8.5 | 18500 | 18500 | 100% | 2.22 | 0 | 10.5 |  |  |  |  | R-410A | 1.4917 | Residential & Commercial | USHP | Ducted CEE Tier 1
215682719 | Central HP <5.4 tons | DAY & NIGHT | HRCU-A-CB (Split System: Heat Pump with Remote Outdoor Unit-Air-Source) | C5H0V60*K*AAA* |  |  | ESH5X60M12A*+WALLCON | *96CTN0802120B* | 55500 | 17 | 8.5 | 60000 | 42000 | 70% | 1.9 | 0 | 8.5 |  |  |  |  | R-454B | 4.625 | Residential & Commercial | USHP
212987531 | Central HP <5.4 tons | CARRIER | HRCU-A-CB (Split System: Heat Pump with Remote Outdoor Unit-Air-Source) | 38MURAQ18AB3* |  |  | CAP**3017AL* | 59SC6A080M17**16 | 17300 | 16 | 8.1 | 17600 | 18300 | 104% | 2.2 | 0 | 10.5 |  |  |  |  | R-410A | 1.4417 | Residential & Commercial | USHP | Ducted CEE Tier 1
215676269 | Central HP <5.4 tons | DAY & NIGHT | HRCU-A-CB (Split System: Heat Pump with Remote Outdoor Unit-Air-Source) | C5H0V48*K*AAA* |  |  | EVD5X48M24A*+WALLCON | *97CMN1202422B* | 47000 | 18.5 | 9 | 50000 | 36400 | 72.8% | 2 | 0 | 10 |  |  |  |  | R-454B | 3.9167 | Residential & Commercial | USHP | Ducted CEE Tier 1
215676299 | Central HP <5.4 tons | DAY & NIGHT | HRCU-A-CB (Split System: Heat Pump with Remote Outdoor Unit-Air-Source) | C5H0V48*K*AAA* |  |  | EVD5X49M24A*+WALLCON | *80CTL0702120B* | 47500 | 19 | 9 | 50000 | 36800 | 73.6% | 2 | 0 | 10 |  |  |  |  | R-454B | 3.9583 | Residential & Commercial | USHP | Ducted CEE Tier 1
215676719 | Central HP <5.4 tons | DAY & NIGHT | HRCU-A-CB (Split System: Heat Pump with Remote Outdoor Unit-Air-Source) | C5H0V48*K*AAA* |  |  | EVD5X61M21A*+WALLCON | *80CTL0701716B* | 48500 | 19 | 9 | 50000 | 37200 | 74.4% | 1.98 | 0 | 10 |  |  |  |  | R-454B | 4.0417 | Residential & Commercial | USHP | Ducted CEE Tier 1
215675929 | Central HP <5.4 tons | DAY & NIGHT | HRCU-A-CB (Split System: Heat Pump with Remote Outdoor Unit-Air-Source) | C5H0V48*K*AAA* |  |  | EVM5X60M24A*+WALLCON | *97CMN1002122B* | 48000 | 19 | 9 | 50000 | 36600 | 73.2% | 2 | 0 | 10.5 |  |  |  |  | R-454B | 4 | Residential & Commercial | USHP | Ducted CEE Tier 1
215676029 | Central HP <5.4 tons | DAY & NIGHT | HRCU-A-CB (Split System: Heat Pump with Remote Outdoor Unit-Air-Source) | C5H0V48*K*AAA* |  |  | EVM5X61M24A*+WALLCON | *95CSU1002122B* | 48500 | 19 | 9 | 50000 | 36600 | 73.2% | 2.1 | 0 | 10.5 |  |  |  |  | R-454B | 4.0417 | Residential & Commercial | USHP | Ducted CEE Tier 1
215676229 | Central HP <5.4 tons | DAY & NIGHT | HRCU-A-CB (Split System: Heat Pump with Remote Outdoor Unit-Air-Source) | C5H0V48*K*AAA* |  |  | EVD5X48M24A*+WALLCON | *80CTL1352422B* | 47000 | 19 | 9 | 50000 | 36200 | 72.4% | 2 | 0 | 10 |  |  |  |  | R-454B | 3.9167 | Residential & Commercial | USHP | Ducted CEE Tier 1
215676279 | Central HP <5.4 tons | DAY & NIGHT | HRCU-A-CB (Split System: Heat Pump with Remote Outdoor Unit-Air-Source) | C5H0V48*K*AAA* |  |  | EVD5X48M24A*+WALLCON | *96CTN1202422B* | 47000 | 18.5 | 9 | 50000 | 36400 | 72.8% | 2 | 0 | 10 |  |  |  |  | R-454B | 3.9167 | Residential & Commercial | USHP | Ducted CEE Tier 1
215676419 | Central HP <5.4 tons | DAY & NIGHT | HRCU-A-CB (Split System: Heat Pump with Remote Outdoor Unit-Air-Source) | C5H0V48*K*AAA* |  |  | EVD5X60M21A*+WALLCON | *80CSU0802120A* | 48000 | 19 | 9 | 50000 | 36600 | 73.2% | 2.12 | 0 | 10 |  |  |  |  | R-454B | 4 | Residential & Commercial | USHP | Ducted CEE Tier 1
215676119 | Central HP <5.4 tons | DAY & NIGHT | HRCU-A-CB (Split System: Heat Pump with Remote Outdoor Unit-Air-Source) | C5H0V48*K*AAA* |  |  | EVD5X48M21A*+WALLCON | *80CTL0701716B* | 46500 | 18 | 9 | 50000 | 36800 | 73.6% | 1.98 | 0 | 9.5 |  |  |  |  | R-454B | 3.875 | Residential & Commercial | USHP
215676149 | Central HP <5.4 tons | DAY & NIGHT | HRCU-A-CB (Split System: Heat Pump with Remote Outdoor Unit-Air-Source) | C5H0V48*K*AAA* |  |  | EVD5X48M21A*+WALLCON | *97CMN1002122B* | 47000 | 18.5 | 9 | 50000 | 36400 | 72.8% | 2 | 0 | 10 |  |  |  |  | R-454B | 3.9167 | Residential & Commercial | USHP | Ducted CEE Tier 1
215676199 | Central HP <5.4 tons | DAY & NIGHT | HRCU-A-CB (Split System: Heat Pump with Remote Outdoor Unit-Air-Source) | C5H0V48*K*AAA* |  |  | EVD5X48M24A*+WALLCON | *80CTL0702120B* | 47000 | 18.5 | 9 | 50000 | 36600 | 73.2% | 2.02 | 0 | 10 |  |  |  |  | R-454B | 3.9167 | Residential & Commercial | USHP | Ducted CEE Tier 1
215675959 | Central HP <5.4 tons | DAY & NIGHT | HRCU-A-CB (Split System: Heat Pump with Remote Outdoor Unit-Air-Source) | C5H0V48*K*AAA* |  |  | EVM5X61M24A*+WALLCON | *80CSU0802120A* | 49000 | 19.5 | 9 | 50000 | 36600 | 73.2% | 2.1 | 0 | 10.5 |  |  |  |  | R-454B | 4.0833 | Residential & Commercial | USHP | Ducted CEE Tier 1
214296075 | Central HP <5.4 tons | Econas | HRCU-A-C (Split System: Heat Pump with Remote Outdoor Unit with No Indoor Fan --Air Source) | EOE30U-45HFN1-M |  |  | EAC-60HWDN1-MN0 | 0 | 45000 | 15.2 | 9.2 | 55000 | 46500 | 84.55% | 1.8 | 0 | 10 |  |  |  |  | R-410A | 3.75 | Residential & Commercial | USHP | Ducted CEE Tier 1
215677329 | Central HP <5.4 tons | DAY & NIGHT | HRCU-A-CB (Split System: Heat Pump with Remote Outdoor Unit-Air-Source) | C5H0V60*K*AAA* |  |  | EVD5X60M21A*+WALLCON | *80CSU1002120A* | 56500 | 18 | 9 | 64000 | 45000 | 70.31% | 2.08 | 0 | 9 |  |  |  |  | R-454B | 4.7083 | Residential & Commercial | USHP
215675769 | Central HP <5.4 tons | DAY & NIGHT | HRCU-A-CB (Split System: Heat Pump with Remote Outdoor Unit-Air-Source) | C5H0V48*K*AAA* |  |  | EVM5X60M21A*+WALLCON | *95CSU0802120B* | 48000 | 18.5 | 9 | 50000 | 36800 | 73.6% | 2 | 0 | 10 |  |  |  |  | R-454B | 4 | Residential & Commercial | USHP | Ducted CEE Tier 1
215675789 | Central HP <5.4 tons | DAY & NIGHT | HRCU-A-CB (Split System: Heat Pump with Remote Outdoor Unit-Air-Source) | C5H0V48*K*AAA* |  |  | EVM5X60M21A*+WALLCON | *97CMN0602120B* | 47500 | 18.5 | 9 | 50000 | 37200 | 74.4% | 1.98 | 0 | 10 |  |  |  |  | R-454B | 3.9583 | Residential & Commercial | USHP | Ducted CEE Tier 1
215675939 | Central HP <5.4 tons | DAY & NIGHT | HRCU-A-CB (Split System: Heat Pump with Remote Outdoor Unit-Air-Source) | C5H0V48*K*AAA* |  |  | EVM5X60M24A*+WALLCON | *97CMN1202422B* | 48000 | 19 | 9 | 50000 | 36600 | 73.2% | 2 | 0 | 10 |  |  |  |  | R-454B | 4 | Residential & Commercial | USHP | Ducted CEE Tier 1
214296073 | Central HP <5.4 tons | Econas | HRCU-A-C (Split System: Heat Pump with Remote Outdoor Unit with No Indoor Fan --Air Source) | EOE31U-36HFN1-M |  |  | EAC-36HWDN1-MN0 | 0 | 35000 | 15.2 | 10 | 39000 | 32000 | 82.05% | 2 | 10.2 | 10 |  |  |  |  | R-410A | 2.9167 | Residential & Commercial | USHP | Ducted CEE Tier 1
215676239 | Central HP <5.4 tons | DAY & NIGHT | HRCU-A-CB (Split System: Heat Pump with Remote Outdoor Unit-Air-Source) | C5H0V48*K*AAA* |  |  | EVD5X48M24A*+WALLCON | *95CSU0802120B* | 47000 | 18 | 9 | 50000 | 36600 | 73.2% | 2.02 | 0 | 10 |  |  |  |  | R-454B | 3.9167 | Residential & Commercial | USHP | Ducted CEE Tier 1
215676949 | Central HP <5.4 tons | DAY & NIGHT | HRCU-A-CB (Split System: Heat Pump with Remote Outdoor Unit-Air-Source) | C5H0V48*K*AAA* |  |  | EVD5X61M24A*+WALLCON | *96CTN1002122B* | 48500 | 19.5 | 9.5 | 50000 | 36800 | 73.6% | 2.12 | 0 | 10.5 |  |  |  |  | R-454B | 4.0417 | Residential & Commercial | USHP | Ducted CEE Tier 1
211257719 | Central HP <5.4 tons | CARRIER | HRCU-A-CB (Split System: Heat Pump with Remote Outdoor Unit-Air-Source) | 38MURAQ18AB3* |  |  | CAP**1917AL* | 59SP6A060V14**12 | 18400 | 16 | 8.5 | 18400 | 17600 | 95.65% | 2.12 | 0 | 11 |  |  |  |  | R-410A | 1.5333 | Residential & Commercial | USHP | Ducted CEE Tier 1
211398745 | Central HP <5.4 tons | FRASER-JOHNSTON | HRCU-A-CB (Split System: Heat Pump with Remote Outdoor Unit-Air-Source) | HMH72B341 |  |  | XAHD48FXXN1+TXV | TM8E080C16MP11 | 32800 | 16.5 | 8.5 | 31600 | 23000 | 72.78% | 2.02 | 0 | 9.5 |  |  |  |  | R-410A | 2.7333 | Residential & Commercial | USHP
211396230 | Central HP <5.4 tons | CHAMPION HEATING AND COOLING | HRCU-A-CB (Split System: Heat Pump with Remote Outdoor Unit-Air-Source) | HMH72B341 |  |  | XAHC48FBCN1 | TM9E080B12MP12 | 32600 | 16.5 | 8.1 | 31800 | 23400 | 73.58% | 2 | 0 | 9 |  |  |  |  | R-410A | 2.7167 | Residential & Commercial | USHP
211398243 | Central HP <5.4 tons | CHAMPION HEATING AND COOLING | HRCU-A-CB (Split System: Heat Pump with Remote Outdoor Unit-Air-Source) | HMH72B341 |  |  | XAFD48FBCN1 | TM8E120C16MP11 | 33600 | 17 | 8.5 | 32400 | 23600 | 72.84% | 2.08 | 0 | 9.5 |  |  |  |  | R-410A | 2.8 | Residential & Commercial | USHP
211398477 | Central HP <5.4 tons | CHAMPION HEATING AND COOLING | HRCU-A-CB (Split System: Heat Pump with Remote Outdoor Unit-Air-Source) | HMH72B341 |  |  | XAFD48FXXN1+TXV | TMLE100C16MP11 | 33600 | 17 | 8.5 | 32400 | 23600 | 72.84% | 2.08 | 0 | 9.5 |  |  |  |  | R-410A | 2.8 | Residential & Commercial | USHP
211396523 | Central HP <5.4 tons | CHAMPION HEATING AND COOLING | HRCU-A-CB (Split System: Heat Pump with Remote Outdoor Unit-Air-Source) | HMH72B341 |  |  | XAHC48FXXN1+TXV | TM8Y120C20MP11 | 33800 | 16.5 | 8.5 | 32400 | 23800 | 73.46% | 2.06 | 0 | 9 |  |  |  |  | R-410A | 2.8167 | Residential & Commercial | USHP
211396882 | Central HP <5.4 tons | CHAMPION HEATING AND COOLING | HRCU-A-CB (Split System: Heat Pump with Remote Outdoor Unit-Air-Source) | HMH72B341 |  |  | XAFD48FBCN1 | TM8Y080C16MP11 | 34000 | 17.5 | 8.5 | 33200 | 24400 | 73.49% | 2.08 | 0 | 9 |  |  |  |  | R-410A | 2.8333 | Residential & Commercial | USHP
215676629 | Central HP <5.4 tons | DAY & NIGHT | HRCU-A-CB (Split System: Heat Pump with Remote Outdoor Unit-Air-Source) | C5H0V48*K*AAA* |  |  | EVD5X60M24A*+WALLCON | *80CTL1102120B* | 48000 | 19 | 9 | 50000 | 36400 | 72.8% | 2 | 0 | 10.5 |  |  |  |  | R-454B | 4 | Residential & Commercial | USHP | Ducted CEE Tier 1
213073400 | Central HP <5.4 tons | ACIQ | HRCU-A-CB (Split System: Heat Pump with Remote Outdoor Unit-Air-Source) | DLCURAH30ABK |  |  | EA*4X42L24A* | *92ESN0802120A* | 30600 | 15.2 | 8.1 | 34200 | 26800 | 78.36% | 1.82 | 0 | 9 |  |  |  |  | R-410A | 2.55 | Residential & Commercial | USHP
215681339 | Central HP <5.4 tons | DAY & NIGHT | HRCU-A-CB (Split System: Heat Pump with Remote Outdoor Unit-Air-Source) | C5H0V48*K*AAA* |  |  | EA*5X48M21A*+WALLCON | *80CSU1002120B* | 44000 | 17 | 9 | 48500 | 34000 | 70.1% | 2.04 | 0 | 9.5 |  |  |  |  | R-454B | 3.6667 | Residential & Commercial | USHP
215681389 | Central HP <5.4 tons | DAY & NIGHT | HRCU-A-CB (Split System: Heat Pump with Remote Outdoor Unit-Air-Source) | C5H0V48*K*AAA* |  |  | EA*5X60M24A*+WALLCON | *80CSU0802120B* | 45500 | 18 | 9 | 47000 | 33400 | 71.06% | 2.06 | 0 | 9.5 |  |  |  |  | R-454B | 3.7917 | Residential & Commercial | USHP
211386825 | Central HP <5.4 tons | FRASER-JOHNSTON | HRCU-A-CB (Split System: Heat Pump with Remote Outdoor Unit-Air-Source) | HMH72B341 |  |  | XAHC30CXXN1+TXV | TM9Y080C16MP11 | 32400 | 17.5 | 8.1 | 33000 | 23200 | 70.3% | 2 | 0 | 9.5 |  |  |  |  | R-410A | 2.7 | Residential & Commercial | USHP
215853417 | Central HP <5.4 tons | FRASER-JOHNSTON | HRCU-A-CB (Split System: Heat Pump with Remote Outdoor Unit-Air-Source) | HH836E2S11 |  |  | CTF36B5CDS1 | Z9ES060B12SMPS1 | 33200 | 17 | 8.5 | 31000 | 25400 | 81.94% | 2 | 0 | 11 |  |  |  |  | R-454B | 2.7667 | Residential & Commercial | USHP | Ducted CEE Tier 1
215681439 | Central HP <5.4 tons | DAY & NIGHT | HRCU-A-CB (Split System: Heat Pump with Remote Outdoor Unit-Air-Source) | C5H0V48*K*AAA* |  |  | EA*5X61M21A*+WALLCON | *96CTN0802120B* | 46000 | 18 | 9 | 48000 | 33800 | 70.42% | 2.08 | 0 | 10 |  |  |  |  | R-454B | 3.8333 | Residential & Commercial | USHP | Ducted CEE Tier 1
211260883 | Central HP <5.4 tons | BRYANT HEATING AND COOLING SYSTEMS | HRCU-A-CB (Split System: Heat Pump with Remote Outdoor Unit-Air-Source) | 38MURAQ18AB3* |  |  | CAP**2517AL* | 915SB30040E14*** | 18300 | 16 | 8.5 | 18200 | 17500 | 96.15% | 2.12 | 0 | 10.5 |  |  |  |  | R-410A | 1.525 | Residential & Commercial | USHP | Ducted CEE Tier 1
212985913 | Central HP <5.4 tons | CARRIER | HRCU-A-CB (Split System: Heat Pump with Remote Outdoor Unit-Air-Source) | 38MURAQ18AB3* |  |  | CAP**3014AL* | 59SC6A026M14**10 | 17400 | 16 | 8.5 | 18000 | 18800 | 104.4% | 2.26 | 0 | 10.5 |  |  |  |  | R-410A | 1.45 | Residential & Commercial | USHP | Ducted CEE Tier 1
212985943 | Central HP <5.4 tons | CARRIER | HRCU-A-CB (Split System: Heat Pump with Remote Outdoor Unit-Air-Source) | 38MURAQ18AB3* |  |  | CNPV*2414AL* | 59SC6A026M14**10 | 17300 | 20 | 8.1 | 18300 | 19200 | 104.9% | 2.3 | 0 | 10.5 |  |  |  |  | R-410A | 1.4417 | Residential & Commercial | USHP | Ducted CEE Tier 1
212986379 | Central HP <5.4 tons | CARRIER | HRCU-A-CB (Split System: Heat Pump with Remote Outdoor Unit-Air-Source) | 38MURAQ18AB3* |  |  | CNPV*3017AL* | 59SC6A040M14**10 | 17600 | 16 | 8.1 | 18200 | 18700 | 102.7% | 2.24 | 0 | 11 |  |  |  |  | R-410A | 1.4667 | Residential & Commercial | USHP | Ducted CEE Tier 1
211229118 | Central HP <5.4 tons | KEEPRITE | HRCU-A-CB (Split System: Heat Pump with Remote Outdoor Unit-Air-Source) | DLCURAH36ABK |  |  | EA*4X48L21A* | *95ESU0601716A* | 35600 | 16 | 8.5 | 38500 | 34600 | 89.87% | 2.04 | 0 | 10 |  |  |  |  | R-410A | 2.9667 | Residential & Commercial | USHP | Ducted CEE Tier 1
211228163 | Central HP <5.4 tons | KEEPRITE | HRCU-A-CB (Split System: Heat Pump with Remote Outdoor Unit-Air-Source) | DLCURAH36ABK |  |  | EA*4X42L24A* | OLV154F20A | 37000 | 15.2 | 8.5 | 40000 | 35400 | 88.5% | 1.96 | 0 | 10 |  |  |  |  | R-410A | 3.0833 | Residential & Commercial | USHP | Ducted CEE Tier 1
211226927 | Central HP <5.4 tons | KEEPRITE | HRCU-A-CB (Split System: Heat Pump with Remote Outdoor Unit-Air-Source) | DLCURAH36ABK |  |  | EA*4X37L21A* | *80ESU0802120A | 37400 | 15.5 | 8.5 | 39000 | 35000 | 89.74% | 2.16 | 0 | 10 |  |  |  |  | R-410A | 3.1167 | Residential & Commercial | USHP | Ducted CEE Tier 1
211226961 | Central HP <5.4 tons | KEEPRITE | HRCU-A-CB (Split System: Heat Pump with Remote Outdoor Unit-Air-Source) | DLCURAH36ABK |  |  | EA*4X37L21A* | *80VTL1102122A* | 37000 | 15.5 | 8.5 | 38500 | 34800 | 90.39% | 2.12 | 0 | 10 |  |  |  |  | R-410A | 3.0833 | Residential & Commercial | USHP | Ducted CEE Tier 1
216680826 | Central HP <5.4 tons | CARRIER | HRCU-A-CB (Split System: Heat Pump with Remote Outdoor Unit-Air-Source) | 38MURAQ18AB3* |  |  | CAP**1917AL* | 59TP7A080V17**16 | 17700 | 16.5 | 8.5 | 17700 | 17700 | 100% | 1.96 | 0 | 10.5 |  |  |  |  | R-410A | 1.475 | Residential & Commercial | USHP | Ducted CEE Tier 1
211245362 | Central HP <5.4 tons | KEEPRITE | HRCU-A-CB (Split System: Heat Pump with Remote Outdoor Unit-Air-Source) | DLCURAH24ABK |  |  | EN(A,D)4X36L21** | *95ESU0401712A* | 23600 | 16.5 | 8.1 | 26000 | 23600 | 90.77% | 1.96 | 0 | 10.5 |  |  |  |  | R-410A | 1.9667 | Residential & Commercial | USHP | Ducted CEE Tier 1
214807774 | Central HP <5.4 tons | CHAMPION HEATING AND COOLING | HRCU-A-CB (Split System: Heat Pump with Remote Outdoor Unit-Air-Source) | HH836E2S11 |  |  | CTU36B5XDS1+TXV | Z8ES100B12SMPS1 | 33400 | 18 | 8.5 | 30800 | 25000 | 81.17% | 2 | 0 | 11.7 |  |  |  |  | R-454B | 2.7833 | Residential & Commercial | USHP | Ducted CEE Tier 1
215681899 | Central HP <5.4 tons | DAY & NIGHT | HRCU-A-CB (Split System: Heat Pump with Remote Outdoor Unit-Air-Source) | C5H0V48*K*AAA* |  |  | EVM5X60M21A*+WALLCON | *96CTN0802120B* | 48000 | 19 | 9 | 50000 | 36800 | 73.6% | 2 | 0 | 10 |  |  |  |  | R-454B | 4 | Residential & Commercial | USHP | Ducted CEE Tier 1
215682319 | Central HP <5.4 tons | DAY & NIGHT | HRCU-A-CB (Split System: Heat Pump with Remote Outdoor Unit-Air-Source) | C5H0V48*K*AAA* |  |  | EVD5X60M21A*+WALLCON | *80CSU0601716B* | 48000 | 18.5 | 9 | 50000 | 36800 | 73.6% | 2 | 0 | 10 |  |  |  |  | R-454B | 4 | Residential & Commercial | USHP | Ducted CEE Tier 1
214807819 | Central HP <5.4 tons | CHAMPION HEATING AND COOLING | HRCU-A-CB (Split System: Heat Pump with Remote Outdoor Unit-Air-Source) | HH824E2S11 |  |  | CTU30B5XCS1+JMC12B2SN1+TXV | 0 | 23000 | 18 | 9.5 | 23000 | 19000 | 82.61% | 2 | 0 | 12 |  |  |  |  | R-454B | 1.9167 | Residential & Commercial | USHP | Ducted CEE Tier 1
215677099 | Central HP <5.4 tons | DAY & NIGHT | HRCU-A-CB (Split System: Heat Pump with Remote Outdoor Unit-Air-Source) | C5H0V60*K*AAA* |  |  | EVM5X60M24A*+WALLCON | *80CSU1002120A* | 56500 | 18 | 9 | 63000 | 44500 | 70.63% | 2.08 | 0 | 9 |  |  |  |  | R-454B | 4.7083 | Residential & Commercial | USHP
215676529 | Central HP <5.4 tons | DAY & NIGHT | HRCU-A-CB (Split System: Heat Pump with Remote Outdoor Unit-Air-Source) | C5H0V48*K*AAA* |  |  | EVD5X60M21A*+WALLCON | *97CMN0602120B* | 47500 | 18.5 | 9 | 50000 | 37200 | 74.4% | 1.98 | 0 | 10 |  |  |  |  | R-454B | 3.9583 | Residential & Commercial | USHP | Ducted CEE Tier 1
213771145 | Central HP <5.4 tons | CARRIER | HRCU-A-CB (Split System: Heat Pump with Remote Outdoor Unit-Air-Source) | 25VNA825A*031* |  |  | CAP**3721AL*+UI | 58TN*B090C17**16 | 24600 | 17 | 8.5 | 21000 | 16600 | 79.05% | 2.02 | 0 | 11 |  |  |  |  | R-410A | 2.05 | Residential & Commercial | USHP | Ducted CEE Tier 1
213771165 | Central HP <5.4 tons | CARRIER | HRCU-A-CB (Split System: Heat Pump with Remote Outdoor Unit-Air-Source) | 25VNA825A*031* |  |  | CAP**3721AL*+UI | 58TN*B110C21**20 | 24400 | 17 | 8.5 | 21200 | 16600 | 78.3% | 2.04 | 0 | 11 |  |  |  |  | R-410A | 2.0333 | Residential & Commercial | USHP | Ducted CEE Tier 1
215434269 | Central HP <5.4 tons | DAIKIN | HRCU-A-CB (Split System: Heat Pump with Remote Outdoor Unit-Air-Source) | DH7VSA4210A* |  |  | CHPEA6030*3A* | D*96TC1205DNA* | 40500 | 17 | 8.6 | 41000 | 31000 | 75.61% | 2 | 0 | 10 |  |  |  |  | R-32 | 3.375 | Residential & Commercial | USHP | Ducted CEE Tier 1
212984673 | Central HP <5.4 tons | CARRIER | HRCU-A-CB (Split System: Heat Pump with Remote Outdoor Unit-Air-Source) | 38MURAQ24AB3* |  |  | CNPV*3617AL* | 59SC2E080M17**16 | 23600 | 17.5 | 8.5 | 26200 | 24600 | 93.89% | 2.04 | 0 | 10.5 |  |  |  |  | R-410A | 1.9667 | Residential & Commercial | USHP | Ducted CEE Tier 1
212985843 | Central HP <5.4 tons | CARRIER | HRCU-A-CB (Split System: Heat Pump with Remote Outdoor Unit-Air-Source) | 38MURAQ24AB3* |  |  | CNPV*3014AL* | 59SC6A026M14**10 | 23400 | 16 | 8.1 | 26000 | 24000 | 92.31% | 1.98 | 0 | 10 |  |  |  |  | R-410A | 1.95 | Residential & Commercial | USHP | Ducted CEE Tier 1
211257770 | Central HP <5.4 tons | CARRIER | HRCU-A-CB (Split System: Heat Pump with Remote Outdoor Unit-Air-Source) | 38MURAQ18AB3* |  |  | CAP**2414AL* | 59SC5B060E14**12 | 17800 | 16 | 8.5 | 18700 | 19000 | 101.6% | 2.28 | 0 | 10.5 |  |  |  |  | R-410A | 1.4833 | Residential & Commercial | USHP | Ducted CEE Tier 1
211257772 | Central HP <5.4 tons | CARRIER | HRCU-A-CB (Split System: Heat Pump with Remote Outdoor Unit-Air-Source) | 38MURAQ18AB3* |  |  | CAP**2414AL* | 59TP6B060V14**12 | 17800 | 16 | 8.5 | 18800 | 19000 | 101.1% | 2.28 | 0 | 10.5 |  |  |  |  | R-410A | 1.4833 | Residential & Commercial | USHP | Ducted CEE Tier 1
211257805 | Central HP <5.4 tons | CARRIER | HRCU-A-CB (Split System: Heat Pump with Remote Outdoor Unit-Air-Source) | 38MURAQ18AB3* |  |  | CAP**2417AL* | 59SC5B040E14**10 | 17700 | 15.5 | 8.5 | 18700 | 19000 | 101.6% | 2.28 | 0 | 10.5 |  |  |  |  | R-410A | 1.475 | Residential & Commercial | USHP | Ducted CEE Tier 1
211257823 | Central HP <5.4 tons | CARRIER | HRCU-A-CB (Split System: Heat Pump with Remote Outdoor Unit-Air-Source) | 38MURAQ18AB3* |  |  | CAP**2417AL* | 59SC2D040E17**12 | 17800 | 15.5 | 8.5 | 18800 | 19000 | 101.1% | 2.28 | 0 | 10.5 |  |  |  |  | R-410A | 1.4833 | Residential & Commercial | USHP | Ducted CEE Tier 1
211257871 | Central HP <5.4 tons | CARRIER | HRCU-A-CB (Split System: Heat Pump with Remote Outdoor Unit-Air-Source) | 38MURAQ18AB3* |  |  | CAP**2517AL* | 59SC2D040E14**10 | 18400 | 15.5 | 8.5 | 18400 | 17500 | 95.11% | 2.12 | 0 | 10.5 |  |  |  |  | R-410A | 1.5333 | Residential & Commercial | USHP | Ducted CEE Tier 1
211257872 | Central HP <5.4 tons | CARRIER | HRCU-A-CB (Split System: Heat Pump with Remote Outdoor Unit-Air-Source) | 38MURAQ18AB3* |  |  | CAP**2517AL* | 59SC2D040E17**12 | 18400 | 15.5 | 8.5 | 18300 | 17500 | 95.63% | 2.12 | 0 | 10.5 |  |  |  |  | R-410A | 1.5333 | Residential & Commercial | USHP | Ducted CEE Tier 1
211257955 | Central HP <5.4 tons | CARRIER | HRCU-A-CB (Split System: Heat Pump with Remote Outdoor Unit-Air-Source) | 38MURAQ18AB3* |  |  | CNPV*1814AL* | 58TP*A070V14**12 | 17400 | 16 | 8.5 | 18500 | 19400 | 104.9% | 2.34 | 0 | 10.5 |  |  |  |  | R-410A | 1.45 | Residential & Commercial | USHP | Ducted CEE Tier 1
211258004 | Central HP <5.4 tons | CARRIER | HRCU-A-CB (Split System: Heat Pump with Remote Outdoor Unit-Air-Source) | 38MURAQ18AB3* |  |  | CNPV*2417AL* | 58SU*A040E17**12 | 18400 | 16 | 8.5 | 19200 | 18500 | 96.35% | 2.24 | 0 | 11 |  |  |  |  | R-410A | 1.5333 | Residential & Commercial | USHP | Ducted CEE Tier 1
211258088 | Central HP <5.4 tons | CARRIER | HRCU-A-CB (Split System: Heat Pump with Remote Outdoor Unit-Air-Source) | 38MURAQ18AB3* |  |  | CNPV*3017AL* | 59SC5B026E14**10 | 18200 | 15.5 | 8.5 | 18800 | 18400 | 97.87% | 2.2 | 0 | 11 |  |  |  |  | R-410A | 1.5167 | Residential & Commercial | USHP | Ducted CEE Tier 1
211258104 | Central HP <5.4 tons | CARRIER | HRCU-A-CB (Split System: Heat Pump with Remote Outdoor Unit-Air-Source) | 38MURAQ18AB3* |  |  | CNPV*3017AL* | OVLAAB036098 | 18200 | 15.5 | 8.5 | 18800 | 18400 | 97.87% | 2.2 | 0 | 11 |  |  |  |  | R-410A | 1.5167 | Residential & Commercial | USHP | Ducted CEE Tier 1
215679299 | Central HP <5.4 tons | DAY & NIGHT | HRCU-A-CB (Split System: Heat Pump with Remote Outdoor Unit-Air-Source) | C5H0V36*K*AAA* |  |  | EA*5X37M21A*+WALLCON | *80CSU0601716B* | 34600 | 17.5 | 9 | 35200 | 25000 | 71.02% | 1.9 | 0 | 10 |  |  |  |  | R-454B | 2.8833 | Residential & Commercial | USHP | Ducted CEE Tier 1
215676459 | Central HP <5.4 tons | DAY & NIGHT | HRCU-A-CB (Split System: Heat Pump with Remote Outdoor Unit-Air-Source) | C5H0V48*K*AAA* |  |  | EVD5X60M21A*+WALLCON | *80CTL0702120B* | 48000 | 19 | 9 | 50000 | 36800 | 73.6% | 2 | 0 | 10 |  |  |  |  | R-454B | 4 | Residential & Commercial | USHP | Ducted CEE Tier 1
215676779 | Central HP <5.4 tons | DAY & NIGHT | HRCU-A-CB (Split System: Heat Pump with Remote Outdoor Unit-Air-Source) | C5H0V48*K*AAA* |  |  | EVD5X61M21A*+WALLCON | *95CSU0802120B* | 48500 | 18.5 | 9 | 50000 | 37000 | 74% | 2 | 0 | 10 |  |  |  |  | R-454B | 4.0417 | Residential & Commercial | USHP | Ducted CEE Tier 1
215679369 | Central HP <5.4 tons | DAY & NIGHT | HRCU-A-CB (Split System: Heat Pump with Remote Outdoor Unit-Air-Source) | C5H0V36*K*AAA* |  |  | EA*5X42M21A*+WALLCON | *80CSU0601716B* | 33200 | 17.5 | 8.5 | 35800 | 25600 | 71.51% | 1.84 | 0 | 9.5 |  |  |  |  | R-454B | 2.7667 | Residential & Commercial | USHP
215679719 | Central HP <5.4 tons | DAY & NIGHT | HRCU-A-CB (Split System: Heat Pump with Remote Outdoor Unit-Air-Source) | C5H0V36*K*AAA* |  |  | ESH5X36M12A*+WALLCON | *80CSU0401712B* | 33800 | 16 | 8.5 | 35600 | 25400 | 71.35% | 1.78 | 0 | 9.5 |  |  |  |  | R-454B | 2.8167 | Residential & Commercial | USHP
211245663 | Central HP <5.4 tons | KEEPRITE | HRCU-A-CB (Split System: Heat Pump with Remote Outdoor Unit-Air-Source) | DLCURAH24ABK |  |  | EN(A,D)4X36L21** | *92ESN0601714A* | 24400 | 16.5 | 8.1 | 26400 | 22800 | 86.36% | 1.88 | 0 | 10.5 |  |  |  |  | R-410A | 2.0333 | Residential & Commercial | USHP | Ducted CEE Tier 1
215676839 | Central HP <5.4 tons | DAY & NIGHT | HRCU-A-CB (Split System: Heat Pump with Remote Outdoor Unit-Air-Source) | C5H0V48*K*AAA* |  |  | EVD5X61M21A*+WALLCON | *96CTN1002122B* | 48500 | 19.5 | 9.5 | 50000 | 36800 | 73.6% | 2.12 | 0 | 10.5 |  |  |  |  | R-454B | 4.0417 | Residential & Commercial | USHP | Ducted CEE Tier 1
215408656 | Central HP <5.4 tons | INNOVAIR | HRCU-A-CB (Split System: Heat Pump with Remote Outdoor Unit-Air-Source) | SOV24H2BA |  |  | SAV24BDA | 0 | 24000 | 18.1 | 9.7 | 26000 | 21600 | 83.08% | 1.87 | 0 | 11 |  |  |  |  | R-454B | 2 | Residential & Commercial | USHP | Ducted CEE Tier 1
215676689 | Central HP <5.4 tons | DAY & NIGHT | HRCU-A-CB (Split System: Heat Pump with Remote Outdoor Unit-Air-Source) | C5H0V48*K*AAA* |  |  | EVD5X61M21A*+WALLCON | *80CSU0601716A* | 48500 | 19 | 9 | 50000 | 36800 | 73.6% | 2 | 0 | 10 |  |  |  |  | R-454B | 4.0417 | Residential & Commercial | USHP | Ducted CEE Tier 1
215681519 | Central HP <5.4 tons | DAY & NIGHT | HRCU-A-CB (Split System: Heat Pump with Remote Outdoor Unit-Air-Source) | C5H0V48*K*AAA* |  |  | EA*5X61M24A*+WALLCON | *96CTN0802120B* | 46000 | 18 | 9 | 48000 | 33800 | 70.42% | 2.08 | 0 | 10 |  |  |  |  | R-454B | 3.8333 | Residential & Commercial | USHP | Ducted CEE Tier 1
213779185 | Central HP <5.4 tons | CARRIER | HRCU-A-CB (Split System: Heat Pump with Remote Outdoor Unit-Air-Source) | 25VNA837A*030* |  |  | CAP**4224AL*+UI | 58TN*B110C21**20 | 31800 | 17 | 8.1 | 32800 | 24200 | 73.78% | 1.88 | 0 | 11 |  |  |  |  | R-410A | 2.65 | Residential & Commercial | USHP | Ducted CEE Tier 1
213779235 | Central HP <5.4 tons | CARRIER | HRCU-A-CB (Split System: Heat Pump with Remote Outdoor Unit-Air-Source) | 25VNA837A*030* |  |  | CAP**4224AL*+UI | 59TN6C120C24**22 | 31800 | 17 | 8.1 | 33000 | 24200 | 73.33% | 1.88 | 0 | 11 |  |  |  |  | R-410A | 2.65 | Residential & Commercial | USHP | Ducted CEE Tier 1
213779335 | Central HP <5.4 tons | CARRIER | HRCU-A-CB (Split System: Heat Pump with Remote Outdoor Unit-Air-Source) | 25VNA837A*030* |  |  | CAP**4321AL*+UI | 59TN6C060C17**14 | 32800 | 17 | 8.1 | 33000 | 25400 | 76.97% | 1.96 | 0 | 11 |  |  |  |  | R-410A | 2.7333 | Residential & Commercial | USHP | Ducted CEE Tier 1
213779435 | Central HP <5.4 tons | CARRIER | HRCU-A-CB (Split System: Heat Pump with Remote Outdoor Unit-Air-Source) | 25VNA837A*030* |  |  | CAP**4821AL*+UI | 59MN7C080C17**14 | 32200 | 17 | 8.1 | 32600 | 25000 | 76.69% | 1.94 | 0 | 11 |  |  |  |  | R-410A | 2.6833 | Residential & Commercial | USHP | Ducted CEE Tier 1
215682684 | Central HP <5.4 tons | BRYANT HEATING AND COOLING SYSTEMS | HRCU-A-CB (Split System: Heat Pump with Remote Outdoor Unit-Air-Source) | 290VAN060**AA* |  |  | CAA**6124AM*+UI | 987TA60080C21*** | 56000 | 18.5 | 9 | 60000 | 42000 | 70% | 2.02 | 0 | 9 |  |  |  |  | R-454B | 4.6667 | Residential & Commercial | USHP
215682734 | Central HP <5.4 tons | BRYANT HEATING AND COOLING SYSTEMS | HRCU-A-CB (Split System: Heat Pump with Remote Outdoor Unit-Air-Source) | 290VAN060**AA* |  |  | CSAH*6012AM*+UI | 83*CB48060C17*** | 54500 | 17 | 8.5 | 58500 | 41000 | 70.09% | 1.92 | 0 | 9 |  |  |  |  | R-454B | 4.5417 | Residential & Commercial | USHP
215682804 | Central HP <5.4 tons | BRYANT HEATING AND COOLING SYSTEMS | HRCU-A-CB (Split System: Heat Pump with Remote Outdoor Unit-Air-Source) | 290VAN060**AA* |  |  | CVAMA6021XMA*+UI | 83*CB36040C17*** | 56000 | 18 | 8.5 | 60500 | 43500 | 71.9% | 2.12 | 0 | 9.5 |  |  |  |  | R-454B | 4.6667 | Residential & Commercial | USHP
215682904 | Central HP <5.4 tons | BRYANT HEATING AND COOLING SYSTEMS | HRCU-A-CB (Split System: Heat Pump with Remote Outdoor Unit-Air-Source) | 290VAN060**AA* |  |  | CVAMA6024XMA*+UI | 987TA66100C21*** | 56500 | 18.5 | 9 | 63000 | 44500 | 70.63% | 2.08 | 0 | 9 |  |  |  |  | R-454B | 4.7083 | Residential & Commercial | USHP
215682984 | Central HP <5.4 tons | BRYANT HEATING AND COOLING SYSTEMS | HRCU-A-CB (Split System: Heat Pump with Remote Outdoor Unit-Air-Source) | 290VAN060**AA* |  |  | CVAVA6021XMA*+UI | 986TD60080C21*** | 56500 | 18 | 9 | 64000 | 45000 | 70.31% | 2.08 | 0 | 9 |  |  |  |  | R-454B | 4.7083 | Residential & Commercial | USHP
216619084 | Central HP <5.4 tons | DUCANE | HRCU-A-C (Split System: Heat Pump with Remote Outdoor Unit with No Indoor Fan --Air Source) | 7SCP18V24P-**A |  |  | 7E[C,U]30BX-**+TDR | 0 | 24000 | 15.2 | 8.5 | 24000 | 21400 | 89.17% | 1.75 | 0 | 11.7 |  |  |  |  | R-454B | 2 | Residential & Commercial | USHP | Ducted CEE Tier 1
216619093 | Central HP <5.4 tons | DUCANE | HRCU-A-C (Split System: Heat Pump with Remote Outdoor Unit with No Indoor Fan --Air Source) | 7SCP18V24P-**A |  |  | 7ED24BX-**+TDR | 0 | 24000 | 15.2 | 8.5 | 24000 | 22600 | 94.17% | 1.75 | 0 | 11.7 |  |  |  |  | R-454B | 2 | Residential & Commercial | USHP | Ducted CEE Tier 1
216619116 | Central HP <5.4 tons | DUCANE | HRCU-A-C (Split System: Heat Pump with Remote Outdoor Unit with No Indoor Fan --Air Source) | 7SCP18V60P-**A |  |  | 7ED60DX-**+TDR | 0 | 51000 | 15.2 | 8.5 | 54000 | 41500 | 76.85% | 1.95 | 0 | 10 |  |  |  |  | R-454B | 4.25 | Residential & Commercial | USHP | Ducted CEE Tier 1
215681709 | Central HP <5.4 tons | DAY & NIGHT | HRCU-A-CB (Split System: Heat Pump with Remote Outdoor Unit-Air-Source) | C5H0V48*K*AAA* |  |  | ESH5X60M12A*+WALLCON | *80CSU1002120B* | 45500 | 16.5 | 8.5 | 48000 | 33800 | 70.42% | 2.08 | 0 | 9.5 |  |  |  |  | R-454B | 3.7917 | Residential & Commercial | USHP
215681759 | Central HP <5.4 tons | DAY & NIGHT | HRCU-A-CB (Split System: Heat Pump with Remote Outdoor Unit-Air-Source) | C5H0V48*K*AAA* |  |  | EVM5X48M21A*+WALLCON | *80CSU0401712B* | 47000 | 18 | 9 | 50000 | 36400 | 72.8% | 2 | 0 | 9.5 |  |  |  |  | R-454B | 3.9167 | Residential & Commercial | USHP
215681489 | Central HP <5.4 tons | DAY & NIGHT | HRCU-A-CB (Split System: Heat Pump with Remote Outdoor Unit-Air-Source) | C5H0V48*K*AAA* |  |  | EA*5X61M21A*+WALLCON | *97CTN0801716A* | 45500 | 17.5 | 9 | 48000 | 34200 | 71.25% | 2.06 | 0 | 9.5 |  |  |  |  | R-454B | 3.7917 | Residential & Commercial | USHP
215681539 | Central HP <5.4 tons | DAY & NIGHT | HRCU-A-CB (Split System: Heat Pump with Remote Outdoor Unit-Air-Source) | C5H0V48*K*AAA* |  |  | EA*5X61M24A*+WALLCON | *80CSU1002120B* | 46000 | 18 | 9 | 47500 | 33600 | 70.74% | 2.08 | 0 | 9.5 |  |  |  |  | R-454B | 3.8333 | Residential & Commercial | USHP
215681689 | Central HP <5.4 tons | DAY & NIGHT | HRCU-A-CB (Split System: Heat Pump with Remote Outdoor Unit-Air-Source) | C5H0V48*K*AAA* |  |  | ESH5X60M12A*+WALLCON | *80CSU0601716B* | 45500 | 17 | 8.5 | 48000 | 33800 | 70.42% | 2.08 | 0 | 9.5 |  |  |  |  | R-454B | 3.7917 | Residential & Commercial | USHP
215681959 | Central HP <5.4 tons | DAY & NIGHT | HRCU-A-CB (Split System: Heat Pump with Remote Outdoor Unit-Air-Source) | C5H0V48*K*AAA* |  |  | EVM5X60M21A*+WALLCON | *97CTN0802120A* | 48000 | 19 | 9 | 50000 | 36800 | 73.6% | 2 | 0 | 10 |  |  |  |  | R-454B | 4 | Residential & Commercial | USHP | Ducted CEE Tier 1
213771516 | Central HP <5.4 tons | BRYANT HEATING AND COOLING SYSTEMS | HRCU-A-CB (Split System: Heat Pump with Remote Outdoor Unit-Air-Source) | 288BNV025*0**B* |  |  | CAP**4321AL*+UI | 987MC66100C21*** | 24400 | 16.5 | 8.5 | 21200 | 16600 | 78.3% | 2.04 | 0 | 11 |  |  |  |  | R-410A | 2.0333 | Residential & Commercial | USHP | Ducted CEE Tier 1
213771546 | Central HP <5.4 tons | BRYANT HEATING AND COOLING SYSTEMS | HRCU-A-CB (Split System: Heat Pump with Remote Outdoor Unit-Air-Source) | 288BNV025*0**B* |  |  | CAP**4321AL*+UI | 986TD66100C21*** | 24400 | 16.5 | 8.5 | 21200 | 16600 | 78.3% | 2.04 | 0 | 11 |  |  |  |  | R-410A | 2.0333 | Residential & Commercial | USHP | Ducted CEE Tier 1
215682659 | Central HP <5.4 tons | DAY & NIGHT | HRCU-A-CB (Split System: Heat Pump with Remote Outdoor Unit-Air-Source) | C5H0V60*K*AAA* |  |  | EA*5X61M24A*+WALLCON | *96CTN0802120B* | 56000 | 18.5 | 9 | 60000 | 42000 | 70% | 2.02 | 0 | 9 |  |  |  |  | R-454B | 4.6667 | Residential & Commercial | USHP
213779485 | Central HP <5.4 tons | CARRIER | HRCU-A-CB (Split System: Heat Pump with Remote Outdoor Unit-Air-Source) | 25VNA837A*030* |  |  | CAP**4824AL*+UI | 58TN*B090C21**20 | 32400 | 17 | 8.5 | 32200 | 24800 | 77.02% | 1.98 | 0 | 11.5 |  |  |  |  | R-410A | 2.7 | Residential & Commercial | USHP | Ducted CEE Tier 1
213779555 | Central HP <5.4 tons | CARRIER | HRCU-A-CB (Split System: Heat Pump with Remote Outdoor Unit-Air-Source) | 25VNA837A*030* |  |  | CAP**6024AL*+UI | 58TN*B090C21**20 | 32800 | 17.5 | 8.1 | 31800 | 24600 | 77.36% | 1.98 | 0 | 11.5 |  |  |  |  | R-410A | 2.7333 | Residential & Commercial | USHP | Ducted CEE Tier 1
213780155 | Central HP <5.4 tons | CARRIER | HRCU-A-CB (Split System: Heat Pump with Remote Outdoor Unit-Air-Source) | 25VNA837A*030* |  |  | CSPH*4812AL*+UI | 58TN*B070C17**16 | 32600 | 16.5 | 8.1 | 33200 | 25000 | 75.3% | 1.94 | 0 | 11 |  |  |  |  | R-410A | 2.7167 | Residential & Commercial | USHP | Ducted CEE Tier 1
213780255 | Central HP <5.4 tons | CARRIER | HRCU-A-CB (Split System: Heat Pump with Remote Outdoor Unit-Air-Source) | 25VNA837A*030* |  |  | CSPH*4812AL*+UI | 59TN6C060C17**14 | 32400 | 16 | 8.1 | 33000 | 25200 | 76.36% | 1.94 | 0 | 10.5 |  |  |  |  | R-410A | 2.7 | Residential & Commercial | USHP | Ducted CEE Tier 1
211397850 | Central HP <5.4 tons | CHAMPION HEATING AND COOLING | HRCU-A-CB (Split System: Heat Pump with Remote Outdoor Unit-Air-Source) | HMH72B341 |  |  | XAUC48FXXN1+TXV | TMLV100C16MP12 | 34000 | 16.5 | 8.5 | 33200 | 24400 | 73.49% | 2.1 | 0 | 9 |  |  |  |  | R-410A | 2.8333 | Residential & Commercial | USHP
211397877 | Central HP <5.4 tons | CHAMPION HEATING AND COOLING | HRCU-A-CB (Split System: Heat Pump with Remote Outdoor Unit-Air-Source) | HMH72B341 |  |  | XAUC48FXXN1+TXV | TPLC080C16MP13 | 34000 | 16.5 | 8.5 | 33200 | 24400 | 73.49% | 2.1 | 0 | 9 |  |  |  |  | R-410A | 2.8333 | Residential & Commercial | USHP
211398086 | Central HP <5.4 tons | CHAMPION HEATING AND COOLING | HRCU-A-CB (Split System: Heat Pump with Remote Outdoor Unit-Air-Source) | HMH72B341 |  |  | XAUC48FXXN1+TXV | TPLC080B12MP13 | 33000 | 16 | 8.1 | 32600 | 24000 | 73.62% | 2.02 | 0 | 9 |  |  |  |  | R-410A | 2.75 | Residential & Commercial | USHP
214807687 | Central HP <5.4 tons | FRASER-JOHNSTON | HRCU-A-CB (Split System: Heat Pump with Remote Outdoor Unit-Air-Source) | HH824E2S11 |  |  | CTM36B5ADS1 | TMLE080B12MP11 | 23000 | 18 | 9.5 | 23000 | 18600 | 80.87% | 2 | 0 | 12 |  |  |  |  | R-454B | 1.9167 | Residential & Commercial | USHP | Ducted CEE Tier 1
215676219 | Central HP <5.4 tons | DAY & NIGHT | HRCU-A-CB (Split System: Heat Pump with Remote Outdoor Unit-Air-Source) | C5H0V48*K*AAA* |  |  | EVD5X48M24A*+WALLCON | *80CTL1102120B* | 47000 | 19 | 9 | 50000 | 36200 | 72.4% | 2 | 0 | 10 |  |  |  |  | R-454B | 3.9167 | Residential & Commercial | USHP | Ducted CEE Tier 1
215676519 | Central HP <5.4 tons | DAY & NIGHT | HRCU-A-CB (Split System: Heat Pump with Remote Outdoor Unit-Air-Source) | C5H0V48*K*AAA* |  |  | EVD5X60M21A*+WALLCON | *95CSU1002122B* | 48000 | 19 | 9 | 50000 | 36600 | 73.2% | 2.12 | 0 | 10 |  |  |  |  | R-454B | 4 | Residential & Commercial | USHP | Ducted CEE Tier 1
215676619 | Central HP <5.4 tons | DAY & NIGHT | HRCU-A-CB (Split System: Heat Pump with Remote Outdoor Unit-Air-Source) | C5H0V48*K*AAA* |  |  | EVD5X60M24A*+WALLCON | *80CTL0902120B* | 48000 | 19 | 9 | 50000 | 36400 | 72.8% | 2 | 0 | 10.5 |  |  |  |  | R-454B | 4 | Residential & Commercial | USHP | Ducted CEE Tier 1
210365429 | Central HP <5.4 tons | INNOVAIR | HRCU-A-C (Split System: Heat Pump with Remote Outdoor Unit with No Indoor Fan --Air Source) | MHD-18 |  |  | MHD-CC2.0-17.5-M | 0 | 18000 | 15.2 | 9.5 | 19500 | 14600 | 74.87% | 2.2 | 11.7 | 11.7 |  |  |  |  | R-410A | 1.5 | Residential & Commercial | USHP | Ducted CEE Tier 1
214720164 | Central HP <5.4 tons | COLEMAN | HRCU-A-CB (Split System: Heat Pump with Remote Outdoor Unit-Air-Source) | HH860E2S11 |  |  | CTU60C5XGS1+TXV | TMLE100C16MP11 | 44500 | 18 | 9 | 45500 | 34200 | 75.16% | 2 | 0 | 11 |  |  |  |  | R-454B | 3.7083 | Residential & Commercial | USHP | Ducted CEE Tier 1
215912241 | Central HP <5.4 tons | CHAMPION HEATING AND COOLING | HRCU-A-CB (Split System: Heat Pump with Remote Outdoor Unit-Air-Source) | HH860E2S11 |  |  | JSC48D5CG2SS1 | 0 | 44000 | 18 | 8.5 | 43500 | 33000 | 75.86% | 2 | 0 | 12 |  |  |  |  | R-454B | 3.6667 | Residential & Commercial | USHP | Ducted CEE Tier 1
213296998 | Central HP <5.4 tons | COLEMAN | HRCU-A-CB (Split System: Heat Pump with Remote Outdoor Unit-Air-Source) | HMH72B341 |  |  | XAUB36DXXN1+TXV | Z8ES080B12LMPS1 | 34000 | 18 | 8.1 | 33400 | 24000 | 71.86% | 2.08 | 0 | 10 |  |  |  |  | R-410A | 2.8333 | Residential & Commercial | USHP | Ducted CEE Tier 1
213298018 | Central HP <5.4 tons | COLEMAN | HRCU-A-CB (Split System: Heat Pump with Remote Outdoor Unit-Air-Source) | HMH72B341 |  |  | XAFC36DXXN1+TXV | Z8ES080C16SMPS1 | 34000 | 18 | 8.5 | 33400 | 24200 | 72.46% | 2.14 | 0 | 10 |  |  |  |  | R-410A | 2.8333 | Residential & Commercial | USHP | Ducted CEE Tier 1
215912248 | Central HP <5.4 tons | CHAMPION HEATING AND COOLING | HRCU-A-CB (Split System: Heat Pump with Remote Outdoor Unit-Air-Source) | HH860E2S11 |  |  | JSE48D5CG2SS1 | 0 | 44000 | 18 | 8.5 | 43500 | 33000 | 75.86% | 2 | 0 | 12 |  |  |  |  | R-454B | 3.6667 | Residential & Commercial | USHP | Ducted CEE Tier 1
212383017 | Central HP <5.4 tons | KEEPRITE | HRCU-A-CB (Split System: Heat Pump with Remote Outdoor Unit-Air-Source) | DLCURAH36ABK |  |  | EA*4X36L17A* | *92ESN0601412A* | 35400 | 15.2 | 8.1 | 39500 | 35400 | 89.62% | 1.82 | 0 | 9.5 |  |  |  |  | R-410A | 2.95 | Residential & Commercial | USHP
215683004 | Central HP <5.4 tons | BRYANT HEATING AND COOLING SYSTEMS | HRCU-A-CB (Split System: Heat Pump with Remote Outdoor Unit-Air-Source) | 290VAN060**AA* |  |  | CVAVA6021XMA*+UI | 83*CB48060C17*** | 56000 | 18.5 | 8.5 | 60000 | 43000 | 71.67% | 2.12 | 0 | 9.5 |  |  |  |  | R-454B | 4.6667 | Residential & Commercial | USHP
215683054 | Central HP <5.4 tons | BRYANT HEATING AND COOLING SYSTEMS | HRCU-A-CB (Split System: Heat Pump with Remote Outdoor Unit-Air-Source) | 290VAN060**AA* |  |  | CVAVA6024XMA*+UI | 986TD60080C21*** | 56500 | 18 | 9 | 63500 | 44500 | 70.08% | 2.08 | 0 | 9 |  |  |  |  | R-454B | 4.7083 | Residential & Commercial | USHP
212988837 | Central HP <5.4 tons | KEEPRITE | HRCU-A-CB (Split System: Heat Pump with Remote Outdoor Unit-Air-Source) | DLCURAH18ABK |  |  | EN(A,D)4X30L17** | *95MSU0401712A* | 17500 | 16 | 8.1 | 18000 | 18700 | 103.9% | 2.24 | 0 | 11 |  |  |  |  | R-410A | 1.4583 | Residential & Commercial | USHP | Ducted CEE Tier 1
213067278 | Central HP <5.4 tons | ACIQ | HRCU-A-CB (Split System: Heat Pump with Remote Outdoor Unit-Air-Source) | HVH825GKA3* |  |  | EA*4X42L21A*+WALLCON | *95CSU0802120A* | 23800 | 16.5 | 8.1 | 21400 | 16600 | 77.57% | 1.96 | 0 | 11 |  |  |  |  | R-410A | 1.9833 | Residential & Commercial | USHP | Ducted CEE Tier 1
213067308 | Central HP <5.4 tons | ACIQ | HRCU-A-CB (Split System: Heat Pump with Remote Outdoor Unit-Air-Source) | HVH825GKA3* |  |  | EA*4X43L21A*+WALLCON | *80CTL0451712A* | 24200 | 16.5 | 8.1 | 21600 | 16800 | 77.78% | 2 | 0 | 11 |  |  |  |  | R-410A | 2.0167 | Residential & Commercial | USHP | Ducted CEE Tier 1
213067317 | Central HP <5.4 tons | ACIQ | HRCU-A-CB (Split System: Heat Pump with Remote Outdoor Unit-Air-Source) | HVH825GKA3* |  |  | EA*4X48L21A*+WALLCON | *95CSU0601716A* | 24000 | 16.5 | 8.1 | 21000 | 16600 | 79.05% | 2 | 0 | 10.5 |  |  |  |  | R-410A | 2 | Residential & Commercial | USHP | Ducted CEE Tier 1
213067326 | Central HP <5.4 tons | ACIQ | HRCU-A-CB (Split System: Heat Pump with Remote Outdoor Unit-Air-Source) | HVH825GKA3* |  |  | EA*4X48L21A*+WALLCON | *96CTN0801714A* | 24000 | 16.5 | 8.1 | 21000 | 16600 | 79.05% | 2 | 0 | 11 |  |  |  |  | R-410A | 2 | Residential & Commercial | USHP | Ducted CEE Tier 1
213067376 | Central HP <5.4 tons | ACIQ | HRCU-A-CB (Split System: Heat Pump with Remote Outdoor Unit-Air-Source) | HVH825GKA3* |  |  | EN(A,D,W)4X48L21**+WALLCON | *80CTL0701716A* | 24200 | 17 | 8.1 | 21400 | 16600 | 77.57% | 2.02 | 0 | 11 |  |  |  |  | R-410A | 2.0167 | Residential & Commercial | USHP | Ducted CEE Tier 1
215677169 | Central HP <5.4 tons | DAY & NIGHT | HRCU-A-CB (Split System: Heat Pump with Remote Outdoor Unit-Air-Source) | C5H0V60*K*AAA* |  |  | EVM5X60M24A*+WALLCON | *97CMN0602120B* | 55500 | 17.5 | 8.5 | 64000 | 45500 | 71.09% | 1.94 | 0 | 8.5 |  |  |  |  | R-454B | 4.625 | Residential & Commercial | USHP
213067501 | Central HP <5.4 tons | ACIQ | HRCU-A-CB (Split System: Heat Pump with Remote Outdoor Unit-Air-Source) | HVH825GKA2* |  |  | EA*4X42L21A*+WALLCON | *96CTN0801714A* | 23600 | 16.5 | 8.1 | 21400 | 16700 | 78.04% | 1.96 | 0 | 11 |  |  |  |  | R-410A | 1.9667 | Residential & Commercial | USHP | Ducted CEE Tier 1
213067510 | Central HP <5.4 tons | ACIQ | HRCU-A-CB (Split System: Heat Pump with Remote Outdoor Unit-Air-Source) | HVH825GKA2* |  |  | EA*4X42L24A*+WALLCON | *95CSU1002122A* | 23800 | 17 | 8.1 | 21400 | 16600 | 77.57% | 1.96 | 0 | 11 |  |  |  |  | R-410A | 1.9833 | Residential & Commercial | USHP | Ducted CEE Tier 1
213067519 | Central HP <5.4 tons | ACIQ | HRCU-A-CB (Split System: Heat Pump with Remote Outdoor Unit-Air-Source) | HVH825GKA2* |  |  | EA*4X43L21A*+WALLCON | *80CTL0451712A* | 24200 | 16.5 | 8.1 | 21600 | 16800 | 77.78% | 2 | 0 | 11 |  |  |  |  | R-410A | 2.0167 | Residential & Commercial | USHP | Ducted CEE Tier 1
213067528 | Central HP <5.4 tons | ACIQ | HRCU-A-CB (Split System: Heat Pump with Remote Outdoor Unit-Air-Source) | HVH825GKA2* |  |  | EA*4X43L21A*+WALLCON | *97CMN0602120A* | 24400 | 16.5 | 8.1 | 21200 | 16700 | 78.77% | 2.02 | 0 | 11 |  |  |  |  | R-410A | 2.0333 | Residential & Commercial | USHP | Ducted CEE Tier 1
213067562 | Central HP <5.4 tons | ACIQ | HRCU-A-CB (Split System: Heat Pump with Remote Outdoor Unit-Air-Source) | HVH825GKA2* |  |  | EHD4X42AAL+WALLCON | *80CTL0901716A* | 24200 | 16.5 | 8.1 | 21200 | 16500 | 77.83% | 2.02 | 0 | 11 |  |  |  |  | R-410A | 2.0167 | Residential & Commercial | USHP | Ducted CEE Tier 1
213067587 | Central HP <5.4 tons | ACIQ | HRCU-A-CB (Split System: Heat Pump with Remote Outdoor Unit-Air-Source) | HVH825GKA2* |  |  | EHD4X48AAL+WALLCON | *96CTN0601714A* | 24200 | 16 | 8.1 | 21400 | 16700 | 78.04% | 2 | 0 | 10.5 |  |  |  |  | R-410A | 2.0167 | Residential & Commercial | USHP | Ducted CEE Tier 1
213067603 | Central HP <5.4 tons | ACIQ | HRCU-A-CB (Split System: Heat Pump with Remote Outdoor Unit-Air-Source) | HVH825GKA2* |  |  | EN(A,D)4X48L24**+WALLCON | *97CMN1002122A* | 24200 | 17 | 8.1 | 21400 | 16600 | 77.57% | 2.02 | 0 | 11.5 |  |  |  |  | R-410A | 2.0167 | Residential & Commercial | USHP | Ducted CEE Tier 1
213067385 | Central HP <5.4 tons | ACIQ | HRCU-A-CB (Split System: Heat Pump with Remote Outdoor Unit-Air-Source) | HVH825GKA3* |  |  | EN(A,D)4X48L24**+WALLCON | *95CSU1002122A* | 24200 | 17 | 8.1 | 21200 | 16600 | 78.3% | 2.02 | 0 | 11.5 |  |  |  |  | R-410A | 2.0167 | Residential & Commercial | USHP | Ducted CEE Tier 1
215676489 | Central HP <5.4 tons | DAY & NIGHT | HRCU-A-CB (Split System: Heat Pump with Remote Outdoor Unit-Air-Source) | C5H0V48*K*AAA* |  |  | EVD5X60M21A*+WALLCON | *80CTL1102120B* | 48000 | 19 | 9.5 | 50000 | 36600 | 73.2% | 2.1 | 0 | 10.5 |  |  |  |  | R-454B | 4 | Residential & Commercial | USHP | Ducted CEE Tier 1
215676539 | Central HP <5.4 tons | DAY & NIGHT | HRCU-A-CB (Split System: Heat Pump with Remote Outdoor Unit-Air-Source) | C5H0V48*K*AAA* |  |  | EVD5X60M21A*+WALLCON | *97CMN0801714B* | 47500 | 18.5 | 9 | 50000 | 37400 | 74.8% | 1.98 | 0 | 10 |  |  |  |  | R-454B | 3.9583 | Residential & Commercial | USHP | Ducted CEE Tier 1
215676649 | Central HP <5.4 tons | DAY & NIGHT | HRCU-A-CB (Split System: Heat Pump with Remote Outdoor Unit-Air-Source) | C5H0V48*K*AAA* |  |  | EVD5X60M24A*+WALLCON | *95CSU1002122B* | 48000 | 19 | 9 | 50000 | 36400 | 72.8% | 2.02 | 0 | 10 |  |  |  |  | R-454B | 4 | Residential & Commercial | USHP | Ducted CEE Tier 1
215681319 | Central HP <5.4 tons | DAY & NIGHT | HRCU-A-CB (Split System: Heat Pump with Remote Outdoor Unit-Air-Source) | C5H0V48*K*AAA* |  |  | EA*5X48M21A*+WALLCON | *80CSU0601716B* | 44000 | 17 | 9 | 48500 | 34200 | 70.52% | 2.04 | 0 | 9.5 |  |  |  |  | R-454B | 3.6667 | Residential & Commercial | USHP
215682929 | Central HP <5.4 tons | DAY & NIGHT | HRCU-A-CB (Split System: Heat Pump with Remote Outdoor Unit-Air-Source) | C5H0V60*K*AAA* |  |  | EVM5X61M24A*+WALLCON | *96CTN0802120B* | 57500 | 18.5 | 9 | 64000 | 45000 | 70.31% | 2.08 | 0 | 9 |  |  |  |  | R-454B | 4.7917 | Residential & Commercial | USHP
214398071 | Central HP <5.4 tons | COLEMAN | HRCU-A-CB (Split System: Heat Pump with Remote Outdoor Unit-Air-Source) | HH836E2S11 |  |  | CTM48C5CFS1 | TM9E100C16MP12 | 33400 | 19 | 9 | 31400 | 25400 | 80.89% | 2 | 0 | 11 |  |  |  |  | R-454B | 2.7833 | Residential & Commercial | USHP | Ducted CEE Tier 1
214398098 | Central HP <5.4 tons | COLEMAN | HRCU-A-CB (Split System: Heat Pump with Remote Outdoor Unit-Air-Source) | HH836E2S11 |  |  | CTM36B5CDS1 | CP9C060B12MP13 | 33000 | 17 | 8.5 | 31000 | 25400 | 81.94% | 2 | 0 | 11 |  |  |  |  | R-454B | 2.75 | Residential & Commercial | USHP | Ducted CEE Tier 1
214398100 | Central HP <5.4 tons | COLEMAN | HRCU-A-CB (Split System: Heat Pump with Remote Outdoor Unit-Air-Source) | HH836E2S11 |  |  | CTF36C5CDS1+JMET12CS2N1 | 0 | 34400 | 19 | 9 | 31800 | 25600 | 80.5% | 2 | 0 | 11.7 |  |  |  |  | R-454B | 2.8667 | Residential & Commercial | USHP | Ducted CEE Tier 1
214398164 | Central HP <5.4 tons | COLEMAN | HRCU-A-CB (Split System: Heat Pump with Remote Outdoor Unit-Air-Source) | HH836E2S11 |  |  | CTM36C5CDS1 | TP9C100C16MP13 | 33800 | 18 | 8.5 | 31400 | 25800 | 82.17% | 2 | 0 | 11 |  |  |  |  | R-454B | 2.8167 | Residential & Commercial | USHP | Ducted CEE Tier 1
214398409 | Central HP <5.4 tons | COLEMAN | HRCU-A-CB (Split System: Heat Pump with Remote Outdoor Unit-Air-Source) | HH860E2S11 |  |  | CTF60D5CHS1 | TM9V120D20MP12 | 54000 | 19 | 9 | 54500 | 39500 | 72.48% | 2 | 0 | 11 |  |  |  |  | R-454B | 4.5 | Residential & Commercial | USHP | Ducted CEE Tier 1
214398414 | Central HP <5.4 tons | COLEMAN | HRCU-A-CB (Split System: Heat Pump with Remote Outdoor Unit-Air-Source) | HH860E2S11 |  |  | CTF60D5CHS1 | TP9C120D20MP13 | 54000 | 19 | 9 | 54500 | 39500 | 72.48% | 2 | 0 | 11 |  |  |  |  | R-454B | 4.5 | Residential & Commercial | USHP | Ducted CEE Tier 1
216623471 | Central HP <5.4 tons | MOOVAIR | HRCU-A-C (Split System: Heat Pump with Remote Outdoor Unit with No Indoor Fan --Air Source) | MSHMA60R2AN1 |  |  | MCHMA60RDAS1 | 0 | 47000 | 15.2 | 8.1 | 58000 | 43000 | 74.14% | 1.83 | 0 | 10 |  |  |  |  | R-454B | 3.9167 | Residential & Commercial | USHP | Ducted CEE Tier 1
215935594 | Central HP <5.4 tons | CARRIER | HRCU-A-CB (Split System: Heat Pump with Remote Outdoor Unit-Air-Source) | 27VNA336A*030* |  |  | CVAVA3621XMA*+UI | 58CU*A060C17**16 | 34400 | 21 | 8.5 | 38500 | 28200 | 73.25% | 2.04 | 0 | 11.7 |  |  |  |  | R-454B | 2.8667 | Residential & Commercial | USHP | Ducted CEE Tier 1
215935814 | Central HP <5.4 tons | CARRIER | HRCU-A-CB (Split System: Heat Pump with Remote Outdoor Unit-Air-Source) | 27VNA336A*030* |  |  | CVAVA3817XMA*+UI | 58CU*A060C17**16 | 35400 | 22 | 8.5 | 38000 | 28600 | 75.26% | 2.02 | 0 | 12 |  |  |  |  | R-454B | 2.95 | Residential & Commercial | USHP | Ducted CEE Tier 1
214398057 | Central HP <5.4 tons | COLEMAN | HRCU-A-CB (Split System: Heat Pump with Remote Outdoor Unit-Air-Source) | HH860E2S11 |  |  | CTM60C5CHS1 | CPLC100C20MP13 | 53500 | 19 | 9 | 54000 | 39000 | 72.22% | 2 | 0 | 11 |  |  |  |  | R-454B | 4.4583 | Residential & Commercial | USHP | Ducted CEE Tier 1
214397780 | Central HP <5.4 tons | COLEMAN | HRCU-A-CB (Split System: Heat Pump with Remote Outdoor Unit-Air-Source) | HH836E2S11 |  |  | CTF48C5CFS1 | TM9V080C16MP12 | 33200 | 18 | 9 | 31600 | 25400 | 80.38% | 2 | 0 | 11 |  |  |  |  | R-454B | 2.7667 | Residential & Commercial | USHP | Ducted CEE Tier 1
213297843 | Central HP <5.4 tons | COLEMAN | HRCU-A-CB (Split System: Heat Pump with Remote Outdoor Unit-Air-Source) | HMH72B341 |  |  | XAHB36DBCN1+JMVT12BC2N1 | 0 | 33200 | 18 | 8.1 | 32200 | 22600 | 70.19% | 2.02 | 0 | 10 |  |  |  |  | R-410A | 2.7667 | Residential & Commercial | USHP | Ducted CEE Tier 1
214397889 | Central HP <5.4 tons | COLEMAN | HRCU-A-CB (Split System: Heat Pump with Remote Outdoor Unit-Air-Source) | HH860E2S11 |  |  | CTM60C5CGS1 | TMLV120C20MP12 | 44000 | 18 | 9 | 44500 | 33600 | 75.51% | 2 | 0 | 11.7 |  |  |  |  | R-454B | 3.6667 | Residential & Commercial | USHP | Ducted CEE Tier 1
214398066 | Central HP <5.4 tons | COLEMAN | HRCU-A-CB (Split System: Heat Pump with Remote Outdoor Unit-Air-Source) | HH860E2S11 |  |  | CTF60D5CJS1+JMC20D2SN1 | 0 | 53000 | 19 | 9 | 54000 | 39000 | 72.22% | 2 | 0 | 11 |  |  |  |  | R-454B | 4.4167 | Residential & Commercial | USHP | Ducted CEE Tier 1
214397528 | Central HP <5.4 tons | COLEMAN | HRCU-A-CB (Split System: Heat Pump with Remote Outdoor Unit-Air-Source) | HH824E2S11 |  |  | CTF30A5ADS1 | TM9V040A10MP12 | 23000 | 17 | 9 | 23000 | 17800 | 77.39% | 2 | 0 | 12 |  |  |  |  | R-454B | 1.9167 | Residential & Commercial | USHP | Ducted CEE Tier 1
214397980 | Central HP <5.4 tons | COLEMAN | HRCU-A-CB (Split System: Heat Pump with Remote Outdoor Unit-Air-Source) | HH824E2S11 |  |  | CTF30B5ACS1 | TP9C080B12MP13 | 23000 | 17 | 9.5 | 23000 | 18200 | 79.13% | 2 | 0 | 12 |  |  |  |  | R-454B | 1.9167 | Residential & Commercial | USHP | Ducted CEE Tier 1
213297968 | Central HP <5.4 tons | COLEMAN | HRCU-A-CB (Split System: Heat Pump with Remote Outdoor Unit-Air-Source) | HMH72B341 |  |  | XAHC36DBCN1 | Z8ES100C16SMPS1 | 34000 | 17.5 | 8.1 | 33400 | 24000 | 71.86% | 2.08 | 0 | 9.5 |  |  |  |  | R-410A | 2.8333 | Residential & Commercial | USHP
212983305 | Central HP <5.4 tons | CARRIER | HRCU-A-CB (Split System: Heat Pump with Remote Outdoor Unit-Air-Source) | 38MURAQ18AB3* |  |  | CNPV*3017AL* | 59SC2E040M17**12 | 17400 | 15.5 | 8.1 | 18100 | 18700 | 103.3% | 2.24 | 0 | 10.5 |  |  |  |  | R-410A | 1.45 | Residential & Commercial | USHP | Ducted CEE Tier 1
215681299 | Central HP <5.4 tons | DAY & NIGHT | HRCU-A-CB (Split System: Heat Pump with Remote Outdoor Unit-Air-Source) | C5H0V48*K*AAA* |  |  | EA*5X48M21A*+WALLCON | *96CTN0802120B* | 44000 | 17.5 | 9 | 48500 | 34200 | 70.52% | 2.06 | 0 | 9.5 |  |  |  |  | R-454B | 3.6667 | Residential & Commercial | USHP
215677749 | Central HP <5.4 tons | DAY & NIGHT | HRCU-A-CB (Split System: Heat Pump with Remote Outdoor Unit-Air-Source) | C5H0V60*K*AAA* |  |  | EA*5X60M24A*+WALLCON | *80CSU0802120A* | 55000 | 18.5 | 8.5 | 59000 | 41500 | 70.34% | 2.02 | 0 | 9 |  |  |  |  | R-454B | 4.5833 | Residential & Commercial | USHP
215682589 | Central HP <5.4 tons | DAY & NIGHT | HRCU-A-CB (Split System: Heat Pump with Remote Outdoor Unit-Air-Source) | C5H0V60*K*AAA* |  |  | EA*5X60M24A*+WALLCON | *80CSU0802120B* | 55500 | 18.5 | 8.5 | 58500 | 41000 | 70.09% | 2.04 | 0 | 9 |  |  |  |  | R-454B | 4.625 | Residential & Commercial | USHP
215682689 | Central HP <5.4 tons | DAY & NIGHT | HRCU-A-CB (Split System: Heat Pump with Remote Outdoor Unit-Air-Source) | C5H0V60*K*AAA* |  |  | EA*5X61M24A*+WALLCON | *97CTN0802120A* | 56000 | 18.5 | 9 | 60000 | 42000 | 70% | 2.02 | 0 | 9 |  |  |  |  | R-454B | 4.6667 | Residential & Commercial | USHP
214398369 | Central HP <5.4 tons | COLEMAN | HRCU-A-CB (Split System: Heat Pump with Remote Outdoor Unit-Air-Source) | HH824E2S11 |  |  | CTM30B5ACS1+JME08B2SN1 | 0 | 23000 | 19 | 9.5 | 23000 | 18400 | 80% | 2 | 0 | 12 |  |  |  |  | R-454B | 1.9167 | Residential & Commercial | USHP | Ducted CEE Tier 1
214397953 | Central HP <5.4 tons | COLEMAN | HRCU-A-CB (Split System: Heat Pump with Remote Outdoor Unit-Air-Source) | HH824E2S11 |  |  | CTF36B5ADS1 | TP9C060B12MP13 | 23000 | 18 | 9.5 | 23000 | 18800 | 81.74% | 2 | 0 | 12 |  |  |  |  | R-454B | 1.9167 | Residential & Commercial | USHP | Ducted CEE Tier 1
214397985 | Central HP <5.4 tons | COLEMAN | HRCU-A-CB (Split System: Heat Pump with Remote Outdoor Unit-Air-Source) | HH824E2S11 |  |  | CTF30B5ACS1 | CP9C080B12MP13 | 23000 | 17 | 9.5 | 23000 | 18200 | 79.13% | 2 | 0 | 12 |  |  |  |  | R-454B | 1.9167 | Residential & Commercial | USHP | Ducted CEE Tier 1
216769719 | Central HP <5.4 tons | DUCANE | HRCU-A-CB (Split System: Heat Pump with Remote Outdoor Unit-Air-Source) | 7SCP18V36P-**A |  |  | 7E[C,U]36BX-**+TDR | 97G2UH045BV12* | 34400 | 17.35 | 8.5 | 35600 | 28400 | 79.78% | 1.85 | 0 | 11 |  |  |  |  | R-454B | 2.8667 | Residential & Commercial | USHP | Ducted CEE Tier 1
210365433 | Central HP <5.4 tons | Dettson | HRCU-A-CB (Split System: Heat Pump with Remote Outdoor Unit-Air-Source) | EVD-30-O |  |  | EVD-30-I | 0 | 30000 | 16.2 | 8.9 | 33000 | 24000 | 72.73% | 1.8 | 11 | 10 |  |  |  |  | R-410A | 2.5 | Residential & Commercial | USHP | Ducted CEE Tier 1
211397005 | Central HP <5.4 tons | CHAMPION HEATING AND COOLING | HRCU-A-CB (Split System: Heat Pump with Remote Outdoor Unit-Air-Source) | HMH72B341 |  |  | XAFC48FXXN1+TXV | TM8Y080B12MP11 | 33200 | 17 | 8.5 | 32200 | 23600 | 73.29% | 2.04 | 0 | 9.5 |  |  |  |  | R-410A | 2.7667 | Residential & Commercial | USHP
211396105 | Central HP <5.4 tons | CHAMPION HEATING AND COOLING | HRCU-A-CB (Split System: Heat Pump with Remote Outdoor Unit-Air-Source) | HMH72B341 |  |  | XAHC48FBCN1 | TM9E080C16MP12 | 33600 | 17 | 8.1 | 32800 | 24200 | 73.78% | 2.04 | 0 | 9 |  |  |  |  | R-410A | 2.8 | Residential & Commercial | USHP
215681699 | Central HP <5.4 tons | DAY & NIGHT | HRCU-A-CB (Split System: Heat Pump with Remote Outdoor Unit-Air-Source) | C5H0V48*K*AAA* |  |  | ESH5X60M12A*+WALLCON | *80CSU0802120B* | 45500 | 17 | 8.5 | 48000 | 33600 | 70% | 2.06 | 0 | 9.5 |  |  |  |  | R-454B | 3.7917 | Residential & Commercial | USHP
215682099 | Central HP <5.4 tons | DAY & NIGHT | HRCU-A-CB (Split System: Heat Pump with Remote Outdoor Unit-Air-Source) | C5H0V48*K*AAA* |  |  | EVD5X48M21A*+WALLCON | *96CTN0802120B* | 47000 | 18.5 | 9 | 50000 | 36600 | 73.2% | 1.98 | 0 | 10 |  |  |  |  | R-454B | 3.9167 | Residential & Commercial | USHP | Ducted CEE Tier 1
215938014 | Central HP <5.4 tons | CARRIER | HRCU-A-CB (Split System: Heat Pump with Remote Outdoor Unit-Air-Source) | 27VNA348A*030* |  |  | CVAVA4924XMA*+UI | 58TN*B090C21**20 | 45500 | 21 | 8.1 | 52500 | 38000 | 72.38% | 1.95 | 0 | 11.5 |  |  |  |  | R-454B | 3.7917 | Residential & Commercial | USHP | Ducted CEE Tier 1
215938164 | Central HP <5.4 tons | CARRIER | HRCU-A-CB (Split System: Heat Pump with Remote Outdoor Unit-Air-Source) | 27VNA348A*030* |  |  | CVAVA6021XMA*+UI | 58TN*B090C17**16 | 44500 | 20.5 | 8.1 | 53500 | 37600 | 70.28% | 1.95 | 0 | 11.5 |  |  |  |  | R-454B | 3.7083 | Residential & Commercial | USHP | Ducted CEE Tier 1
215679939 | Central HP <5.4 tons | DAY & NIGHT | HRCU-A-CB (Split System: Heat Pump with Remote Outdoor Unit-Air-Source) | C5H0V36*K*AAA* |  |  | ESH5X60M12A*+WALLCON | *96CTN0802120B* | 34600 | 16.5 | 8.5 | 34600 | 24800 | 71.68% | 1.8 | 0 | 9.5 |  |  |  |  | R-454B | 2.8833 | Residential & Commercial | USHP
214397884 | Central HP <5.4 tons | COLEMAN | HRCU-A-CB (Split System: Heat Pump with Remote Outdoor Unit-Air-Source) | HH860E2S11 |  |  | CTM60C5CGS1 | TM8V100C20MP12 | 44000 | 18 | 9 | 44500 | 33600 | 75.51% | 2 | 0 | 11.7 |  |  |  |  | R-454B | 3.6667 | Residential & Commercial | USHP | Ducted CEE Tier 1
214398037 | Central HP <5.4 tons | COLEMAN | HRCU-A-CB (Split System: Heat Pump with Remote Outdoor Unit-Air-Source) | HH860E2S11 |  |  | CTM60C5CHS1 | TM8V100C20MP12 | 53500 | 19 | 9 | 54000 | 39000 | 72.22% | 2 | 0 | 11 |  |  |  |  | R-454B | 4.4583 | Residential & Commercial | USHP | Ducted CEE Tier 1
212984477 | Central HP <5.4 tons | KEEPRITE | HRCU-A-CB (Split System: Heat Pump with Remote Outdoor Unit-Air-Source) | DLCURAH30ABK |  |  | EA*4X37L21A* | *92MSN0801716A* | 31000 | 15.2 | 8.5 | 33400 | 26200 | 78.44% | 1.86 | 0 | 9 |  |  |  |  | R-410A | 2.5833 | Residential & Commercial | USHP
212972478 | Central HP <5.4 tons | KEEPRITE | HRCU-A-CB (Split System: Heat Pump with Remote Outdoor Unit-Air-Source) | DLCURAH30ABK |  |  | EA*4X42L24A* | *80VTL1102122B* | 29800 | 15.2 | 8.1 | 34200 | 27600 | 80.7% | 1.8 | 0 | 9 |  |  |  |  | R-410A | 2.4833 | Residential & Commercial | USHP
215683029 | Central HP <5.4 tons | DAY & NIGHT | HRCU-A-CB (Split System: Heat Pump with Remote Outdoor Unit-Air-Source) | C5H0V60*K*AAA* |  |  | EVD5X60M21A*+WALLCON | *80CSU1002120B* | 57000 | 18 | 9 | 63500 | 44500 | 70.08% | 2.08 | 0 | 9 |  |  |  |  | R-454B | 4.75 | Residential & Commercial | USHP
215937771 | Central HP <5.4 tons | KEEPRITE | HRCU-A-CB (Split System: Heat Pump with Remote Outdoor Unit-Air-Source) | C5H3V48*K*AAA* |  |  | EVD5X48M21A*+WALLCON | *80CTL1102120B* | 44500 | 20 | 8.1 | 52000 | 38000 | 73.08% | 1.9 | 0 | 11 |  |  |  |  | R-454B | 3.7083 | Residential & Commercial | USHP | Ducted CEE Tier 1
215935601 | Central HP <5.4 tons | KEEPRITE | HRCU-A-CB (Split System: Heat Pump with Remote Outdoor Unit-Air-Source) | C5H3V36*K*AAA* |  |  | EVD5X36M21A*+WALLCON | *80CSU0601716A* | 34400 | 21 | 8.5 | 38500 | 28200 | 73.25% | 2.04 | 0 | 11.7 |  |  |  |  | R-454B | 2.8667 | Residential & Commercial | USHP | Ducted CEE Tier 1
215936851 | Central HP <5.4 tons | KEEPRITE | HRCU-A-CB (Split System: Heat Pump with Remote Outdoor Unit-Air-Source) | C5H3V36*K*AAA* |  |  | EVD5X60M24A*+WALLCON | *96CTN1002122B* | 35600 | 22 | 8.5 | 38000 | 28400 | 74.74% | 2.04 | 0 | 12.5 |  |  |  |  | R-454B | 2.9667 | Residential & Commercial | USHP | Ducted CEE Tier 1
215936741 | Central HP <5.4 tons | KEEPRITE | HRCU-A-CB (Split System: Heat Pump with Remote Outdoor Unit-Air-Source) | C5H3V36*K*AAA* |  |  | EVD5X60M24A*+WALLCON | *80CSU1002120A* | 35400 | 21.5 | 8.5 | 38000 | 28600 | 75.26% | 2.04 | 0 | 12 |  |  |  |  | R-454B | 2.95 | Residential & Commercial | USHP | Ducted CEE Tier 1
215938261 | Central HP <5.4 tons | KEEPRITE | HRCU-A-CB (Split System: Heat Pump with Remote Outdoor Unit-Air-Source) | C5H3V48*K*AAA* |  |  | EVD5X60M21A*+WALLCON | *96CTN0801714B* | 44000 | 20 | 8.1 | 53500 | 37600 | 70.28% | 2 | 0 | 11.5 |  |  |  |  | R-454B | 3.6667 | Residential & Commercial | USHP | Ducted CEE Tier 1
206997688 | Central HP <5.4 tons | KENMORE | HRCU-A-CB (Split System: Heat Pump with Remote Outdoor Unit-Air-Source) | (C,H,T)VH837GKA2* |  |  | EA*4X42L24A*+WALLCON | *80CTL1352422A* | 31800 | 17.5 | 8.1 | 33000 | 24400 | 73.94% | 1.9 | 12 | 11.5 |  |  |  |  | R-410A | 2.65 | Residential & Commercial | USHP | Ducted CEE Tier 1
206997723 | Central HP <5.4 tons | KENMORE | HRCU-A-CB (Split System: Heat Pump with Remote Outdoor Unit-Air-Source) | (C,H,T)VH837GKA2* |  |  | EA*4X48L21A*+WALLCON | *96CTN1002122A* | 32400 | 17.5 | 8.5 | 32600 | 25000 | 76.69% | 1.98 | 12 | 11.7 |  |  |  |  | R-410A | 2.7 | Residential & Commercial | USHP | Ducted CEE Tier 1
206997787 | Central HP <5.4 tons | KENMORE | HRCU-A-CB (Split System: Heat Pump with Remote Outdoor Unit-Air-Source) | (C,H,T)VH837GKA2* |  |  | EN(A,D)4X48L24**+WALLCON | *96CTN1002122A* | 32400 | 17.5 | 8.1 | 33000 | 24800 | 75.15% | 1.96 | 12 | 11.7 |  |  |  |  | R-410A | 2.7 | Residential & Commercial | USHP | Ducted CEE Tier 1
206997856 | Central HP <5.4 tons | KENMORE | HRCU-A-CB (Split System: Heat Pump with Remote Outdoor Unit-Air-Source) | (C,H,T)VH837GKA2* |  |  | EA*4X37L21A*+WALLCON | *80CSU0401712A* | 32800 | 17.5 | 8.5 | 33000 | 25200 | 76.36% | 1.98 | 12 | 11 |  |  |  |  | R-410A | 2.7333 | Residential & Commercial | USHP | Ducted CEE Tier 1
206997857 | Central HP <5.4 tons | KENMORE | HRCU-A-CB (Split System: Heat Pump with Remote Outdoor Unit-Air-Source) | (C,H,T)VH837GKA2* |  |  | EA*4X37L21A*+WALLCON | *80CSU0601716A* | 32800 | 17 | 8.5 | 33000 | 25200 | 76.36% | 1.96 | 12 | 11 |  |  |  |  | R-410A | 2.7333 | Residential & Commercial | USHP | Ducted CEE Tier 1
215941580 | Central HP <5.4 tons | DAY & NIGHT | HRCU-A-CB (Split System: Heat Pump with Remote Outdoor Unit-Air-Source) | C5H3V48*K*AAA* |  |  | EVD5X48M21A*+WALLCON | *97CTN1002122A* | 44500 | 20 | 8.1 | 52000 | 38500 | 74.04% | 2 | 0 | 11 |  |  |  |  | R-454B | 3.7083 | Residential & Commercial | USHP | Ducted CEE Tier 1
215682149 | Central HP <5.4 tons | DAY & NIGHT | HRCU-A-CB (Split System: Heat Pump with Remote Outdoor Unit-Air-Source) | C5H0V48*K*AAA* |  |  | EVD5X48M21A*+WALLCON | *97CTN0801716A* | 46500 | 18 | 9 | 50000 | 37000 | 74% | 1.98 | 0 | 9.5 |  |  |  |  | R-454B | 3.875 | Residential & Commercial | USHP
215682269 | Central HP <5.4 tons | DAY & NIGHT | HRCU-A-CB (Split System: Heat Pump with Remote Outdoor Unit-Air-Source) | C5H0V48*K*AAA* |  |  | EVD5X49M24A*+WALLCON | *97CTN0802120A* | 48000 | 19 | 9 | 50000 | 36600 | 73.2% | 2 | 0 | 10 |  |  |  |  | R-454B | 4 | Residential & Commercial | USHP | Ducted CEE Tier 1
211395185 | Central HP <5.4 tons | CHAMPION HEATING AND COOLING | HRCU-A-CB (Split System: Heat Pump with Remote Outdoor Unit-Air-Source) | HMH72B341 |  |  | XAFD48FXXN1+TXV | TM9V080C16MP12 | 33400 | 16.5 | 8.5 | 32400 | 23600 | 72.84% | 2.06 | 0 | 9.5 |  |  |  |  | R-410A | 2.7833 | Residential & Commercial | USHP
211394542 | Central HP <5.4 tons | CHAMPION HEATING AND COOLING | HRCU-A-CB (Split System: Heat Pump with Remote Outdoor Unit-Air-Source) | HMH72B341 |  |  | XAFD48FXXN1+TXV | TP9C100C20MP13 | 34000 | 16.5 | 8.5 | 33000 | 24200 | 73.33% | 2.1 | 0 | 9 |  |  |  |  | R-410A | 2.8333 | Residential & Commercial | USHP
211398488 | Central HP <5.4 tons | CHAMPION HEATING AND COOLING | HRCU-A-CB (Split System: Heat Pump with Remote Outdoor Unit-Air-Source) | HMH72B341 |  |  | XAFD48FBCN1 | TM8E100C16MP11 | 33600 | 17 | 8.5 | 32400 | 23600 | 72.84% | 2.08 | 0 | 9.5 |  |  |  |  | R-410A | 2.8 | Residential & Commercial | USHP
211398502 | Central HP <5.4 tons | CHAMPION HEATING AND COOLING | HRCU-A-CB (Split System: Heat Pump with Remote Outdoor Unit-Air-Source) | HMH72B341 |  |  | XAFD48FBCN1 | TMLE100C16MP11 | 33600 | 17 | 8.5 | 32400 | 23600 | 72.84% | 2.08 | 0 | 9.5 |  |  |  |  | R-410A | 2.8 | Residential & Commercial | USHP
211396739 | Central HP <5.4 tons | CHAMPION HEATING AND COOLING | HRCU-A-CB (Split System: Heat Pump with Remote Outdoor Unit-Air-Source) | HMH72B341 |  |  | XAHD48FXXN1+TXV | TM8Y080C16MP11 | 33600 | 17 | 8.1 | 32600 | 24000 | 73.62% | 2.04 | 0 | 9 |  |  |  |  | R-410A | 2.8 | Residential & Commercial | USHP
215935691 | Central HP <5.4 tons | KEEPRITE | HRCU-A-CB (Split System: Heat Pump with Remote Outdoor Unit-Air-Source) | C5H3V36*K*AAA* |  |  | EVD5X36M21A*+WALLCON | *95CSU0802120B* | 34400 | 20.5 | 8.5 | 38500 | 28200 | 73.25% | 2.04 | 0 | 11.7 |  |  |  |  | R-454B | 2.8667 | Residential & Commercial | USHP | Ducted CEE Tier 1
211397287 | Central HP <5.4 tons | FRASER-JOHNSTON | HRCU-A-CB (Split System: Heat Pump with Remote Outdoor Unit-Air-Source) | HMH72B341 |  |  | XAHD48FBCN1 | TM8V100C16MP12 | 33600 | 16 | 8.5 | 32400 | 23800 | 73.46% | 2.06 | 0 | 9 |  |  |  |  | R-410A | 2.8 | Residential & Commercial | USHP
215936941 | Central HP <5.4 tons | KEEPRITE | HRCU-A-CB (Split System: Heat Pump with Remote Outdoor Unit-Air-Source) | C5H3V36*K*AAA* |  |  | EVD5X61M24A*+WALLCON | *80CTL1102120B* | 36000 | 22.5 | 8.5 | 37600 | 28200 | 75% | 2.06 | 0 | 12.5 |  |  |  |  | R-454B | 3 | Residential & Commercial | USHP | Ducted CEE Tier 1
215936791 | Central HP <5.4 tons | KEEPRITE | HRCU-A-CB (Split System: Heat Pump with Remote Outdoor Unit-Air-Source) | C5H3V36*K*AAA* |  |  | EVD5X60M24A*+WALLCON | *95CSU0802120B* | 35400 | 21.5 | 8.5 | 38000 | 28600 | 75.26% | 2.04 | 0 | 12 |  |  |  |  | R-454B | 2.95 | Residential & Commercial | USHP | Ducted CEE Tier 1
215936841 | Central HP <5.4 tons | KEEPRITE | HRCU-A-CB (Split System: Heat Pump with Remote Outdoor Unit-Air-Source) | C5H3V36*K*AAA* |  |  | EVD5X60M24A*+WALLCON | *97CMN1202422B* | 35400 | 22 | 8.5 | 38000 | 28400 | 74.74% | 2.04 | 0 | 12.5 |  |  |  |  | R-454B | 2.95 | Residential & Commercial | USHP | Ducted CEE Tier 1
215676599 | Central HP <5.4 tons | DAY & NIGHT | HRCU-A-CB (Split System: Heat Pump with Remote Outdoor Unit-Air-Source) | C5H0V48*K*AAA* |  |  | EVD5X60M24A*+WALLCON | *80CSU1002120A* | 48000 | 18.5 | 9 | 50000 | 36600 | 73.2% | 2 | 0 | 10 |  |  |  |  | R-454B | 4 | Residential & Commercial | USHP | Ducted CEE Tier 1
213773186 | Central HP <5.4 tons | BRYANT HEATING AND COOLING SYSTEMS | HRCU-A-CB (Split System: Heat Pump with Remote Outdoor Unit-Air-Source) | 288BNV025*0**C* |  |  | CAP**3717AL*+UI | 88*TB48090C17*** | 24200 | 16.5 | 8.1 | 21400 | 16700 | 78.04% | 1.98 | 0 | 10.5 |  |  |  |  | R-410A | 2.0167 | Residential & Commercial | USHP | Ducted CEE Tier 1
213773536 | Central HP <5.4 tons | BRYANT HEATING AND COOLING SYSTEMS | HRCU-A-CB (Split System: Heat Pump with Remote Outdoor Unit-Air-Source) | 288BNV025*0**C* |  |  | CAP**4224AL*+UI | 987MC66120C24*** | 23800 | 16.5 | 8.1 | 21400 | 16600 | 77.57% | 1.96 | 0 | 10.5 |  |  |  |  | R-410A | 1.9833 | Residential & Commercial | USHP | Ducted CEE Tier 1
211387446 | Central HP <5.4 tons | COLEMAN | HRCU-A-CB (Split System: Heat Pump with Remote Outdoor Unit-Air-Source) | HMH72B341 |  |  | XAHC36DBCN1 | TP9C100C16MP13 | 33800 | 17 | 8.1 | 33400 | 23600 | 70.66% | 2.06 | 0 | 9.5 |  |  |  |  | R-410A | 2.8167 | Residential & Commercial | USHP
211398826 | Central HP <5.4 tons | CHAMPION HEATING AND COOLING | HRCU-A-CB (Split System: Heat Pump with Remote Outdoor Unit-Air-Source) | HMH72B341 |  |  | XAHC48FBCN1 | TM8E080C16MP11 | 32800 | 16.5 | 8.5 | 31600 | 23000 | 72.78% | 2.04 | 0 | 9.5 |  |  |  |  | R-410A | 2.7333 | Residential & Commercial | USHP
211397820 | Central HP <5.4 tons | CHAMPION HEATING AND COOLING | HRCU-A-CB (Split System: Heat Pump with Remote Outdoor Unit-Air-Source) | HMH72B341 |  |  | XAUC48FXXN1+TXV | TM8V080C16MP12 | 34000 | 16.5 | 8.5 | 33200 | 24400 | 73.49% | 2.1 | 0 | 9 |  |  |  |  | R-410A | 2.8333 | Residential & Commercial | USHP
211398157 | Central HP <5.4 tons | CHAMPION HEATING AND COOLING | HRCU-A-CB (Split System: Heat Pump with Remote Outdoor Unit-Air-Source) | HMH72B341 |  |  | XAHC48FXXN1+TXV | TM8E120C16MP11 | 33000 | 17 | 8.5 | 31600 | 23200 | 73.42% | 2.04 | 0 | 9.5 |  |  |  |  | R-410A | 2.75 | Residential & Commercial | USHP
211398424 | Central HP <5.4 tons | CHAMPION HEATING AND COOLING | HRCU-A-CB (Split System: Heat Pump with Remote Outdoor Unit-Air-Source) | HMH72B341 |  |  | XAHC48FXXN1+TXV | TMLE100C16MP11 | 33000 | 17 | 8.5 | 31800 | 23200 | 72.96% | 2.04 | 0 | 9.5 |  |  |  |  | R-410A | 2.75 | Residential & Commercial | USHP
211396152 | Central HP <5.4 tons | CHAMPION HEATING AND COOLING | HRCU-A-CB (Split System: Heat Pump with Remote Outdoor Unit-Air-Source) | HMH72B341 |  |  | XAFC48FXXN1+TXV | TM9E080C16MP12 | 34000 | 17 | 8.1 | 33400 | 24600 | 73.65% | 2.08 | 0 | 9 |  |  |  |  | R-410A | 2.8333 | Residential & Commercial | USHP
211396769 | Central HP <5.4 tons | CHAMPION HEATING AND COOLING | HRCU-A-CB (Split System: Heat Pump with Remote Outdoor Unit-Air-Source) | HMH72B341 |  |  | XAHD48FBCN1 | TM8Y080C16MP11 | 33600 | 17 | 8.1 | 32600 | 24000 | 73.62% | 2.04 | 0 | 9 |  |  |  |  | R-410A | 2.8 | Residential & Commercial | USHP
211396852 | Central HP <5.4 tons | CHAMPION HEATING AND COOLING | HRCU-A-CB (Split System: Heat Pump with Remote Outdoor Unit-Air-Source) | HMH72B341 |  |  | XAFD48FXXN1+TXV | TM8Y080C16MP11 | 34000 | 17.5 | 8.5 | 33200 | 24400 | 73.49% | 2.08 | 0 | 9 |  |  |  |  | R-410A | 2.8333 | Residential & Commercial | USHP
214651263 | Central HP <5.4 tons | COLEMAN | HRCU-A-CB (Split System: Heat Pump with Remote Outdoor Unit-Air-Source) | HH824E2S11 |  |  | CTU36B5XDS1+TXV | TP9C060B12MP13 | 23000 | 18 | 9.5 | 23000 | 18800 | 81.74% | 2 | 0 | 12 |  |  |  |  | R-454B | 1.9167 | Residential & Commercial | USHP | Ducted CEE Tier 1
211396936 | Central HP <5.4 tons | CHAMPION HEATING AND COOLING | HRCU-A-CB (Split System: Heat Pump with Remote Outdoor Unit-Air-Source) | HMH72B341 |  |  | XAUC48FXXN1+TXV | TM8Y100C16MP11 | 34000 | 17.5 | 8.5 | 33200 | 24400 | 73.49% | 2.08 | 0 | 9 |  |  |  |  | R-410A | 2.8333 | Residential & Commercial | USHP
211397237 | Central HP <5.4 tons | CHAMPION HEATING AND COOLING | HRCU-A-CB (Split System: Heat Pump with Remote Outdoor Unit-Air-Source) | HMH72B341 |  |  | XAHD48FXXN1+TXV | TMLV100C16MP12 | 33600 | 16 | 8.5 | 32400 | 23800 | 73.46% | 2.06 | 0 | 9 |  |  |  |  | R-410A | 2.8 | Residential & Commercial | USHP
215679439 | Central HP <5.4 tons | DAY & NIGHT | HRCU-A-CB (Split System: Heat Pump with Remote Outdoor Unit-Air-Source) | C5H0V36*K*AAA* |  |  | EA*5X43M21A*+WALLCON | *80CSU0601716B* | 34600 | 18 | 9 | 35200 | 25000 | 71.02% | 1.9 | 0 | 10 |  |  |  |  | R-454B | 2.8833 | Residential & Commercial | USHP | Ducted CEE Tier 1
215679589 | Central HP <5.4 tons | DAY & NIGHT | HRCU-A-CB (Split System: Heat Pump with Remote Outdoor Unit-Air-Source) | C5H0V36*K*AAA* |  |  | EA*5X60M24A*+WALLCON | *97CTN1202422A* | 34400 | 18.5 | 9 | 34200 | 24800 | 72.51% | 1.9 | 0 | 10.5 |  |  |  |  | R-454B | 2.8667 | Residential & Commercial | USHP | Ducted CEE Tier 1
213067401 | Central HP <5.4 tons | ACIQ | HRCU-A-CB (Split System: Heat Pump with Remote Outdoor Unit-Air-Source) | HVH825GKA3* |  |  | EHD4X42AAL+WALLCON | *80CTL1352422A* | 24200 | 16 | 8.1 | 21400 | 16600 | 77.57% | 2 | 0 | 10.5 |  |  |  |  | R-410A | 2.0167 | Residential & Commercial | USHP | Ducted CEE Tier 1
213067417 | Central HP <5.4 tons | ACIQ | HRCU-A-CB (Split System: Heat Pump with Remote Outdoor Unit-Air-Source) | HVH825GKA3* |  |  | EHD4X48AAL+WALLCON | *80CSU0601716A* | 24200 | 16.5 | 8.1 | 21200 | 16600 | 78.3% | 2 | 0 | 10.5 |  |  |  |  | R-410A | 2.0167 | Residential & Commercial | USHP | Ducted CEE Tier 1
213067685 | Central HP <5.4 tons | ACIQ | HRCU-A-CB (Split System: Heat Pump with Remote Outdoor Unit-Air-Source) | HVH837GKA** |  |  | EA*4X36L21A*+WALLCON | *95CSU1002122A* | 31600 | 17.5 | 8.1 | 33000 | 24200 | 73.33% | 1.86 | 0 | 11 |  |  |  |  | R-410A | 2.6333 | Residential & Commercial | USHP | Ducted CEE Tier 1
213069225 | Central HP <5.4 tons | ACIQ | HRCU-A-CB (Split System: Heat Pump with Remote Outdoor Unit-Air-Source) | DLCURAH30ABK |  |  | FM(C,U)4Z30**AL* | 0 | 30400 | 15.5 | 8.5 | 35000 | 27400 | 78.29% | 1.82 | 0 | 9 |  |  |  |  | R-410A | 2.5333 | Residential & Commercial | USHP
215938091 | Central HP <5.4 tons | KEEPRITE | HRCU-A-CB (Split System: Heat Pump with Remote Outdoor Unit-Air-Source) | C5H3V48*K*AAA* |  |  | EVD5X49M24A*+WALLCON | *97CMN1002122B* | 45500 | 20.5 | 8.1 | 52500 | 38000 | 72.38% | 1.9 | 0 | 11.5 |  |  |  |  | R-454B | 3.7917 | Residential & Commercial | USHP | Ducted CEE Tier 1
215937021 | Central HP <5.4 tons | KEEPRITE | HRCU-A-CB (Split System: Heat Pump with Remote Outdoor Unit-Air-Source) | C5H3V48*K*AAA* |  |  | EVM5X48M21A*+WALLCON | *80CTL0902120B* | 44500 | 20 | 8.1 | 52000 | 38000 | 73.08% | 1.9 | 0 | 11 |  |  |  |  | R-454B | 3.7083 | Residential & Commercial | USHP | Ducted CEE Tier 1
215937171 | Central HP <5.4 tons | KEEPRITE | HRCU-A-CB (Split System: Heat Pump with Remote Outdoor Unit-Air-Source) | C5H3V48*K*AAA* |  |  | EVM5X49M21A*+WALLCON | *80CTL0901716B* | 44500 | 20.5 | 8.1 | 53500 | 37600 | 70.28% | 1.95 | 0 | 11.5 |  |  |  |  | R-454B | 3.7083 | Residential & Commercial | USHP | Ducted CEE Tier 1
215937471 | Central HP <5.4 tons | KEEPRITE | HRCU-A-CB (Split System: Heat Pump with Remote Outdoor Unit-Air-Source) | C5H3V48*K*AAA* |  |  | EVM5X60M24A*+WALLCON | *80CTL0902120B* | 45500 | 21 | 8.1 | 52500 | 38000 | 72.38% | 1.95 | 0 | 11.5 |  |  |  |  | R-454B | 3.7917 | Residential & Commercial | USHP | Ducted CEE Tier 1
215936901 | Central HP <5.4 tons | KEEPRITE | HRCU-A-CB (Split System: Heat Pump with Remote Outdoor Unit-Air-Source) | C5H3V36*K*AAA* |  |  | EVD5X61M21A*+WALLCON | *97CMN0602120B* | 35600 | 21.5 | 8.5 | 38000 | 28600 | 75.26% | 1.98 | 0 | 12 |  |  |  |  | R-454B | 2.9667 | Residential & Commercial | USHP | Ducted CEE Tier 1
215936201 | Central HP <5.4 tons | KEEPRITE | HRCU-A-CB (Split System: Heat Pump with Remote Outdoor Unit-Air-Source) | C5H3V36*K*AAA* |  |  | EVD5X42M24A*+WALLCON | *95CSU0802120B* | 35400 | 21.5 | 8.5 | 38000 | 28600 | 75.26% | 2.04 | 0 | 12 |  |  |  |  | R-454B | 2.95 | Residential & Commercial | USHP | Ducted CEE Tier 1
215936351 | Central HP <5.4 tons | KEEPRITE | HRCU-A-CB (Split System: Heat Pump with Remote Outdoor Unit-Air-Source) | C5H3V36*K*AAA* |  |  | EVD5X48M24A*+WALLCON | *95CSU0802120B* | 35000 | 21 | 8.5 | 38500 | 28400 | 73.77% | 2.04 | 0 | 12 |  |  |  |  | R-454B | 2.9167 | Residential & Commercial | USHP | Ducted CEE Tier 1
215935731 | Central HP <5.4 tons | KEEPRITE | HRCU-A-CB (Split System: Heat Pump with Remote Outdoor Unit-Air-Source) | C5H3V36*K*AAA* |  |  | EVD5X36M21A*+WALLCON | *97CMN0801714B* | 34200 | 20.5 | 8.5 | 39000 | 28600 | 73.33% | 2.02 | 0 | 11.5 |  |  |  |  | R-454B | 2.85 | Residential & Commercial | USHP | Ducted CEE Tier 1
215935781 | Central HP <5.4 tons | KEEPRITE | HRCU-A-CB (Split System: Heat Pump with Remote Outdoor Unit-Air-Source) | C5H3V36*K*AAA* |  |  | EVD5X36M21A*+WALLCON | *96CTN1002122B* | 34400 | 21 | 8.5 | 38500 | 28000 | 72.73% | 2.06 | 0 | 12 |  |  |  |  | R-454B | 2.8667 | Residential & Commercial | USHP | Ducted CEE Tier 1
215935831 | Central HP <5.4 tons | KEEPRITE | HRCU-A-CB (Split System: Heat Pump with Remote Outdoor Unit-Air-Source) | C5H3V36*K*AAA* |  |  | EVD5X38M17A*+WALLCON | *80CTL0451712B* | 35000 | 21 | 8.5 | 39000 | 29600 | 75.9% | 2 | 0 | 11.5 |  |  |  |  | R-454B | 2.9167 | Residential & Commercial | USHP | Ducted CEE Tier 1
215935581 | Central HP <5.4 tons | KEEPRITE | HRCU-A-CB (Split System: Heat Pump with Remote Outdoor Unit-Air-Source) | C5H3V36*K*AAA* |  |  | EVD5X36M17A*+WALLCON | *96CTN0601714B* | 34000 | 20 | 8.1 | 38000 | 27200 | 71.58% | 2 | 0 | 11 |  |  |  |  | R-454B | 2.8333 | Residential & Commercial | USHP | Ducted CEE Tier 1
213080155 | Central HP <5.4 tons | KEEPRITE | HRCU-A-CB (Split System: Heat Pump with Remote Outdoor Unit-Air-Source) | DLCURAH36ABK |  |  | EA*4X37L21A* | *96MSN0802120A* | 36400 | 16 | 8.5 | 38000 | 34800 | 91.58% | 2.06 | 0 | 10 |  |  |  |  | R-410A | 3.0333 | Residential & Commercial | USHP | Ducted CEE Tier 1
213080191 | Central HP <5.4 tons | KEEPRITE | HRCU-A-CB (Split System: Heat Pump with Remote Outdoor Unit-Air-Source) | DLCURAH36ABK |  |  | EA*4X43L21A* | *96MSN0802120A* | 36400 | 16 | 8.5 | 38000 | 34800 | 91.58% | 2.06 | 0 | 10 |  |  |  |  | R-410A | 3.0333 | Residential & Commercial | USHP | Ducted CEE Tier 1
212986315 | Central HP <5.4 tons | KEEPRITE | HRCU-A-CB (Split System: Heat Pump with Remote Outdoor Unit-Air-Source) | DLCURAH18ABK |  |  | EA*4X30L14A* | *96MSN0401410A* | 17600 | 16 | 8.5 | 18300 | 18900 | 103.3% | 2.26 | 0 | 10.5 |  |  |  |  | R-410A | 1.4667 | Residential & Commercial | USHP | Ducted CEE Tier 1
212975806 | Central HP <5.4 tons | KEEPRITE | HRCU-A-CB (Split System: Heat Pump with Remote Outdoor Unit-Air-Source) | DLCURAH18ABK |  |  | EA*4X25L17A* | *96VTN0801716B* | 17800 | 16.5 | 8.1 | 17600 | 17800 | 101.1% | 2.14 | 0 | 10.5 |  |  |  |  | R-410A | 1.4833 | Residential & Commercial | USHP | Ducted CEE Tier 1
212975405 | Central HP <5.4 tons | KEEPRITE | HRCU-A-CB (Split System: Heat Pump with Remote Outdoor Unit-Air-Source) | DLCURAH18ABK |  |  | EA*4X24L17A* | *96VTN0601412B* | 17300 | 16 | 8.5 | 18200 | 19400 | 106.6% | 2.34 | 0 | 10.5 |  |  |  |  | R-410A | 1.4417 | Residential & Commercial | USHP | Ducted CEE Tier 1
212975438 | Central HP <5.4 tons | KEEPRITE | HRCU-A-CB (Split System: Heat Pump with Remote Outdoor Unit-Air-Source) | DLCURAH18ABK |  |  | EA*4X30L17A* | *96VTN0601412B* | 17400 | 16.5 | 8.5 | 18000 | 18700 | 103.9% | 2.26 | 0 | 10.5 |  |  |  |  | R-410A | 1.45 | Residential & Commercial | USHP | Ducted CEE Tier 1
213069248 | Central HP <5.4 tons | ACIQ | HRCU-A-CB (Split System: Heat Pump with Remote Outdoor Unit-Air-Source) | DLCURAH36ABK |  |  | EA*4X36L21A* | *96VTN1002122A* | 35200 | 16.5 | 8.1 | 38500 | 35200 | 91.43% | 1.82 | 0 | 10 |  |  |  |  | R-410A | 2.9333 | Residential & Commercial | USHP | Ducted CEE Tier 1
213069255 | Central HP <5.4 tons | ACIQ | HRCU-A-CB (Split System: Heat Pump with Remote Outdoor Unit-Air-Source) | DLCURAH36ABK |  |  | EA*4X37L17A* | *80ES(N,L)0701712A* | 36000 | 15.2 | 8.1 | 38500 | 35000 | 90.91% | 2 | 0 | 9.5 |  |  |  |  | R-410A | 3 | Residential & Commercial | USHP
213069291 | Central HP <5.4 tons | ACIQ | HRCU-A-CB (Split System: Heat Pump with Remote Outdoor Unit-Air-Source) | DLCURAH36ABK |  |  | EA*4X37L21A* | *92ESN0601714A* | 36400 | 16 | 8.5 | 38500 | 34800 | 90.39% | 2.08 | 0 | 10 |  |  |  |  | R-410A | 3.0333 | Residential & Commercial | USHP | Ducted CEE Tier 1
213069323 | Central HP <5.4 tons | ACIQ | HRCU-A-CB (Split System: Heat Pump with Remote Outdoor Unit-Air-Source) | DLCURAH36ABK |  |  | EA*4X42L21A* | *80VSL0701716A* | 35200 | 16 | 8.1 | 38500 | 35000 | 90.91% | 1.86 | 0 | 9.5 |  |  |  |  | R-410A | 2.9333 | Residential & Commercial | USHP
213069332 | Central HP <5.4 tons | ACIQ | HRCU-A-CB (Split System: Heat Pump with Remote Outdoor Unit-Air-Source) | DLCURAH36ABK |  |  | EA*4X42L21A* | *92ESN0601714A* | 35400 | 16 | 8.1 | 38500 | 35000 | 90.91% | 1.88 | 0 | 10 |  |  |  |  | R-410A | 2.95 | Residential & Commercial | USHP | Ducted CEE Tier 1
213069341 | Central HP <5.4 tons | ACIQ | HRCU-A-CB (Split System: Heat Pump with Remote Outdoor Unit-Air-Source) | DLCURAH36ABK |  |  | EA*4X42L21A* | *96VSN0801716A* | 35200 | 15.5 | 8.1 | 38500 | 35000 | 90.91% | 1.86 | 0 | 9.5 |  |  |  |  | R-410A | 2.9333 | Residential & Commercial | USHP
213297498 | Central HP <5.4 tons | COLEMAN | HRCU-A-CB (Split System: Heat Pump with Remote Outdoor Unit-Air-Source) | HMH72B341 |  |  | XAFC48FBCN1 | Z8ET080C16LMPS1 | 33600 | 17.5 | 8.5 | 32800 | 23200 | 70.73% | 2.08 | 0 | 9.5 |  |  |  |  | R-410A | 2.8 | Residential & Commercial | USHP
213297793 | Central HP <5.4 tons | COLEMAN | HRCU-A-CB (Split System: Heat Pump with Remote Outdoor Unit-Air-Source) | HMH72B341 |  |  | XAFC30CXXN1+TXV | Z8ES100B12LMPS1 | 33000 | 18 | 8.5 | 33000 | 23200 | 70.3% | 2.04 | 0 | 9.5 |  |  |  |  | R-410A | 2.75 | Residential & Commercial | USHP
213297998 | Central HP <5.4 tons | COLEMAN | HRCU-A-CB (Split System: Heat Pump with Remote Outdoor Unit-Air-Source) | HMH72B341 |  |  | XAHC36DXXN1+TXV | Z8ES080C20SMPS1 | 34000 | 17.5 | 8.1 | 33400 | 23600 | 70.66% | 2.08 | 0 | 9.5 |  |  |  |  | R-410A | 2.8333 | Residential & Commercial | USHP
216010752 | Central HP <5.4 tons | FRASER-JOHNSTON | HRCU-A-CB (Split System: Heat Pump with Remote Outdoor Unit-Air-Source) | HH824E2S11 |  |  | CTM36B5ADS1 | TL9E060B12UH11 | 23000 | 18 | 9 | 23000 | 18900 | 82.17% | 2 | 0 | 12 |  |  |  |  | R-454B | 1.9167 | Residential & Commercial | USHP | Ducted CEE Tier 1
214398389 | Central HP <5.4 tons | COLEMAN | HRCU-A-CB (Split System: Heat Pump with Remote Outdoor Unit-Air-Source) | HH824E2S11 |  |  | CTF30B5ACS1 | TMLE100B12MP11 | 23000 | 17 | 9.5 | 23000 | 18400 | 80% | 2 | 0 | 12 |  |  |  |  | R-454B | 1.9167 | Residential & Commercial | USHP | Ducted CEE Tier 1
213297673 | Central HP <5.4 tons | COLEMAN | HRCU-A-CB (Split System: Heat Pump with Remote Outdoor Unit-Air-Source) | HMH72B341 |  |  | XAFC30CXXN1+JMET12CS2N1+TXV | 0 | 33800 | 18.5 | 8.5 | 33000 | 23200 | 70.3% | 2.08 | 0 | 10 |  |  |  |  | R-410A | 2.8167 | Residential & Commercial | USHP | Ducted CEE Tier 1
213069277 | Central HP <5.4 tons | ACIQ | HRCU-A-CB (Split System: Heat Pump with Remote Outdoor Unit-Air-Source) | DLCURAH36ABK |  |  | EA*4X37L21A* | *80ES(N,L)0901714A* | 36800 | 16 | 8.5 | 38500 | 34800 | 90.39% | 2.1 | 0 | 10 |  |  |  |  | R-410A | 3.0667 | Residential & Commercial | USHP | Ducted CEE Tier 1
213069278 | Central HP <5.4 tons | ACIQ | HRCU-A-CB (Split System: Heat Pump with Remote Outdoor Unit-Air-Source) | DLCURAH36ABK |  |  | EA*4X37L21A* | *80ES(N,L)0902116A* | 36600 | 16 | 8.5 | 38500 | 34800 | 90.39% | 2.1 | 0 | 10 |  |  |  |  | R-410A | 3.05 | Residential & Commercial | USHP | Ducted CEE Tier 1
213069376 | Central HP <5.4 tons | ACIQ | HRCU-A-CB (Split System: Heat Pump with Remote Outdoor Unit-Air-Source) | DLCURAH36ABK |  |  | EA*4X42L24A* | *95ESN0802120A* | 36200 | 15.5 | 8.1 | 39500 | 35200 | 89.11% | 1.92 | 0 | 10 |  |  |  |  | R-410A | 3.0167 | Residential & Commercial | USHP | Ducted CEE Tier 1
213069378 | Central HP <5.4 tons | ACIQ | HRCU-A-CB (Split System: Heat Pump with Remote Outdoor Unit-Air-Source) | DLCURAH36ABK |  |  | EA*4X42L24A* | *95ESN1002122A* | 36800 | 15.5 | 8.5 | 40000 | 35200 | 88% | 1.94 | 0 | 10 |  |  |  |  | R-410A | 3.0667 | Residential & Commercial | USHP | Ducted CEE Tier 1
213069429 | Central HP <5.4 tons | ACIQ | HRCU-A-CB (Split System: Heat Pump with Remote Outdoor Unit-Air-Source) | DLCURAH36ABK |  |  | EA*4X43L21A* | *96VTN0802120A* | 37000 | 15.5 | 8.5 | 38500 | 35000 | 90.91% | 2.1 | 0 | 10 |  |  |  |  | R-410A | 3.0833 | Residential & Commercial | USHP | Ducted CEE Tier 1
213069443 | Central HP <5.4 tons | ACIQ | HRCU-A-CB (Split System: Heat Pump with Remote Outdoor Unit-Air-Source) | DLCURAH36ABK |  |  | EA*4X48L21A* | *80VSL0451716A* | 35600 | 15.5 | 8.1 | 38500 | 34800 | 90.39% | 2.04 | 0 | 9.5 |  |  |  |  | R-410A | 2.9667 | Residential & Commercial | USHP
213069446 | Central HP <5.4 tons | ACIQ | HRCU-A-CB (Split System: Heat Pump with Remote Outdoor Unit-Air-Source) | DLCURAH36ABK |  |  | EA*4X48L21A* | *80VSL0902120A* | 35400 | 16 | 8.1 | 37800 | 34600 | 91.53% | 2.02 | 0 | 10 |  |  |  |  | R-410A | 2.95 | Residential & Commercial | USHP | Ducted CEE Tier 1
213069459 | Central HP <5.4 tons | ACIQ | HRCU-A-CB (Split System: Heat Pump with Remote Outdoor Unit-Air-Source) | DLCURAH36ABK |  |  | EA*4X48L21A* | *95ESN0601714A* | 35400 | 15.5 | 8.1 | 38500 | 34800 | 90.39% | 2.02 | 0 | 9.5 |  |  |  |  | R-410A | 2.95 | Residential & Commercial | USHP
213069461 | Central HP <5.4 tons | ACIQ | HRCU-A-CB (Split System: Heat Pump with Remote Outdoor Unit-Air-Source) | DLCURAH36ABK |  |  | EA*4X48L21A* | *95ESN0802120A* | 36600 | 15.5 | 8.5 | 38500 | 34800 | 90.39% | 2.08 | 0 | 10 |  |  |  |  | R-410A | 3.05 | Residential & Commercial | USHP | Ducted CEE Tier 1
212975086 | Central HP <5.4 tons | KEEPRITE | HRCU-A-CB (Split System: Heat Pump with Remote Outdoor Unit-Air-Source) | DLCURAH18ABK |  |  | EA*4X24L17A* | *96VTN0401712B* | 17200 | 16 | 8.5 | 18200 | 19400 | 106.6% | 2.34 | 0 | 10.5 |  |  |  |  | R-410A | 1.4333 | Residential & Commercial | USHP | Ducted CEE Tier 1
212975119 | Central HP <5.4 tons | KEEPRITE | HRCU-A-CB (Split System: Heat Pump with Remote Outdoor Unit-Air-Source) | DLCURAH18ABK |  |  | EN(A,D)4X24L17** | *96VTN0401712B* | 17500 | 15.5 | 8.5 | 18600 | 19200 | 103.2% | 2.3 | 0 | 10.5 |  |  |  |  | R-410A | 1.4583 | Residential & Commercial | USHP | Ducted CEE Tier 1
212974634 | Central HP <5.4 tons | KEEPRITE | HRCU-A-CB (Split System: Heat Pump with Remote Outdoor Unit-Air-Source) | DLCURAH18ABK |  |  | EA*4X24L14A* | *96VTN0401410B* | 17300 | 15.5 | 8.5 | 18400 | 19400 | 105.4% | 2.32 | 0 | 10.5 |  |  |  |  | R-410A | 1.4417 | Residential & Commercial | USHP | Ducted CEE Tier 1
212971442 | Central HP <5.4 tons | KEEPRITE | HRCU-A-CB (Split System: Heat Pump with Remote Outdoor Unit-Air-Source) | DLCURAH18ABK |  |  | EA*4X19L17A* | *80VTL0701716B* | 18000 | 16.5 | 8.5 | 18000 | 17800 | 98.89% | 2.14 | 0 | 10.5 |  |  |  |  | R-410A | 1.5 | Residential & Commercial | USHP | Ducted CEE Tier 1
212985781 | Central HP <5.4 tons | KEEPRITE | HRCU-A-CB (Split System: Heat Pump with Remote Outdoor Unit-Air-Source) | DLCURAH24ABK |  |  | EA*4X25L17A* | *96MSN0261410A* | 24200 | 16.5 | 8.5 | 25200 | 21600 | 85.71% | 1.82 | 0 | 10 |  |  |  |  | R-410A | 2.0167 | Residential & Commercial | USHP | Ducted CEE Tier 1
212975669 | Central HP <5.4 tons | KEEPRITE | HRCU-A-CB (Split System: Heat Pump with Remote Outdoor Unit-Air-Source) | DLCURAH24ABK |  |  | EA*4X30L14A* | *96VTN0601412B* | 23400 | 16.5 | 8.5 | 26200 | 25000 | 95.42% | 2.08 | 0 | 10 |  |  |  |  | R-410A | 1.95 | Residential & Commercial | USHP | Ducted CEE Tier 1
212973199 | Central HP <5.4 tons | KEEPRITE | HRCU-A-CB (Split System: Heat Pump with Remote Outdoor Unit-Air-Source) | DLCURAH24ABK |  |  | EA*4X25L17A* | *96VSN0401712B* | 24200 | 16 | 8.5 | 25400 | 21800 | 85.83% | 1.8 | 0 | 10 |  |  |  |  | R-410A | 2.0167 | Residential & Commercial | USHP | Ducted CEE Tier 1
212974319 | Central HP <5.4 tons | KEEPRITE | HRCU-A-CB (Split System: Heat Pump with Remote Outdoor Unit-Air-Source) | DLCURAH24ABK |  |  | EA*4X36L21A* | *96VSN1002120B* | 23600 | 17 | 8.5 | 26200 | 24000 | 91.6% | 2 | 0 | 10 |  |  |  |  | R-410A | 1.9667 | Residential & Commercial | USHP | Ducted CEE Tier 1
215676584 | Central HP <5.4 tons | BRYANT HEATING AND COOLING SYSTEMS | HRCU-A-CB (Split System: Heat Pump with Remote Outdoor Unit-Air-Source) | 290VAN048**AA* |  |  | CVAVA6024XMA*+UI | 83*CA60080C21*** | 48000 | 19 | 9 | 50000 | 36400 | 72.8% | 2.12 | 0 | 10 |  |  |  |  | R-454B | 4 | Residential & Commercial | USHP | Ducted CEE Tier 1
215683104 | Central HP <5.4 tons | BRYANT HEATING AND COOLING SYSTEMS | HRCU-A-CB (Split System: Heat Pump with Remote Outdoor Unit-Air-Source) | 290VAN060**AA* |  |  | CVAVA6024XMA*+UI | 987TA66120C24*** | 56500 | 18.5 | 9 | 63000 | 44500 | 70.63% | 2.1 | 0 | 9 |  |  |  |  | R-454B | 4.7083 | Residential & Commercial | USHP
215679689 | Central HP <5.4 tons | DAY & NIGHT | HRCU-A-CB (Split System: Heat Pump with Remote Outdoor Unit-Air-Source) | C5H0V36*K*AAA* |  |  | EA*5X61M24A*+WALLCON | *97CTN1002122A* | 35000 | 18.5 | 9 | 34400 | 24800 | 72.09% | 1.92 | 0 | 10.5 |  |  |  |  | R-454B | 2.9167 | Residential & Commercial | USHP | Ducted CEE Tier 1
215679989 | Central HP <5.4 tons | DAY & NIGHT | HRCU-A-CB (Split System: Heat Pump with Remote Outdoor Unit-Air-Source) | C5H0V36*K*AAA* |  |  | ESH5X60M12A*+WALLCON | *97CTN0802120A* | 34600 | 16.5 | 8.5 | 34600 | 24800 | 71.68% | 1.8 | 0 | 9.5 |  |  |  |  | R-454B | 2.8833 | Residential & Commercial | USHP
215682499 | Central HP <5.4 tons | DAY & NIGHT | HRCU-A-CB (Split System: Heat Pump with Remote Outdoor Unit-Air-Source) | C5H0V48*K*AAA* |  |  | EVD5X61M21A*+WALLCON | *97CTN0802120A* | 48500 | 19 | 9 | 50000 | 36800 | 73.6% | 2 | 0 | 10.5 |  |  |  |  | R-454B | 4.0417 | Residential & Commercial | USHP | Ducted CEE Tier 1
215682179 | Central HP <5.4 tons | DAY & NIGHT | HRCU-A-CB (Split System: Heat Pump with Remote Outdoor Unit-Air-Source) | C5H0V48*K*AAA* |  |  | EVD5X48M24A*+WALLCON | *96CTN0802120B* | 47000 | 18.5 | 9 | 50000 | 36400 | 72.8% | 2 | 0 | 10 |  |  |  |  | R-454B | 3.9167 | Residential & Commercial | USHP | Ducted CEE Tier 1
213067194 | Central HP <5.4 tons | ACIQ | HRCU-A-CB (Split System: Heat Pump with Remote Outdoor Unit-Air-Source) | HVH837GKA2* |  |  | EHD4X60AAL+WALLCON | *96CTN1202422A* | 33000 | 17 | 8.1 | 32200 | 24800 | 77.02% | 2.02 | 0 | 11.5 |  |  |  |  | R-410A | 2.75 | Residential & Commercial | USHP | Ducted CEE Tier 1
213067199 | Central HP <5.4 tons | ACIQ | HRCU-A-CB (Split System: Heat Pump with Remote Outdoor Unit-Air-Source) | HVH837GKA2* |  |  | EHD4X60AAL+WALLCON | *80CTL0701412A* | 32800 | 17 | 8.1 | 32400 | 25000 | 77.16% | 2 | 0 | 11 |  |  |  |  | R-410A | 2.7333 | Residential & Commercial | USHP | Ducted CEE Tier 1
213067201 | Central HP <5.4 tons | ACIQ | HRCU-A-CB (Split System: Heat Pump with Remote Outdoor Unit-Air-Source) | HVH837GKA2* |  |  | EHD4X60AAL+WALLCON | *97CMN0602120A* | 32800 | 16.5 | 8.1 | 32400 | 25200 | 77.78% | 1.98 | 0 | 11 |  |  |  |  | R-410A | 2.7333 | Residential & Commercial | USHP | Ducted CEE Tier 1
213069357 | Central HP <5.4 tons | ACIQ | HRCU-A-CB (Split System: Heat Pump with Remote Outdoor Unit-Air-Source) | DLCURAH36ABK |  |  | EA*4X42L24A* | *80ES(N,L)0902116A* | 35800 | 16 | 8.1 | 39500 | 35000 | 88.61% | 1.9 | 0 | 10 |  |  |  |  | R-410A | 2.9833 | Residential & Commercial | USHP | Ducted CEE Tier 1
213069366 | Central HP <5.4 tons | ACIQ | HRCU-A-CB (Split System: Heat Pump with Remote Outdoor Unit-Air-Source) | DLCURAH36ABK |  |  | EA*4X42L24A* | *80VSL0902420A* | 35200 | 16 | 8.1 | 38500 | 35000 | 90.91% | 1.88 | 0 | 10 |  |  |  |  | R-410A | 2.9333 | Residential & Commercial | USHP | Ducted CEE Tier 1
213069373 | Central HP <5.4 tons | ACIQ | HRCU-A-CB (Split System: Heat Pump with Remote Outdoor Unit-Air-Source) | DLCURAH36ABK |  |  | EA*4X42L24A* | *92ESN1002120A* | 35200 | 16.5 | 8.1 | 38500 | 35000 | 90.91% | 1.88 | 0 | 10 |  |  |  |  | R-410A | 2.9333 | Residential & Commercial | USHP | Ducted CEE Tier 1
215676434 | Central HP <5.4 tons | BRYANT HEATING AND COOLING SYSTEMS | HRCU-A-CB (Split System: Heat Pump with Remote Outdoor Unit-Air-Source) | 290VAN048**AA* |  |  | CVAVA6021XMA*+UI | 88*TB36045C17*** | 47500 | 18 | 9 | 50000 | 37600 | 75.2% | 1.98 | 0 | 9.5 |  |  |  |  | R-454B | 3.9583 | Residential & Commercial | USHP
215676534 | Central HP <5.4 tons | BRYANT HEATING AND COOLING SYSTEMS | HRCU-A-CB (Split System: Heat Pump with Remote Outdoor Unit-Air-Source) | 290VAN048**AA* |  |  | CVAVA6021XMA*+UI | 987MC42080C17*** | 47500 | 18.5 | 9 | 50000 | 37400 | 74.8% | 1.98 | 0 | 10 |  |  |  |  | R-454B | 3.9583 | Residential & Commercial | USHP | Ducted CEE Tier 1
215676634 | Central HP <5.4 tons | BRYANT HEATING AND COOLING SYSTEMS | HRCU-A-CB (Split System: Heat Pump with Remote Outdoor Unit-Air-Source) | 290VAN048**AA* |  |  | CVAVA6024XMA*+UI | 935CB60080C21*** | 47500 | 18.5 | 9 | 50000 | 36600 | 73.2% | 2 | 0 | 10 |  |  |  |  | R-454B | 3.9583 | Residential & Commercial | USHP | Ducted CEE Tier 1
215676784 | Central HP <5.4 tons | BRYANT HEATING AND COOLING SYSTEMS | HRCU-A-CB (Split System: Heat Pump with Remote Outdoor Unit-Air-Source) | 290VAN048**AA* |  |  | CVAVA6121XMA*+UI | 935CB66100C21*** | 48500 | 19 | 9 | 50000 | 36600 | 73.2% | 2.12 | 0 | 10.5 |  |  |  |  | R-454B | 4.0417 | Residential & Commercial | USHP | Ducted CEE Tier 1
215676804 | Central HP <5.4 tons | BRYANT HEATING AND COOLING SYSTEMS | HRCU-A-CB (Split System: Heat Pump with Remote Outdoor Unit-Air-Source) | 290VAN048**AA* |  |  | CVAVA6121XMA*+UI | 987MC42080C17*** | 48000 | 18.5 | 9 | 50000 | 37400 | 74.8% | 1.98 | 0 | 10 |  |  |  |  | R-454B | 4 | Residential & Commercial | USHP | Ducted CEE Tier 1
215676834 | Central HP <5.4 tons | BRYANT HEATING AND COOLING SYSTEMS | HRCU-A-CB (Split System: Heat Pump with Remote Outdoor Unit-Air-Source) | 290VAN048**AA* |  |  | CVAVA6121XMA*+UI | 986TD66100C21*** | 48500 | 19.5 | 9.5 | 50000 | 36800 | 73.6% | 2.12 | 0 | 10.5 |  |  |  |  | R-454B | 4.0417 | Residential & Commercial | USHP | Ducted CEE Tier 1
213773586 | Central HP <5.4 tons | BRYANT HEATING AND COOLING SYSTEMS | HRCU-A-CB (Split System: Heat Pump with Remote Outdoor Unit-Air-Source) | 288BNV025*0**C* |  |  | CAP**4321AL*+UI | 88*TB48090C17*** | 24200 | 17 | 8.1 | 21000 | 16600 | 79.05% | 2.02 | 0 | 11 |  |  |  |  | R-410A | 2.0167 | Residential & Commercial | USHP | Ducted CEE Tier 1
211260480 | Central HP <5.4 tons | CARRIER | HRCU-A-CB (Split System: Heat Pump with Remote Outdoor Unit-Air-Source) | 38MURAQ18AB3* |  |  | CAP**2417AL* | GG96VTAA30040A | 17400 | 16 | 8.5 | 18300 | 19200 | 104.9% | 2.3 | 0 | 10.5 |  |  |  |  | R-410A | 1.45 | Residential & Commercial | USHP | Ducted CEE Tier 1
215681309 | Central HP <5.4 tons | DAY & NIGHT | HRCU-A-CB (Split System: Heat Pump with Remote Outdoor Unit-Air-Source) | C5H0V48*K*AAA* |  |  | EA*5X48M21A*+WALLCON | *80CSU0401712B* | 44000 | 17.5 | 9 | 48500 | 34000 | 70.1% | 2.04 | 0 | 9.5 |  |  |  |  | R-454B | 3.6667 | Residential & Commercial | USHP
214398696 | Central HP <5.4 tons | COLEMAN | HRCU-A-CB (Split System: Heat Pump with Remote Outdoor Unit-Air-Source) | HH860E2S11 |  |  | CTM60C5CGS1 | TMLE100C20MP11 | 44500 | 17 | 9 | 45000 | 33800 | 75.11% | 2 | 0 | 11.7 |  |  |  |  | R-454B | 3.7083 | Residential & Commercial | USHP | Ducted CEE Tier 1
214809203 | Central HP <5.4 tons | FRASER-JOHNSTON | HRCU-A-CB (Split System: Heat Pump with Remote Outdoor Unit-Air-Source) | HH860E2S11 |  |  | CTU60C5XGS1+TXV | TM8Y100C20MP11 | 44500 | 18 | 9 | 45000 | 33800 | 75.11% | 2 | 0 | 11.7 |  |  |  |  | R-454B | 3.7083 | Residential & Commercial | USHP | Ducted CEE Tier 1
213069414 | Central HP <5.4 tons | ACIQ | HRCU-A-CB (Split System: Heat Pump with Remote Outdoor Unit-Air-Source) | DLCURAH36ABK |  |  | EA*4X43L21A* | *92ESN1002120A* | 37200 | 16 | 8.5 | 38500 | 34800 | 90.39% | 2.12 | 0 | 10 |  |  |  |  | R-410A | 3.1 | Residential & Commercial | USHP | Ducted CEE Tier 1
213069423 | Central HP <5.4 tons | ACIQ | HRCU-A-CB (Split System: Heat Pump with Remote Outdoor Unit-Air-Source) | DLCURAH36ABK |  |  | EA*4X43L21A* | *96VSN1002120A* | 36400 | 16 | 8.5 | 38500 | 34800 | 90.39% | 2.08 | 0 | 10 |  |  |  |  | R-410A | 3.0333 | Residential & Commercial | USHP | Ducted CEE Tier 1
213069432 | Central HP <5.4 tons | ACIQ | HRCU-A-CB (Split System: Heat Pump with Remote Outdoor Unit-Air-Source) | DLCURAH36ABK |  |  | EA*4X43L21A* | OLV098A12* | 36200 | 15.2 | 8.5 | 38500 | 35000 | 90.91% | 2.06 | 0 | 9.5 |  |  |  |  | R-410A | 3.0167 | Residential & Commercial | USHP
213069448 | Central HP <5.4 tons | ACIQ | HRCU-A-CB (Split System: Heat Pump with Remote Outdoor Unit-Air-Source) | DLCURAH36ABK |  |  | EA*4X48L21A* | *80ESU0601716A | 36600 | 16 | 8.5 | 38500 | 34800 | 90.39% | 2.08 | 0 | 10 |  |  |  |  | R-410A | 3.05 | Residential & Commercial | USHP | Ducted CEE Tier 1
213069455 | Central HP <5.4 tons | ACIQ | HRCU-A-CB (Split System: Heat Pump with Remote Outdoor Unit-Air-Source) | DLCURAH36ABK |  |  | EA*4X48L21A* | *92ESN0801716A* | 36000 | 16 | 8.5 | 38500 | 34600 | 89.87% | 2.06 | 0 | 10 |  |  |  |  | R-410A | 3 | Residential & Commercial | USHP | Ducted CEE Tier 1
213069464 | Central HP <5.4 tons | ACIQ | HRCU-A-CB (Split System: Heat Pump with Remote Outdoor Unit-Air-Source) | DLCURAH36ABK |  |  | EA*4X48L21A* | *96VSN0601714A* | 35400 | 15.5 | 8.1 | 38500 | 34800 | 90.39% | 2.02 | 0 | 9.5 |  |  |  |  | R-410A | 2.95 | Residential & Commercial | USHP
213069466 | Central HP <5.4 tons | ACIQ | HRCU-A-CB (Split System: Heat Pump with Remote Outdoor Unit-Air-Source) | DLCURAH36ABK |  |  | EA*4X48L21A* | *96VSN0802120A* | 36000 | 16 | 8.5 | 38500 | 34600 | 89.87% | 2.06 | 0 | 10 |  |  |  |  | R-410A | 3 | Residential & Commercial | USHP | Ducted CEE Tier 1
213069473 | Central HP <5.4 tons | ACIQ | HRCU-A-CB (Split System: Heat Pump with Remote Outdoor Unit-Air-Source) | DLCURAH36ABK |  |  | EA*4X48L21A* | *96VTN0802120A* | 35400 | 16 | 8.1 | 37800 | 34600 | 91.53% | 2.02 | 0 | 10 |  |  |  |  | R-410A | 2.95 | Residential & Commercial | USHP | Ducted CEE Tier 1
213067189 | Central HP <5.4 tons | ACIQ | HRCU-A-CB (Split System: Heat Pump with Remote Outdoor Unit-Air-Source) | HVH837GKA2* |  |  | EHD4X60AAL+WALLCON | *80CSU1002120A* | 32800 | 16.5 | 8.1 | 32200 | 24800 | 77.02% | 1.98 | 0 | 11 |  |  |  |  | R-410A | 2.7333 | Residential & Commercial | USHP | Ducted CEE Tier 1
213069646 | Central HP <5.4 tons | ACIQ | HRCU-A-CB (Split System: Heat Pump with Remote Outdoor Unit-Air-Source) | DLCURAH24ABK |  |  | EA*4X24L17A* | *96VSN0601412A* | 23200 | 16.5 | 8.5 | 26400 | 25600 | 96.97% | 2.14 | 0 | 10 |  |  |  |  | R-410A | 1.9333 | Residential & Commercial | USHP | Ducted CEE Tier 1
213069647 | Central HP <5.4 tons | ACIQ | HRCU-A-CB (Split System: Heat Pump with Remote Outdoor Unit-Air-Source) | DLCURAH24ABK |  |  | EA*4X24L17A* | *96VSN0801716A* | 23800 | 16.5 | 8.5 | 26800 | 24000 | 89.55% | 1.98 | 0 | 10 |  |  |  |  | R-410A | 1.9833 | Residential & Commercial | USHP | Ducted CEE Tier 1
213069662 | Central HP <5.4 tons | ACIQ | HRCU-A-CB (Split System: Heat Pump with Remote Outdoor Unit-Air-Source) | DLCURAH24ABK |  |  | EA*4X24L17A* | *96VTN0601412A* | 23200 | 16.5 | 8.5 | 26400 | 25600 | 96.97% | 2.14 | 0 | 10 |  |  |  |  | R-410A | 1.9333 | Residential & Commercial | USHP | Ducted CEE Tier 1
213069677 | Central HP <5.4 tons | ACIQ | HRCU-A-CB (Split System: Heat Pump with Remote Outdoor Unit-Air-Source) | DLCURAH24ABK |  |  | EA*4X24L17A* | *80ESU0601716A | 24600 | 16.5 | 8.5 | 27200 | 23000 | 84.56% | 1.9 | 0 | 10 |  |  |  |  | R-410A | 2.05 | Residential & Commercial | USHP | Ducted CEE Tier 1
213069695 | Central HP <5.4 tons | ACIQ | HRCU-A-CB (Split System: Heat Pump with Remote Outdoor Unit-Air-Source) | DLCURAH24ABK |  |  | EA*4X25L17A* | *96VTN0801716A* | 24800 | 17 | 8.5 | 25600 | 21200 | 82.81% | 1.78 | 0 | 10.5 |  |  |  |  | R-410A | 2.0667 | Residential & Commercial | USHP | Ducted CEE Tier 1
213069534 | Central HP <5.4 tons | ACIQ | HRCU-A-CB (Split System: Heat Pump with Remote Outdoor Unit-Air-Source) | DLCURAH36ABK |  |  | EN(A,D,W)4X48L21** | *80ES(N,L)0701712A* | 36200 | 15.5 | 8.1 | 38500 | 35000 | 90.91% | 2.02 | 0 | 10 |  |  |  |  | R-410A | 3.0167 | Residential & Commercial | USHP | Ducted CEE Tier 1
213069550 | Central HP <5.4 tons | ACIQ | HRCU-A-CB (Split System: Heat Pump with Remote Outdoor Unit-Air-Source) | DLCURAH36ABK |  |  | EN(A,D,W)4X48L21** | *80VTL1102122A* | 37000 | 16 | 8.1 | 39500 | 35000 | 88.61% | 2.06 | 0 | 10.5 |  |  |  |  | R-410A | 3.0833 | Residential & Commercial | USHP | Ducted CEE Tier 1
213069566 | Central HP <5.4 tons | ACIQ | HRCU-A-CB (Split System: Heat Pump with Remote Outdoor Unit-Air-Source) | DLCURAH36ABK |  |  | EN(A,D,W)4X48L21** | *95ESU1002120A* | 36400 | 16 | 8.1 | 38500 | 34800 | 90.39% | 2.04 | 0 | 10.5 |  |  |  |  | R-410A | 3.0333 | Residential & Commercial | USHP | Ducted CEE Tier 1
213069648 | Central HP <5.4 tons | ACIQ | HRCU-A-CB (Split System: Heat Pump with Remote Outdoor Unit-Air-Source) | DLCURAH24ABK |  |  | EA*4X24L17A* | *95ESU0401712A* | 23400 | 16.5 | 8.5 | 26400 | 25200 | 95.45% | 2.1 | 0 | 10 |  |  |  |  | R-410A | 1.95 | Residential & Commercial | USHP | Ducted CEE Tier 1
213069666 | Central HP <5.4 tons | ACIQ | HRCU-A-CB (Split System: Heat Pump with Remote Outdoor Unit-Air-Source) | DLCURAH24ABK |  |  | EA*4X24L17A* | *80ES(N,L)0451712A* | 23800 | 16.5 | 8.5 | 26800 | 24200 | 90.3% | 2 | 0 | 10 |  |  |  |  | R-410A | 1.9833 | Residential & Commercial | USHP | Ducted CEE Tier 1
213069682 | Central HP <5.4 tons | ACIQ | HRCU-A-CB (Split System: Heat Pump with Remote Outdoor Unit-Air-Source) | DLCURAH24ABK |  |  | EA*4X25L17A* | *96VSN0601714A* | 24800 | 16.5 | 8.5 | 25600 | 21200 | 82.81% | 1.78 | 0 | 10 |  |  |  |  | R-410A | 2.0667 | Residential & Commercial | USHP | Ducted CEE Tier 1
213069691 | Central HP <5.4 tons | ACIQ | HRCU-A-CB (Split System: Heat Pump with Remote Outdoor Unit-Air-Source) | DLCURAH24ABK |  |  | EA*4X25L17A* | *95ESU0601716A* | 24800 | 17 | 8.5 | 25600 | 21000 | 82.03% | 1.78 | 0 | 10.5 |  |  |  |  | R-410A | 2.0667 | Residential & Commercial | USHP | Ducted CEE Tier 1
213069575 | Central HP <5.4 tons | ACIQ | HRCU-A-CB (Split System: Heat Pump with Remote Outdoor Unit-Air-Source) | DLCURAH36ABK |  |  | EN(A,D,W)4X48L21** | OMV112K14A | 35800 | 15.5 | 8.1 | 38500 | 35000 | 90.91% | 2 | 0 | 10 |  |  |  |  | R-410A | 2.9833 | Residential & Commercial | USHP | Ducted CEE Tier 1
214807712 | Central HP <5.4 tons | FRASER-JOHNSTON | HRCU-A-CB (Split System: Heat Pump with Remote Outdoor Unit-Air-Source) | HH824E2S11 |  |  | CTU36B5XDS1+JMET12BS2N1+TXV | 0 | 23000 | 19 | 9.5 | 23000 | 18100 | 78.7% | 2 | 0 | 12 |  |  |  |  | R-454B | 1.9167 | Residential & Commercial | USHP | Ducted CEE Tier 1
214807828 | Central HP <5.4 tons | FRASER-JOHNSTON | HRCU-A-CB (Split System: Heat Pump with Remote Outdoor Unit-Air-Source) | HH824E2S11 |  |  | CTU30B5XCS1+JMET12BS2N1+TXV | 0 | 23000 | 18 | 9.5 | 23000 | 18500 | 80.43% | 2 | 0 | 12 |  |  |  |  | R-454B | 1.9167 | Residential & Commercial | USHP | Ducted CEE Tier 1
215682369 | Central HP <5.4 tons | DAY & NIGHT | HRCU-A-CB (Split System: Heat Pump with Remote Outdoor Unit-Air-Source) | C5H0V48*K*AAA* |  |  | EVD5X60M21A*+WALLCON | *97CTN1002122A* | 48000 | 19 | 9 | 50000 | 36600 | 73.2% | 2 | 0 | 10.5 |  |  |  |  | R-454B | 4 | Residential & Commercial | USHP | Ducted CEE Tier 1
215682399 | Central HP <5.4 tons | DAY & NIGHT | HRCU-A-CB (Split System: Heat Pump with Remote Outdoor Unit-Air-Source) | C5H0V48*K*AAA* |  |  | EVD5X60M24A*+WALLCON | *80CSU1002120B* | 48000 | 18.5 | 9 | 50000 | 36600 | 73.2% | 2 | 0 | 10 |  |  |  |  | R-454B | 4 | Residential & Commercial | USHP | Ducted CEE Tier 1
215682469 | Central HP <5.4 tons | DAY & NIGHT | HRCU-A-CB (Split System: Heat Pump with Remote Outdoor Unit-Air-Source) | C5H0V48*K*AAA* |  |  | EVD5X61M21A*+WALLCON | *80CSU0802120B* | 49000 | 19 | 9 | 50000 | 36600 | 73.2% | 2.12 | 0 | 10 |  |  |  |  | R-454B | 4.0833 | Residential & Commercial | USHP | Ducted CEE Tier 1
215676369 | Central HP <5.4 tons | DAY & NIGHT | HRCU-A-CB (Split System: Heat Pump with Remote Outdoor Unit-Air-Source) | C5H0V48*K*AAA* |  |  | EVD5X49M24A*+WALLCON | *97CMN1002122B* | 48000 | 19 | 9 | 50000 | 36600 | 73.2% | 2 | 0 | 10 |  |  |  |  | R-454B | 4 | Residential & Commercial | USHP | Ducted CEE Tier 1
216786522 | Central HP <5.4 tons | CHAMPION HEATING AND COOLING | HRCU-A-CB (Split System: Heat Pump with Remote Outdoor Unit-Air-Source) | HH860E2S11 |  |  | CTF60D5CHS1 | Z8ES130D20LMPS1 | 54000 | 19 | 9 | 53500 | 38500 | 71.96% | 2 | 0 | 12 |  |  |  |  | R-454B | 4.5 | Residential & Commercial | USHP | Ducted CEE Tier 1
215853484 | Central HP <5.4 tons | FRASER-JOHNSTON | HRCU-A-CB (Split System: Heat Pump with Remote Outdoor Unit-Air-Source) | HH860E2S11 |  |  | CTM60D5CJS1 | TM8E130D20MP11 | 53500 | 18 | 9 | 55500 | 39500 | 71.17% | 2 | 0 | 11 |  |  |  |  | R-454B | 4.4583 | Residential & Commercial | USHP | Ducted CEE Tier 1
214584723 | Central HP <5.4 tons | FRASER-JOHNSTON | HRCU-A-CB (Split System: Heat Pump with Remote Outdoor Unit-Air-Source) | HH824E2S11 |  |  | CTF30A5ADS1 | Z8ES040A12SMPS1 | 23000 | 18 | 9.5 | 23000 | 18900 | 82.17% | 2 | 0 | 12 |  |  |  |  | R-454B | 1.9167 | Residential & Commercial | USHP | Ducted CEE Tier 1
206997904 | Central HP <5.4 tons | KENMORE | HRCU-A-CB (Split System: Heat Pump with Remote Outdoor Unit-Air-Source) | (C,H,T)VH837GKA2* |  |  | EA*4X42L24A*+WALLCON | *95CSU1002122A* | 31800 | 17.5 | 8.1 | 33000 | 24400 | 73.94% | 1.9 | 11.5 | 11 |  |  |  |  | R-410A | 2.65 | Residential & Commercial | USHP | Ducted CEE Tier 1
206997924 | Central HP <5.4 tons | KENMORE | HRCU-A-CB (Split System: Heat Pump with Remote Outdoor Unit-Air-Source) | (C,H,T)VH837GKA2* |  |  | EHD4X36AAL+WALLCON | *95CSU1002122A* | 32200 | 16.5 | 8.1 | 33200 | 24600 | 74.1% | 1.94 | 11.5 | 11 |  |  |  |  | R-410A | 2.6833 | Residential & Commercial | USHP | Ducted CEE Tier 1
206998307 | Central HP <5.4 tons | KENMORE | HRCU-A-CB (Split System: Heat Pump with Remote Outdoor Unit-Air-Source) | (C,H,T)VH825GKA3* |  |  | EA*4X25L17A*+WALLCON | *80CTL0901716A* | 24400 | 17.5 | 8.5 | 21200 | 16600 | 78.3% | 2.04 | 12 | 11.5 |  |  |  |  | R-410A | 2.0333 | Residential & Commercial | USHP | Ducted CEE Tier 1
206998355 | Central HP <5.4 tons | KENMORE | HRCU-A-CB (Split System: Heat Pump with Remote Outdoor Unit-Air-Source) | (C,H,T)VH825GKA3* |  |  | EA*4X37L21A*+WALLCON | *97CMN0801714A* | 24400 | 16.5 | 8.1 | 21200 | 16700 | 78.77% | 2.02 | 11 | 11 |  |  |  |  | R-410A | 2.0333 | Residential & Commercial | USHP | Ducted CEE Tier 1
215679314 | Central HP <5.4 tons | BRYANT HEATING AND COOLING SYSTEMS | HRCU-A-CB (Split System: Heat Pump with Remote Outdoor Unit-Air-Source) | 290VAN036**AA* |  |  | CAA**3721AM*+UI | 987TA42080C17*** | 34200 | 17.5 | 9 | 35400 | 25400 | 71.75% | 1.88 | 0 | 9.5 |  |  |  |  | R-454B | 2.85 | Residential & Commercial | USHP
215679464 | Central HP <5.4 tons | BRYANT HEATING AND COOLING SYSTEMS | HRCU-A-CB (Split System: Heat Pump with Remote Outdoor Unit-Air-Source) | 290VAN036**AA* |  |  | CAA**4321AM*+UI | 987TA60080C21*** | 34400 | 18 | 9 | 35400 | 25200 | 71.19% | 1.88 | 0 | 10 |  |  |  |  | R-454B | 2.8667 | Residential & Commercial | USHP | Ducted CEE Tier 1
213770313 | Central HP <5.4 tons | CARRIER | HRCU-A-CB (Split System: Heat Pump with Remote Outdoor Unit-Air-Source) | 25VNA448A*031* |  |  | CAP**6124AL*+UI | 58TN*B135C24**22 | 45500 | 21.5 | 9.5 | 46000 | 36000 | 78.26% | 2.36 | 0 | 11.7 |  |  |  |  | R-410A | 3.7917 | Residential & Commercial | USHP | Ducted CEE Tier 1
215679514 | Central HP <5.4 tons | BRYANT HEATING AND COOLING SYSTEMS | HRCU-A-CB (Split System: Heat Pump with Remote Outdoor Unit-Air-Source) | 290VAN036**AA* |  |  | CAA**4821AM*+UI | 987TA42060C17*** | 33400 | 17.5 | 9 | 35200 | 25400 | 72.16% | 1.88 | 0 | 9.5 |  |  |  |  | R-454B | 2.7833 | Residential & Commercial | USHP
215679614 | Central HP <5.4 tons | BRYANT HEATING AND COOLING SYSTEMS | HRCU-A-CB (Split System: Heat Pump with Remote Outdoor Unit-Air-Source) | 290VAN036**AA* |  |  | CAA**6121AM*+UI | 83*CB48060C17*** | 35000 | 18 | 9 | 34400 | 24800 | 72.09% | 1.92 | 0 | 10 |  |  |  |  | R-454B | 2.9167 | Residential & Commercial | USHP | Ducted CEE Tier 1
215679764 | Central HP <5.4 tons | BRYANT HEATING AND COOLING SYSTEMS | HRCU-A-CB (Split System: Heat Pump with Remote Outdoor Unit-Air-Source) | 290VAN036**AA* |  |  | CSAH*3612AM*+UI | 987TA66100C21*** | 33800 | 16 | 8.5 | 35800 | 25400 | 70.95% | 1.76 | 0 | 9.5 |  |  |  |  | R-454B | 2.8167 | Residential & Commercial | USHP
215678194 | Central HP <5.4 tons | BRYANT HEATING AND COOLING SYSTEMS | HRCU-A-CB (Split System: Heat Pump with Remote Outdoor Unit-Air-Source) | 290VAN024**AA* |  |  | CAA**2417AM*+UI | 83*CB48060C17*** | 22800 | 16.5 | 8.5 | 24000 | 16800 | 70% | 1.96 | 0 | 10 |  |  |  |  | R-454B | 1.9 | Residential & Commercial | USHP | Ducted CEE Tier 1
213773836 | Central HP <5.4 tons | BRYANT HEATING AND COOLING SYSTEMS | HRCU-A-CB (Split System: Heat Pump with Remote Outdoor Unit-Air-Source) | 288BNV025*0**C* |  |  | CAP**4824AL*+UI | 987MC66100C21*** | 24200 | 16.5 | 8.1 | 21000 | 16500 | 78.57% | 2.02 | 0 | 11 |  |  |  |  | R-410A | 2.0167 | Residential & Commercial | USHP | Ducted CEE Tier 1
206133834 | Central HP <5.4 tons | KENMORE | HRCU-A-CB (Split System: Heat Pump with Remote Outdoor Unit-Air-Source) | (C,H,T)VH825GKA2* |  |  | EA*4X37L21A*+WALLCON | *95CSU1002122A* | 24400 | 17 | 8.5 | 21200 | 16600 | 78.3% | 2.04 | 11.5 | 11 |  |  |  |  | R-410A | 2.0333 | Residential & Commercial | USHP | Ducted CEE Tier 1
206136122 | Central HP <5.4 tons | KENMORE | HRCU-A-CB (Split System: Heat Pump with Remote Outdoor Unit-Air-Source) | (C,H,T)VH837GKA** |  |  | EA*4X42L24A*+WALLCON | *95CSU0802120A* | 31800 | 17.5 | 8.1 | 33000 | 24400 | 73.94% | 1.9 | 11.5 | 11 |  |  |  |  | R-410A | 2.65 | Residential & Commercial | USHP | Ducted CEE Tier 1
206135820 | Central HP <5.4 tons | KENMORE | HRCU-A-CB (Split System: Heat Pump with Remote Outdoor Unit-Air-Source) | (C,H,T)VH837GKA** |  |  | EA*4X48L24A*+WALLCON | *80CSU1002120A* | 32200 | 17 | 8.1 | 32600 | 25000 | 76.69% | 1.96 | 12 | 11 |  |  |  |  | R-410A | 2.6833 | Residential & Commercial | USHP | Ducted CEE Tier 1
215679244 | Central HP <5.4 tons | BRYANT HEATING AND COOLING SYSTEMS | HRCU-A-CB (Split System: Heat Pump with Remote Outdoor Unit-Air-Source) | 290VAN036**AA* |  |  | CAA**3717AM*+UI | 83*CB48060C17*** | 34000 | 17 | 9 | 35600 | 25400 | 71.35% | 1.86 | 0 | 9.5 |  |  |  |  | R-454B | 2.8333 | Residential & Commercial | USHP
215678419 | Central HP <5.4 tons | DAY & NIGHT | HRCU-A-CB (Split System: Heat Pump with Remote Outdoor Unit-Air-Source) | C5H0V24*K*AAA* |  |  | EA*5X37M21A*+WALLCON | *97CTN0801716A* | 24000 | 17 | 9 | 23400 | 16400 | 70.09% | 2 | 0 | 10.5 |  |  |  |  | R-454B | 2 | Residential & Commercial | USHP | Ducted CEE Tier 1
211387575 | Central HP <5.4 tons | CHAMPION HEATING AND COOLING | HRCU-A-CB (Split System: Heat Pump with Remote Outdoor Unit-Air-Source) | HMH72B341 |  |  | XAHC36DXXN1+TXV | TP9C080C16MP13 | 33400 | 17 | 8.1 | 33200 | 23400 | 70.48% | 2.04 | 0 | 9.5 |  |  |  |  | R-410A | 2.7833 | Residential & Commercial | USHP
215679889 | Central HP <5.4 tons | DAY & NIGHT | HRCU-A-CB (Split System: Heat Pump with Remote Outdoor Unit-Air-Source) | C5H0V36*K*AAA* |  |  | ESH5X48M12A*+WALLCON | *80CSU0601716B* | 34200 | 17 | 8.5 | 35400 | 25200 | 71.19% | 1.9 | 0 | 9.5 |  |  |  |  | R-454B | 2.85 | Residential & Commercial | USHP
214609070 | Central HP <5.4 tons | FRASER-JOHNSTON | HRCU-A-CB (Split System: Heat Pump with Remote Outdoor Unit-Air-Source) | HH824E2S11 |  |  | CTF30A5ADS1 | Z9ES040A10SMPS1 | 23000 | 18 | 9 | 23000 | 17700 | 76.96% | 2 | 0 | 12 |  |  |  |  | R-454B | 1.9167 | Residential & Commercial | USHP | Ducted CEE Tier 1
214396254 | Central HP <5.4 tons | FRASER-JOHNSTON | HRCU-A-CB (Split System: Heat Pump with Remote Outdoor Unit-Air-Source) | HH824E2S11 |  |  | CTM30B5ACS1 | TM9Y080B12MP11 | 23000 | 17 | 9.5 | 23000 | 18500 | 80.43% | 2 | 0 | 11.7 |  |  |  |  | R-454B | 1.9167 | Residential & Commercial | USHP | Ducted CEE Tier 1
213069729 | Central HP <5.4 tons | ACIQ | HRCU-A-CB (Split System: Heat Pump with Remote Outdoor Unit-Air-Source) | DLCURAH24ABK |  |  | EA*4X30L14A* | *80ES(N,L)0451412A* | 24400 | 16 | 8.5 | 26600 | 22600 | 84.96% | 1.86 | 0 | 10 |  |  |  |  | R-410A | 2.0333 | Residential & Commercial | USHP | Ducted CEE Tier 1
213069762 | Central HP <5.4 tons | ACIQ | HRCU-A-CB (Split System: Heat Pump with Remote Outdoor Unit-Air-Source) | DLCURAH24ABK |  |  | EA*4X30L17A* | *95ESU0401712A* | 23600 | 16.5 | 8.5 | 26000 | 23800 | 91.54% | 1.98 | 0 | 10 |  |  |  |  | R-410A | 1.9667 | Residential & Commercial | USHP | Ducted CEE Tier 1
213069945 | Central HP <5.4 tons | ACIQ | HRCU-A-CB (Split System: Heat Pump with Remote Outdoor Unit-Air-Source) | DLCURAH24ABK |  |  | EA*4X36L17A* | *96VSN0601714A* | 23400 | 16.5 | 8.5 | 25600 | 23600 | 92.19% | 1.96 | 0 | 10 |  |  |  |  | R-410A | 1.95 | Residential & Commercial | USHP | Ducted CEE Tier 1
213069962 | Central HP <5.4 tons | ACIQ | HRCU-A-CB (Split System: Heat Pump with Remote Outdoor Unit-Air-Source) | DLCURAH24ABK |  |  | EA*4X36L17A* | *96VSN0601412A* | 23600 | 16.5 | 8.5 | 25800 | 23400 | 90.7% | 1.94 | 0 | 10 |  |  |  |  | R-410A | 1.9667 | Residential & Commercial | USHP | Ducted CEE Tier 1
213069978 | Central HP <5.4 tons | ACIQ | HRCU-A-CB (Split System: Heat Pump with Remote Outdoor Unit-Air-Source) | DLCURAH24ABK |  |  | EA*4X36L17A* | *80ES(N,L)0701716A* | 25000 | 16 | 8.5 | 26800 | 21800 | 81.34% | 1.8 | 0 | 10 |  |  |  |  | R-410A | 2.0833 | Residential & Commercial | USHP | Ducted CEE Tier 1
213070095 | Central HP <5.4 tons | ACIQ | HRCU-A-CB (Split System: Heat Pump with Remote Outdoor Unit-Air-Source) | DLCURAH24ABK |  |  | EA*4X36L17A* | *92ESN0601412A* | 23600 | 17 | 8.5 | 25600 | 23600 | 92.19% | 1.96 | 0 | 10 |  |  |  |  | R-410A | 1.9667 | Residential & Commercial | USHP | Ducted CEE Tier 1
213070112 | Central HP <5.4 tons | ACIQ | HRCU-A-CB (Split System: Heat Pump with Remote Outdoor Unit-Air-Source) | DLCURAH24ABK |  |  | EA*4X36L17A* | *95ESN0601714A* | 24600 | 16 | 8.5 | 26600 | 22200 | 83.46% | 1.82 | 0 | 10 |  |  |  |  | R-410A | 2.05 | Residential & Commercial | USHP | Ducted CEE Tier 1
213070147 | Central HP <5.4 tons | ACIQ | HRCU-A-CB (Split System: Heat Pump with Remote Outdoor Unit-Air-Source) | DLCURAH24ABK |  |  | EA*4X36L17A* | OMV098J12* | 23600 | 16.5 | 8.5 | 25800 | 23400 | 90.7% | 1.94 | 0 | 10 |  |  |  |  | R-410A | 1.9667 | Residential & Commercial | USHP | Ducted CEE Tier 1
214398666 | Central HP <5.4 tons | COLEMAN | HRCU-A-CB (Split System: Heat Pump with Remote Outdoor Unit-Air-Source) | HH860E2S11 |  |  | CTM60C5CGS1+JMC16C2SN1 | 0 | 45000 | 19 | 9 | 44500 | 33600 | 75.51% | 2 | 0 | 12 |  |  |  |  | R-454B | 3.75 | Residential & Commercial | USHP | Ducted CEE Tier 1
214398723 | Central HP <5.4 tons | COLEMAN | HRCU-A-CB (Split System: Heat Pump with Remote Outdoor Unit-Air-Source) | HH860E2S11 |  |  | CTM60D5CGS1 | TM9V120D20MP12 | 44000 | 18 | 9 | 44000 | 33400 | 75.91% | 2 | 0 | 11.7 |  |  |  |  | R-454B | 3.6667 | Residential & Commercial | USHP | Ducted CEE Tier 1
212983704 | Central HP <5.4 tons | KEEPRITE | HRCU-A-CB (Split System: Heat Pump with Remote Outdoor Unit-Air-Source) | DLCURAH18ABK |  |  | EN(A,D)4X24L14** | *92MSN0601412A* | 17500 | 16 | 8.5 | 18500 | 19200 | 103.8% | 2.3 | 0 | 11 |  |  |  |  | R-410A | 1.4583 | Residential & Commercial | USHP | Ducted CEE Tier 1
215936114 | Central HP <5.4 tons | CARRIER | HRCU-A-CB (Split System: Heat Pump with Remote Outdoor Unit-Air-Source) | 27VNA336A*030* |  |  | CVAVA4221XMA*+UI | 59TN6C060C17**14 | 34200 | 20.5 | 8.1 | 38000 | 27000 | 71.05% | 2 | 0 | 11 |  |  |  |  | R-454B | 2.85 | Residential & Commercial | USHP | Ducted CEE Tier 1
215935894 | Central HP <5.4 tons | CARRIER | HRCU-A-CB (Split System: Heat Pump with Remote Outdoor Unit-Air-Source) | 27VNA336A*030* |  |  | CVAVA3817XMA*+UI | 59TN6C060C17**14 | 35200 | 21 | 8.5 | 38000 | 28000 | 73.68% | 2 | 0 | 11.7 |  |  |  |  | R-454B | 2.9333 | Residential & Commercial | USHP | Ducted CEE Tier 1
213771092 | Central HP <5.4 tons | KEEPRITE | HRCU-A-CB (Split System: Heat Pump with Remote Outdoor Unit-Air-Source) | CVH825GKA2* |  |  | EA*4X37L17A*+WALLCON | *97CMN0801714B* | 24200 | 16 | 8.1 | 21400 | 16700 | 78.04% | 2 | 0 | 11 |  |  |  |  | R-410A | 2.0167 | Residential & Commercial | USHP | Ducted CEE Tier 1
213770892 | Central HP <5.4 tons | KEEPRITE | HRCU-A-CB (Split System: Heat Pump with Remote Outdoor Unit-Air-Source) | CVH825GKA2* |  |  | EA*4X36L17A*+WALLCON | *96CTN0601714B* | 23400 | 16 | 8.1 | 21600 | 16700 | 77.31% | 1.92 | 0 | 10.5 |  |  |  |  | R-410A | 1.95 | Residential & Commercial | USHP | Ducted CEE Tier 1
213770472 | Central HP <5.4 tons | KEEPRITE | HRCU-A-CB (Split System: Heat Pump with Remote Outdoor Unit-Air-Source) | CVH825GKA2* |  |  | EA*4X24L14A*+WALLCON | *80CTL0701412B* | 23400 | 16.5 | 8.1 | 22000 | 16800 | 76.36% | 1.9 | 0 | 10.5 |  |  |  |  | R-410A | 1.95 | Residential & Commercial | USHP | Ducted CEE Tier 1
213770592 | Central HP <5.4 tons | KEEPRITE | HRCU-A-CB (Split System: Heat Pump with Remote Outdoor Unit-Air-Source) | CVH825GKA2* |  |  | EA*4X25L17A*+WALLCON | *80CTL0451712B* | 24200 | 16.5 | 8.1 | 21400 | 16800 | 78.5% | 2 | 0 | 11 |  |  |  |  | R-410A | 2.0167 | Residential & Commercial | USHP | Ducted CEE Tier 1
213069591 | Central HP <5.4 tons | ACIQ | HRCU-A-CB (Split System: Heat Pump with Remote Outdoor Unit-Air-Source) | DLCURAH36ABK |  |  | EN(A,D)4X48L24** | *80VTL1102122A* | 37000 | 16 | 8.1 | 39500 | 35000 | 88.61% | 2.06 | 0 | 10.5 |  |  |  |  | R-410A | 3.0833 | Residential & Commercial | USHP | Ducted CEE Tier 1
213069825 | Central HP <5.4 tons | ACIQ | HRCU-A-CB (Split System: Heat Pump with Remote Outdoor Unit-Air-Source) | DLCURAH24ABK |  |  | EA*4X30L17A* | *96VTN0401410A* | 23200 | 16 | 8.5 | 25800 | 24200 | 93.8% | 2.02 | 0 | 10 |  |  |  |  | R-410A | 1.9333 | Residential & Commercial | USHP | Ducted CEE Tier 1
213069882 | Central HP <5.4 tons | ACIQ | HRCU-A-CB (Split System: Heat Pump with Remote Outdoor Unit-Air-Source) | DLCURAH24ABK |  |  | EA*4X30L17A* | *92ESN0801716A* | 24200 | 17 | 8.5 | 26400 | 22800 | 86.36% | 1.9 | 0 | 10 |  |  |  |  | R-410A | 2.0167 | Residential & Commercial | USHP | Ducted CEE Tier 1
213069598 | Central HP <5.4 tons | ACIQ | HRCU-A-CB (Split System: Heat Pump with Remote Outdoor Unit-Air-Source) | DLCURAH36ABK |  |  | EN(A,D)4X48L24** | *95ESN1002122A* | 37600 | 15.5 | 8.5 | 39500 | 35000 | 88.61% | 2.08 | 0 | 10.5 |  |  |  |  | R-410A | 3.1333 | Residential & Commercial | USHP | Ducted CEE Tier 1
213069609 | Central HP <5.4 tons | ACIQ | HRCU-A-CB (Split System: Heat Pump with Remote Outdoor Unit-Air-Source) | DLCURAH36ABK |  |  | EN(A,D)4X48L24** | *96VTN1002122A* | 36000 | 16.5 | 8.1 | 38500 | 34800 | 90.39% | 2.02 | 0 | 10.5 |  |  |  |  | R-410A | 3 | Residential & Commercial | USHP | Ducted CEE Tier 1
213069614 | Central HP <5.4 tons | ACIQ | HRCU-A-CB (Split System: Heat Pump with Remote Outdoor Unit-Air-Source) | DLCURAH36ABK |  |  | FEM4P42**AL | 0 | 37000 | 16 | 8.1 | 38500 | 34800 | 90.39% | 2 | 0 | 10 |  |  |  |  | R-410A | 3.0833 | Residential & Commercial | USHP | Ducted CEE Tier 1
213069616 | Central HP <5.4 tons | ACIQ | HRCU-A-CB (Split System: Heat Pump with Remote Outdoor Unit-Air-Source) | DLCURAH36ABK |  |  | FEM4X42**BL | 0 | 37000 | 16 | 8.1 | 38500 | 34800 | 90.39% | 2 | 0 | 10 |  |  |  |  | R-410A | 3.0833 | Residential & Commercial | USHP | Ducted CEE Tier 1
213070084 | Central HP <5.4 tons | ACIQ | HRCU-A-CB (Split System: Heat Pump with Remote Outdoor Unit-Air-Source) | DLCURAH24ABK |  |  | EA*4X36L17A* | *80ES(N,L)0701712A* | 24400 | 16.5 | 8.5 | 26400 | 22400 | 84.85% | 1.84 | 0 | 10 |  |  |  |  | R-410A | 2.0333 | Residential & Commercial | USHP | Ducted CEE Tier 1
213070165 | Central HP <5.4 tons | ACIQ | HRCU-A-CB (Split System: Heat Pump with Remote Outdoor Unit-Air-Source) | DLCURAH24ABK |  |  | EA*4X36L21A* | *96VSN0601714A* | 23600 | 16.5 | 8.5 | 25600 | 23600 | 92.19% | 1.96 | 0 | 10 |  |  |  |  | R-410A | 1.9667 | Residential & Commercial | USHP | Ducted CEE Tier 1
213070215 | Central HP <5.4 tons | ACIQ | HRCU-A-CB (Split System: Heat Pump with Remote Outdoor Unit-Air-Source) | DLCURAH24ABK |  |  | EA*4X36L21A* | *80VSL0701716A* | 24000 | 17 | 8.5 | 26000 | 22800 | 87.69% | 1.9 | 0 | 10 |  |  |  |  | R-410A | 2 | Residential & Commercial | USHP | Ducted CEE Tier 1
213070314 | Central HP <5.4 tons | ACIQ | HRCU-A-CB (Split System: Heat Pump with Remote Outdoor Unit-Air-Source) | DLCURAH24ABK |  |  | EA*4X36L21A* | *80ES(N,L)0451712A* | 24200 | 17 | 8.5 | 26200 | 22600 | 86.26% | 1.86 | 0 | 10 |  |  |  |  | R-410A | 2.0167 | Residential & Commercial | USHP | Ducted CEE Tier 1
213070498 | Central HP <5.4 tons | ACIQ | HRCU-A-CB (Split System: Heat Pump with Remote Outdoor Unit-Air-Source) | DLCURAH24ABK |  |  | EA*4X37L17A* | *80VSL0451716A* | 24600 | 16.5 | 8.5 | 25600 | 21400 | 83.59% | 1.8 | 0 | 10 |  |  |  |  | R-410A | 2.05 | Residential & Commercial | USHP | Ducted CEE Tier 1
213070664 | Central HP <5.4 tons | ACIQ | HRCU-A-CB (Split System: Heat Pump with Remote Outdoor Unit-Air-Source) | DLCURAH24ABK |  |  | EA*4X37L17A* | OMV112K14A | 24800 | 16 | 8.5 | 25800 | 21400 | 82.95% | 1.78 | 0 | 10 |  |  |  |  | R-410A | 2.0667 | Residential & Commercial | USHP | Ducted CEE Tier 1
213070967 | Central HP <5.4 tons | ACIQ | HRCU-A-CB (Split System: Heat Pump with Remote Outdoor Unit-Air-Source) | DLCURAH24ABK |  |  | EN(A,D)4X24L14** | *80ES(N,L)0451412A* | 24200 | 15.5 | 8.5 | 27200 | 22600 | 83.09% | 1.86 | 0 | 10 |  |  |  |  | R-410A | 2.0167 | Residential & Commercial | USHP | Ducted CEE Tier 1
213071132 | Central HP <5.4 tons | ACIQ | HRCU-A-CB (Split System: Heat Pump with Remote Outdoor Unit-Air-Source) | DLCURAH24ABK |  |  | EN(A,D)4X24L17** | *80ES(N,L)0701712A* | 23800 | 16 | 8.5 | 27000 | 23200 | 85.93% | 1.9 | 0 | 10 |  |  |  |  | R-410A | 1.9833 | Residential & Commercial | USHP | Ducted CEE Tier 1
213071216 | Central HP <5.4 tons | ACIQ | HRCU-A-CB (Split System: Heat Pump with Remote Outdoor Unit-Air-Source) | DLCURAH24ABK |  |  | EN(A,D)4X30L14** | *96VSN0401410A* | 23600 | 15.5 | 8.1 | 26200 | 23600 | 90.08% | 1.92 | 0 | 10 |  |  |  |  | R-410A | 1.9667 | Residential & Commercial | USHP | Ducted CEE Tier 1
216374641 | Central HP <5.4 tons | COLEMAN | HRCU-A-CB (Split System: Heat Pump with Remote Outdoor Unit-Air-Source) | HH824E2S11 |  |  | CTF36B5ADS1 | Z9ET060B12SMPS1 | 23000 | 18 | 9.5 | 23000 | 18300 | 79.57% | 2 | 0 | 12 |  |  |  |  | R-454B | 1.9167 | Residential & Commercial | USHP | Ducted CEE Tier 1
214396244 | Central HP <5.4 tons | FRASER-JOHNSTON | HRCU-A-CB (Split System: Heat Pump with Remote Outdoor Unit-Air-Source) | HH824E2S11 |  |  | CTF36B5ADS1 | TMLE100B12MP11 | 23000 | 18 | 9.5 | 23000 | 18900 | 82.17% | 2 | 0 | 12 |  |  |  |  | R-454B | 1.9167 | Residential & Commercial | USHP | Ducted CEE Tier 1
216374605 | Central HP <5.4 tons | COLEMAN | HRCU-A-CB (Split System: Heat Pump with Remote Outdoor Unit-Air-Source) | HH860E2S11 |  |  | CTF60C5CGS1 | Z9ET100C20SMPS1 | 44500 | 18 | 9 | 45500 | 33000 | 72.53% | 2 | 0 | 11 |  |  |  |  | R-454B | 3.7083 | Residential & Commercial | USHP | Ducted CEE Tier 1
215679344 | Central HP <5.4 tons | BRYANT HEATING AND COOLING SYSTEMS | HRCU-A-CB (Split System: Heat Pump with Remote Outdoor Unit-Air-Source) | 290VAN036**AA* |  |  | CAA**4221AM*+UI | 986TD60080C21*** | 33200 | 17.5 | 9 | 35800 | 25600 | 71.51% | 1.86 | 0 | 10 |  |  |  |  | R-454B | 2.7667 | Residential & Commercial | USHP | Ducted CEE Tier 1
215676954 | Central HP <5.4 tons | BRYANT HEATING AND COOLING SYSTEMS | HRCU-A-CB (Split System: Heat Pump with Remote Outdoor Unit-Air-Source) | 290VAN048**AA* |  |  | CVAVA6124XMA*+UI | 986TD66120C24*** | 48500 | 19.5 | 9.5 | 50000 | 36600 | 73.2% | 2.12 | 0 | 10.5 |  |  |  |  | R-454B | 4.0417 | Residential & Commercial | USHP | Ducted CEE Tier 1
215681314 | Central HP <5.4 tons | BRYANT HEATING AND COOLING SYSTEMS | HRCU-A-CB (Split System: Heat Pump with Remote Outdoor Unit-Air-Source) | 290VAN048**AA* |  |  | CAA**4821AM*+UI | 83*CB48060C17*** | 44000 | 17 | 9 | 48500 | 34200 | 70.52% | 2.04 | 0 | 9.5 |  |  |  |  | R-454B | 3.6667 | Residential & Commercial | USHP
215681514 | Central HP <5.4 tons | BRYANT HEATING AND COOLING SYSTEMS | HRCU-A-CB (Split System: Heat Pump with Remote Outdoor Unit-Air-Source) | 290VAN048**AA* |  |  | CAA**6124AM*+UI | 986TD60080C21*** | 46000 | 18 | 9 | 48000 | 33800 | 70.42% | 2.08 | 0 | 10 |  |  |  |  | R-454B | 3.8333 | Residential & Commercial | USHP | Ducted CEE Tier 1
213070100 | Central HP <5.4 tons | ACIQ | HRCU-A-CB (Split System: Heat Pump with Remote Outdoor Unit-Air-Source) | DLCURAH24ABK |  |  | EA*4X36L17A* | *92ESN0601714A* | 24400 | 17 | 8.5 | 26200 | 22400 | 85.5% | 1.86 | 0 | 10 |  |  |  |  | R-410A | 2.0333 | Residential & Commercial | USHP | Ducted CEE Tier 1
213070232 | Central HP <5.4 tons | ACIQ | HRCU-A-CB (Split System: Heat Pump with Remote Outdoor Unit-Air-Source) | DLCURAH24ABK |  |  | EA*4X36L21A* | *95ESU0601716A* | 24400 | 17 | 8.5 | 26200 | 22400 | 85.5% | 1.86 | 0 | 10 |  |  |  |  | R-410A | 2.0333 | Residential & Commercial | USHP | Ducted CEE Tier 1
213070434 | Central HP <5.4 tons | ACIQ | HRCU-A-CB (Split System: Heat Pump with Remote Outdoor Unit-Air-Source) | DLCURAH24ABK |  |  | EA*4X36L21A* | OLV098A12* | 23400 | 16.5 | 8.5 | 25600 | 23800 | 92.97% | 1.98 | 0 | 10 |  |  |  |  | R-410A | 1.95 | Residential & Commercial | USHP | Ducted CEE Tier 1
213070511 | Central HP <5.4 tons | ACIQ | HRCU-A-CB (Split System: Heat Pump with Remote Outdoor Unit-Air-Source) | DLCURAH24ABK |  |  | EA*4X37L17A* | *95ESU0601716A* | 24800 | 17 | 8.5 | 25600 | 21400 | 83.59% | 1.8 | 0 | 10.5 |  |  |  |  | R-410A | 2.0667 | Residential & Commercial | USHP | Ducted CEE Tier 1
213070577 | Central HP <5.4 tons | ACIQ | HRCU-A-CB (Split System: Heat Pump with Remote Outdoor Unit-Air-Source) | DLCURAH24ABK |  |  | EA*4X37L17A* | *96VTN0601714A* | 24400 | 16.5 | 8.5 | 25600 | 21600 | 84.38% | 1.8 | 0 | 10 |  |  |  |  | R-410A | 2.0333 | Residential & Commercial | USHP | Ducted CEE Tier 1
213070693 | Central HP <5.4 tons | ACIQ | HRCU-A-CB (Split System: Heat Pump with Remote Outdoor Unit-Air-Source) | DLCURAH24ABK |  |  | EA*4X37L21A* | *96VSN0801716A* | 24800 | 17 | 8.5 | 25600 | 21000 | 82.03% | 1.76 | 0 | 10.5 |  |  |  |  | R-410A | 2.0667 | Residential & Commercial | USHP | Ducted CEE Tier 1
213067687 | Central HP <5.4 tons | ACIQ | HRCU-A-CB (Split System: Heat Pump with Remote Outdoor Unit-Air-Source) | HVH837GKA** |  |  | EA*4X42L21A*+WALLCON | *80CSU1002120A* | 31800 | 17 | 8.1 | 33200 | 24400 | 73.49% | 1.88 | 0 | 11 |  |  |  |  | R-410A | 2.65 | Residential & Commercial | USHP | Ducted CEE Tier 1
211386841 | Central HP <5.4 tons | CHAMPION HEATING AND COOLING | HRCU-A-CB (Split System: Heat Pump with Remote Outdoor Unit-Air-Source) | HMH72B341 |  |  | XAFC36DXXN1+TXV | TM9Y080C16MP11 | 34000 | 18.5 | 8.1 | 34000 | 24400 | 71.76% | 2.08 | 0 | 9.5 |  |  |  |  | R-410A | 2.8333 | Residential & Commercial | USHP
215679339 | Central HP <5.4 tons | DAY & NIGHT | HRCU-A-CB (Split System: Heat Pump with Remote Outdoor Unit-Air-Source) | C5H0V36*K*AAA* |  |  | EA*5X37M21A*+WALLCON | *97CTN1002122A* | 34600 | 18 | 9 | 35200 | 25000 | 71.02% | 1.9 | 0 | 10 |  |  |  |  | R-454B | 2.8833 | Residential & Commercial | USHP | Ducted CEE Tier 1
215679489 | Central HP <5.4 tons | DAY & NIGHT | HRCU-A-CB (Split System: Heat Pump with Remote Outdoor Unit-Air-Source) | C5H0V36*K*AAA* |  |  | EA*5X48M21A*+WALLCON | *96CTN0802120B* | 33800 | 18 | 9 | 35000 | 25000 | 71.43% | 1.88 | 0 | 10 |  |  |  |  | R-454B | 2.8167 | Residential & Commercial | USHP | Ducted CEE Tier 1
215679539 | Central HP <5.4 tons | DAY & NIGHT | HRCU-A-CB (Split System: Heat Pump with Remote Outdoor Unit-Air-Source) | C5H0V36*K*AAA* |  |  | EA*5X48M21A*+WALLCON | *97CTN0802120A* | 33800 | 18 | 9 | 35000 | 25000 | 71.43% | 1.88 | 0 | 10 |  |  |  |  | R-454B | 2.8167 | Residential & Commercial | USHP | Ducted CEE Tier 1
214651390 | Central HP <5.4 tons | FRASER-JOHNSTON | HRCU-A-CB (Split System: Heat Pump with Remote Outdoor Unit-Air-Source) | HH824E2S11 |  |  | CTU36B5XDS1+TXV | TM9Y080B12MP11 | 23000 | 18 | 9.5 | 23000 | 18600 | 80.87% | 2 | 0 | 12 |  |  |  |  | R-454B | 1.9167 | Residential & Commercial | USHP | Ducted CEE Tier 1
214649766 | Central HP <5.4 tons | FRASER-JOHNSTON | HRCU-A-CB (Split System: Heat Pump with Remote Outdoor Unit-Air-Source) | HH824E2S11 |  |  | CTU30B5XCS1+TXV | TM8E100B12MP11 | 23000 | 17 | 9.5 | 23000 | 18400 | 80% | 2 | 0 | 12 |  |  |  |  | R-454B | 1.9167 | Residential & Commercial | USHP | Ducted CEE Tier 1
216619079 | Central HP <5.4 tons | DUCANE | HRCU-A-CB (Split System: Heat Pump with Remote Outdoor Unit-Air-Source) | 7SCP18V60P-**A |  |  | 7AH1AE42PX-** | 0 | 44500 | 17.6 | 9 | 48000 | 43000 | 89.58% | 1.8 | 0 | 10.5 |  |  |  |  | R-454B | 3.7083 | Residential & Commercial | USHP | Ducted CEE Tier 1
215677059 | Central HP <5.4 tons | DAY & NIGHT | HRCU-A-CB (Split System: Heat Pump with Remote Outdoor Unit-Air-Source) | C5H0V60*K*AAA* |  |  | EVM5X60M21A*+WALLCON | *97CMN0802120B* | 56500 | 18 | 9 | 64000 | 45000 | 70.31% | 2.06 | 0 | 9 |  |  |  |  | R-454B | 4.7083 | Residential & Commercial | USHP
214609060 | Central HP <5.4 tons | FRASER-JOHNSTON | HRCU-A-CB (Split System: Heat Pump with Remote Outdoor Unit-Air-Source) | HH860E2S11 |  |  | CTF60C5CGS1 | Z9ES080C16SMPS1 | 44500 | 18 | 9 | 46000 | 33800 | 73.48% | 2 | 0 | 11.7 |  |  |  |  | R-454B | 3.7083 | Residential & Commercial | USHP | Ducted CEE Tier 1
214396319 | Central HP <5.4 tons | FRASER-JOHNSTON | HRCU-A-CB (Split System: Heat Pump with Remote Outdoor Unit-Air-Source) | HH860E2S11 |  |  | CTM60C5CHS1+JME16C2SN1 | 0 | 54000 | 19 | 9 | 53500 | 38500 | 71.96% | 2 | 0 | 12 |  |  |  |  | R-454B | 4.5 | Residential & Commercial | USHP | Ducted CEE Tier 1
214396351 | Central HP <5.4 tons | FRASER-JOHNSTON | HRCU-A-CB (Split System: Heat Pump with Remote Outdoor Unit-Air-Source) | HH860E2S11 |  |  | JHC60D5CJ2SS1 | 0 | 53000 | 19 | 8.5 | 54000 | 39000 | 72.22% | 2 | 0 | 11 |  |  |  |  | R-454B | 4.4167 | Residential & Commercial | USHP | Ducted CEE Tier 1
214720082 | Central HP <5.4 tons | COLEMAN | HRCU-A-CB (Split System: Heat Pump with Remote Outdoor Unit-Air-Source) | HH836E2S11 |  |  | CTU48C5XFS1+TXV | TM9V100C20MP12 | 34200 | 18 | 9 | 32600 | 25800 | 79.14% | 2 | 0 | 11 |  |  |  |  | R-454B | 2.85 | Residential & Commercial | USHP | Ducted CEE Tier 1
214396435 | Central HP <5.4 tons | FRASER-JOHNSTON | HRCU-A-CB (Split System: Heat Pump with Remote Outdoor Unit-Air-Source) | HH836E2S11 |  |  | CTM36C5CDS1 | TM9E080C16MP12 | 34200 | 18 | 8.5 | 32600 | 27000 | 82.82% | 2 | 0 | 11 |  |  |  |  | R-454B | 2.85 | Residential & Commercial | USHP | Ducted CEE Tier 1
214397012 | Central HP <5.4 tons | FRASER-JOHNSTON | HRCU-A-CB (Split System: Heat Pump with Remote Outdoor Unit-Air-Source) | HH860E2S11 |  |  | CTF60C5CGS1 | TM9Y080C16MP11 | 43500 | 17 | 9 | 44500 | 33800 | 75.96% | 2 | 0 | 11 |  |  |  |  | R-454B | 3.625 | Residential & Commercial | USHP | Ducted CEE Tier 1
214397169 | Central HP <5.4 tons | FRASER-JOHNSTON | HRCU-A-CB (Split System: Heat Pump with Remote Outdoor Unit-Air-Source) | HH860E2S11 |  |  | CTF60D5CHS1+JMC20D2SN1 | 0 | 53000 | 19 | 8.5 | 53000 | 38000 | 71.7% | 2 | 0 | 12 |  |  |  |  | R-454B | 4.4167 | Residential & Commercial | USHP | Ducted CEE Tier 1
214396978 | Central HP <5.4 tons | FRASER-JOHNSTON | HRCU-A-CB (Split System: Heat Pump with Remote Outdoor Unit-Air-Source) | HH836E2S11 |  |  | CTF48C5CFS1 | TMLV100C16MP12 | 33400 | 18 | 9 | 31600 | 25400 | 80.38% | 2 | 0 | 11 |  |  |  |  | R-454B | 2.7833 | Residential & Commercial | USHP | Ducted CEE Tier 1
216769809 | Central HP <5.4 tons | DUCANE | HRCU-A-CB (Split System: Heat Pump with Remote Outdoor Unit-Air-Source) | 7SCP18V60P-**A |  |  | 7E[C,U]60CX-**+TDR | 97G2UH110CV20* | 54500 | 16.9 | 8.5 | 54500 | 40000 | 73.39% | 1.9 | 0 | 10 |  |  |  |  | R-454B | 4.5417 | Residential & Commercial | USHP | Ducted CEE Tier 1
216769811 | Central HP <5.4 tons | DUCANE | HRCU-A-CB (Split System: Heat Pump with Remote Outdoor Unit-Air-Source) | 7SCP18V60P-**A |  |  | 7E[C,U]60CX-**+TDR | 97G2UH090CV20* | 54500 | 16.55 | 8.5 | 55000 | 40500 | 73.64% | 1.9 | 0 | 10 |  |  |  |  | R-454B | 4.5417 | Residential & Commercial | USHP | Ducted CEE Tier 1
214396535 | Central HP <5.4 tons | FRASER-JOHNSTON | HRCU-A-CB (Split System: Heat Pump with Remote Outdoor Unit-Air-Source) | HH836E2S11 |  |  | CTM48C5CFS1 | TPLC080C16MP13 | 33000 | 19 | 9 | 31200 | 25200 | 80.77% | 2 | 0 | 11 |  |  |  |  | R-454B | 2.75 | Residential & Commercial | USHP | Ducted CEE Tier 1
215936521 | Central HP <5.4 tons | KEEPRITE | HRCU-A-CB (Split System: Heat Pump with Remote Outdoor Unit-Air-Source) | C5H3V36*K*AAA* |  |  | EVD5X49M24A*+WALLCON | *97CMN1002122B* | 35400 | 22 | 8.5 | 38000 | 28400 | 74.74% | 2.04 | 0 | 12.5 |  |  |  |  | R-454B | 2.95 | Residential & Commercial | USHP | Ducted CEE Tier 1
215936541 | Central HP <5.4 tons | KEEPRITE | HRCU-A-CB (Split System: Heat Pump with Remote Outdoor Unit-Air-Source) | C5H3V36*K*AAA* |  |  | EVD5X49M24A*+WALLCON | *96CTN1002122B* | 35400 | 22 | 8.5 | 38000 | 28400 | 74.74% | 2.04 | 0 | 12.5 |  |  |  |  | R-454B | 2.95 | Residential & Commercial | USHP | Ducted CEE Tier 1
215936591 | Central HP <5.4 tons | KEEPRITE | HRCU-A-CB (Split System: Heat Pump with Remote Outdoor Unit-Air-Source) | C5H3V36*K*AAA* |  |  | EVD5X60M21A*+WALLCON | *80CTL0451712B* | 35200 | 21 | 8.5 | 39000 | 29400 | 75.38% | 2 | 0 | 11.7 |  |  |  |  | R-454B | 2.9333 | Residential & Commercial | USHP | Ducted CEE Tier 1
215936641 | Central HP <5.4 tons | KEEPRITE | HRCU-A-CB (Split System: Heat Pump with Remote Outdoor Unit-Air-Source) | C5H3V36*K*AAA* |  |  | EVD5X60M21A*+WALLCON | *80CTL1102120B* | 35600 | 22 | 8.5 | 38000 | 28400 | 74.74% | 2.02 | 0 | 12.5 |  |  |  |  | R-454B | 2.9667 | Residential & Commercial | USHP | Ducted CEE Tier 1
215936721 | Central HP <5.4 tons | KEEPRITE | HRCU-A-CB (Split System: Heat Pump with Remote Outdoor Unit-Air-Source) | C5H3V36*K*AAA* |  |  | EVD5X60M21A*+WALLCON | *96CTN0801714B* | 35400 | 21.5 | 8.5 | 38000 | 28800 | 75.79% | 2.02 | 0 | 12 |  |  |  |  | R-454B | 2.95 | Residential & Commercial | USHP | Ducted CEE Tier 1
215936021 | Central HP <5.4 tons | KEEPRITE | HRCU-A-CB (Split System: Heat Pump with Remote Outdoor Unit-Air-Source) | C5H3V36*K*AAA* |  |  | EVD5X42M21A*+WALLCON | *80CTL0902120B* | 34400 | 21 | 8.5 | 38500 | 28000 | 72.73% | 2.04 | 0 | 12 |  |  |  |  | R-454B | 2.8667 | Residential & Commercial | USHP | Ducted CEE Tier 1
215679644 | Central HP <5.4 tons | BRYANT HEATING AND COOLING SYSTEMS | HRCU-A-CB (Split System: Heat Pump with Remote Outdoor Unit-Air-Source) | 290VAN036**AA* |  |  | CAA**6121AM*+UI | 987TA60080C21*** | 34800 | 18 | 9 | 34400 | 24800 | 72.09% | 1.92 | 0 | 10.5 |  |  |  |  | R-454B | 2.9 | Residential & Commercial | USHP | Ducted CEE Tier 1
215679694 | Central HP <5.4 tons | BRYANT HEATING AND COOLING SYSTEMS | HRCU-A-CB (Split System: Heat Pump with Remote Outdoor Unit-Air-Source) | 290VAN036**AA* |  |  | CAA**6124AM*+UI | 987TA66120C24*** | 35000 | 18.5 | 9 | 34400 | 24800 | 72.09% | 1.92 | 0 | 10.5 |  |  |  |  | R-454B | 2.9167 | Residential & Commercial | USHP | Ducted CEE Tier 1
215681664 | Central HP <5.4 tons | BRYANT HEATING AND COOLING SYSTEMS | HRCU-A-CB (Split System: Heat Pump with Remote Outdoor Unit-Air-Source) | 290VAN048**AA* |  |  | CSAH*6012AM*+UI | 986TD60080C21*** | 45500 | 16.5 | 8.5 | 48000 | 33800 | 70.42% | 2.06 | 0 | 9.5 |  |  |  |  | R-454B | 3.7917 | Residential & Commercial | USHP
215681684 | Central HP <5.4 tons | BRYANT HEATING AND COOLING SYSTEMS | HRCU-A-CB (Split System: Heat Pump with Remote Outdoor Unit-Air-Source) | 290VAN048**AA* |  |  | CSAH*6012AM*+UI | 83*CB48060C17*** | 45500 | 17 | 8.5 | 48000 | 33800 | 70.42% | 2.08 | 0 | 9.5 |  |  |  |  | R-454B | 3.7917 | Residential & Commercial | USHP
213071251 | Central HP <5.4 tons | ACIQ | HRCU-A-CB (Split System: Heat Pump with Remote Outdoor Unit-Air-Source) | DLCURAH24ABK |  |  | EN(A,D)4X30L14** | *96VTN0601412A* | 23400 | 16.5 | 8.1 | 25800 | 24000 | 93.02% | 1.98 | 0 | 10 |  |  |  |  | R-410A | 1.95 | Residential & Commercial | USHP | Ducted CEE Tier 1
213071317 | Central HP <5.4 tons | ACIQ | HRCU-A-CB (Split System: Heat Pump with Remote Outdoor Unit-Air-Source) | DLCURAH24ABK |  |  | EN(A,D)4X30L17** | *80ES(N,L)0701716A* | 24800 | 16 | 8.1 | 26800 | 22200 | 82.84% | 1.82 | 0 | 10.5 |  |  |  |  | R-410A | 2.0667 | Residential & Commercial | USHP | Ducted CEE Tier 1
213071432 | Central HP <5.4 tons | ACIQ | HRCU-A-CB (Split System: Heat Pump with Remote Outdoor Unit-Air-Source) | DLCURAH24ABK |  |  | EN(A,D)4X30L17** | *92ESN0601412A* | 23400 | 17 | 8.1 | 25800 | 24000 | 93.02% | 2 | 0 | 10 |  |  |  |  | R-410A | 1.95 | Residential & Commercial | USHP | Ducted CEE Tier 1
213071734 | Central HP <5.4 tons | ACIQ | HRCU-A-CB (Split System: Heat Pump with Remote Outdoor Unit-Air-Source) | DLCURAH24ABK |  |  | EN(A,D)4X36L21** | *96VSN1002120A* | 23800 | 17 | 8.1 | 26000 | 23400 | 90% | 1.94 | 0 | 10.5 |  |  |  |  | R-410A | 1.9833 | Residential & Commercial | USHP | Ducted CEE Tier 1
214807824 | Central HP <5.4 tons | CHAMPION HEATING AND COOLING | HRCU-A-CB (Split System: Heat Pump with Remote Outdoor Unit-Air-Source) | HH824E2S11 |  |  | CTU30B5XCS1+JME12B2SN1+TXV | 0 | 23000 | 19 | 9.5 | 23000 | 19000 | 82.61% | 2 | 0 | 12 |  |  |  |  | R-454B | 1.9167 | Residential & Commercial | USHP | Ducted CEE Tier 1
216411168 | Central HP <5.4 tons | FRASER-JOHNSTON | HRCU-A-CB (Split System: Heat Pump with Remote Outdoor Unit-Air-Source) | HH824E2S11 |  |  | CTF30A5ADS1 | Z9ET040A10SMPS1 | 23000 | 17 | 9 | 23000 | 17200 | 74.78% | 2 | 0 | 12 |  |  |  |  | R-454B | 1.9167 | Residential & Commercial | USHP | Ducted CEE Tier 1
213067541 | Central HP <5.4 tons | ACIQ | HRCU-A-CB (Split System: Heat Pump with Remote Outdoor Unit-Air-Source) | HVH825GKA2* |  |  | EA*4X48L21A*+WALLCON | *96CTN0801714A* | 24000 | 16.5 | 8.1 | 21000 | 16600 | 79.05% | 2 | 0 | 11 |  |  |  |  | R-410A | 2 | Residential & Commercial | USHP | Ducted CEE Tier 1
216769668 | Central HP <5.4 tons | DUCANE | HRCU-A-CB (Split System: Heat Pump with Remote Outdoor Unit-Air-Source) | 7SCP18V24P-**A |  |  | 7EH24BX-**+TDR | 97G2UH045BV12* | 24000 | 17.3 | 9 | 24000 | 20800 | 86.67% | 1.8 | 0 | 11.7 |  |  |  |  | R-454B | 2 | Residential & Commercial | USHP | Ducted CEE Tier 1
216769787 | Central HP <5.4 tons | DUCANE | HRCU-A-CB (Split System: Heat Pump with Remote Outdoor Unit-Air-Source) | 7SCP18V60P-**A |  |  | 7ED48CX-**+TDR | 97G2DF090CV20* | 44500 | 16.5 | 9 | 48000 | 40000 | 83.33% | 1.85 | 0 | 10 |  |  |  |  | R-454B | 3.7083 | Residential & Commercial | USHP | Ducted CEE Tier 1
212971190 | Central HP <5.4 tons | KEEPRITE | HRCU-A-CB (Split System: Heat Pump with Remote Outdoor Unit-Air-Source) | DLCURAH24ABK |  |  | EA*4X37L17A* | *80VTL0451412B* | 24200 | 17 | 8.5 | 25200 | 22000 | 87.3% | 1.84 | 0 | 10 |  |  |  |  | R-410A | 2.0167 | Residential & Commercial | USHP | Ducted CEE Tier 1
212969803 | Central HP <5.4 tons | KEEPRITE | HRCU-A-CB (Split System: Heat Pump with Remote Outdoor Unit-Air-Source) | DLCURAH24ABK |  |  | EN(A,D)4X24L14** | *80VSL0451412B* | 23400 | 17 | 8.5 | 27000 | 25000 | 92.59% | 2.08 | 0 | 10 |  |  |  |  | R-410A | 1.95 | Residential & Commercial | USHP | Ducted CEE Tier 1
215681369 | Central HP <5.4 tons | DAY & NIGHT | HRCU-A-CB (Split System: Heat Pump with Remote Outdoor Unit-Air-Source) | C5H0V48*K*AAA* |  |  | EA*5X48M21A*+WALLCON | *97CTN1002122A* | 44000 | 18 | 9 | 48500 | 34000 | 70.1% | 2.04 | 0 | 9.5 |  |  |  |  | R-454B | 3.6667 | Residential & Commercial | USHP
215681469 | Central HP <5.4 tons | DAY & NIGHT | HRCU-A-CB (Split System: Heat Pump with Remote Outdoor Unit-Air-Source) | C5H0V48*K*AAA* |  |  | EA*5X61M21A*+WALLCON | *80CSU0802120B* | 46000 | 18 | 9 | 47500 | 33400 | 70.32% | 2.08 | 0 | 10 |  |  |  |  | R-454B | 3.8333 | Residential & Commercial | USHP | Ducted CEE Tier 1
215682739 | Central HP <5.4 tons | DAY & NIGHT | HRCU-A-CB (Split System: Heat Pump with Remote Outdoor Unit-Air-Source) | C5H0V60*K*AAA* |  |  | ESH5X60M12A*+WALLCON | *80CSU0601716B* | 54500 | 17 | 8.5 | 58500 | 41000 | 70.09% | 1.92 | 0 | 9 |  |  |  |  | R-454B | 4.5417 | Residential & Commercial | USHP
211243071 | Central HP <5.4 tons | KEEPRITE | HRCU-A-CB (Split System: Heat Pump with Remote Outdoor Unit-Air-Source) | DLCURAH24ABK |  |  | EA*4X37L17A* | *92ESN0601412A* | 25200 | 16.5 | 8.5 | 26200 | 21000 | 80.15% | 1.76 | 0 | 10 |  |  |  |  | R-410A | 2.1 | Residential & Commercial | USHP | Ducted CEE Tier 1
215936071 | Central HP <5.4 tons | KEEPRITE | HRCU-A-CB (Split System: Heat Pump with Remote Outdoor Unit-Air-Source) | C5H3V36*K*AAA* |  |  | EVD5X42M21A*+WALLCON | *97CMN0601714B* | 34000 | 20 | 8.1 | 38000 | 27000 | 71.05% | 2 | 0 | 11 |  |  |  |  | R-454B | 2.8333 | Residential & Commercial | USHP | Ducted CEE Tier 1
215935521 | Central HP <5.4 tons | KEEPRITE | HRCU-A-CB (Split System: Heat Pump with Remote Outdoor Unit-Air-Source) | C5H3V36*K*AAA* |  |  | EVD5X25M17A*+WALLCON | *96CTN0601714B* | 34000 | 20 | 8.1 | 38000 | 27200 | 71.58% | 2 | 0 | 11 |  |  |  |  | R-454B | 2.8333 | Residential & Commercial | USHP | Ducted CEE Tier 1
215935421 | Central HP <5.4 tons | KEEPRITE | HRCU-A-CB (Split System: Heat Pump with Remote Outdoor Unit-Air-Source) | C5H3V36*K*AAA* |  |  | EVM5X60M24A*+WALLCON | *97CMN1002122B* | 35600 | 22 | 8.5 | 38000 | 28400 | 74.74% | 2.04 | 0 | 12.5 |  |  |  |  | R-454B | 2.9667 | Residential & Commercial | USHP | Ducted CEE Tier 1
215682059 | Central HP <5.4 tons | DAY & NIGHT | HRCU-A-CB (Split System: Heat Pump with Remote Outdoor Unit-Air-Source) | C5H0V48*K*AAA* |  |  | EVM5X61M24A*+WALLCON | *80CSU1002120B* | 48500 | 19 | 9 | 50000 | 36600 | 73.2% | 2.12 | 0 | 10 |  |  |  |  | R-454B | 4.0417 | Residential & Commercial | USHP | Ducted CEE Tier 1
215682109 | Central HP <5.4 tons | DAY & NIGHT | HRCU-A-CB (Split System: Heat Pump with Remote Outdoor Unit-Air-Source) | C5H0V48*K*AAA* |  |  | EVD5X48M21A*+WALLCON | *80CSU0401712B* | 47000 | 18 | 9 | 50000 | 36400 | 72.8% | 2.02 | 0 | 9.5 |  |  |  |  | R-454B | 3.9167 | Residential & Commercial | USHP
210106904 | Central HP <5.4 tons | RUSSELL | HRCU-A-CB (Split System: Heat Pump with Remote Outdoor Unit-Air-Source) | SP18AZ48AJVC |  |  | SHMVZ6021SEACA | 0 | 45000 | 18 | 8.5 | 40000 | 42000 | 105% | 1.8 | 0 | 12 |  |  |  |  | R-410A | 3.75 | Residential & Commercial | USHP | Ducted CEE Tier 1
213770742 | Central HP <5.4 tons | KEEPRITE | HRCU-A-CB (Split System: Heat Pump with Remote Outdoor Unit-Air-Source) | CVH825GKA2* |  |  | EA*4X30L17A*+WALLCON | *80CTL0901716B* | 23600 | 16.5 | 8.1 | 21400 | 16700 | 78.04% | 1.92 | 0 | 11 |  |  |  |  | R-410A | 1.9667 | Residential & Commercial | USHP | Ducted CEE Tier 1
213780132 | Central HP <5.4 tons | KEEPRITE | HRCU-A-CB (Split System: Heat Pump with Remote Outdoor Unit-Air-Source) | CVH837GKA** |  |  | EHD4X42AAL+WALLCON | *96CTN1202422B* | 32600 | 16.5 | 8.1 | 33000 | 24600 | 74.55% | 1.94 | 0 | 11 |  |  |  |  | R-410A | 2.7167 | Residential & Commercial | USHP | Ducted CEE Tier 1
213780202 | Central HP <5.4 tons | KEEPRITE | HRCU-A-CB (Split System: Heat Pump with Remote Outdoor Unit-Air-Source) | CVH837GKA** |  |  | EHD4X48AAL+WALLCON | *80CTL1352422B* | 32600 | 16.5 | 8.1 | 32600 | 24800 | 76.07% | 1.96 | 0 | 11 |  |  |  |  | R-410A | 2.7167 | Residential & Commercial | USHP | Ducted CEE Tier 1
213779632 | Central HP <5.4 tons | KEEPRITE | HRCU-A-CB (Split System: Heat Pump with Remote Outdoor Unit-Air-Source) | CVH837GKA** |  |  | EA*4X61L21A*+WALLCON | *80CTL0451712B* | 33000 | 17 | 8.1 | 32400 | 25200 | 77.78% | 1.94 | 0 | 11 |  |  |  |  | R-410A | 2.75 | Residential & Commercial | USHP | Ducted CEE Tier 1
213779532 | Central HP <5.4 tons | KEEPRITE | HRCU-A-CB (Split System: Heat Pump with Remote Outdoor Unit-Air-Source) | CVH837GKA** |  |  | EA*4X48L24A*+WALLCON | *97CMN1202422B* | 32200 | 17 | 8.1 | 32600 | 24800 | 76.07% | 1.98 | 0 | 11 |  |  |  |  | R-410A | 2.6833 | Residential & Commercial | USHP | Ducted CEE Tier 1
215677524 | Central HP <5.4 tons | BRYANT HEATING AND COOLING SYSTEMS | HRCU-A-CB (Split System: Heat Pump with Remote Outdoor Unit-Air-Source) | 290VAN060**AA* |  |  | CVAVA6024XMA*+UI | 987MC66100C21*** | 56500 | 18.5 | 9 | 63000 | 44500 | 70.63% | 2.08 | 0 | 9 |  |  |  |  | R-454B | 4.7083 | Residential & Commercial | USHP
215677594 | Central HP <5.4 tons | BRYANT HEATING AND COOLING SYSTEMS | HRCU-A-CB (Split System: Heat Pump with Remote Outdoor Unit-Air-Source) | 290VAN060**AA* |  |  | CVAVA6121XMA*+UI | 935CB60080C21*** | 57000 | 18 | 9 | 64000 | 45000 | 70.31% | 2.08 | 0 | 9 |  |  |  |  | R-454B | 4.75 | Residential & Commercial | USHP
213067712 | Central HP <5.4 tons | ACIQ | HRCU-A-CB (Split System: Heat Pump with Remote Outdoor Unit-Air-Source) | HVH837GKA** |  |  | EHD4X60AAL+WALLCON | *80CTL1352422A* | 33000 | 17 | 8.1 | 32200 | 24800 | 77.02% | 2.02 | 0 | 11.5 |  |  |  |  | R-410A | 2.75 | Residential & Commercial | USHP | Ducted CEE Tier 1
215677839 | Central HP <5.4 tons | DAY & NIGHT | HRCU-A-CB (Split System: Heat Pump with Remote Outdoor Unit-Air-Source) | C5H0V60*K*AAA* |  |  | EA*5X60M24A*+WALLCON | *97CMN0802120B* | 54500 | 18 | 8.5 | 59500 | 42000 | 70.59% | 1.9 | 0 | 8.5 |  |  |  |  | R-454B | 4.5417 | Residential & Commercial | USHP
214397987 | Central HP <5.4 tons | COLEMAN | HRCU-A-CB (Split System: Heat Pump with Remote Outdoor Unit-Air-Source) | HH824E2S11 |  |  | CTM30B5ACS1 | TM9E080B12MP12 | 23000 | 17 | 9.5 | 23000 | 18600 | 80.87% | 2 | 0 | 12 |  |  |  |  | R-454B | 1.9167 | Residential & Commercial | USHP | Ducted CEE Tier 1
216374585 | Central HP <5.4 tons | COLEMAN | HRCU-A-CB (Split System: Heat Pump with Remote Outdoor Unit-Air-Source) | HH824E2S11 |  |  | CTM30B5ACS1 | Z9ET060B12SMPS1 | 23000 | 18 | 9.5 | 23000 | 18500 | 80.43% | 2 | 0 | 11.7 |  |  |  |  | R-454B | 1.9167 | Residential & Commercial | USHP | Ducted CEE Tier 1
214398216 | Central HP <5.4 tons | COLEMAN | HRCU-A-CB (Split System: Heat Pump with Remote Outdoor Unit-Air-Source) | HH836E2S11 |  |  | CTF48C5CFS1 | TM8E120C16MP11 | 33600 | 19 | 9 | 31400 | 25400 | 80.89% | 2 | 0 | 11 |  |  |  |  | R-454B | 2.8 | Residential & Commercial | USHP | Ducted CEE Tier 1
214242052 | Central HP <5.4 tons | KEEPRITE | HRCU-A-CB (Split System: Heat Pump with Remote Outdoor Unit-Air-Source) | CVH825GKA3* |  |  | END4X42L17**+WALLCON | *97CMN0801714B* | 23800 | 16.5 | 8.1 | 21400 | 16700 | 78.04% | 1.96 | 0 | 11 |  |  |  |  | R-410A | 1.9833 | Residential & Commercial | USHP | Ducted CEE Tier 1
216769662 | Central HP <5.4 tons | DUCANE | HRCU-A-CB (Split System: Heat Pump with Remote Outdoor Unit-Air-Source) | 7SCP18V24P-**A |  |  | 7E[C,U]30BX-**+TDR | 97G2UH070BV12* | 23800 | 17.15 | 9 | 24000 | 20800 | 86.67% | 1.8 | 0 | 12 |  |  |  |  | R-454B | 1.9833 | Residential & Commercial | USHP | Ducted CEE Tier 1
214810244 | Central HP <5.4 tons | FRASER-JOHNSTON | HRCU-A-CB (Split System: Heat Pump with Remote Outdoor Unit-Air-Source) | HH824E2S11 |  |  | CTM36B5ADS1 | TM9V080B12MP12 | 23000 | 18 | 9.5 | 23000 | 18500 | 80.43% | 2 | 0 | 12 |  |  |  |  | R-454B | 1.9167 | Residential & Commercial | USHP | Ducted CEE Tier 1
214650935 | Central HP <5.4 tons | FRASER-JOHNSTON | HRCU-A-CB (Split System: Heat Pump with Remote Outdoor Unit-Air-Source) | HH824E2S11 |  |  | CTU36B5XDS1+TXV | TMLE080B12MP11 | 23000 | 18 | 9.5 | 23000 | 18700 | 81.3% | 2 | 0 | 12 |  |  |  |  | R-454B | 1.9167 | Residential & Commercial | USHP | Ducted CEE Tier 1
216374643 | Central HP <5.4 tons | FRASER-JOHNSTON | HRCU-A-CB (Split System: Heat Pump with Remote Outdoor Unit-Air-Source) | HH824E2S11 |  |  | CTF36B5ADS1 | Z9ET080B12SMPS1 | 23000 | 18 | 9.5 | 23000 | 17500 | 76.09% | 2 | 0 | 12 |  |  |  |  | R-454B | 1.9167 | Residential & Commercial | USHP | Ducted CEE Tier 1
216619098 | Central HP <5.4 tons | DUCANE | HRCU-A-C (Split System: Heat Pump with Remote Outdoor Unit with No Indoor Fan --Air Source) | 7SCP18V36P-**A |  |  | 7EH30BX-**+TDR | 0 | 33400 | 15.2 | 8.1 | 34000 | 29000 | 85.29% | 1.85 | 0 | 10 |  |  |  |  | R-454B | 2.7833 | Residential & Commercial | USHP | Ducted CEE Tier 1
213062589 | Central HP <5.4 tons | ACIQ | HRCU-A-CB (Split System: Heat Pump with Remote Outdoor Unit-Air-Source) | HVH825GKA2* |  |  | EA*4X25L17A*+WALLCON | *80CTL0901716A* | 24400 | 17.5 | 8.5 | 21200 | 16600 | 78.3% | 2.04 | 12 | 11.5 |  |  |  |  | R-410A | 2.0333 | Residential & Commercial | USHP | Ducted CEE Tier 1
213070795 | Central HP <5.4 tons | ACIQ | HRCU-A-CB (Split System: Heat Pump with Remote Outdoor Unit-Air-Source) | DLCURAH24ABK |  |  | EA*4X37L21A* | *96VTN1002120A* | 24400 | 17 | 8.5 | 25200 | 21200 | 84.13% | 1.78 | 0 | 10.5 |  |  |  |  | R-410A | 2.0333 | Residential & Commercial | USHP | Ducted CEE Tier 1
213071143 | Central HP <5.4 tons | ACIQ | HRCU-A-CB (Split System: Heat Pump with Remote Outdoor Unit-Air-Source) | DLCURAH24ABK |  |  | EN(A,D)4X24L17** | *92ESN0601412A* | 24200 | 15.5 | 8.5 | 27200 | 22600 | 83.09% | 1.86 | 0 | 10 |  |  |  |  | R-410A | 2.0167 | Residential & Commercial | USHP | Ducted CEE Tier 1
216374702 | Central HP <5.4 tons | COLEMAN | HRCU-A-CB (Split System: Heat Pump with Remote Outdoor Unit-Air-Source) | HH824E2S11 |  |  | CTM30B5ACS1 | Z9ET080B12SMPS1 | 23000 | 18 | 9.5 | 23000 | 18100 | 78.7% | 2 | 0 | 12 |  |  |  |  | R-454B | 1.9167 | Residential & Commercial | USHP | Ducted CEE Tier 1
214807723 | Central HP <5.4 tons | CHAMPION HEATING AND COOLING | HRCU-A-CB (Split System: Heat Pump with Remote Outdoor Unit-Air-Source) | HH824E2S11 |  |  | CTM36B5ADS1 | TPLC080B12MP13 | 23000 | 17 | 9 | 23000 | 17700 | 76.96% | 2 | 0 | 12 |  |  |  |  | R-454B | 1.9167 | Residential & Commercial | USHP | Ducted CEE Tier 1
216783845 | Central HP <5.4 tons | FRASER-JOHNSTON | HRCU-A-CB (Split System: Heat Pump with Remote Outdoor Unit-Air-Source) | HH824E2S11 |  |  | CTU30B5XCS1+TXV | Z8ES080B12LMPS1 | 23000 | 18 | 9.5 | 23000 | 19100 | 83.04% | 2 | 0 | 12 |  |  |  |  | R-454B | 1.9167 | Residential & Commercial | USHP | Ducted CEE Tier 1
215678049 | Central HP <5.4 tons | DAY & NIGHT | HRCU-A-CB (Split System: Heat Pump with Remote Outdoor Unit-Air-Source) | C5H0V60*K*AAA* |  |  | ESH5X60M12A*+WALLCON | *80CSU1002120A* | 55500 | 17 | 8.5 | 60000 | 42000 | 70% | 1.9 | 0 | 8.5 |  |  |  |  | R-454B | 4.625 | Residential & Commercial | USHP
215682609 | Central HP <5.4 tons | DAY & NIGHT | HRCU-A-CB (Split System: Heat Pump with Remote Outdoor Unit-Air-Source) | C5H0V60*K*AAA* |  |  | EA*5X60M24A*+WALLCON | *97CTN0802120A* | 54500 | 18.5 | 9 | 59500 | 42000 | 70.59% | 1.9 | 0 | 8.5 |  |  |  |  | R-454B | 4.5417 | Residential & Commercial | USHP
215682779 | Central HP <5.4 tons | DAY & NIGHT | HRCU-A-CB (Split System: Heat Pump with Remote Outdoor Unit-Air-Source) | C5H0V60*K*AAA* |  |  | ESH5X60M12A*+WALLCON | *97CTN1002122A* | 55500 | 17 | 8.5 | 60000 | 42000 | 70% | 1.9 | 0 | 9 |  |  |  |  | R-454B | 4.625 | Residential & Commercial | USHP
215682859 | Central HP <5.4 tons | DAY & NIGHT | HRCU-A-CB (Split System: Heat Pump with Remote Outdoor Unit-Air-Source) | C5H0V60*K*AAA* |  |  | EVM5X60M21A*+WALLCON | *97CTN1002122A* | 56500 | 18.5 | 9 | 64000 | 45000 | 70.31% | 2.08 | 0 | 9 |  |  |  |  | R-454B | 4.7083 | Residential & Commercial | USHP
215682959 | Central HP <5.4 tons | DAY & NIGHT | HRCU-A-CB (Split System: Heat Pump with Remote Outdoor Unit-Air-Source) | C5H0V60*K*AAA* |  |  | EVM5X61M24A*+WALLCON | *97CTN0802120A* | 57500 | 18.5 | 9 | 64000 | 45000 | 70.31% | 2.08 | 0 | 9 |  |  |  |  | R-454B | 4.7917 | Residential & Commercial | USHP
215682329 | Central HP <5.4 tons | DAY & NIGHT | HRCU-A-CB (Split System: Heat Pump with Remote Outdoor Unit-Air-Source) | C5H0V48*K*AAA* |  |  | EVD5X60M21A*+WALLCON | *80CSU0802120B* | 48500 | 19 | 9 | 50000 | 36400 | 72.8% | 2.12 | 0 | 10 |  |  |  |  | R-454B | 4.0417 | Residential & Commercial | USHP | Ducted CEE Tier 1
215676449 | Central HP <5.4 tons | DAY & NIGHT | HRCU-A-CB (Split System: Heat Pump with Remote Outdoor Unit-Air-Source) | C5H0V48*K*AAA* |  |  | EVD5X60M21A*+WALLCON | *80CTL0701716B* | 48000 | 18.5 | 9 | 50000 | 37200 | 74.4% | 2 | 0 | 10 |  |  |  |  | R-454B | 4 | Residential & Commercial | USHP | Ducted CEE Tier 1
215676499 | Central HP <5.4 tons | DAY & NIGHT | HRCU-A-CB (Split System: Heat Pump with Remote Outdoor Unit-Air-Source) | C5H0V48*K*AAA* |  |  | EVD5X60M21A*+WALLCON | *95CSU0601716B* | 47500 | 18 | 9 | 50000 | 37200 | 74.4% | 1.98 | 0 | 10 |  |  |  |  | R-454B | 3.9583 | Residential & Commercial | USHP | Ducted CEE Tier 1
215676579 | Central HP <5.4 tons | DAY & NIGHT | HRCU-A-CB (Split System: Heat Pump with Remote Outdoor Unit-Air-Source) | C5H0V48*K*AAA* |  |  | EVD5X60M21A*+WALLCON | *96CTN1002122B* | 48000 | 19 | 9 | 50000 | 36600 | 73.2% | 2 | 0 | 10 |  |  |  |  | R-454B | 4 | Residential & Commercial | USHP | Ducted CEE Tier 1
215676749 | Central HP <5.4 tons | DAY & NIGHT | HRCU-A-CB (Split System: Heat Pump with Remote Outdoor Unit-Air-Source) | C5H0V48*K*AAA* |  |  | EVD5X61M21A*+WALLCON | *80CTL0902120B* | 48500 | 19.5 | 9.5 | 50000 | 36600 | 73.2% | 2.12 | 0 | 10.5 |  |  |  |  | R-454B | 4.0417 | Residential & Commercial | USHP | Ducted CEE Tier 1
211244444 | Central HP <5.4 tons | KEEPRITE | HRCU-A-CB (Split System: Heat Pump with Remote Outdoor Unit-Air-Source) | DLCURAH24ABK |  |  | EN(A,D)4X30L17** | *96VSN0401410A* | 23400 | 16 | 8.1 | 25800 | 24000 | 93.02% | 2 | 0 | 10 |  |  |  |  | R-410A | 1.95 | Residential & Commercial | USHP | Ducted CEE Tier 1
211242939 | Central HP <5.4 tons | KEEPRITE | HRCU-A-CB (Split System: Heat Pump with Remote Outdoor Unit-Air-Source) | DLCURAH24ABK |  |  | EA*4X37L17A* | *80VTL0701716A* | 24600 | 17 | 8.5 | 25600 | 21600 | 84.38% | 1.8 | 0 | 10.5 |  |  |  |  | R-410A | 2.05 | Residential & Commercial | USHP | Ducted CEE Tier 1
211242806 | Central HP <5.4 tons | KEEPRITE | HRCU-A-CB (Split System: Heat Pump with Remote Outdoor Unit-Air-Source) | DLCURAH24ABK |  |  | EA*4X37L17A* | *96VSN0601412A* | 24000 | 16.5 | 8.5 | 25200 | 22000 | 87.3% | 1.84 | 0 | 10 |  |  |  |  | R-410A | 2 | Residential & Commercial | USHP | Ducted CEE Tier 1
211242905 | Central HP <5.4 tons | KEEPRITE | HRCU-A-CB (Split System: Heat Pump with Remote Outdoor Unit-Air-Source) | DLCURAH24ABK |  |  | EA*4X37L17A* | *80VTL0451412A* | 24800 | 16.5 | 8.5 | 25600 | 21400 | 83.59% | 1.8 | 0 | 10 |  |  |  |  | R-410A | 2.0667 | Residential & Commercial | USHP | Ducted CEE Tier 1
213067554 | Central HP <5.4 tons | ACIQ | HRCU-A-CB (Split System: Heat Pump with Remote Outdoor Unit-Air-Source) | HVH825GKA2* |  |  | EA*4X48L24A*+WALLCON | *97CMN1002122A* | 24200 | 16.5 | 8.1 | 21000 | 16500 | 78.57% | 2.02 | 0 | 11 |  |  |  |  | R-410A | 2.0167 | Residential & Commercial | USHP | Ducted CEE Tier 1
213067588 | Central HP <5.4 tons | ACIQ | HRCU-A-CB (Split System: Heat Pump with Remote Outdoor Unit-Air-Source) | HVH825GKA2* |  |  | EHD4X48AAL+WALLCON | *96CTN0801714A* | 24200 | 16 | 8.1 | 21400 | 16700 | 78.04% | 2 | 0 | 10.5 |  |  |  |  | R-410A | 2.0167 | Residential & Commercial | USHP | Ducted CEE Tier 1
213067623 | Central HP <5.4 tons | ACIQ | HRCU-A-CB (Split System: Heat Pump with Remote Outdoor Unit-Air-Source) | HVH825GKA2* |  |  | EN(A,D,W)4X48L21**+WALLCON | *80CSU1002120A* | 24000 | 16.5 | 8.1 | 21400 | 16600 | 77.57% | 2 | 0 | 11 |  |  |  |  | R-410A | 2 | Residential & Commercial | USHP | Ducted CEE Tier 1
213067639 | Central HP <5.4 tons | ACIQ | HRCU-A-CB (Split System: Heat Pump with Remote Outdoor Unit-Air-Source) | HVH825GKA2* |  |  | END4X42L17**+WALLCON | *80CTL0701412A* | 24000 | 17 | 8.1 | 21400 | 16600 | 77.57% | 2 | 0 | 11 |  |  |  |  | R-410A | 2 | Residential & Commercial | USHP | Ducted CEE Tier 1
215681714 | Central HP <5.4 tons | BRYANT HEATING AND COOLING SYSTEMS | HRCU-A-CB (Split System: Heat Pump with Remote Outdoor Unit-Air-Source) | 290VAN048**AA* |  |  | CSAH*6012AM*+UI | 987TA42080C17*** | 45000 | 16 | 8.5 | 48500 | 34200 | 70.52% | 1.94 | 0 | 9 |  |  |  |  | R-454B | 3.75 | Residential & Commercial | USHP
215681764 | Central HP <5.4 tons | BRYANT HEATING AND COOLING SYSTEMS | HRCU-A-CB (Split System: Heat Pump with Remote Outdoor Unit-Air-Source) | 290VAN048**AA* |  |  | CVAMA4821XMA*+UI | 83*CB48060C17*** | 47000 | 18 | 9 | 50000 | 36400 | 72.8% | 2 | 0 | 9.5 |  |  |  |  | R-454B | 3.9167 | Residential & Commercial | USHP
215681784 | Central HP <5.4 tons | BRYANT HEATING AND COOLING SYSTEMS | HRCU-A-CB (Split System: Heat Pump with Remote Outdoor Unit-Air-Source) | 290VAN048**AA* |  |  | CVAMA4821XMA*+UI | 83*CB60100C21*** | 47000 | 18 | 9 | 50000 | 36400 | 72.8% | 2 | 0 | 9.5 |  |  |  |  | R-454B | 3.9167 | Residential & Commercial | USHP
215681834 | Central HP <5.4 tons | BRYANT HEATING AND COOLING SYSTEMS | HRCU-A-CB (Split System: Heat Pump with Remote Outdoor Unit-Air-Source) | 290VAN048**AA* |  |  | CVAMA4921XMA*+UI | 83*CB48060C17*** | 48000 | 18.5 | 9 | 50000 | 36800 | 73.6% | 2 | 0 | 10 |  |  |  |  | R-454B | 4 | Residential & Commercial | USHP | Ducted CEE Tier 1
215936171 | Central HP <5.4 tons | KEEPRITE | HRCU-A-CB (Split System: Heat Pump with Remote Outdoor Unit-Air-Source) | C5H3V36*K*AAA* |  |  | EVD5X42M24A*+WALLCON | *80CTL0902120B* | 35600 | 22 | 8.5 | 38000 | 28400 | 74.74% | 2.04 | 0 | 12.5 |  |  |  |  | R-454B | 2.9667 | Residential & Commercial | USHP | Ducted CEE Tier 1
215936221 | Central HP <5.4 tons | KEEPRITE | HRCU-A-CB (Split System: Heat Pump with Remote Outdoor Unit-Air-Source) | C5H3V36*K*AAA* |  |  | EVD5X42M24A*+WALLCON | *97CMN0602120B* | 35200 | 21 | 8.5 | 38500 | 28800 | 74.81% | 2.02 | 0 | 12 |  |  |  |  | R-454B | 2.9333 | Residential & Commercial | USHP | Ducted CEE Tier 1
215936271 | Central HP <5.4 tons | KEEPRITE | HRCU-A-CB (Split System: Heat Pump with Remote Outdoor Unit-Air-Source) | C5H3V36*K*AAA* |  |  | EVD5X42M24A*+WALLCON | *96CTN1202422B* | 35600 | 22 | 8.5 | 38000 | 28400 | 74.74% | 2.04 | 0 | 12.5 |  |  |  |  | R-454B | 2.9667 | Residential & Commercial | USHP | Ducted CEE Tier 1
215936321 | Central HP <5.4 tons | KEEPRITE | HRCU-A-CB (Split System: Heat Pump with Remote Outdoor Unit-Air-Source) | C5H3V36*K*AAA* |  |  | EVD5X48M24A*+WALLCON | *80CTL0902120B* | 35200 | 21.5 | 8.5 | 38000 | 28200 | 74.21% | 2.04 | 0 | 12 |  |  |  |  | R-454B | 2.9333 | Residential & Commercial | USHP | Ducted CEE Tier 1
215936421 | Central HP <5.4 tons | KEEPRITE | HRCU-A-CB (Split System: Heat Pump with Remote Outdoor Unit-Air-Source) | C5H3V36*K*AAA* |  |  | EVD5X48M24A*+WALLCON | *96CTN1202422B* | 35000 | 21.5 | 8.5 | 38000 | 28200 | 74.21% | 2.02 | 0 | 12 |  |  |  |  | R-454B | 2.9167 | Residential & Commercial | USHP | Ducted CEE Tier 1
215935551 | Central HP <5.4 tons | KEEPRITE | HRCU-A-CB (Split System: Heat Pump with Remote Outdoor Unit-Air-Source) | C5H3V36*K*AAA* |  |  | EVD5X31M17A*+WALLCON | *97CMN0601714B* | 34800 | 20.5 | 8.5 | 38000 | 27800 | 73.16% | 2.08 | 0 | 11.5 |  |  |  |  | R-454B | 2.9 | Residential & Commercial | USHP | Ducted CEE Tier 1
215935621 | Central HP <5.4 tons | KEEPRITE | HRCU-A-CB (Split System: Heat Pump with Remote Outdoor Unit-Air-Source) | C5H3V36*K*AAA* |  |  | EVD5X36M21A*+WALLCON | *80CTL0451712B* | 34000 | 20 | 8.5 | 39500 | 29000 | 73.42% | 2.02 | 0 | 11 |  |  |  |  | R-454B | 2.8333 | Residential & Commercial | USHP | Ducted CEE Tier 1
215940921 | Central HP <5.4 tons | KEEPRITE | HRCU-A-CB (Split System: Heat Pump with Remote Outdoor Unit-Air-Source) | C5H3V36*K*AAA* |  |  | EVD5X61M21A*+WALLCON | *97CTN0801716A* | 35600 | 21.5 | 8.5 | 38000 | 28800 | 75.79% | 2.04 | 0 | 12 |  |  |  |  | R-454B | 2.9667 | Residential & Commercial | USHP | Ducted CEE Tier 1
215940371 | Central HP <5.4 tons | KEEPRITE | HRCU-A-CB (Split System: Heat Pump with Remote Outdoor Unit-Air-Source) | C5H3V36*K*AAA* |  |  | EVM5X49M21A*+WALLCON | *97CTN0801716A* | 35400 | 21 | 8.5 | 38500 | 29000 | 75.32% | 2.02 | 0 | 12 |  |  |  |  | R-454B | 2.95 | Residential & Commercial | USHP | Ducted CEE Tier 1
215940671 | Central HP <5.4 tons | KEEPRITE | HRCU-A-CB (Split System: Heat Pump with Remote Outdoor Unit-Air-Source) | C5H3V36*K*AAA* |  |  | EVD5X42M21A*+WALLCON | *97CTN0802120A* | 34400 | 20.5 | 8.5 | 38500 | 28200 | 73.25% | 2.04 | 0 | 11.7 |  |  |  |  | R-454B | 2.8667 | Residential & Commercial | USHP | Ducted CEE Tier 1
215940271 | Central HP <5.4 tons | KEEPRITE | HRCU-A-CB (Split System: Heat Pump with Remote Outdoor Unit-Air-Source) | C5H3V36*K*AAA* |  |  | EVM5X44M21A*+WALLCON | *80CSU0401712B* | 35600 | 22 | 8.5 | 38000 | 28600 | 75.26% | 2.02 | 0 | 12.5 |  |  |  |  | R-454B | 2.9667 | Residential & Commercial | USHP | Ducted CEE Tier 1
215939821 | Central HP <5.4 tons | KEEPRITE | HRCU-A-CB (Split System: Heat Pump with Remote Outdoor Unit-Air-Source) | C5H3V36*K*AAA* |  |  | EA*5X60M24A*+WALLCON | *97CTN1202422A* | 34000 | 20.5 | 9.5 | 34000 | 26000 | 76.47% | 2.06 | 0 | 12 |  |  |  |  | R-454B | 2.8333 | Residential & Commercial | USHP | Ducted CEE Tier 1
216782203 | Central HP <5.4 tons | FRASER-JOHNSTON | HRCU-A-CB (Split System: Heat Pump with Remote Outdoor Unit-Air-Source) | HH824E2S11 |  |  | CTF30A5ADS1 | Z8ES040A12LMPS1 | 23000 | 18 | 9.5 | 23000 | 18900 | 82.17% | 2 | 0 | 12 |  |  |  |  | R-454B | 1.9167 | Residential & Commercial | USHP | Ducted CEE Tier 1
216783505 | Central HP <5.4 tons | FRASER-JOHNSTON | HRCU-A-CB (Split System: Heat Pump with Remote Outdoor Unit-Air-Source) | HH824E2S11 |  |  | CTU36B5XDS1+TXV | Z8ES100B12LMPS1 | 23000 | 19 | 9.5 | 23000 | 18800 | 81.74% | 2 | 0 | 12 |  |  |  |  | R-454B | 1.9167 | Residential & Commercial | USHP | Ducted CEE Tier 1
215682839 | Central HP <5.4 tons | DAY & NIGHT | HRCU-A-CB (Split System: Heat Pump with Remote Outdoor Unit-Air-Source) | C5H0V60*K*AAA* |  |  | EVM5X60M21A*+WALLCON | *80CSU1002120B* | 57000 | 18 | 9 | 63500 | 44500 | 70.08% | 2.08 | 0 | 9 |  |  |  |  | R-454B | 4.75 | Residential & Commercial | USHP
214397525 | Central HP <5.4 tons | FRASER-JOHNSTON | HRCU-A-CB (Split System: Heat Pump with Remote Outdoor Unit-Air-Source) | HH824E2S11 |  |  | CTF36B5ADS1+JMET12BS2N1 | 0 | 23000 | 19 | 9.5 | 23000 | 18100 | 78.7% | 2 | 0 | 12 |  |  |  |  | R-454B | 1.9167 | Residential & Commercial | USHP | Ducted CEE Tier 1
216726259 | Central HP <5.4 tons | KENMORE | HRCU-A-CB (Split System: Heat Pump with Remote Outdoor Unit-Air-Source) | HH824E2S11 |  |  | CTM30B5ACS1 | Z9ES080B12SMPS1 | 23000 | 18 | 9.5 | 23000 | 19100 | 83.04% | 2 | 0 | 12 |  |  |  |  | R-454B | 1.9167 | Residential & Commercial | USHP | Ducted CEE Tier 1
214397945 | Central HP <5.4 tons | FRASER-JOHNSTON | HRCU-A-CB (Split System: Heat Pump with Remote Outdoor Unit-Air-Source) | HH824E2S11 |  |  | CTF30A5ADS1 | TMLE040A12MP11 | 23000 | 18 | 9.5 | 23000 | 18500 | 80.43% | 2 | 0 | 12 |  |  |  |  | R-454B | 1.9167 | Residential & Commercial | USHP | Ducted CEE Tier 1
214398396 | Central HP <5.4 tons | FRASER-JOHNSTON | HRCU-A-CB (Split System: Heat Pump with Remote Outdoor Unit-Air-Source) | HH824E2S11 |  |  | CTM30B5ACS1 | TM8E080B12MP11 | 23000 | 17 | 9.5 | 23000 | 18300 | 79.57% | 2 | 0 | 12 |  |  |  |  | R-454B | 1.9167 | Residential & Commercial | USHP | Ducted CEE Tier 1
211242504 | Central HP <5.4 tons | KEEPRITE | HRCU-A-CB (Split System: Heat Pump with Remote Outdoor Unit-Air-Source) | DLCURAH24ABK |  |  | EA*4X36L21A* | *95ESN0401712A* | 24200 | 15.2 | 8.5 | 26400 | 22600 | 85.61% | 1.84 | 0 | 9.5 |  |  |  |  | R-410A | 2.0167 | Residential & Commercial | USHP
211242419 | Central HP <5.4 tons | KEEPRITE | HRCU-A-CB (Split System: Heat Pump with Remote Outdoor Unit-Air-Source) | DLCURAH24ABK |  |  | EA*4X36L21A* | *80VSL0902120A* | 24200 | 17 | 8.5 | 26000 | 22800 | 87.69% | 1.88 | 0 | 10 |  |  |  |  | R-410A | 2.0167 | Residential & Commercial | USHP | Ducted CEE Tier 1
211241985 | Central HP <5.4 tons | KEEPRITE | HRCU-A-CB (Split System: Heat Pump with Remote Outdoor Unit-Air-Source) | DLCURAH24ABK |  |  | EA*4X36L17A* | *96VTN0801716A* | 24200 | 16.5 | 8.5 | 26200 | 22600 | 86.26% | 1.86 | 0 | 10 |  |  |  |  | R-410A | 2.0167 | Residential & Commercial | USHP | Ducted CEE Tier 1
211241768 | Central HP <5.4 tons | KEEPRITE | HRCU-A-CB (Split System: Heat Pump with Remote Outdoor Unit-Air-Source) | DLCURAH24ABK |  |  | EA*4X30L17A* | *80ES(N,L)0701412A* | 24200 | 16.5 | 8.5 | 26400 | 22800 | 86.36% | 1.88 | 0 | 10 |  |  |  |  | R-410A | 2.0167 | Residential & Commercial | USHP | Ducted CEE Tier 1
216733671 | Central HP <5.4 tons | DAY & NIGHT | HRCU-A-CB (Split System: Heat Pump with Remote Outdoor Unit-Air-Source) | D5CUHAH24AAK |  |  | EA*5X30M14A* | *80MS(N,L)0701412A* | 22200 | 16 | 8.1 | 20800 | 18700 | 89.9% | 1.85 | 0 | 10.5 |  |  |  |  | R-454B | 1.85 | Residential & Commercial | USHP | Ducted CEE Tier 1
211241735 | Central HP <5.4 tons | KEEPRITE | HRCU-A-CB (Split System: Heat Pump with Remote Outdoor Unit-Air-Source) | DLCURAH24ABK |  |  | EA*4X30L17A* | *95ESN0801716A* | 24600 | 15.5 | 8.5 | 27000 | 22400 | 82.96% | 1.82 | 0 | 10 |  |  |  |  | R-410A | 2.05 | Residential & Commercial | USHP | Ducted CEE Tier 1
211241336 | Central HP <5.4 tons | KEEPRITE | HRCU-A-CB (Split System: Heat Pump with Remote Outdoor Unit-Air-Source) | DLCURAH24ABK |  |  | EA*4X30L14A* | *80ES(N,L)0451412A* | 24400 | 16 | 8.5 | 26600 | 22600 | 84.96% | 1.86 | 0 | 10 |  |  |  |  | R-410A | 2.0333 | Residential & Commercial | USHP | Ducted CEE Tier 1
211240951 | Central HP <5.4 tons | KEEPRITE | HRCU-A-CB (Split System: Heat Pump with Remote Outdoor Unit-Air-Source) | DLCURAH24ABK |  |  | EA*4X25L17A* | *80VTL0451412A* | 24800 | 17 | 8.5 | 25600 | 21200 | 82.81% | 1.78 | 0 | 10.5 |  |  |  |  | R-410A | 2.0667 | Residential & Commercial | USHP | Ducted CEE Tier 1
211240965 | Central HP <5.4 tons | KEEPRITE | HRCU-A-CB (Split System: Heat Pump with Remote Outdoor Unit-Air-Source) | DLCURAH24ABK |  |  | EA*4X25L17A* | *96VTN0401712A* | 23800 | 16 | 8.1 | 25200 | 21800 | 86.51% | 1.82 | 0 | 10 |  |  |  |  | R-410A | 1.9833 | Residential & Commercial | USHP | Ducted CEE Tier 1
211194221 | Central HP <5.4 tons | CARRIER | HRCU-A-CB (Split System: Heat Pump with Remote Outdoor Unit-Air-Source) | 38MURAQ30AB3* |  |  | CAP**3621AL* | 59TP6B100V21**22 | 29600 | 15.2 | 8.1 | 33800 | 27800 | 82.25% | 1.76 | 0 | 9 |  |  |  |  | R-410A | 2.4667 | Residential & Commercial | USHP
215676429 | Central HP <5.4 tons | DAY & NIGHT | HRCU-A-CB (Split System: Heat Pump with Remote Outdoor Unit-Air-Source) | C5H0V48*K*AAA* |  |  | EVD5X60M21A*+WALLCON | *80CSU1002120A* | 48000 | 18.5 | 9 | 50000 | 36800 | 73.6% | 2 | 0 | 10 |  |  |  |  | R-454B | 4 | Residential & Commercial | USHP | Ducted CEE Tier 1
214398647 | Central HP <5.4 tons | COLEMAN | HRCU-A-CB (Split System: Heat Pump with Remote Outdoor Unit-Air-Source) | HH860E2S11 |  |  | CTF60C5CGS1 | TMLV100C16MP12 | 43500 | 18 | 9 | 44000 | 33400 | 75.91% | 2 | 0 | 11.7 |  |  |  |  | R-454B | 3.625 | Residential & Commercial | USHP | Ducted CEE Tier 1
214397409 | Central HP <5.4 tons | FRASER-JOHNSTON | HRCU-A-CB (Split System: Heat Pump with Remote Outdoor Unit-Air-Source) | HH860E2S11 |  |  | CTF60D5CGS1 | TM9V120D20MP12 | 44000 | 18 | 9 | 44500 | 33400 | 75.06% | 2 | 0 | 11.7 |  |  |  |  | R-454B | 3.6667 | Residential & Commercial | USHP | Ducted CEE Tier 1
213071222 | Central HP <5.4 tons | ACIQ | HRCU-A-CB (Split System: Heat Pump with Remote Outdoor Unit-Air-Source) | DLCURAH24ABK |  |  | EN(A,D)4X30L14** | *96VSN0601412A* | 23400 | 16.5 | 8.1 | 25800 | 24000 | 93.02% | 1.98 | 0 | 10 |  |  |  |  | R-410A | 1.95 | Residential & Commercial | USHP | Ducted CEE Tier 1
213071329 | Central HP <5.4 tons | ACIQ | HRCU-A-CB (Split System: Heat Pump with Remote Outdoor Unit-Air-Source) | DLCURAH24ABK |  |  | EN(A,D)4X30L17** | *80VSL0701716A* | 23800 | 16.5 | 8.1 | 26000 | 23200 | 89.23% | 1.92 | 0 | 10.5 |  |  |  |  | R-410A | 1.9833 | Residential & Commercial | USHP | Ducted CEE Tier 1
213062494 | Central HP <5.4 tons | ACIQ | HRCU-A-CB (Split System: Heat Pump with Remote Outdoor Unit-Air-Source) | HVH837GKA** |  |  | EHD4X36AAL+WALLCON | *80CTL0902120A* | 32200 | 16.5 | 8.1 | 33200 | 24800 | 74.7% | 1.92 | 11.5 | 11 |  |  |  |  | R-410A | 2.6833 | Residential & Commercial | USHP | Ducted CEE Tier 1
213067287 | Central HP <5.4 tons | ACIQ | HRCU-A-CB (Split System: Heat Pump with Remote Outdoor Unit-Air-Source) | HVH825GKA3* |  |  | EA*4X42L21A*+WALLCON | *97CMN0601714A* | 23600 | 16 | 8.1 | 21600 | 16800 | 77.78% | 1.94 | 0 | 10.5 |  |  |  |  | R-410A | 1.9667 | Residential & Commercial | USHP | Ducted CEE Tier 1
213067288 | Central HP <5.4 tons | ACIQ | HRCU-A-CB (Split System: Heat Pump with Remote Outdoor Unit-Air-Source) | HVH825GKA3* |  |  | EA*4X42L21A*+WALLCON | *97CMN0801714A* | 23600 | 16.5 | 8.1 | 21400 | 16700 | 78.04% | 1.96 | 0 | 11 |  |  |  |  | R-410A | 1.9667 | Residential & Commercial | USHP | Ducted CEE Tier 1
213067321 | Central HP <5.4 tons | ACIQ | HRCU-A-CB (Split System: Heat Pump with Remote Outdoor Unit-Air-Source) | HVH825GKA3* |  |  | EA*4X48L21A*+WALLCON | *80CSU0601716A* | 24000 | 17 | 8.1 | 21000 | 16600 | 79.05% | 2.02 | 0 | 11 |  |  |  |  | R-410A | 2 | Residential & Commercial | USHP | Ducted CEE Tier 1
213067322 | Central HP <5.4 tons | ACIQ | HRCU-A-CB (Split System: Heat Pump with Remote Outdoor Unit-Air-Source) | HVH825GKA3* |  |  | EA*4X48L21A*+WALLCON | *80CSU1002120A* | 24000 | 16.5 | 8.1 | 21000 | 16600 | 79.05% | 2 | 0 | 10.5 |  |  |  |  | R-410A | 2 | Residential & Commercial | USHP | Ducted CEE Tier 1
213067338 | Central HP <5.4 tons | ACIQ | HRCU-A-CB (Split System: Heat Pump with Remote Outdoor Unit-Air-Source) | HVH825GKA3* |  |  | EA*4X48L24A*+WALLCON | *97CMN1002122A* | 24200 | 16.5 | 8.1 | 21000 | 16500 | 78.57% | 2.02 | 0 | 11 |  |  |  |  | R-410A | 2.0167 | Residential & Commercial | USHP | Ducted CEE Tier 1
213067372 | Central HP <5.4 tons | ACIQ | HRCU-A-CB (Split System: Heat Pump with Remote Outdoor Unit-Air-Source) | HVH825GKA3* |  |  | EN(A,D,W)4X48L21**+WALLCON | *80CSU0401712A* | 24200 | 17 | 8.1 | 21200 | 16500 | 77.83% | 2 | 0 | 11 |  |  |  |  | R-410A | 2.0167 | Residential & Commercial | USHP | Ducted CEE Tier 1
213779132 | Central HP <5.4 tons | KEEPRITE | HRCU-A-CB (Split System: Heat Pump with Remote Outdoor Unit-Air-Source) | CVH837GKA** |  |  | EA*4X42L21A*+WALLCON | *97CMN0801714B* | 31600 | 16.5 | 8.1 | 33400 | 24600 | 73.65% | 1.86 | 0 | 10.5 |  |  |  |  | R-410A | 2.6333 | Residential & Commercial | USHP | Ducted CEE Tier 1
213779332 | Central HP <5.4 tons | KEEPRITE | HRCU-A-CB (Split System: Heat Pump with Remote Outdoor Unit-Air-Source) | CVH837GKA** |  |  | EA*4X43L21A*+WALLCON | *97CMN1002122B* | 33000 | 17 | 8.5 | 32600 | 25000 | 76.69% | 1.98 | 0 | 11.5 |  |  |  |  | R-410A | 2.75 | Residential & Commercial | USHP | Ducted CEE Tier 1
213778762 | Central HP <5.4 tons | KEEPRITE | HRCU-A-CB (Split System: Heat Pump with Remote Outdoor Unit-Air-Source) | CVH837GKA** |  |  | EA*4X36L17A*+WALLCON | *80CTL0901716B* | 31200 | 16.5 | 8.1 | 33200 | 24200 | 72.89% | 1.84 | 0 | 10.5 |  |  |  |  | R-410A | 2.6 | Residential & Commercial | USHP | Ducted CEE Tier 1
216769727 | Central HP <5.4 tons | DUCANE | HRCU-A-CB (Split System: Heat Pump with Remote Outdoor Unit-Air-Source) | 7SCP18V36P-**A |  |  | 7EH36BX-**+TDR | 97G2UH045BV12* | 33800 | 17.3 | 8.5 | 35600 | 28400 | 79.78% | 1.85 | 0 | 11 |  |  |  |  | R-454B | 2.8167 | Residential & Commercial | USHP | Ducted CEE Tier 1
215682629 | Central HP <5.4 tons | DAY & NIGHT | HRCU-A-CB (Split System: Heat Pump with Remote Outdoor Unit-Air-Source) | C5H0V60*K*AAA* |  |  | EA*5X60M24A*+WALLCON | *97CTN1202422A* | 55000 | 18.5 | 9 | 59000 | 41500 | 70.34% | 2.02 | 0 | 9 |  |  |  |  | R-454B | 4.5833 | Residential & Commercial | USHP
213774702 | Central HP <5.4 tons | KEEPRITE | HRCU-A-CB (Split System: Heat Pump with Remote Outdoor Unit-Air-Source) | CVH825GKA3* |  |  | EHD4X48AAL+WALLCON | *96CTN0801714B* | 24200 | 16 | 8.1 | 21400 | 16600 | 77.57% | 2 | 0 | 10.5 |  |  |  |  | R-410A | 2.0167 | Residential & Commercial | USHP | Ducted CEE Tier 1
213067373 | Central HP <5.4 tons | ACIQ | HRCU-A-CB (Split System: Heat Pump with Remote Outdoor Unit-Air-Source) | HVH825GKA3* |  |  | EN(A,D,W)4X48L21**+WALLCON | *80CSU0601716A* | 24200 | 17 | 8.1 | 21400 | 16600 | 77.57% | 2 | 0 | 11 |  |  |  |  | R-410A | 2.0167 | Residential & Commercial | USHP | Ducted CEE Tier 1
213067404 | Central HP <5.4 tons | ACIQ | HRCU-A-CB (Split System: Heat Pump with Remote Outdoor Unit-Air-Source) | HVH825GKA3* |  |  | EHD4X42AAL+WALLCON | *96CTN1202422A* | 24200 | 16 | 8.1 | 21400 | 16600 | 77.57% | 2 | 0 | 10.5 |  |  |  |  | R-410A | 2.0167 | Residential & Commercial | USHP | Ducted CEE Tier 1
213067690 | Central HP <5.4 tons | ACIQ | HRCU-A-CB (Split System: Heat Pump with Remote Outdoor Unit-Air-Source) | HVH837GKA** |  |  | EA*4X60L24A*+WALLCON | *95CSU0802120A* | 32800 | 17.5 | 8.5 | 31800 | 24800 | 77.99% | 2 | 0 | 11.5 |  |  |  |  | R-410A | 2.7333 | Residential & Commercial | USHP | Ducted CEE Tier 1
213067706 | Central HP <5.4 tons | ACIQ | HRCU-A-CB (Split System: Heat Pump with Remote Outdoor Unit-Air-Source) | HVH837GKA** |  |  | EHD4X60AAL+WALLCON | *80CSU0601716A* | 33000 | 16.5 | 8.1 | 32400 | 24800 | 76.54% | 1.98 | 0 | 11 |  |  |  |  | R-410A | 2.75 | Residential & Commercial | USHP | Ducted CEE Tier 1
213072117 | Central HP <5.4 tons | ACIQ | HRCU-A-CB (Split System: Heat Pump with Remote Outdoor Unit-Air-Source) | DLCURAH18ABK |  |  | EA*4X19L17A* | *80ESU0401712A* | 19000 | 17 | 8.5 | 18900 | 17400 | 92.06% | 2.14 | 0 | 11 |  |  |  |  | R-410A | 1.5833 | Residential & Commercial | USHP | Ducted CEE Tier 1
213072150 | Central HP <5.4 tons | ACIQ | HRCU-A-CB (Split System: Heat Pump with Remote Outdoor Unit-Air-Source) | DLCURAH18ABK |  |  | EA*4X24L14A* | *80ES(N,L)0451412A* | 18000 | 16 | 8.5 | 18900 | 18900 | 100% | 2.28 | 0 | 10.5 |  |  |  |  | R-410A | 1.5 | Residential & Commercial | USHP | Ducted CEE Tier 1
213072220 | Central HP <5.4 tons | ACIQ | HRCU-A-CB (Split System: Heat Pump with Remote Outdoor Unit-Air-Source) | DLCURAH18ABK |  |  | EA*4X30L14A* | *80VSL0451412A* | 17800 | 16 | 8.5 | 18400 | 18500 | 100.5% | 2.22 | 0 | 10.5 |  |  |  |  | R-410A | 1.4833 | Residential & Commercial | USHP | Ducted CEE Tier 1
214609212 | Central HP <5.4 tons | FRASER-JOHNSTON | HRCU-A-CB (Split System: Heat Pump with Remote Outdoor Unit-Air-Source) | HH824E2S11 |  |  | CTF30B5ACS1 | Z9ES060B12SMPS1 | 23000 | 17 | 9.5 | 23000 | 19100 | 83.04% | 2 | 0 | 11.7 |  |  |  |  | R-454B | 1.9167 | Residential & Commercial | USHP | Ducted CEE Tier 1
214396264 | Central HP <5.4 tons | FRASER-JOHNSTON | HRCU-A-CB (Split System: Heat Pump with Remote Outdoor Unit-Air-Source) | HH824E2S11 |  |  | CTM30B5ACS1+JMC12B2SN1 | 0 | 23000 | 18 | 9.5 | 23000 | 19000 | 82.61% | 2 | 0 | 12 |  |  |  |  | R-454B | 1.9167 | Residential & Commercial | USHP | Ducted CEE Tier 1
214396281 | Central HP <5.4 tons | FRASER-JOHNSTON | HRCU-A-CB (Split System: Heat Pump with Remote Outdoor Unit-Air-Source) | HH824E2S11 |  |  | CTM30B5ACS1 | TM8E100B12MP11 | 23000 | 17 | 9.5 | 23000 | 18300 | 79.57% | 2 | 0 | 12 |  |  |  |  | R-454B | 1.9167 | Residential & Commercial | USHP | Ducted CEE Tier 1
214396680 | Central HP <5.4 tons | FRASER-JOHNSTON | HRCU-A-CB (Split System: Heat Pump with Remote Outdoor Unit-Air-Source) | HH824E2S11 |  |  | CTF30A5ADS1 | TMLE060A12MP11 | 23000 | 18 | 9.5 | 23000 | 18600 | 80.87% | 2 | 0 | 12 |  |  |  |  | R-454B | 1.9167 | Residential & Commercial | USHP | Ducted CEE Tier 1
215682989 | Central HP <5.4 tons | DAY & NIGHT | HRCU-A-CB (Split System: Heat Pump with Remote Outdoor Unit-Air-Source) | C5H0V60*K*AAA* |  |  | EVD5X60M21A*+WALLCON | *96CTN0802120B* | 56500 | 18 | 9 | 64000 | 45000 | 70.31% | 2.08 | 0 | 9 |  |  |  |  | R-454B | 4.7083 | Residential & Commercial | USHP
214240030 | Central HP <5.4 tons | KEEPRITE | HRCU-A-CB (Split System: Heat Pump with Remote Outdoor Unit-Air-Source) | CVH837GKA** |  |  | EN(A,D)4X48L24**+WALLCON | *96CTN1202422B* | 32400 | 17 | 8.1 | 32600 | 24600 | 75.46% | 1.96 | 0 | 11.7 |  |  |  |  | R-410A | 2.7 | Residential & Commercial | USHP | Ducted CEE Tier 1
216619075 | Central HP <5.4 tons | DUCANE | HRCU-A-CB (Split System: Heat Pump with Remote Outdoor Unit-Air-Source) | 7SCP18V36P-**A |  |  | 7AH1AE36PX-** | 0 | 36000 | 18.5 | 9 | 36000 | 30000 | 83.33% | 1.9 | 0 | 11.7 |  |  |  |  | R-454B | 3 | Residential & Commercial | USHP | Ducted CEE Tier 1
216619077 | Central HP <5.4 tons | DUCANE | HRCU-A-CB (Split System: Heat Pump with Remote Outdoor Unit-Air-Source) | 7SCP18V36P-**A |  |  | 7AH1AE42PX-** | 0 | 35800 | 18 | 9 | 36000 | 30000 | 83.33% | 1.9 | 0 | 11.7 |  |  |  |  | R-454B | 2.9833 | Residential & Commercial | USHP | Ducted CEE Tier 1
214241862 | Central HP <5.4 tons | KEEPRITE | HRCU-A-CB (Split System: Heat Pump with Remote Outdoor Unit-Air-Source) | CVH825GKA3* |  |  | EN(A,D,W)4X36L17**+WALLCON | *96CTN0801714B* | 23400 | 16.5 | 8.1 | 21600 | 16700 | 77.31% | 1.9 | 0 | 10.5 |  |  |  |  | R-410A | 1.95 | Residential & Commercial | USHP | Ducted CEE Tier 1
215683069 | Central HP <5.4 tons | DAY & NIGHT | HRCU-A-CB (Split System: Heat Pump with Remote Outdoor Unit-Air-Source) | C5H0V60*K*AAA* |  |  | EVD5X60M24A*+WALLCON | *80CSU0802120B* | 57000 | 18 | 9 | 62500 | 44000 | 70.4% | 2.1 | 0 | 9.5 |  |  |  |  | R-454B | 4.75 | Residential & Commercial | USHP
216619078 | Central HP <5.4 tons | DUCANE | HRCU-A-CB (Split System: Heat Pump with Remote Outdoor Unit-Air-Source) | 7SCP18V36P-**A |  |  | 7AH1AV42PX-** | 0 | 36000 | 18.2 | 9 | 36000 | 30000 | 83.33% | 1.9 | 0 | 11.7 |  |  |  |  | R-454B | 3 | Residential & Commercial | USHP | Ducted CEE Tier 1
215935721 | Central HP <5.4 tons | KEEPRITE | HRCU-A-CB (Split System: Heat Pump with Remote Outdoor Unit-Air-Source) | C5H3V36*K*AAA* |  |  | EVD5X36M21A*+WALLCON | *97CMN0602120B* | 34200 | 20.5 | 8.5 | 39000 | 28600 | 73.33% | 2.04 | 0 | 11.5 |  |  |  |  | R-454B | 2.85 | Residential & Commercial | USHP | Ducted CEE Tier 1
214396646 | Central HP <5.4 tons | FRASER-JOHNSTON | HRCU-A-CB (Split System: Heat Pump with Remote Outdoor Unit-Air-Source) | HH860E2S11 |  |  | CTM60C5CGS1 | TPLC080C16MP13 | 44000 | 18 | 9 | 44500 | 33600 | 75.51% | 2 | 0 | 11.7 |  |  |  |  | R-454B | 3.6667 | Residential & Commercial | USHP | Ducted CEE Tier 1
214397421 | Central HP <5.4 tons | FRASER-JOHNSTON | HRCU-A-CB (Split System: Heat Pump with Remote Outdoor Unit-Air-Source) | HH860E2S11 |  |  | CTF60C5CGS1 | TM8E100C16MP11 | 44500 | 18 | 9 | 45500 | 34200 | 75.16% | 2 | 0 | 11 |  |  |  |  | R-454B | 3.7083 | Residential & Commercial | USHP | Ducted CEE Tier 1
215935871 | Central HP <5.4 tons | KEEPRITE | HRCU-A-CB (Split System: Heat Pump with Remote Outdoor Unit-Air-Source) | C5H3V36*K*AAA* |  |  | EVD5X38M17A*+WALLCON | *95CSU0601716B* | 35200 | 21 | 8.5 | 38500 | 29200 | 75.84% | 2.02 | 0 | 11.7 |  |  |  |  | R-454B | 2.9333 | Residential & Commercial | USHP | Ducted CEE Tier 1
215935451 | Central HP <5.4 tons | KEEPRITE | HRCU-A-CB (Split System: Heat Pump with Remote Outdoor Unit-Air-Source) | C5H3V36*K*AAA* |  |  | EVM5X60M24A*+WALLCON | *96CTN1202422B* | 35600 | 22 | 8.5 | 38000 | 28400 | 74.74% | 2.04 | 0 | 12.5 |  |  |  |  | R-454B | 2.9667 | Residential & Commercial | USHP | Ducted CEE Tier 1
213080454 | Central HP <5.4 tons | KEEPRITE | HRCU-A-CB (Split System: Heat Pump with Remote Outdoor Unit-Air-Source) | DLCURAH36ABK |  |  | EN(A,D)4X48L24** | *96MSN1002122A* | 36000 | 16.5 | 8.1 | 38500 | 34800 | 90.39% | 2.02 | 0 | 10 |  |  |  |  | R-410A | 3 | Residential & Commercial | USHP | Ducted CEE Tier 1
213080488 | Central HP <5.4 tons | KEEPRITE | HRCU-A-CB (Split System: Heat Pump with Remote Outdoor Unit-Air-Source) | DLCURAH36ABK |  |  | EA*4X42L24A* | *96MSN1402422A* | 35200 | 16 | 8.1 | 38500 | 35000 | 90.91% | 1.88 | 0 | 9.5 |  |  |  |  | R-410A | 2.9333 | Residential & Commercial | USHP
213080556 | Central HP <5.4 tons | KEEPRITE | HRCU-A-CB (Split System: Heat Pump with Remote Outdoor Unit-Air-Source) | DLCURAH36ABK |  |  | EA*4X42L21A* | *95MSU0401712A* | 35200 | 15.2 | 8.1 | 39000 | 35200 | 90.26% | 1.88 | 0 | 9.5 |  |  |  |  | R-410A | 2.9333 | Residential & Commercial | USHP
213080820 | Central HP <5.4 tons | KEEPRITE | HRCU-A-CB (Split System: Heat Pump with Remote Outdoor Unit-Air-Source) | DLCURAH36ABK |  |  | EA*4X42L24A* | *95MSU0802120A* | 35200 | 16 | 8.1 | 38500 | 35000 | 90.91% | 1.88 | 0 | 9.5 |  |  |  |  | R-410A | 2.9333 | Residential & Commercial | USHP
213080263 | Central HP <5.4 tons | KEEPRITE | HRCU-A-CB (Split System: Heat Pump with Remote Outdoor Unit-Air-Source) | DLCURAH36ABK |  |  | EN(A,D)4X48L24** | *96MSN0802120A* | 36200 | 16 | 8.1 | 38500 | 35000 | 90.91% | 2.02 | 0 | 10 |  |  |  |  | R-410A | 3.0167 | Residential & Commercial | USHP | Ducted CEE Tier 1
215939921 | Central HP <5.4 tons | KEEPRITE | HRCU-A-CB (Split System: Heat Pump with Remote Outdoor Unit-Air-Source) | C5H3V36*K*AAA* |  |  | EA*5X61M24A*+WALLCON | *97CTN1002122A* | 34400 | 20.5 | 9.5 | 34200 | 26000 | 76.02% | 2.06 | 0 | 12 |  |  |  |  | R-454B | 2.8667 | Residential & Commercial | USHP | Ducted CEE Tier 1
214239660 | Central HP <5.4 tons | KEEPRITE | HRCU-A-CB (Split System: Heat Pump with Remote Outdoor Unit-Air-Source) | CVH837GKA** |  |  | END4X42L17**+WALLCON | *80CTL0701716B* | 32000 | 16.5 | 8.1 | 33000 | 24800 | 75.15% | 1.9 | 0 | 11 |  |  |  |  | R-410A | 2.6667 | Residential & Commercial | USHP | Ducted CEE Tier 1
210470526 | Central HP <5.4 tons | KENMORE | HRCU-A-CB (Split System: Heat Pump with Remote Outdoor Unit-Air-Source) | (C,H,T)VH837GKA2* |  |  | EA*4X61L24A*+WALLCON | *95CSU0802120A* | 33200 | 18 | 8.5 | 32000 | 24800 | 77.5% | 2 | 0 | 11.5 |  |  |  |  | R-410A | 2.7667 | Residential & Commercial | USHP | Ducted CEE Tier 1
212982612 | Central HP <5.4 tons | CARRIER | HRCU-A-CB (Split System: Heat Pump with Remote Outdoor Unit-Air-Source) | 38MURAQ30AB3* |  |  | CAP**3621AL* | 58SU*B080M21**20 | 29400 | 15.2 | 8.5 | 33800 | 28000 | 82.84% | 1.76 | 0 | 9 |  |  |  |  | R-410A | 2.45 | Residential & Commercial | USHP
214595021 | Central HP <5.4 tons | FRASER-JOHNSTON | HRCU-A-CB (Split System: Heat Pump with Remote Outdoor Unit-Air-Source) | HH836E2S11 |  |  | CTM36B5CDS1 | Z8ES080B12SMPS1 | 33600 | 18 | 8.5 | 31200 | 25600 | 82.05% | 2 | 0 | 11 |  |  |  |  | R-454B | 2.8 | Residential & Commercial | USHP | Ducted CEE Tier 1
214595046 | Central HP <5.4 tons | FRASER-JOHNSTON | HRCU-A-CB (Split System: Heat Pump with Remote Outdoor Unit-Air-Source) | HH836E2S11 |  |  | CTF36C5CDS1 | Z8ES100C20SMPS1 | 34600 | 18 | 8.5 | 32200 | 26200 | 81.37% | 2 | 0 | 11 |  |  |  |  | R-454B | 2.8833 | Residential & Commercial | USHP | Ducted CEE Tier 1
211240515 | Central HP <5.4 tons | KEEPRITE | HRCU-A-CB (Split System: Heat Pump with Remote Outdoor Unit-Air-Source) | DLCURAH24ABK |  |  | EA*4X24L17A* | *80VTL0451412A* | 24000 | 16.5 | 8.5 | 26800 | 24000 | 89.55% | 1.98 | 0 | 10 |  |  |  |  | R-410A | 2 | Residential & Commercial | USHP | Ducted CEE Tier 1
211240581 | Central HP <5.4 tons | KEEPRITE | HRCU-A-CB (Split System: Heat Pump with Remote Outdoor Unit-Air-Source) | DLCURAH24ABK |  |  | EA*4X24L17A* | *95ESN0601412A* | 24000 | 15.5 | 8.5 | 27200 | 23600 | 86.76% | 1.92 | 0 | 10 |  |  |  |  | R-410A | 2 | Residential & Commercial | USHP | Ducted CEE Tier 1
209843760 | Central HP <5.4 tons | TOSOT | HRCU-A-CB (Split System: Heat Pump with Remote Outdoor Unit-Air-Source) | TU60-24WADU |  |  | TUD48-24AH2ADU | 0 | 48000 | 17 | 9 | 48000 | 39000 | 81.25% | 1.8 | 11.5 | 11 |  |  |  |  | R-410A | 4 | Residential & Commercial | USHP | Ducted CEE Tier 1
215935961 | Central HP <5.4 tons | KEEPRITE | HRCU-A-CB (Split System: Heat Pump with Remote Outdoor Unit-Air-Source) | C5H3V36*K*AAA* |  |  | EVD5X42M21A*+WALLCON | *80CSU0601716A* | 34400 | 21 | 8.5 | 38500 | 28200 | 73.25% | 2.04 | 0 | 11.7 |  |  |  |  | R-454B | 2.8667 | Residential & Commercial | USHP | Ducted CEE Tier 1
215935811 | Central HP <5.4 tons | KEEPRITE | HRCU-A-CB (Split System: Heat Pump with Remote Outdoor Unit-Air-Source) | C5H3V36*K*AAA* |  |  | EVD5X38M17A*+WALLCON | *80CSU0401712A* | 35400 | 22 | 8.5 | 38500 | 28800 | 74.81% | 2.04 | 0 | 12 |  |  |  |  | R-454B | 2.95 | Residential & Commercial | USHP | Ducted CEE Tier 1
215936931 | Central HP <5.4 tons | KEEPRITE | HRCU-A-CB (Split System: Heat Pump with Remote Outdoor Unit-Air-Source) | C5H3V36*K*AAA* |  |  | EVD5X61M24A*+WALLCON | *80CTL0902120B* | 36000 | 22.5 | 8.5 | 37600 | 28200 | 75% | 2.06 | 0 | 12.5 |  |  |  |  | R-454B | 3 | Residential & Commercial | USHP | Ducted CEE Tier 1
215936031 | Central HP <5.4 tons | KEEPRITE | HRCU-A-CB (Split System: Heat Pump with Remote Outdoor Unit-Air-Source) | C5H3V36*K*AAA* |  |  | EVD5X42M21A*+WALLCON | *80CTL1102120B* | 34400 | 21 | 8.5 | 38500 | 28000 | 72.73% | 2.04 | 0 | 12 |  |  |  |  | R-454B | 2.8667 | Residential & Commercial | USHP | Ducted CEE Tier 1
215936681 | Central HP <5.4 tons | KEEPRITE | HRCU-A-CB (Split System: Heat Pump with Remote Outdoor Unit-Air-Source) | C5H3V36*K*AAA* |  |  | EVD5X60M21A*+WALLCON | *97CMN0602120B* | 35400 | 21 | 8.5 | 38500 | 29000 | 75.32% | 2 | 0 | 12 |  |  |  |  | R-454B | 2.95 | Residential & Commercial | USHP | Ducted CEE Tier 1
213072252 | Central HP <5.4 tons | ACIQ | HRCU-A-CB (Split System: Heat Pump with Remote Outdoor Unit-Air-Source) | DLCURAH18ABK |  |  | EA*4X30L17A* | *95ESN0261410A* | 18200 | 15.5 | 8.5 | 18800 | 18400 | 97.87% | 2.22 | 0 | 10.5 |  |  |  |  | R-410A | 1.5167 | Residential & Commercial | USHP | Ducted CEE Tier 1
213072303 | Central HP <5.4 tons | ACIQ | HRCU-A-CB (Split System: Heat Pump with Remote Outdoor Unit-Air-Source) | DLCURAH18ABK |  |  | EN(A,D)4X24L17** | *96VTN0401712A* | 17700 | 15.5 | 8.5 | 18700 | 18800 | 100.5% | 2.26 | 0 | 10.5 |  |  |  |  | R-410A | 1.475 | Residential & Commercial | USHP | Ducted CEE Tier 1
213072336 | Central HP <5.4 tons | ACIQ | HRCU-A-CB (Split System: Heat Pump with Remote Outdoor Unit-Air-Source) | DLCURAH18ABK |  |  | EN(A,D)4X30L14** | *92ESN0601412A* | 18200 | 16 | 8.5 | 18700 | 18300 | 97.86% | 2.22 | 0 | 11 |  |  |  |  | R-410A | 1.5167 | Residential & Commercial | USHP | Ducted CEE Tier 1
213072369 | Central HP <5.4 tons | ACIQ | HRCU-A-CB (Split System: Heat Pump with Remote Outdoor Unit-Air-Source) | DLCURAH18ABK |  |  | EN(A,D)4X30L17** | OMV098J12* | 18400 | 16 | 8.5 | 18900 | 18300 | 96.83% | 2.2 | 0 | 11 |  |  |  |  | R-410A | 1.5333 | Residential & Commercial | USHP | Ducted CEE Tier 1
213072370 | Central HP <5.4 tons | ACIQ | HRCU-A-CB (Split System: Heat Pump with Remote Outdoor Unit-Air-Source) | DLCURAH18ABK |  |  | EN(A,D)4X30L17** | OLV098A12* | 18200 | 15.5 | 8.5 | 18800 | 18400 | 97.87% | 2.2 | 0 | 11 |  |  |  |  | R-410A | 1.5167 | Residential & Commercial | USHP | Ducted CEE Tier 1
213072371 | Central HP <5.4 tons | ACIQ | HRCU-A-CB (Split System: Heat Pump with Remote Outdoor Unit-Air-Source) | DLCURAH18ABK |  |  | EN(A,D)4X30L17** | OMV112K14A | 18200 | 15.5 | 8.5 | 18900 | 18400 | 97.35% | 2.2 | 0 | 11 |  |  |  |  | R-410A | 1.5167 | Residential & Commercial | USHP | Ducted CEE Tier 1
213072385 | Central HP <5.4 tons | ACIQ | HRCU-A-CB (Split System: Heat Pump with Remote Outdoor Unit-Air-Source) | DLCURAH18ABK |  |  | FVM4X24***L | 0 | 18100 | 16.5 | 8.5 | 18500 | 18000 | 97.3% | 2.18 | 0 | 11 |  |  |  |  | R-410A | 1.5083 | Residential & Commercial | USHP | Ducted CEE Tier 1
212987479 | Central HP <5.4 tons | KEEPRITE | HRCU-A-CB (Split System: Heat Pump with Remote Outdoor Unit-Air-Source) | DLCURAH24ABK |  |  | EN(A,D,W)4X36L17** | *96MSN0801716A* | 23800 | 17 | 8.5 | 26400 | 24000 | 90.91% | 2 | 0 | 10.5 |  |  |  |  | R-410A | 1.9833 | Residential & Commercial | USHP | Ducted CEE Tier 1
212986925 | Central HP <5.4 tons | KEEPRITE | HRCU-A-CB (Split System: Heat Pump with Remote Outdoor Unit-Air-Source) | DLCURAH24ABK |  |  | EA*4X37L17A* | *96MSN0601412A* | 24000 | 16.5 | 8.5 | 25200 | 22200 | 88.1% | 1.84 | 0 | 10 |  |  |  |  | R-410A | 2 | Residential & Commercial | USHP | Ducted CEE Tier 1
212986627 | Central HP <5.4 tons | KEEPRITE | HRCU-A-CB (Split System: Heat Pump with Remote Outdoor Unit-Air-Source) | DLCURAH24ABK |  |  | EN(A,D)4X30L17** | *96MSN0401712A* | 23200 | 15.5 | 8.1 | 26000 | 24400 | 93.85% | 2.02 | 0 | 10 |  |  |  |  | R-410A | 1.9333 | Residential & Commercial | USHP | Ducted CEE Tier 1
212983181 | Central HP <5.4 tons | KEEPRITE | HRCU-A-CB (Split System: Heat Pump with Remote Outdoor Unit-Air-Source) | DLCURAH24ABK |  |  | EA*4X36L21A* | *92MSN0401712A* | 23600 | 16 | 8.5 | 26400 | 24000 | 90.91% | 1.96 | 0 | 10 |  |  |  |  | R-410A | 1.9667 | Residential & Commercial | USHP | Ducted CEE Tier 1
212983534 | Central HP <5.4 tons | KEEPRITE | HRCU-A-CB (Split System: Heat Pump with Remote Outdoor Unit-Air-Source) | DLCURAH24ABK |  |  | EA*4X25L17A* | *92MSN0601412A* | 24400 | 17 | 8.5 | 25400 | 21600 | 85.04% | 1.8 | 0 | 10 |  |  |  |  | R-410A | 2.0333 | Residential & Commercial | USHP | Ducted CEE Tier 1
212981780 | Central HP <5.4 tons | KEEPRITE | HRCU-A-CB (Split System: Heat Pump with Remote Outdoor Unit-Air-Source) | DLCURAH24ABK |  |  | EN(A,D)4X24L17** | *80MSU1002120A* | 23200 | 16 | 8.5 | 27000 | 25000 | 92.59% | 2.08 | 0 | 10 |  |  |  |  | R-410A | 1.9333 | Residential & Commercial | USHP | Ducted CEE Tier 1
216374727 | Central HP <5.4 tons | COLEMAN | HRCU-A-CB (Split System: Heat Pump with Remote Outdoor Unit-Air-Source) | HH860E2S11 |  |  | CTU60C5XGS1+TXV | Z9ET080C16SMPS1 | 44000 | 18 | 9 | 45000 | 32800 | 72.89% | 2 | 0 | 11 |  |  |  |  | R-454B | 3.6667 | Residential & Commercial | USHP | Ducted CEE Tier 1
214609138 | Central HP <5.4 tons | FRASER-JOHNSTON | HRCU-A-CB (Split System: Heat Pump with Remote Outdoor Unit-Air-Source) | HH860E2S11 |  |  | CTM60D5CHS1 | Z9ES120D20SMPS1 | 53500 | 19 | 8.5 | 53500 | 38500 | 71.96% | 2 | 0 | 11.7 |  |  |  |  | R-454B | 4.4583 | Residential & Commercial | USHP | Ducted CEE Tier 1
214396388 | Central HP <5.4 tons | FRASER-JOHNSTON | HRCU-A-CB (Split System: Heat Pump with Remote Outdoor Unit-Air-Source) | HH836E2S11 |  |  | CTM36C5CDS1 | TM9Y100C16MP11 | 33200 | 18 | 9 | 31000 | 25200 | 81.29% | 2 | 0 | 11 |  |  |  |  | R-454B | 2.7667 | Residential & Commercial | USHP | Ducted CEE Tier 1
214396842 | Central HP <5.4 tons | FRASER-JOHNSTON | HRCU-A-CB (Split System: Heat Pump with Remote Outdoor Unit-Air-Source) | HH836E2S11 |  |  | CTF36B5CDS1 | TM9V060B12MP12 | 33000 | 17 | 8.5 | 31000 | 25200 | 81.29% | 2 | 0 | 11 |  |  |  |  | R-454B | 2.75 | Residential & Commercial | USHP | Ducted CEE Tier 1
214609172 | Central HP <5.4 tons | FRASER-JOHNSTON | HRCU-A-CB (Split System: Heat Pump with Remote Outdoor Unit-Air-Source) | HH860E2S11 |  |  | CTM60C5CGS1 | Z9ES080C16SMPS1 | 45000 | 18 | 9 | 46000 | 33800 | 73.48% | 2 | 0 | 11.7 |  |  |  |  | R-454B | 3.75 | Residential & Commercial | USHP | Ducted CEE Tier 1
214396757 | Central HP <5.4 tons | FRASER-JOHNSTON | HRCU-A-CB (Split System: Heat Pump with Remote Outdoor Unit-Air-Source) | HH860E2S11 |  |  | CTM60C5CHS1 | TM9E100C20MP12 | 53500 | 19 | 8.5 | 55000 | 39000 | 70.91% | 2 | 0 | 11 |  |  |  |  | R-454B | 4.4583 | Residential & Commercial | USHP | Ducted CEE Tier 1
214397394 | Central HP <5.4 tons | FRASER-JOHNSTON | HRCU-A-CB (Split System: Heat Pump with Remote Outdoor Unit-Air-Source) | HH836E2S11 |  |  | CTF48C5CFS1 | TL8E100C20UH11 | 33400 | 18 | 9 | 31400 | 25200 | 80.25% | 2 | 0 | 11 |  |  |  |  | R-454B | 2.7833 | Residential & Commercial | USHP | Ducted CEE Tier 1
214396505 | Central HP <5.4 tons | FRASER-JOHNSTON | HRCU-A-CB (Split System: Heat Pump with Remote Outdoor Unit-Air-Source) | HH836E2S11 |  |  | CTF48C5CFS1 | TMLE100C20MP11 | 34400 | 17 | 8.5 | 32600 | 25800 | 79.14% | 2 | 0 | 11 |  |  |  |  | R-454B | 2.8667 | Residential & Commercial | USHP | Ducted CEE Tier 1
214397092 | Central HP <5.4 tons | FRASER-JOHNSTON | HRCU-A-CB (Split System: Heat Pump with Remote Outdoor Unit-Air-Source) | HH860E2S11 |  |  | CTF60C5CGS1 | TL9E100C20UH11 | 44000 | 17 | 9 | 44500 | 33400 | 75.06% | 2 | 0 | 11.7 |  |  |  |  | R-454B | 3.6667 | Residential & Commercial | USHP | Ducted CEE Tier 1
214397426 | Central HP <5.4 tons | FRASER-JOHNSTON | HRCU-A-CB (Split System: Heat Pump with Remote Outdoor Unit-Air-Source) | HH860E2S11 |  |  | CTF60C5CGS1 | TMLE100C16MP11 | 44500 | 18 | 9 | 45500 | 34200 | 75.16% | 2 | 0 | 11 |  |  |  |  | R-454B | 3.7083 | Residential & Commercial | USHP | Ducted CEE Tier 1
213080832 | Central HP <5.4 tons | KEEPRITE | HRCU-A-CB (Split System: Heat Pump with Remote Outdoor Unit-Air-Source) | DLCURAH36ABK |  |  | EA*4X43L21A* | *95MSU0802120A* | 36600 | 16 | 8.5 | 38500 | 35000 | 90.91% | 2.08 | 0 | 10 |  |  |  |  | R-410A | 3.05 | Residential & Commercial | USHP | Ducted CEE Tier 1
214396222 | Central HP <5.4 tons | FRASER-JOHNSTON | HRCU-A-CB (Split System: Heat Pump with Remote Outdoor Unit-Air-Source) | HH824E2S11 |  |  | CTF36B5ADS1 | TM8V080B12MP12 | 23000 | 18 | 9 | 23000 | 18500 | 80.43% | 2 | 0 | 12 |  |  |  |  | R-454B | 1.9167 | Residential & Commercial | USHP | Ducted CEE Tier 1
214397142 | Central HP <5.4 tons | FRASER-JOHNSTON | HRCU-A-CB (Split System: Heat Pump with Remote Outdoor Unit-Air-Source) | HH824E2S11 |  |  | CTF30B5ACS1 | TM8E080B12MP11 | 23000 | 17 | 9.5 | 23000 | 18400 | 80% | 2 | 0 | 12 |  |  |  |  | R-454B | 1.9167 | Residential & Commercial | USHP | Ducted CEE Tier 1
215677104 | Central HP <5.4 tons | BRYANT HEATING AND COOLING SYSTEMS | HRCU-A-CB (Split System: Heat Pump with Remote Outdoor Unit-Air-Source) | 290VAN060**AA* |  |  | CVAMA6024XMA*+UI | 88*TB60070C21*** | 56000 | 18 | 9 | 63500 | 45000 | 70.87% | 2.06 | 0 | 9 |  |  |  |  | R-454B | 4.6667 | Residential & Commercial | USHP
215677204 | Central HP <5.4 tons | BRYANT HEATING AND COOLING SYSTEMS | HRCU-A-CB (Split System: Heat Pump with Remote Outdoor Unit-Air-Source) | 290VAN060**AA* |  |  | CVAMA6024XMA*+UI | 986TD66120C24*** | 56500 | 18.5 | 9 | 63000 | 44500 | 70.63% | 2.1 | 0 | 9 |  |  |  |  | R-454B | 4.7083 | Residential & Commercial | USHP
215677354 | Central HP <5.4 tons | BRYANT HEATING AND COOLING SYSTEMS | HRCU-A-CB (Split System: Heat Pump with Remote Outdoor Unit-Air-Source) | 290VAN060**AA* |  |  | CVAVA6021XMA*+UI | 88*TB60090C21*** | 57000 | 18.5 | 9 | 63500 | 44500 | 70.08% | 2.08 | 0 | 9.5 |  |  |  |  | R-454B | 4.75 | Residential & Commercial | USHP
215678004 | Central HP <5.4 tons | BRYANT HEATING AND COOLING SYSTEMS | HRCU-A-CB (Split System: Heat Pump with Remote Outdoor Unit-Air-Source) | 290VAN060**AA* |  |  | CAA**6124AM*+UI | 987MC66120C24*** | 56000 | 18.5 | 9 | 60000 | 42000 | 70% | 2 | 0 | 9 |  |  |  |  | R-454B | 4.6667 | Residential & Commercial | USHP
215678054 | Central HP <5.4 tons | BRYANT HEATING AND COOLING SYSTEMS | HRCU-A-CB (Split System: Heat Pump with Remote Outdoor Unit-Air-Source) | 290VAN060**AA* |  |  | CSAH*6012AM*+UI | 88*TB48070C17*** | 54000 | 16.5 | 8.5 | 59000 | 41500 | 70.34% | 1.9 | 0 | 9 |  |  |  |  | R-454B | 4.5 | Residential & Commercial | USHP
213067719 | Central HP <5.4 tons | ACIQ | HRCU-A-CB (Split System: Heat Pump with Remote Outdoor Unit-Air-Source) | HVH837GKA** |  |  | EHD4X60AAL+WALLCON | *97CMN0801714A* | 32800 | 16.5 | 8.1 | 32600 | 25200 | 77.3% | 1.98 | 0 | 11 |  |  |  |  | R-410A | 2.7333 | Residential & Commercial | USHP | Ducted CEE Tier 1
213072129 | Central HP <5.4 tons | ACIQ | HRCU-A-CB (Split System: Heat Pump with Remote Outdoor Unit-Air-Source) | DLCURAH18ABK |  |  | EA*4X19L17A* | *80ES(N,L)0451412A* | 18600 | 16.5 | 8.5 | 18500 | 17500 | 94.59% | 2.14 | 0 | 11 |  |  |  |  | R-410A | 1.55 | Residential & Commercial | USHP | Ducted CEE Tier 1
213071563 | Central HP <5.4 tons | ACIQ | HRCU-A-CB (Split System: Heat Pump with Remote Outdoor Unit-Air-Source) | DLCURAH24ABK |  |  | EN(A,D,W)4X36L17** | *80ESU0401712A* | 24000 | 17 | 8.1 | 26000 | 23200 | 89.23% | 1.94 | 0 | 10.5 |  |  |  |  | R-410A | 2 | Residential & Commercial | USHP | Ducted CEE Tier 1
213071797 | Central HP <5.4 tons | ACIQ | HRCU-A-CB (Split System: Heat Pump with Remote Outdoor Unit-Air-Source) | DLCURAH24ABK |  |  | EN(A,D)4X36L21** | *80ESU0401712A* | 24000 | 17 | 8.1 | 26000 | 23200 | 89.23% | 1.92 | 0 | 10.5 |  |  |  |  | R-410A | 2 | Residential & Commercial | USHP | Ducted CEE Tier 1
216726249 | Central HP <5.4 tons | KENMORE | HRCU-A-CB (Split System: Heat Pump with Remote Outdoor Unit-Air-Source) | HH824E2S11 |  |  | CTU36B5XDS1+TXV | Z9ES080B12SMPS1 | 23000 | 18 | 9.5 | 23000 | 18600 | 80.87% | 2 | 0 | 12 |  |  |  |  | R-454B | 1.9167 | Residential & Commercial | USHP | Ducted CEE Tier 1
216726250 | Central HP <5.4 tons | KENMORE | HRCU-A-CB (Split System: Heat Pump with Remote Outdoor Unit-Air-Source) | HH824E2S11 |  |  | CTF30A5ADS1 | Z9ET040A10SMPS1 | 23000 | 17 | 9 | 23000 | 17200 | 74.78% | 2 | 0 | 12 |  |  |  |  | R-454B | 1.9167 | Residential & Commercial | USHP | Ducted CEE Tier 1
215936831 | Central HP <5.4 tons | KEEPRITE | HRCU-A-CB (Split System: Heat Pump with Remote Outdoor Unit-Air-Source) | C5H3V36*K*AAA* |  |  | EVD5X60M24A*+WALLCON | *97CMN1002122B* | 35600 | 22 | 8.5 | 38000 | 28400 | 74.74% | 2.04 | 0 | 12.5 |  |  |  |  | R-454B | 2.9667 | Residential & Commercial | USHP | Ducted CEE Tier 1
215936281 | Central HP <5.4 tons | KEEPRITE | HRCU-A-CB (Split System: Heat Pump with Remote Outdoor Unit-Air-Source) | C5H3V36*K*AAA* |  |  | EVD5X48M21A*+WALLCON | *97CMN0601714B* | 34400 | 20.5 | 8.5 | 38000 | 27600 | 72.63% | 2.08 | 0 | 11 |  |  |  |  | R-454B | 2.8667 | Residential & Commercial | USHP | Ducted CEE Tier 1
215936481 | Central HP <5.4 tons | KEEPRITE | HRCU-A-CB (Split System: Heat Pump with Remote Outdoor Unit-Air-Source) | C5H3V36*K*AAA* |  |  | EVD5X49M24A*+WALLCON | *95CSU0802120B* | 35400 | 21.5 | 8.5 | 38000 | 28600 | 75.26% | 2.04 | 0 | 12 |  |  |  |  | R-454B | 2.95 | Residential & Commercial | USHP | Ducted CEE Tier 1
215935561 | Central HP <5.4 tons | KEEPRITE | HRCU-A-CB (Split System: Heat Pump with Remote Outdoor Unit-Air-Source) | C5H3V36*K*AAA* |  |  | EVD5X31M17A*+WALLCON | *96CTN0601714B* | 34800 | 21 | 8.5 | 38000 | 27800 | 73.16% | 2.06 | 0 | 11 |  |  |  |  | R-454B | 2.9 | Residential & Commercial | USHP | Ducted CEE Tier 1
215935711 | Central HP <5.4 tons | KEEPRITE | HRCU-A-CB (Split System: Heat Pump with Remote Outdoor Unit-Air-Source) | C5H3V36*K*AAA* |  |  | EVD5X36M21A*+WALLCON | *97CMN0601714B* | 34000 | 20 | 8.1 | 38000 | 27000 | 71.05% | 2 | 0 | 11 |  |  |  |  | R-454B | 2.8333 | Residential & Commercial | USHP | Ducted CEE Tier 1
215935861 | Central HP <5.4 tons | KEEPRITE | HRCU-A-CB (Split System: Heat Pump with Remote Outdoor Unit-Air-Source) | C5H3V36*K*AAA* |  |  | EVD5X38M17A*+WALLCON | *80CTL0901716B* | 35400 | 21.5 | 8.5 | 38000 | 28800 | 75.79% | 2.02 | 0 | 12 |  |  |  |  | R-454B | 2.95 | Residential & Commercial | USHP | Ducted CEE Tier 1
215935981 | Central HP <5.4 tons | KEEPRITE | HRCU-A-CB (Split System: Heat Pump with Remote Outdoor Unit-Air-Source) | C5H3V36*K*AAA* |  |  | EVD5X42M21A*+WALLCON | *80CTL0451712B* | 34000 | 20 | 8.5 | 39500 | 29000 | 73.42% | 2.02 | 0 | 11 |  |  |  |  | R-454B | 2.8333 | Residential & Commercial | USHP | Ducted CEE Tier 1
216769660 | Central HP <5.4 tons | DUCANE | HRCU-A-CB (Split System: Heat Pump with Remote Outdoor Unit-Air-Source) | 7SCP18V24P-**A |  |  | 7E[C,U]30BX-**+TDR | 97G2UH045BV12* | 23800 | 16.95 | 9 | 24000 | 20800 | 86.67% | 1.8 | 0 | 11.7 |  |  |  |  | R-454B | 1.9833 | Residential & Commercial | USHP | Ducted CEE Tier 1
216769777 | Central HP <5.4 tons | DUCANE | HRCU-A-CB (Split System: Heat Pump with Remote Outdoor Unit-Air-Source) | 7SCP18V60P-**A |  |  | 7E[C,U]49CX-**+TDR | 97G2UH090CV20* | 45500 | 17.1 | 9 | 48000 | 39500 | 82.29% | 1.85 | 0 | 10 |  |  |  |  | R-454B | 3.7917 | Residential & Commercial | USHP | Ducted CEE Tier 1
215682634 | Central HP <5.4 tons | BRYANT HEATING AND COOLING SYSTEMS | HRCU-A-CB (Split System: Heat Pump with Remote Outdoor Unit-Air-Source) | 290VAN060**AA* |  |  | CAA**6121AM*+UI | 83*CB36040C17*** | 55500 | 18 | 8.5 | 58500 | 41000 | 70.09% | 2.04 | 0 | 9 |  |  |  |  | R-454B | 4.625 | Residential & Commercial | USHP
216735136 | Central HP <5.4 tons | DAY & NIGHT | HRCU-A-CB (Split System: Heat Pump with Remote Outdoor Unit-Air-Source) | D5CUHAH24AAK |  |  | EA*5X37M17A* | *92MSN0601412A* | 23000 | 15.5 | 8.5 | 20800 | 18500 | 88.94% | 1.98 | 0 | 11 |  |  |  |  | R-454B | 1.9167 | Residential & Commercial | USHP | Ducted CEE Tier 1
216737494 | Central HP <5.4 tons | DAY & NIGHT | HRCU-A-CB (Split System: Heat Pump with Remote Outdoor Unit-Air-Source) | D5CUHAH24AAK |  |  | ESH5X30M12A* | *92MSN0802120A* | 22800 | 15.5 | 8.1 | 21200 | 18900 | 89.15% | 1.85 | 0 | 10.5 |  |  |  |  | R-454B | 1.9 | Residential & Commercial | USHP | Ducted CEE Tier 1
214242502 | Central HP <5.4 tons | KEEPRITE | HRCU-A-CB (Split System: Heat Pump with Remote Outdoor Unit-Air-Source) | CVH825GKA2* |  |  | EN(A,D)4X24L17**+WALLCON | *96CTN0601714B* | 23200 | 15.5 | 8.1 | 22200 | 16900 | 76.13% | 1.92 | 0 | 10.5 |  |  |  |  | R-410A | 1.9333 | Residential & Commercial | USHP | Ducted CEE Tier 1
214242702 | Central HP <5.4 tons | KEEPRITE | HRCU-A-CB (Split System: Heat Pump with Remote Outdoor Unit-Air-Source) | CVH825GKA2* |  |  | EN(A,D,W)4X36L17**+WALLCON | *97CMN0801714B* | 23400 | 16.5 | 8.1 | 21600 | 16700 | 77.31% | 1.92 | 0 | 10.5 |  |  |  |  | R-410A | 1.95 | Residential & Commercial | USHP | Ducted CEE Tier 1
215682579 | Central HP <5.4 tons | DAY & NIGHT | HRCU-A-CB (Split System: Heat Pump with Remote Outdoor Unit-Air-Source) | C5H0V60*K*AAA* |  |  | EA*5X60M24A*+WALLCON | *96CTN0802120B* | 54500 | 18.5 | 9 | 59500 | 42000 | 70.59% | 1.9 | 0 | 8.5 |  |  |  |  | R-454B | 4.5417 | Residential & Commercial | USHP
213062598 | Central HP <5.4 tons | ACIQ | HRCU-A-CB (Split System: Heat Pump with Remote Outdoor Unit-Air-Source) | HVH825GKA2* |  |  | EA*4X30L17A*+WALLCON | *80CTL0901716A* | 23600 | 17 | 8.1 | 21400 | 16600 | 77.57% | 1.92 | 11 | 11 |  |  |  |  | R-410A | 1.9667 | Residential & Commercial | USHP | Ducted CEE Tier 1
213062680 | Central HP <5.4 tons | ACIQ | HRCU-A-CB (Split System: Heat Pump with Remote Outdoor Unit-Air-Source) | HVH825GKA2* |  |  | EHD4X36AAL+WALLCON | *80CTL0901716A* | 24200 | 16.5 | 8.1 | 21400 | 16600 | 77.57% | 2 | 11 | 11 |  |  |  |  | R-410A | 2.0167 | Residential & Commercial | USHP | Ducted CEE Tier 1
213062714 | Central HP <5.4 tons | ACIQ | HRCU-A-CB (Split System: Heat Pump with Remote Outdoor Unit-Air-Source) | HVH825GKA2* |  |  | EA*4X37L21A*+WALLCON | *97CMN0602120A* | 24400 | 16.5 | 8.1 | 21200 | 16700 | 78.77% | 2.02 | 11 | 11 |  |  |  |  | R-410A | 2.0333 | Residential & Commercial | USHP | Ducted CEE Tier 1
213062730 | Central HP <5.4 tons | ACIQ | HRCU-A-CB (Split System: Heat Pump with Remote Outdoor Unit-Air-Source) | HVH825GKA2* |  |  | EA*4X36L21A*+WALLCON | *80CSU1002120A* | 23600 | 16.5 | 8.1 | 21400 | 16700 | 78.04% | 1.94 | 11.5 | 10.5 |  |  |  |  | R-410A | 1.9667 | Residential & Commercial | USHP | Ducted CEE Tier 1
215678339 | Central HP <5.4 tons | DAY & NIGHT | HRCU-A-CB (Split System: Heat Pump with Remote Outdoor Unit-Air-Source) | C5H0V24*K*AAA* |  |  | EA*5X36M17A*+WALLCON | *97CTN0801716A* | 23000 | 17 | 9 | 23800 | 16700 | 70.17% | 1.98 | 0 | 10 |  |  |  |  | R-454B | 1.9167 | Residential & Commercial | USHP | Ducted CEE Tier 1
216769674 | Central HP <5.4 tons | DUCANE | HRCU-A-CB (Split System: Heat Pump with Remote Outdoor Unit-Air-Source) | 7SCP18V24P-**A |  |  | 7EH30BX-**+TDR | 97G2UH070BV12* | 24000 | 17.4 | 9 | 24000 | 20800 | 86.67% | 1.8 | 0 | 12 |  |  |  |  | R-454B | 2 | Residential & Commercial | USHP | Ducted CEE Tier 1
214243232 | Central HP <5.4 tons | KEEPRITE | HRCU-A-CB (Split System: Heat Pump with Remote Outdoor Unit-Air-Source) | CVH825GKA2* |  |  | EN(A,D)4X48L24**+WALLCON | *97CMN1002122B* | 24200 | 17 | 8.1 | 21200 | 16600 | 78.3% | 2.02 | 0 | 11.5 |  |  |  |  | R-410A | 2.0167 | Residential & Commercial | USHP | Ducted CEE Tier 1
213071974 | Central HP <5.4 tons | ACIQ | HRCU-A-CB (Split System: Heat Pump with Remote Outdoor Unit-Air-Source) | DLCURAH24ABK |  |  | FEM4X24**CL | 0 | 23800 | 17.5 | 8.5 | 26000 | 23800 | 91.54% | 2 | 0 | 10 |  |  |  |  | R-410A | 1.9833 | Residential & Commercial | USHP | Ducted CEE Tier 1
213072054 | Central HP <5.4 tons | ACIQ | HRCU-A-CB (Split System: Heat Pump with Remote Outdoor Unit-Air-Source) | DLCURAH24ABK |  |  | FM(C,U)4Z36**AL* | 0 | 24200 | 18 | 9 | 26600 | 23000 | 86.47% | 1.92 | 0 | 10.5 |  |  |  |  | R-410A | 2.0167 | Residential & Commercial | USHP | Ducted CEE Tier 1
213063298 | Central HP <5.4 tons | ACIQ | HRCU-A-CB (Split System: Heat Pump with Remote Outdoor Unit-Air-Source) | HVH837GKA2* |  |  | EA*4X36L17A*+WALLCON | *80CTL0901716A* | 31600 | 17.5 | 8.1 | 33200 | 24200 | 72.89% | 1.86 | 11 | 11 |  |  |  |  | R-410A | 2.6333 | Residential & Commercial | USHP | Ducted CEE Tier 1
213063380 | Central HP <5.4 tons | ACIQ | HRCU-A-CB (Split System: Heat Pump with Remote Outdoor Unit-Air-Source) | HVH837GKA2* |  |  | EA*4X48L21A*+WALLCON | *80CSU0601716A* | 32200 | 17 | 8.1 | 32600 | 25000 | 76.69% | 1.96 | 12 | 11 |  |  |  |  | R-410A | 2.6833 | Residential & Commercial | USHP | Ducted CEE Tier 1
214239640 | Central HP <5.4 tons | KEEPRITE | HRCU-A-CB (Split System: Heat Pump with Remote Outdoor Unit-Air-Source) | CVH837GKA** |  |  | END4X42L17**+WALLCON | *80CTL0451712B* | 31800 | 16.5 | 8.1 | 33400 | 25000 | 74.85% | 1.86 | 0 | 11 |  |  |  |  | R-410A | 2.65 | Residential & Commercial | USHP | Ducted CEE Tier 1
213771951 | Central HP <5.4 tons | DAY & NIGHT | HRCU-A-CB (Split System: Heat Pump with Remote Outdoor Unit-Air-Source) | CVH825GKA2* |  |  | EHD4X30AAL+WALLCON | *80CTL0901716B* | 23800 | 16 | 8.1 | 21800 | 16800 | 77.06% | 1.96 | 0 | 10.5 |  |  |  |  | R-410A | 1.9833 | Residential & Commercial | USHP | Ducted CEE Tier 1
213772521 | Central HP <5.4 tons | DAY & NIGHT | HRCU-A-CB (Split System: Heat Pump with Remote Outdoor Unit-Air-Source) | CVH825GKA2* |  |  | EHD4X48AAL+WALLCON | *97CMN0801714B* | 24200 | 16 | 8.1 | 21400 | 16600 | 77.57% | 2.02 | 0 | 10.5 |  |  |  |  | R-410A | 2.0167 | Residential & Commercial | USHP | Ducted CEE Tier 1
215676989 | Central HP <5.4 tons | DAY & NIGHT | HRCU-A-CB (Split System: Heat Pump with Remote Outdoor Unit-Air-Source) | C5H0V60*K*AAA* |  |  | EVM5X60M21A*+WALLCON | *80CTL0701716B* | 55000 | 18 | 9 | 59500 | 43500 | 73.11% | 2.1 | 0 | 9.5 |  |  |  |  | R-454B | 4.5833 | Residential & Commercial | USHP
215677039 | Central HP <5.4 tons | DAY & NIGHT | HRCU-A-CB (Split System: Heat Pump with Remote Outdoor Unit-Air-Source) | C5H0V60*K*AAA* |  |  | EVM5X60M21A*+WALLCON | *95CSU1002122B* | 57000 | 18 | 9 | 63500 | 44500 | 70.08% | 2.08 | 0 | 9 |  |  |  |  | R-454B | 4.75 | Residential & Commercial | USHP
216736014 | Central HP <5.4 tons | KEEPRITE | HRCU-A-CB (Split System: Heat Pump with Remote Outdoor Unit-Air-Source) | D5CUHAH24AAK |  |  | EA*5X37M21A* | *96VTN0801716B* | 23200 | 16.5 | 8.5 | 20800 | 18500 | 88.94% | 1.96 | 0 | 11 |  |  |  |  | R-454B | 1.9333 | Residential & Commercial | USHP | Ducted CEE Tier 1
216733772 | Central HP <5.4 tons | KEEPRITE | HRCU-A-CB (Split System: Heat Pump with Remote Outdoor Unit-Air-Source) | D5CUHAH24AAK |  |  | EA*5X30M14A* | *96VSN0601412B* | 22000 | 16 | 8.1 | 20800 | 18800 | 90.38% | 1.85 | 0 | 10.5 |  |  |  |  | R-454B | 1.8333 | Residential & Commercial | USHP | Ducted CEE Tier 1
216734001 | Central HP <5.4 tons | KEEPRITE | HRCU-A-CB (Split System: Heat Pump with Remote Outdoor Unit-Air-Source) | D5CUHAH24AAK |  |  | EA*5X30M17A* | *80VTL0701716B* | 22400 | 16 | 8.5 | 21000 | 18800 | 89.52% | 1.96 | 0 | 10.5 |  |  |  |  | R-454B | 1.8667 | Residential & Commercial | USHP | Ducted CEE Tier 1
216734215 | Central HP <5.4 tons | KEEPRITE | HRCU-A-CB (Split System: Heat Pump with Remote Outdoor Unit-Air-Source) | D5CUHAH24AAK |  |  | EA*5X30M17A* | *96CTN0401410B* | 22000 | 15.2 | 8.1 | 21000 | 18900 | 90% | 1.85 | 0 | 10.5 |  |  |  |  | R-454B | 1.8333 | Residential & Commercial | USHP | Ducted CEE Tier 1
216734031 | Central HP <5.4 tons | KEEPRITE | HRCU-A-CB (Split System: Heat Pump with Remote Outdoor Unit-Air-Source) | D5CUHAH24AAK |  |  | EA*5X30M17A* | *97CMN0801714B* | 22000 | 15.5 | 8.1 | 20800 | 18700 | 89.9% | 1.9 | 0 | 10.5 |  |  |  |  | R-454B | 1.8333 | Residential & Commercial | USHP | Ducted CEE Tier 1
216732781 | Central HP <5.4 tons | KEEPRITE | HRCU-A-CB (Split System: Heat Pump with Remote Outdoor Unit-Air-Source) | D5CUHAH24AAK |  |  | EA*5X24M17A* | *80CTL0451712B* | 22000 | 15.5 | 8.5 | 21000 | 19200 | 91.43% | 1.98 | 0 | 10.5 |  |  |  |  | R-454B | 1.8333 | Residential & Commercial | USHP | Ducted CEE Tier 1
216732670 | Central HP <5.4 tons | KEEPRITE | HRCU-A-CB (Split System: Heat Pump with Remote Outdoor Unit-Air-Source) | D5CUHAH24AAK |  |  | EA*5X24M17A* | *80MS(N,L)0451412A* | 22000 | 16 | 8.5 | 21000 | 19200 | 91.43% | 1.96 | 0 | 10.5 |  |  |  |  | R-454B | 1.8333 | Residential & Commercial | USHP | Ducted CEE Tier 1
216732963 | Central HP <5.4 tons | KEEPRITE | HRCU-A-CB (Split System: Heat Pump with Remote Outdoor Unit-Air-Source) | D5CUHAH24AAK |  |  | EA*5X24M17A* | *96VSN0401712B* | 22000 | 15.5 | 8.5 | 21200 | 19300 | 91.04% | 1.98 | 0 | 10 |  |  |  |  | R-454B | 1.8333 | Residential & Commercial | USHP | Ducted CEE Tier 1
216732981 | Central HP <5.4 tons | KEEPRITE | HRCU-A-CB (Split System: Heat Pump with Remote Outdoor Unit-Air-Source) | D5CUHAH24AAK |  |  | EA*5X24M17A* | *96VSN0601716B* | 22000 | 16 | 8.5 | 21000 | 19100 | 90.95% | 1.96 | 0 | 10.5 |  |  |  |  | R-454B | 1.8333 | Residential & Commercial | USHP | Ducted CEE Tier 1
216733049 | Central HP <5.4 tons | KEEPRITE | HRCU-A-CB (Split System: Heat Pump with Remote Outdoor Unit-Air-Source) | D5CUHAH24AAK |  |  | EA*5X24M17A* | *96VTN0401410B* | 21800 | 15.2 | 8.1 | 21000 | 19200 | 91.43% | 1.9 | 0 | 10 |  |  |  |  | R-454B | 1.8167 | Residential & Commercial | USHP | Ducted CEE Tier 1
216733222 | Central HP <5.4 tons | KEEPRITE | HRCU-A-CB (Split System: Heat Pump with Remote Outdoor Unit-Air-Source) | D5CUHAH24AAK |  |  | EA*5X25M17A* | *80VSL0451412B* | 22800 | 16.5 | 8.5 | 20600 | 18400 | 89.32% | 1.98 | 0 | 11 |  |  |  |  | R-454B | 1.9 | Residential & Commercial | USHP | Ducted CEE Tier 1
216733240 | Central HP <5.4 tons | KEEPRITE | HRCU-A-CB (Split System: Heat Pump with Remote Outdoor Unit-Air-Source) | D5CUHAH24AAK |  |  | EA*5X25M17A* | *80VSL0701716B* | 22800 | 16.5 | 8.5 | 20600 | 18400 | 89.32% | 1.98 | 0 | 11 |  |  |  |  | R-454B | 1.9 | Residential & Commercial | USHP | Ducted CEE Tier 1
213774405 | Central HP <5.4 tons | CARRIER | HRCU-A-CB (Split System: Heat Pump with Remote Outdoor Unit-Air-Source) | 25VNA825A*032* |  |  | CSPH*4212AL*+UI | 58TN*B070C17**16 | 24200 | 16 | 8.1 | 21400 | 16600 | 77.57% | 1.98 | 0 | 10.5 |  |  |  |  | R-410A | 2.0167 | Residential & Commercial | USHP | Ducted CEE Tier 1
213774655 | Central HP <5.4 tons | CARRIER | HRCU-A-CB (Split System: Heat Pump with Remote Outdoor Unit-Air-Source) | 25VNA825A*032* |  |  | CSPH*4812AL*+UI | 59MN7C100C21**22 | 24200 | 16 | 8.1 | 21200 | 16600 | 78.3% | 2.02 | 0 | 11 |  |  |  |  | R-410A | 2.0167 | Residential & Commercial | USHP | Ducted CEE Tier 1
216374681 | Central HP <5.4 tons | COLEMAN | HRCU-A-CB (Split System: Heat Pump with Remote Outdoor Unit-Air-Source) | HH824E2S11 |  |  | CTU36B5XDS1+TXV | Z9ET060B12SMPS1 | 23000 | 18 | 9.5 | 23000 | 18300 | 79.57% | 2 | 0 | 12 |  |  |  |  | R-454B | 1.9167 | Residential & Commercial | USHP | Ducted CEE Tier 1
216374763 | Central HP <5.4 tons | COLEMAN | HRCU-A-CB (Split System: Heat Pump with Remote Outdoor Unit-Air-Source) | HH824E2S11 |  |  | CTU36B5XDS1+TXV | Z9ET080B12SMPS1 | 23000 | 18 | 9.5 | 23000 | 17500 | 76.09% | 2 | 0 | 12 |  |  |  |  | R-454B | 1.9167 | Residential & Commercial | USHP | Ducted CEE Tier 1
216619103 | Central HP <5.4 tons | DUCANE | HRCU-A-C (Split System: Heat Pump with Remote Outdoor Unit with No Indoor Fan --Air Source) | 7SCP18V36P-**A |  |  | 7ED42BX-**+TDR | 0 | 34000 | 15.2 | 8.1 | 34000 | 29000 | 85.29% | 1.9 | 0 | 11 |  |  |  |  | R-454B | 2.8333 | Residential & Commercial | USHP | Ducted CEE Tier 1
216031618 | Central HP <5.4 tons | DUCANE | HRCU-A-C (Split System: Heat Pump with Remote Outdoor Unit with No Indoor Fan --Air Source) | 7SCP18V36P-**A |  |  | 7E[C,U]36BX-**+TDR | 0 | 34000 | 15.2 | 8.5 | 34000 | 28800 | 84.71% | 1.75 | 0 | 10.6 |  |  |  |  | R-454B | 2.8333 | Residential & Commercial | USHP | Ducted CEE Tier 1
213067179 | Central HP <5.4 tons | ACIQ | HRCU-A-CB (Split System: Heat Pump with Remote Outdoor Unit-Air-Source) | HVH837GKA2* |  |  | EN(A,D)4X48L24**+WALLCON | *80CSU1002120A* | 32400 | 17 | 8.1 | 33000 | 24800 | 75.15% | 1.94 | 0 | 11.5 |  |  |  |  | R-410A | 2.7 | Residential & Commercial | USHP | Ducted CEE Tier 1
213070840 | Central HP <5.4 tons | ACIQ | HRCU-A-CB (Split System: Heat Pump with Remote Outdoor Unit-Air-Source) | DLCURAH24ABK |  |  | EA*4X37L21A* | *92ESN0601714A* | 25000 | 17 | 8.5 | 25600 | 20800 | 81.25% | 1.76 | 0 | 10.5 |  |  |  |  | R-410A | 2.0833 | Residential & Commercial | USHP | Ducted CEE Tier 1
213070905 | Central HP <5.4 tons | ACIQ | HRCU-A-CB (Split System: Heat Pump with Remote Outdoor Unit-Air-Source) | DLCURAH24ABK |  |  | EA*4X37L21A* | OMV112K14A | 25000 | 16 | 8.5 | 25600 | 21000 | 82.03% | 1.76 | 0 | 10 |  |  |  |  | R-410A | 2.0833 | Residential & Commercial | USHP | Ducted CEE Tier 1
213070956 | Central HP <5.4 tons | ACIQ | HRCU-A-CB (Split System: Heat Pump with Remote Outdoor Unit-Air-Source) | DLCURAH24ABK |  |  | EN(A,D)4X24L14** | *96VTN0601412A* | 23200 | 16 | 8.5 | 26400 | 24600 | 93.18% | 2.04 | 0 | 10 |  |  |  |  | R-410A | 1.9333 | Residential & Commercial | USHP | Ducted CEE Tier 1
213070990 | Central HP <5.4 tons | ACIQ | HRCU-A-CB (Split System: Heat Pump with Remote Outdoor Unit-Air-Source) | DLCURAH24ABK |  |  | EN(A,D)4X24L17** | *80VSL0451412A* | 23800 | 16 | 8.5 | 26800 | 23200 | 86.57% | 1.9 | 0 | 10 |  |  |  |  | R-410A | 1.9833 | Residential & Commercial | USHP | Ducted CEE Tier 1
213071460 | Central HP <5.4 tons | ACIQ | HRCU-A-CB (Split System: Heat Pump with Remote Outdoor Unit-Air-Source) | DLCURAH24ABK |  |  | EN(A,D)4X30L17** | *92ESN0401410A* | 24000 | 15.2 | 8.1 | 26600 | 22800 | 85.71% | 1.86 | 0 | 10 |  |  |  |  | R-410A | 2 | Residential & Commercial | USHP | Ducted CEE Tier 1
213071609 | Central HP <5.4 tons | ACIQ | HRCU-A-CB (Split System: Heat Pump with Remote Outdoor Unit-Air-Source) | DLCURAH24ABK |  |  | EN(A,D,W)4X36L17** | *96VTN0401410A* | 23400 | 16 | 8.1 | 25800 | 24000 | 93.02% | 2 | 0 | 10 |  |  |  |  | R-410A | 1.95 | Residential & Commercial | USHP | Ducted CEE Tier 1
213071941 | Central HP <5.4 tons | ACIQ | HRCU-A-CB (Split System: Heat Pump with Remote Outdoor Unit-Air-Source) | DLCURAH24ABK |  |  | EN(A,D)4X36L21** | *80ESU0601716A | 24800 | 16.5 | 8.5 | 26600 | 22200 | 83.46% | 1.84 | 0 | 10.5 |  |  |  |  | R-410A | 2.0667 | Residential & Commercial | USHP | Ducted CEE Tier 1
214242832 | Central HP <5.4 tons | KEEPRITE | HRCU-A-CB (Split System: Heat Pump with Remote Outdoor Unit-Air-Source) | CVH825GKA2* |  |  | EN(A,D)4X36L21**+WALLCON | *96CTN0601714B* | 23400 | 16 | 8.1 | 21600 | 16800 | 77.78% | 1.9 | 0 | 10.5 |  |  |  |  | R-410A | 1.95 | Residential & Commercial | USHP | Ducted CEE Tier 1
214242882 | Central HP <5.4 tons | KEEPRITE | HRCU-A-CB (Split System: Heat Pump with Remote Outdoor Unit-Air-Source) | CVH825GKA2* |  |  | END4X42L17**+WALLCON | *80CTL0701716B* | 24000 | 16.5 | 8.1 | 21400 | 16700 | 78.04% | 1.98 | 0 | 11 |  |  |  |  | R-410A | 2 | Residential & Commercial | USHP | Ducted CEE Tier 1
213072154 | Central HP <5.4 tons | ACIQ | HRCU-A-CB (Split System: Heat Pump with Remote Outdoor Unit-Air-Source) | DLCURAH18ABK |  |  | EA*4X24L17A* | *80VSL0451412A* | 17700 | 16 | 8.5 | 18600 | 19100 | 102.7% | 2.28 | 0 | 10.5 |  |  |  |  | R-410A | 1.475 | Residential & Commercial | USHP | Ducted CEE Tier 1
213072208 | Central HP <5.4 tons | ACIQ | HRCU-A-CB (Split System: Heat Pump with Remote Outdoor Unit-Air-Source) | DLCURAH18ABK |  |  | EA*4X25L17A* | *80ES(N,L)0451412A* | 18600 | 16.5 | 8.5 | 18400 | 17400 | 94.57% | 2.12 | 0 | 11 |  |  |  |  | R-410A | 1.55 | Residential & Commercial | USHP | Ducted CEE Tier 1
216737669 | Central HP <5.4 tons | DAY & NIGHT | HRCU-A-CB (Split System: Heat Pump with Remote Outdoor Unit-Air-Source) | D5CUHAH24AAK |  |  | ESH5X30M12A* | *96VSN0802120B* | 22600 | 15.5 | 8.1 | 21000 | 18900 | 90% | 1.85 | 0 | 10.5 |  |  |  |  | R-454B | 1.8833 | Residential & Commercial | USHP | Ducted CEE Tier 1
216737708 | Central HP <5.4 tons | DAY & NIGHT | HRCU-A-CB (Split System: Heat Pump with Remote Outdoor Unit-Air-Source) | D5CUHAH24AAK |  |  | ESH5X30M12A* | *95MSU0601716A* | 22400 | 16 | 8.1 | 21000 | 18800 | 89.52% | 1.85 | 0 | 10.5 |  |  |  |  | R-454B | 1.8667 | Residential & Commercial | USHP | Ducted CEE Tier 1
216737928 | Central HP <5.4 tons | DAY & NIGHT | HRCU-A-CB (Split System: Heat Pump with Remote Outdoor Unit-Air-Source) | D5CUHAH24AAK |  |  | ESH5X30M12A* | *97VTN1002120A* | 22800 | 16 | 8.5 | 21200 | 19000 | 89.62% | 1.96 | 0 | 11 |  |  |  |  | R-454B | 1.9 | Residential & Commercial | USHP | Ducted CEE Tier 1
216738335 | Central HP <5.4 tons | DAY & NIGHT | HRCU-A-CB (Split System: Heat Pump with Remote Outdoor Unit-Air-Source) | D5CUHAH24AAK |  |  | ESH5X36M12A* | *80VTL0701716B* | 22800 | 16 | 8.1 | 20800 | 18500 | 88.94% | 1.85 | 0 | 11 |  |  |  |  | R-454B | 1.9 | Residential & Commercial | USHP | Ducted CEE Tier 1
216738896 | Central HP <5.4 tons | DAY & NIGHT | HRCU-A-CB (Split System: Heat Pump with Remote Outdoor Unit-Air-Source) | D5CUHAH24AAK |  |  | ESH5X36M12A* | *97VTN0601716A* | 22600 | 16 | 8.1 | 20800 | 18500 | 88.94% | 1.85 | 0 | 11 |  |  |  |  | R-454B | 1.8833 | Residential & Commercial | USHP | Ducted CEE Tier 1
216738928 | Central HP <5.4 tons | DAY & NIGHT | HRCU-A-CB (Split System: Heat Pump with Remote Outdoor Unit-Air-Source) | D5CUHAH24AAK |  |  | ESH5X36M12A* | *97VTN1002120A* | 22600 | 16 | 8.1 | 20800 | 18400 | 88.46% | 1.85 | 0 | 11 |  |  |  |  | R-454B | 1.8833 | Residential & Commercial | USHP | Ducted CEE Tier 1
216739003 | Central HP <5.4 tons | DAY & NIGHT | HRCU-A-CB (Split System: Heat Pump with Remote Outdoor Unit-Air-Source) | D5CUHAH24AAK |  |  | FEVB0024**+NAVA53601CK | 0 | 23000 | 15.5 | 8.5 | 21000 | 18700 | 89.05% | 1.98 | 0 | 11 |  |  |  |  | R-454B | 1.9167 | Residential & Commercial | USHP | Ducted CEE Tier 1
216739112 | Central HP <5.4 tons | DAY & NIGHT | HRCU-A-CB (Split System: Heat Pump with Remote Outdoor Unit-Air-Source) | D5CUHAH24AAK |  |  | FM(C,U)5Z36**AL* | 0 | 23200 | 17 | 9 | 21400 | 19300 | 90.19% | 2.08 | 0 | 11 |  |  |  |  | R-454B | 1.9333 | Residential & Commercial | USHP | Ducted CEE Tier 1
215682599 | Central HP <5.4 tons | DAY & NIGHT | HRCU-A-CB (Split System: Heat Pump with Remote Outdoor Unit-Air-Source) | C5H0V60*K*AAA* |  |  | EA*5X60M24A*+WALLCON | *80CSU1002120B* | 55000 | 18 | 8.5 | 59000 | 41500 | 70.34% | 2.02 | 0 | 9 |  |  |  |  | R-454B | 4.5833 | Residential & Commercial | USHP
215682699 | Central HP <5.4 tons | DAY & NIGHT | HRCU-A-CB (Split System: Heat Pump with Remote Outdoor Unit-Air-Source) | C5H0V60*K*AAA* |  |  | EA*5X61M24A*+WALLCON | *97CTN1002122A* | 56000 | 18.5 | 9 | 60000 | 42000 | 70% | 2.02 | 0 | 9 |  |  |  |  | R-454B | 4.6667 | Residential & Commercial | USHP
210106949 | Central HP <5.4 tons | RUSSELL | HRCU-A-CB (Split System: Heat Pump with Remote Outdoor Unit-Air-Source) | SP18AZ36AJVC |  |  | TCFZ6021SEAAM | S98MV0603A17UPS | 34200 | 19 | 8.5 | 34200 | 43500 | 127.2% | 2.2 | 0 | 12.5 |  |  |  |  | R-410A | 2.85 | Residential & Commercial | USHP | Ducted CEE Tier 1
210106952 | Central HP <5.4 tons | RUSSELL | HRCU-A-CB (Split System: Heat Pump with Remote Outdoor Unit-Air-Source) | SP18AZ36AJVC |  |  | TCFZ6021SEAAM | S98MV0703A17UPS | 34200 | 19 | 8.5 | 34200 | 43500 | 127.2% | 2.2 | 0 | 12.5 |  |  |  |  | R-410A | 2.85 | Residential & Commercial | USHP | Ducted CEE Tier 1
213072222 | Central HP <5.4 tons | ACIQ | HRCU-A-CB (Split System: Heat Pump with Remote Outdoor Unit-Air-Source) | DLCURAH18ABK |  |  | EA*4X30L14A* | *96VSN0601412A* | 18000 | 16 | 8.5 | 18500 | 18500 | 100% | 2.22 | 0 | 10.5 |  |  |  |  | R-410A | 1.5 | Residential & Commercial | USHP | Ducted CEE Tier 1
213072224 | Central HP <5.4 tons | ACIQ | HRCU-A-CB (Split System: Heat Pump with Remote Outdoor Unit-Air-Source) | DLCURAH18ABK |  |  | EA*4X30L14A* | *95ESN0401410A* | 17900 | 15.5 | 8.5 | 18500 | 18500 | 100% | 2.22 | 0 | 10.5 |  |  |  |  | R-410A | 1.4917 | Residential & Commercial | USHP | Ducted CEE Tier 1
213072233 | Central HP <5.4 tons | ACIQ | HRCU-A-CB (Split System: Heat Pump with Remote Outdoor Unit-Air-Source) | DLCURAH18ABK |  |  | EA*4X30L17A* | *80VSL0451412A* | 17900 | 16 | 8.5 | 18400 | 18500 | 100.5% | 2.22 | 0 | 10.5 |  |  |  |  | R-410A | 1.4917 | Residential & Commercial | USHP | Ducted CEE Tier 1
213072258 | Central HP <5.4 tons | ACIQ | HRCU-A-CB (Split System: Heat Pump with Remote Outdoor Unit-Air-Source) | DLCURAH18ABK |  |  | EA*4X30L17A* | *92ESN0601714A* | 17900 | 16.5 | 8.5 | 18300 | 18500 | 101.1% | 2.22 | 0 | 10.5 |  |  |  |  | R-410A | 1.4917 | Residential & Commercial | USHP | Ducted CEE Tier 1
213072272 | Central HP <5.4 tons | ACIQ | HRCU-A-CB (Split System: Heat Pump with Remote Outdoor Unit-Air-Source) | DLCURAH18ABK |  |  | EN(A,D)4X18L14** | *96VTN0601412A* | 17600 | 15.5 | 8.5 | 18700 | 19300 | 103.2% | 2.32 | 0 | 10.5 |  |  |  |  | R-410A | 1.4667 | Residential & Commercial | USHP | Ducted CEE Tier 1
213072308 | Central HP <5.4 tons | ACIQ | HRCU-A-CB (Split System: Heat Pump with Remote Outdoor Unit-Air-Source) | DLCURAH18ABK |  |  | EN(A,D)4X24L17** | *95ESN0601412A* | 17800 | 16 | 8.5 | 18700 | 18800 | 100.5% | 2.26 | 0 | 11 |  |  |  |  | R-410A | 1.4833 | Residential & Commercial | USHP | Ducted CEE Tier 1
213062464 | Central HP <5.4 tons | ACIQ | HRCU-A-CB (Split System: Heat Pump with Remote Outdoor Unit-Air-Source) | HVH837GKA** |  |  | EA*4X42L21A*+WALLCON | *80CTL0902120A* | 31800 | 17.5 | 8.1 | 33200 | 24400 | 73.49% | 1.9 | 11 | 11.5 |  |  |  |  | R-410A | 2.65 | Residential & Commercial | USHP | Ducted CEE Tier 1
213062496 | Central HP <5.4 tons | ACIQ | HRCU-A-CB (Split System: Heat Pump with Remote Outdoor Unit-Air-Source) | HVH837GKA** |  |  | EHD4X36AAL+WALLCON | *96CTN1202422A* | 32200 | 16.5 | 8.1 | 33200 | 24600 | 74.1% | 1.94 | 11 | 11 |  |  |  |  | R-410A | 2.6833 | Residential & Commercial | USHP | Ducted CEE Tier 1
215678139 | Central HP <5.4 tons | DAY & NIGHT | HRCU-A-CB (Split System: Heat Pump with Remote Outdoor Unit-Air-Source) | C5H0V60*K*AAA* |  |  | ESH5X60M12A*+WALLCON | *97CMN0802120B* | 55500 | 17 | 8.5 | 60000 | 42000 | 70% | 1.9 | 0 | 8.5 |  |  |  |  | R-454B | 4.625 | Residential & Commercial | USHP
210106937 | Central HP <5.4 tons | RUSSELL | HRCU-A-CB (Split System: Heat Pump with Remote Outdoor Unit-Air-Source) | SP18AZ36AJVC |  |  | TCFZ6021SEAAM | S962V0705A21M4S | 34200 | 19 | 8.5 | 34200 | 43000 | 125.7% | 2.2 | 0 | 12.5 |  |  |  |  | R-410A | 2.85 | Residential & Commercial | USHP | Ducted CEE Tier 1
216374722 | Central HP <5.4 tons | COLEMAN | HRCU-A-CB (Split System: Heat Pump with Remote Outdoor Unit-Air-Source) | HH824E2S11 |  |  | CTF36B5ADS1 | Z9ET080B12SMPS1 | 23000 | 18 | 9.5 | 23000 | 17500 | 76.09% | 2 | 0 | 12 |  |  |  |  | R-454B | 1.9167 | Residential & Commercial | USHP | Ducted CEE Tier 1
216769721 | Central HP <5.4 tons | DUCANE | HRCU-A-CB (Split System: Heat Pump with Remote Outdoor Unit-Air-Source) | 7SCP18V36P-**A |  |  | 7E[C,U]36BX-**+TDR | 97G2UH070BV12* | 34600 | 17.6 | 8.5 | 35600 | 28200 | 79.21% | 1.85 | 0 | 11 |  |  |  |  | R-454B | 2.8833 | Residential & Commercial | USHP | Ducted CEE Tier 1
216769723 | Central HP <5.4 tons | DUCANE | HRCU-A-CB (Split System: Heat Pump with Remote Outdoor Unit-Air-Source) | 7SCP18V36P-**A |  |  | 7EH30BX-**+TDR | 97G2UH045BV12* | 34400 | 17.3 | 8.5 | 35600 | 28400 | 79.78% | 1.85 | 0 | 11 |  |  |  |  | R-454B | 2.8667 | Residential & Commercial | USHP | Ducted CEE Tier 1
216680845 | Central HP <5.4 tons | DAY & NIGHT | HRCU-A-CB (Split System: Heat Pump with Remote Outdoor Unit-Air-Source) | DLCURAH18ABK |  |  | EA*4X24L17A* | *97VTN0801716A* | 17200 | 16 | 8.5 | 18100 | 19200 | 106.1% | 2.2 | 0 | 10.5 |  |  |  |  | R-410A | 1.4333 | Residential & Commercial | USHP | Ducted CEE Tier 1
212988813 | Central HP <5.4 tons | KEEPRITE | HRCU-A-CB (Split System: Heat Pump with Remote Outdoor Unit-Air-Source) | DLCURAH18ABK |  |  | EA*4X30L17A* | *95MSU0401712A* | 17400 | 16 | 8.5 | 18000 | 18800 | 104.4% | 2.26 | 0 | 10.5 |  |  |  |  | R-410A | 1.45 | Residential & Commercial | USHP | Ducted CEE Tier 1
212987563 | Central HP <5.4 tons | KEEPRITE | HRCU-A-CB (Split System: Heat Pump with Remote Outdoor Unit-Air-Source) | DLCURAH18ABK |  |  | EN(A,D)4X30L17** | *96MSN0801716A* | 17400 | 16 | 8.1 | 17900 | 18600 | 103.9% | 2.24 | 0 | 11 |  |  |  |  | R-410A | 1.45 | Residential & Commercial | USHP | Ducted CEE Tier 1
214242282 | Central HP <5.4 tons | KEEPRITE | HRCU-A-CB (Split System: Heat Pump with Remote Outdoor Unit-Air-Source) | CVH825GKA3* |  |  | EN(A,D,W)4X48L21**+WALLCON | *97CMN0801714B* | 24000 | 16.5 | 8.1 | 21400 | 16600 | 77.57% | 2 | 0 | 11 |  |  |  |  | R-410A | 2 | Residential & Commercial | USHP | Ducted CEE Tier 1
214242082 | Central HP <5.4 tons | KEEPRITE | HRCU-A-CB (Split System: Heat Pump with Remote Outdoor Unit-Air-Source) | CVH825GKA3* |  |  | END4X42L17**+WALLCON | *96CTN0801714B* | 24000 | 16.5 | 8.1 | 21400 | 16600 | 77.57% | 1.98 | 0 | 11 |  |  |  |  | R-410A | 2 | Residential & Commercial | USHP | Ducted CEE Tier 1
214242182 | Central HP <5.4 tons | KEEPRITE | HRCU-A-CB (Split System: Heat Pump with Remote Outdoor Unit-Air-Source) | CVH825GKA3* |  |  | EN(A,D,W)4X42L21**+WALLCON | *96CTN0601714B* | 23600 | 16 | 8.1 | 21600 | 16700 | 77.31% | 1.94 | 0 | 11 |  |  |  |  | R-410A | 1.9667 | Residential & Commercial | USHP | Ducted CEE Tier 1
213062789 | Central HP <5.4 tons | ACIQ | HRCU-A-CB (Split System: Heat Pump with Remote Outdoor Unit-Air-Source) | HVH837GKA** |  |  | EA*4X48L21A*+WALLCON | *80CSU1002120A* | 32200 | 17 | 8.1 | 32600 | 25000 | 76.69% | 1.96 | 11.5 | 11 |  |  |  |  | R-410A | 2.6833 | Residential & Commercial | USHP | Ducted CEE Tier 1
213062941 | Central HP <5.4 tons | ACIQ | HRCU-A-CB (Split System: Heat Pump with Remote Outdoor Unit-Air-Source) | HVH825GKA3* |  |  | EA*4X36L17A*+WALLCON | *80CTL0451712A* | 23400 | 16 | 8.1 | 21600 | 16800 | 77.78% | 1.92 | 11 | 10.5 |  |  |  |  | R-410A | 1.95 | Residential & Commercial | USHP | Ducted CEE Tier 1
213062948 | Central HP <5.4 tons | ACIQ | HRCU-A-CB (Split System: Heat Pump with Remote Outdoor Unit-Air-Source) | HVH825GKA3* |  |  | EA*4X36L17A*+WALLCON | *80CTL0901716A* | 23600 | 17 | 8.1 | 21400 | 16600 | 77.57% | 1.94 | 11.5 | 11 |  |  |  |  | R-410A | 1.9667 | Residential & Commercial | USHP | Ducted CEE Tier 1
213062964 | Central HP <5.4 tons | ACIQ | HRCU-A-CB (Split System: Heat Pump with Remote Outdoor Unit-Air-Source) | HVH825GKA3* |  |  | EA*4X37L17A*+WALLCON | *97CMN0801714A* | 24200 | 16 | 8.1 | 21400 | 16800 | 78.5% | 1.98 | 11 | 11 |  |  |  |  | R-410A | 2.0167 | Residential & Commercial | USHP | Ducted CEE Tier 1
216769729 | Central HP <5.4 tons | DUCANE | HRCU-A-CB (Split System: Heat Pump with Remote Outdoor Unit-Air-Source) | 7SCP18V36P-**A |  |  | 7EH36BX-**+TDR | 97G2UH070BV12* | 34000 | 17.5 | 8.5 | 35600 | 28400 | 79.78% | 1.85 | 0 | 11 |  |  |  |  | R-454B | 2.8333 | Residential & Commercial | USHP | Ducted CEE Tier 1
216769731 | Central HP <5.4 tons | DUCANE | HRCU-A-CB (Split System: Heat Pump with Remote Outdoor Unit-Air-Source) | 7SCP18V36P-**A |  |  | 7EH36CX-**+TDR | 97G2UH090CV12* | 34600 | 18 | 9 | 35800 | 28400 | 79.33% | 1.9 | 0 | 11 |  |  |  |  | R-454B | 2.8833 | Residential & Commercial | USHP | Ducted CEE Tier 1
213072110 | Central HP <5.4 tons | ACIQ | HRCU-A-CB (Split System: Heat Pump with Remote Outdoor Unit-Air-Source) | DLCURAH18ABK |  |  | EA*4X19L17A* | *95ESU0401712A* | 18200 | 16.5 | 8.5 | 18100 | 17600 | 97.24% | 2.14 | 0 | 11 |  |  |  |  | R-410A | 1.5167 | Residential & Commercial | USHP | Ducted CEE Tier 1
213072142 | Central HP <5.4 tons | ACIQ | HRCU-A-CB (Split System: Heat Pump with Remote Outdoor Unit-Air-Source) | DLCURAH18ABK |  |  | EA*4X24L14A* | *96VSN0401410A* | 17300 | 16 | 8.5 | 18300 | 19200 | 104.9% | 2.3 | 0 | 10.5 |  |  |  |  | R-410A | 1.4417 | Residential & Commercial | USHP | Ducted CEE Tier 1
213072177 | Central HP <5.4 tons | ACIQ | HRCU-A-CB (Split System: Heat Pump with Remote Outdoor Unit-Air-Source) | DLCURAH18ABK |  |  | EA*4X24L17A* | *80ES(N,L)0701712A* | 18000 | 16 | 8.5 | 18800 | 18900 | 100.5% | 2.28 | 0 | 10.5 |  |  |  |  | R-410A | 1.5 | Residential & Commercial | USHP | Ducted CEE Tier 1
210106965 | Central HP <5.4 tons | RUSSELL | HRCU-A-CB (Split System: Heat Pump with Remote Outdoor Unit-Air-Source) | SP18AZ48AJVC |  |  | TCFZ6021SEAAM | S962V0855A21M4S | 44500 | 18 | 8.5 | 43000 | 45000 | 104.7% | 2 | 0 | 11.7 |  |  |  |  | R-410A | 3.7083 | Residential & Commercial | USHP | Ducted CEE Tier 1
210106981 | Central HP <5.4 tons | RUSSELL | HRCU-A-CB (Split System: Heat Pump with Remote Outdoor Unit-Air-Source) | SP18AZ48AJVC |  |  | TCFZ6021SEAAM | S98MV1005A21UPS | 44000 | 19 | 8.1 | 43500 | 45500 | 104.6% | 1.9 | 0 | 10 |  |  |  |  | R-410A | 3.6667 | Residential & Commercial | USHP | Ducted CEE Tier 1
214807688 | Central HP <5.4 tons | CHAMPION HEATING AND COOLING | HRCU-A-CB (Split System: Heat Pump with Remote Outdoor Unit-Air-Source) | HH824E2S11 |  |  | CTM36B5ADS1 | TMLE080B12MP11 | 23000 | 18 | 9.5 | 23000 | 18600 | 80.87% | 2 | 0 | 12 |  |  |  |  | R-454B | 1.9167 | Residential & Commercial | USHP | Ducted CEE Tier 1
216374600 | Central HP <5.4 tons | COLEMAN | HRCU-A-CB (Split System: Heat Pump with Remote Outdoor Unit-Air-Source) | HH824E2S11 |  |  | CTM36B5ADS1 | Z9ET080B12SMPS1 | 23000 | 18 | 9 | 23000 | 17400 | 75.65% | 2 | 0 | 12 |  |  |  |  | R-454B | 1.9167 | Residential & Commercial | USHP | Ducted CEE Tier 1
215683129 | Central HP <5.4 tons | DAY & NIGHT | HRCU-A-CB (Split System: Heat Pump with Remote Outdoor Unit-Air-Source) | C5H0V60*K*AAA* |  |  | EVD5X61M21A*+WALLCON | *80CSU0401712B* | 56500 | 18 | 9 | 61500 | 43500 | 70.73% | 2.12 | 0 | 9.5 |  |  |  |  | R-454B | 4.7083 | Residential & Commercial | USHP
216769670 | Central HP <5.4 tons | DUCANE | HRCU-A-CB (Split System: Heat Pump with Remote Outdoor Unit-Air-Source) | 7SCP18V24P-**A |  |  | 7EH24BX-**+TDR | 97G2UH070BV12* | 24000 | 17.45 | 9 | 24000 | 20800 | 86.67% | 1.8 | 0 | 12 |  |  |  |  | R-454B | 2 | Residential & Commercial | USHP | Ducted CEE Tier 1
215676669 | Central HP <5.4 tons | DAY & NIGHT | HRCU-A-CB (Split System: Heat Pump with Remote Outdoor Unit-Air-Source) | C5H0V48*K*AAA* |  |  | EVD5X60M24A*+WALLCON | *97CMN1202422B* | 48000 | 19 | 9 | 50000 | 36600 | 73.2% | 2 | 0 | 10 |  |  |  |  | R-454B | 4 | Residential & Commercial | USHP | Ducted CEE Tier 1
215676919 | Central HP <5.4 tons | DAY & NIGHT | HRCU-A-CB (Split System: Heat Pump with Remote Outdoor Unit-Air-Source) | C5H0V48*K*AAA* |  |  | EVD5X61M24A*+WALLCON | *97CMN0802120B* | 48500 | 19 | 9.5 | 50000 | 36800 | 73.6% | 2.1 | 0 | 10.5 |  |  |  |  | R-454B | 4.0417 | Residential & Commercial | USHP | Ducted CEE Tier 1
215681349 | Central HP <5.4 tons | DAY & NIGHT | HRCU-A-CB (Split System: Heat Pump with Remote Outdoor Unit-Air-Source) | C5H0V48*K*AAA* |  |  | EA*5X48M21A*+WALLCON | *97CTN0801716A* | 44000 | 17 | 9 | 49000 | 34600 | 70.61% | 2.04 | 0 | 9 |  |  |  |  | R-454B | 3.6667 | Residential & Commercial | USHP
216769725 | Central HP <5.4 tons | DUCANE | HRCU-A-CB (Split System: Heat Pump with Remote Outdoor Unit-Air-Source) | 7SCP18V36P-**A |  |  | 7EH30BX-**+TDR | 97G2UH070BV12* | 34400 | 17.55 | 8.5 | 35600 | 28400 | 79.78% | 1.85 | 0 | 11 |  |  |  |  | R-454B | 2.8667 | Residential & Commercial | USHP | Ducted CEE Tier 1
215682849 | Central HP <5.4 tons | DAY & NIGHT | HRCU-A-CB (Split System: Heat Pump with Remote Outdoor Unit-Air-Source) | C5H0V60*K*AAA* |  |  | EVM5X60M21A*+WALLCON | *97CTN0802120A* | 56500 | 18 | 9 | 64000 | 45000 | 70.31% | 2.06 | 0 | 9 |  |  |  |  | R-454B | 4.7083 | Residential & Commercial | USHP
215682999 | Central HP <5.4 tons | DAY & NIGHT | HRCU-A-CB (Split System: Heat Pump with Remote Outdoor Unit-Air-Source) | C5H0V60*K*AAA* |  |  | EVD5X60M21A*+WALLCON | *80CSU0401712B* | 56000 | 18 | 8.5 | 60500 | 43500 | 71.9% | 2.12 | 0 | 9.5 |  |  |  |  | R-454B | 4.6667 | Residential & Commercial | USHP
215408662 | Central HP <5.4 tons | INNOVAIR | HRCU-A-CB (Split System: Heat Pump with Remote Outdoor Unit-Air-Source) | SHV24H2BA |  |  | SAV24BDA | 0 | 23000 | 18.3 | 10 | 24000 | 21600 | 90% | 1.87 | 0 | 11.7 |  |  |  |  | R-454B | 1.9167 | Residential & Commercial | USHP | Ducted CEE Tier 1
213774602 | Central HP <5.4 tons | KEEPRITE | HRCU-A-CB (Split System: Heat Pump with Remote Outdoor Unit-Air-Source) | CVH825GKA3* |  |  | EHD4X48AAL+WALLCON | *80CTL0902120B* | 24200 | 16 | 8.1 | 21200 | 16600 | 78.3% | 2.02 | 0 | 10.5 |  |  |  |  | R-410A | 2.0167 | Residential & Commercial | USHP | Ducted CEE Tier 1
213774452 | Central HP <5.4 tons | KEEPRITE | HRCU-A-CB (Split System: Heat Pump with Remote Outdoor Unit-Air-Source) | CVH825GKA3* |  |  | EHD4X42AAL+WALLCON | *80CTL1352422B* | 24200 | 16 | 8.1 | 21400 | 16600 | 77.57% | 2 | 0 | 10.5 |  |  |  |  | R-410A | 2.0167 | Residential & Commercial | USHP | Ducted CEE Tier 1
216619096 | Central HP <5.4 tons | DUCANE | HRCU-A-C (Split System: Heat Pump with Remote Outdoor Unit with No Indoor Fan --Air Source) | 7SCP18V36P-**A |  |  | 7E[C,U]36AX-**+TDR | 0 | 33400 | 15.2 | 8.1 | 34000 | 29000 | 85.29% | 1.85 | 0 | 10 |  |  |  |  | R-454B | 2.7833 | Residential & Commercial | USHP | Ducted CEE Tier 1
216619097 | Central HP <5.4 tons | DUCANE | HRCU-A-C (Split System: Heat Pump with Remote Outdoor Unit with No Indoor Fan --Air Source) | 7SCP18V36P-**A |  |  | 7EH30AX-**+TDR | 0 | 33400 | 15.2 | 8.1 | 34000 | 29000 | 85.29% | 1.9 | 0 | 10 |  |  |  |  | R-454B | 2.7833 | Residential & Commercial | USHP | Ducted CEE Tier 1
215682819 | Central HP <5.4 tons | DAY & NIGHT | HRCU-A-CB (Split System: Heat Pump with Remote Outdoor Unit-Air-Source) | C5H0V60*K*AAA* |  |  | EVM5X60M21A*+WALLCON | *80CSU0601716B* | 56000 | 18 | 8.5 | 60000 | 43000 | 71.67% | 2.12 | 0 | 9.5 |  |  |  |  | R-454B | 4.6667 | Residential & Commercial | USHP
213062971 | Central HP <5.4 tons | ACIQ | HRCU-A-CB (Split System: Heat Pump with Remote Outdoor Unit-Air-Source) | HVH825GKA3* |  |  | EA*4X37L21A*+WALLCON | *97CMN0601714A* | 24200 | 16 | 8.1 | 21200 | 16800 | 79.25% | 2 | 11 | 11 |  |  |  |  | R-410A | 2.0167 | Residential & Commercial | USHP | Ducted CEE Tier 1
213062973 | Central HP <5.4 tons | ACIQ | HRCU-A-CB (Split System: Heat Pump with Remote Outdoor Unit-Air-Source) | HVH825GKA3* |  |  | EA*4X37L21A*+WALLCON | *97CMN1002122A* | 24400 | 16.5 | 8.5 | 21200 | 16600 | 78.3% | 2.04 | 11 | 11 |  |  |  |  | R-410A | 2.0333 | Residential & Commercial | USHP | Ducted CEE Tier 1
216769819 | Central HP <5.4 tons | DUCANE | HRCU-A-CB (Split System: Heat Pump with Remote Outdoor Unit-Air-Source) | 7SCP18V60P-**A |  |  | 7ED60DX-**+TDR | 97G2DF090CV20* | 52500 | 16 | 8.5 | 55000 | 40500 | 73.64% | 1.9 | 0 | 9.8 |  |  |  |  | R-454B | 4.375 | Residential & Commercial | USHP
216619106 | Central HP <5.4 tons | DUCANE | HRCU-A-C (Split System: Heat Pump with Remote Outdoor Unit with No Indoor Fan --Air Source) | 7SCP18V60P-**A |  |  | 7EH42BX-**+TDR | 0 | 48000 | 15.2 | 8.5 | 47500 | 39500 | 83.16% | 1.85 | 0 | 10 |  |  |  |  | R-454B | 4 | Residential & Commercial | USHP | Ducted CEE Tier 1
216680881 | Central HP <5.4 tons | DAY & NIGHT | HRCU-A-CB (Split System: Heat Pump with Remote Outdoor Unit-Air-Source) | DLCURAH18ABK |  |  | EHD4X24AAL | *97VTN0801716A* | 17700 | 15.2 | 8.5 | 18400 | 18500 | 100.5% | 2.08 | 0 | 10.5 |  |  |  |  | R-410A | 1.475 | Residential & Commercial | USHP | Ducted CEE Tier 1
210474489 | Central HP <5.4 tons | KEEPRITE | HRCU-A-CB (Split System: Heat Pump with Remote Outdoor Unit-Air-Source) | CVH825GKA3* |  |  | EHD4X48AAL+WALLCON | *80CSU0601716A* | 24200 | 16.5 | 8.1 | 21200 | 16600 | 78.3% | 2 | 0 | 10.5 |  |  |  |  | R-410A | 2.0167 | Residential & Commercial | USHP | Ducted CEE Tier 1
215678274 | Central HP <5.4 tons | BRYANT HEATING AND COOLING SYSTEMS | HRCU-A-CB (Split System: Heat Pump with Remote Outdoor Unit-Air-Source) | 290VAN024**AA* |  |  | CAA**3017AM*+UI | 83*CB48060C17*** | 23200 | 17 | 8.5 | 23600 | 16600 | 70.34% | 1.98 | 0 | 10 |  |  |  |  | R-454B | 1.9333 | Residential & Commercial | USHP | Ducted CEE Tier 1
216769785 | Central HP <5.4 tons | DUCANE | HRCU-A-CB (Split System: Heat Pump with Remote Outdoor Unit-Air-Source) | 7SCP18V60P-**A |  |  | 7ED42BX-**+TDR | 97G2DF070BV16* | 43500 | 16 | 9 | 48000 | 40000 | 83.33% | 1.85 | 0 | 10 |  |  |  |  | R-454B | 3.625 | Residential & Commercial | USHP | Ducted CEE Tier 1
215678229 | Central HP <5.4 tons | DAY & NIGHT | HRCU-A-CB (Split System: Heat Pump with Remote Outdoor Unit-Air-Source) | C5H0V24*K*AAA* |  |  | EA*5X25M17A*+WALLCON | *80CSU0401712B* | 24000 | 17 | 9 | 23200 | 16300 | 70.26% | 2.02 | 0 | 10.5 |  |  |  |  | R-454B | 2 | Residential & Commercial | USHP | Ducted CEE Tier 1
215678379 | Central HP <5.4 tons | DAY & NIGHT | HRCU-A-CB (Split System: Heat Pump with Remote Outdoor Unit-Air-Source) | C5H0V24*K*AAA* |  |  | EA*5X37M17A*+WALLCON | *97CTN0801716A* | 23800 | 17 | 9 | 23400 | 16500 | 70.51% | 2 | 0 | 10 |  |  |  |  | R-454B | 1.9833 | Residential & Commercial | USHP | Ducted CEE Tier 1
215681449 | Central HP <5.4 tons | DAY & NIGHT | HRCU-A-CB (Split System: Heat Pump with Remote Outdoor Unit-Air-Source) | C5H0V48*K*AAA* |  |  | EA*5X61M21A*+WALLCON | *80CSU0401712B* | 46000 | 18 | 9 | 47500 | 33600 | 70.74% | 2.06 | 0 | 9.5 |  |  |  |  | R-454B | 3.8333 | Residential & Commercial | USHP
215681499 | Central HP <5.4 tons | DAY & NIGHT | HRCU-A-CB (Split System: Heat Pump with Remote Outdoor Unit-Air-Source) | C5H0V48*K*AAA* |  |  | EA*5X61M21A*+WALLCON | *97CTN0802120A* | 46000 | 18 | 9 | 48000 | 33800 | 70.42% | 2.08 | 0 | 10 |  |  |  |  | R-454B | 3.8333 | Residential & Commercial | USHP | Ducted CEE Tier 1
215681849 | Central HP <5.4 tons | DAY & NIGHT | HRCU-A-CB (Split System: Heat Pump with Remote Outdoor Unit-Air-Source) | C5H0V48*K*AAA* |  |  | EVM5X49M21A*+WALLCON | *80CSU0802120B* | 48500 | 19 | 9 | 50000 | 36400 | 72.8% | 2.12 | 0 | 10 |  |  |  |  | R-454B | 4.0417 | Residential & Commercial | USHP | Ducted CEE Tier 1
215681999 | Central HP <5.4 tons | DAY & NIGHT | HRCU-A-CB (Split System: Heat Pump with Remote Outdoor Unit-Air-Source) | C5H0V48*K*AAA* |  |  | EVM5X60M24A*+WALLCON | *80CSU1002120B* | 48000 | 18.5 | 9 | 50000 | 36600 | 73.2% | 2 | 0 | 10 |  |  |  |  | R-454B | 4 | Residential & Commercial | USHP | Ducted CEE Tier 1
216013469 | Central HP <5.4 tons | DUCANE | HRCU-A-CB (Split System: Heat Pump with Remote Outdoor Unit-Air-Source) | 7SCP18V36P-**A |  |  | 7AH1AV36PX-** | 0 | 36000 | 18 | 9.5 | 36000 | 30000 | 83.33% | 1.8 | 0 | 11.7 |  |  |  |  | R-454B | 3 | Residential & Commercial | USHP | Ducted CEE Tier 1
214606550 | Central HP <5.4 tons | COLEMAN | HRCU-A-C (Split System: Heat Pump with Remote Outdoor Unit with No Indoor Fan --Air Source) | HH860E2S11 |  |  | CTM60D5CHS1 | 0 | 53500 | 15.2 | 8.1 | 55000 | 40000 | 72.73% | 2 | 0 | 11 |  |  |  |  | R-454B | 4.4583 | Residential & Commercial | USHP | Ducted CEE Tier 1
216410926 | Central HP <5.4 tons | COLEMAN | HRCU-A-CB (Split System: Heat Pump with Remote Outdoor Unit-Air-Source) | HMH72B361 |  |  | XAHC36DBCN1 | Z9ET080C16SMPS1 | 34200 | 16.5 | 8.5 | 33800 | 24400 | 72.19% | 2.04 | 0 | 8.5 |  |  |  |  | R-410A | 2.85 | Residential & Commercial | USHP
215683119 | Central HP <5.4 tons | DAY & NIGHT | HRCU-A-CB (Split System: Heat Pump with Remote Outdoor Unit-Air-Source) | C5H0V60*K*AAA* |  |  | EVD5X61M21A*+WALLCON | *96CTN0802120B* | 57000 | 18.5 | 9 | 64000 | 45000 | 70.31% | 2.08 | 0 | 9 |  |  |  |  | R-454B | 4.75 | Residential & Commercial | USHP
210106946 | Central HP <5.4 tons | RUSSELL | HRCU-A-CB (Split System: Heat Pump with Remote Outdoor Unit-Air-Source) | SP18AZ36AJVC |  |  | TCFZ6021SEAAM | S97MV1005A21DHS | 34200 | 19 | 8.5 | 34200 | 43000 | 125.7% | 2.2 | 0 | 12.5 |  |  |  |  | R-410A | 2.85 | Residential & Commercial | USHP | Ducted CEE Tier 1
213780405 | Central HP <5.4 tons | CARRIER | HRCU-A-CB (Split System: Heat Pump with Remote Outdoor Unit-Air-Source) | 25VNA837A*030* |  |  | CSPH*6012AL*+UI | 59MN7C120C24**22 | 33000 | 16.5 | 8.1 | 32200 | 24800 | 77.02% | 2 | 0 | 11 |  |  |  |  | R-410A | 2.75 | Residential & Commercial | USHP | Ducted CEE Tier 1
216769672 | Central HP <5.4 tons | DUCANE | HRCU-A-CB (Split System: Heat Pump with Remote Outdoor Unit-Air-Source) | 7SCP18V24P-**A |  |  | 7EH30BX-**+TDR | 97G2UH045BV12* | 24000 | 17.25 | 9 | 24000 | 20800 | 86.67% | 1.8 | 0 | 11.7 |  |  |  |  | R-454B | 2 | Residential & Commercial | USHP | Ducted CEE Tier 1
214807848 | Central HP <5.4 tons | FRASER-JOHNSTON | HRCU-A-CB (Split System: Heat Pump with Remote Outdoor Unit-Air-Source) | HH860E2S11 |  |  | CTU60D5XHS1+JME18D2SN1+TXV | 0 | 54000 | 19 | 9 | 53500 | 38500 | 71.96% | 2 | 0 | 12 |  |  |  |  | R-454B | 4.5 | Residential & Commercial | USHP | Ducted CEE Tier 1
213069478 | Central HP <5.4 tons | ACIQ | HRCU-A-CB (Split System: Heat Pump with Remote Outdoor Unit-Air-Source) | DLCURAH36ABK |  |  | EA*4X48L21A* | OMV098J12* | 35600 | 15.2 | 8.1 | 38500 | 34800 | 90.39% | 2.04 | 0 | 9.5 |  |  |  |  | R-410A | 2.9667 | Residential & Commercial | USHP
213069493 | Central HP <5.4 tons | ACIQ | HRCU-A-CB (Split System: Heat Pump with Remote Outdoor Unit-Air-Source) | DLCURAH36ABK |  |  | EA*4X48L24A* | *80ESU1002120A* | 36000 | 16 | 8.5 | 38500 | 34600 | 89.87% | 2.06 | 0 | 10 |  |  |  |  | R-410A | 3 | Residential & Commercial | USHP | Ducted CEE Tier 1
213069512 | Central HP <5.4 tons | ACIQ | HRCU-A-CB (Split System: Heat Pump with Remote Outdoor Unit-Air-Source) | DLCURAH36ABK |  |  | EA*4X48L24A* | *96VTN1002120A* | 36400 | 15.5 | 8.5 | 38500 | 34800 | 90.39% | 2.08 | 0 | 10 |  |  |  |  | R-410A | 3.0333 | Residential & Commercial | USHP | Ducted CEE Tier 1
213069561 | Central HP <5.4 tons | ACIQ | HRCU-A-CB (Split System: Heat Pump with Remote Outdoor Unit-Air-Source) | DLCURAH36ABK |  |  | EN(A,D,W)4X48L21** | *96VSN0801716A* | 35800 | 16 | 8.1 | 38500 | 34800 | 90.39% | 2 | 0 | 10 |  |  |  |  | R-410A | 2.9833 | Residential & Commercial | USHP | Ducted CEE Tier 1
216769717 | Central HP <5.4 tons | DUCANE | HRCU-A-CB (Split System: Heat Pump with Remote Outdoor Unit-Air-Source) | 7SCP18V36P-**A |  |  | 7E[C,U]30BX-**+TDR | 97G2UH070BV12* | 34000 | 17.3 | 8.5 | 35600 | 28400 | 79.78% | 1.85 | 0 | 11 |  |  |  |  | R-454B | 2.8333 | Residential & Commercial | USHP | Ducted CEE Tier 1
210106943 | Central HP <5.4 tons | RUSSELL | HRCU-A-CB (Split System: Heat Pump with Remote Outdoor Unit-Air-Source) | SP18AZ36AJVC |  |  | TCFZ6021SEAAM | S962V1005A21M4S | 34200 | 18 | 8.5 | 34200 | 43000 | 125.7% | 2.2 | 0 | 12.5 |  |  |  |  | R-410A | 2.85 | Residential & Commercial | USHP | Ducted CEE Tier 1
216619088 | Central HP <5.4 tons | DUCANE | HRCU-A-C (Split System: Heat Pump with Remote Outdoor Unit with No Indoor Fan --Air Source) | 7SCP18V24P-**A |  |  | 7EH24AX-**+TDR | 0 | 23600 | 15.2 | 8.5 | 24000 | 22600 | 94.17% | 1.8 | 0 | 11 |  |  |  |  | R-454B | 1.9667 | Residential & Commercial | USHP | Ducted CEE Tier 1
216619105 | Central HP <5.4 tons | DUCANE | HRCU-A-C (Split System: Heat Pump with Remote Outdoor Unit with No Indoor Fan --Air Source) | 7SCP18V60P-**A |  |  | 7E[C,U]49CX-**+TDR | 0 | 48000 | 15.2 | 8.1 | 47500 | 39500 | 83.16% | 1.8 | 0 | 10 |  |  |  |  | R-454B | 4 | Residential & Commercial | USHP | Ducted CEE Tier 1
214397518 | Central HP <5.4 tons | COLEMAN | HRCU-A-CB (Split System: Heat Pump with Remote Outdoor Unit-Air-Source) | HH824E2S11 |  |  | CTF30A5ADS1 | TM9E040A10MP12 | 23000 | 17 | 9 | 23000 | 18000 | 78.26% | 2 | 0 | 12 |  |  |  |  | R-454B | 1.9167 | Residential & Commercial | USHP | Ducted CEE Tier 1
216013310 | Central HP <5.4 tons | CHAMPION HEATING AND COOLING | HRCU-A-CB (Split System: Heat Pump with Remote Outdoor Unit-Air-Source) | HH824E2S11 |  |  | CTM36B5ADS1+JMVT12BC2N1 | 0 | 23000 | 18 | 9.5 | 23000 | 18600 | 80.87% | 2 | 0 | 12 |  |  |  |  | R-454B | 1.9167 | Residential & Commercial | USHP | Ducted CEE Tier 1
216782218 | Central HP <5.4 tons | FRASER-JOHNSTON | HRCU-A-CB (Split System: Heat Pump with Remote Outdoor Unit-Air-Source) | HH860E2S11 |  |  | CTF60C5CGS1 | Z8ES120C20LMPS1 | 45000 | 18 | 9 | 45500 | 33400 | 73.41% | 2 | 0 | 11.7 |  |  |  |  | R-454B | 3.75 | Residential & Commercial | USHP | Ducted CEE Tier 1
216374686 | Central HP <5.4 tons | COLEMAN | HRCU-A-CB (Split System: Heat Pump with Remote Outdoor Unit-Air-Source) | HH860E2S11 |  |  | CTF60C5CGS1 | Z9ET080C16SMPS1 | 44000 | 18 | 9 | 45000 | 32800 | 72.89% | 2 | 0 | 11 |  |  |  |  | R-454B | 3.6667 | Residential & Commercial | USHP | Ducted CEE Tier 1
216735326 | Central HP <5.4 tons | KEEPRITE | HRCU-A-CB (Split System: Heat Pump with Remote Outdoor Unit-Air-Source) | D5CUHAH24AAK |  |  | EA*5X37M17A* | *96VTN0401712B* | 22800 | 16 | 8.5 | 20800 | 18600 | 89.42% | 1.96 | 0 | 10.5 |  |  |  |  | R-454B | 1.9 | Residential & Commercial | USHP | Ducted CEE Tier 1
210106992 | Central HP <5.4 tons | RUSSELL | HRCU-A-CB (Split System: Heat Pump with Remote Outdoor Unit-Air-Source) | SP18AZ60AJVC |  |  | TCFZ6021SEAAM | S97MV1005A21DHS | 52500 | 18 | 8.1 | 52500 | 50500 | 96.19% | 1.9 | 0 | 10 |  |  |  |  | R-410A | 4.375 | Residential & Commercial | USHP | Ducted CEE Tier 1
215682049 | Central HP <5.4 tons | DAY & NIGHT | HRCU-A-CB (Split System: Heat Pump with Remote Outdoor Unit-Air-Source) | C5H0V48*K*AAA* |  |  | EVM5X61M24A*+WALLCON | *80CSU0802120B* | 49000 | 19 | 9 | 50000 | 36400 | 72.8% | 2.12 | 0 | 10.5 |  |  |  |  | R-454B | 4.0833 | Residential & Commercial | USHP | Ducted CEE Tier 1
216010742 | Central HP <5.4 tons | FRASER-JOHNSTON | HRCU-A-CB (Split System: Heat Pump with Remote Outdoor Unit-Air-Source) | HH824E2S11 |  |  | CTM36B5ADS1+JME12B2SN1 | 0 | 23000 | 19 | 9.5 | 23000 | 18400 | 80% | 2 | 0 | 12 |  |  |  |  | R-454B | 1.9167 | Residential & Commercial | USHP | Ducted CEE Tier 1
216769781 | Central HP <5.4 tons | DUCANE | HRCU-A-CB (Split System: Heat Pump with Remote Outdoor Unit-Air-Source) | 7SCP18V60P-**A |  |  | 7EH42CX-**+TDR | 97G2UH090CV20* | 44000 | 16.1 | 8.5 | 48000 | 40000 | 83.33% | 1.8 | 0 | 10 |  |  |  |  | R-454B | 3.6667 | Residential & Commercial | USHP | Ducted CEE Tier 1
216769813 | Central HP <5.4 tons | DUCANE | HRCU-A-CB (Split System: Heat Pump with Remote Outdoor Unit-Air-Source) | 7SCP18V60P-**A |  |  | 7EH50/60CX-**+TDR | 97G2UH110CV20* | 53000 | 16.35 | 8.5 | 54500 | 40500 | 74.31% | 1.85 | 0 | 10 |  |  |  |  | R-454B | 4.4167 | Residential & Commercial | USHP | Ducted CEE Tier 1
213779085 | Central HP <5.4 tons | CARRIER | HRCU-A-CB (Split System: Heat Pump with Remote Outdoor Unit-Air-Source) | 25VNA837A*030* |  |  | CAP**4221AL*+UI | 58TN*B090C21**20 | 31800 | 17 | 8.1 | 32800 | 24200 | 73.78% | 1.88 | 0 | 11 |  |  |  |  | R-410A | 2.65 | Residential & Commercial | USHP | Ducted CEE Tier 1
213770795 | Central HP <5.4 tons | CARRIER | HRCU-A-CB (Split System: Heat Pump with Remote Outdoor Unit-Air-Source) | 25VNA825A*031* |  |  | CAP**3017AL*+UI | 59TN6C080C17**14 | 23400 | 16.5 | 8.1 | 21600 | 16700 | 77.31% | 1.92 | 0 | 10.5 |  |  |  |  | R-410A | 1.95 | Residential & Commercial | USHP | Ducted CEE Tier 1
214421538 | Central HP <5.4 tons | FRASER-JOHNSTON | HRCU-A-CB (Split System: Heat Pump with Remote Outdoor Unit-Air-Source) | HH860E2S11 |  |  | CTM60C5CHS1+JMET16CS2N1 | 0 | 53000 | 19 | 8.5 | 53500 | 38500 | 71.96% | 2 | 0 | 11.7 |  |  |  |  | R-454B | 4.4167 | Residential & Commercial | USHP | Ducted CEE Tier 1
213770845 | Central HP <5.4 tons | CARRIER | HRCU-A-CB (Split System: Heat Pump with Remote Outdoor Unit-Air-Source) | 25VNA825A*031* |  |  | CAP**3617AL*+UI | 59CU5B060C17**16 | 23400 | 16.5 | 8.1 | 21600 | 16700 | 77.31% | 1.94 | 0 | 10.5 |  |  |  |  | R-410A | 1.95 | Residential & Commercial | USHP | Ducted CEE Tier 1
214807754 | Central HP <5.4 tons | CHAMPION HEATING AND COOLING | HRCU-A-CB (Split System: Heat Pump with Remote Outdoor Unit-Air-Source) | HH836E2S11 |  |  | CTU36B5XDS1+TXV | Z8ET080B12LMPS1 | 33200 | 19 | 9 | 30400 | 24800 | 81.58% | 2 | 0 | 11.7 |  |  |  |  | R-454B | 2.7667 | Residential & Commercial | USHP | Ducted CEE Tier 1
214809015 | Central HP <5.4 tons | FRASER-JOHNSTON | HRCU-A-CB (Split System: Heat Pump with Remote Outdoor Unit-Air-Source) | HH860E2S11 |  |  | CTU60C5XGS1+TXV | TP9C100C16MP13 | 43500 | 18 | 9 | 44000 | 33200 | 75.45% | 2 | 0 | 11.7 |  |  |  |  | R-454B | 3.625 | Residential & Commercial | USHP | Ducted CEE Tier 1
214809149 | Central HP <5.4 tons | FRASER-JOHNSTON | HRCU-A-CB (Split System: Heat Pump with Remote Outdoor Unit-Air-Source) | HH860E2S11 |  |  | CTU60D5XGS1+JMVT20DC2N1+TXV | 0 | 45500 | 19 | 9.5 | 45000 | 33800 | 75.11% | 2 | 0 | 12 |  |  |  |  | R-454B | 3.7917 | Residential & Commercial | USHP | Ducted CEE Tier 1
216732503 | Central HP <5.4 tons | KEEPRITE | HRCU-A-CB (Split System: Heat Pump with Remote Outdoor Unit-Air-Source) | D5CUHAH24AAK |  |  | EA*5X24M14A* | *80MS(N,L)0451412A* | 22000 | 15.5 | 8.5 | 21000 | 19100 | 90.95% | 1.96 | 0 | 10.5 |  |  |  |  | R-454B | 1.8333 | Residential & Commercial | USHP | Ducted CEE Tier 1
215935471 | Central HP <5.4 tons | KEEPRITE | HRCU-A-CB (Split System: Heat Pump with Remote Outdoor Unit-Air-Source) | C5H3V36*K*AAA* |  |  | EVM5X61M24A*+WALLCON | *80CTL1102120B* | 36000 | 22.5 | 8.5 | 37600 | 28200 | 75% | 2.06 | 0 | 12.5 |  |  |  |  | R-454B | 3 | Residential & Commercial | USHP | Ducted CEE Tier 1
210589394 | Central HP <5.4 tons | RUSSELL | HRCU-A-CB (Split System: Heat Pump with Remote Outdoor Unit-Air-Source) | SP18AZ36AJVC |  |  | TCFZ6021SEAAM | S802VA100521Z | 34200 | 20 | 8.5 | 34200 | 43000 | 125.7% | 2.2 | 0 | 12.5 |  |  |  |  | R-410A | 2.85 | Residential & Commercial | USHP | Ducted CEE Tier 1
214395397 | Central HP <5.4 tons | FRASER-JOHNSTON | HRCU-A-CB (Split System: Heat Pump with Remote Outdoor Unit-Air-Source) | HH824E2S11 |  |  | JHC24B5AC2SS1 | 0 | 24000 | 19 | 9.5 | 24000 | 17000 | 70.83% | 2.1 | 0 | 12 |  |  |  |  | R-454B | 2 | Residential & Commercial | USHP | Ducted CEE Tier 1
214242295 | Central HP <5.4 tons | CARRIER | HRCU-A-CB (Split System: Heat Pump with Remote Outdoor Unit-Air-Source) | 25VNA825A*032* |  |  | CNPV*4821AL*+UI | 59TN6C060C17**14 | 24000 | 16.5 | 8.1 | 21400 | 16600 | 77.57% | 2 | 0 | 11 |  |  |  |  | R-410A | 2 | Residential & Commercial | USHP | Ducted CEE Tier 1
213069623 | Central HP <5.4 tons | ACIQ | HRCU-A-CB (Split System: Heat Pump with Remote Outdoor Unit-Air-Source) | DLCURAH36ABK |  |  | FXM4X42**AL | 0 | 36000 | 16 | 8.1 | 38500 | 34800 | 90.39% | 1.94 | 0 | 10 |  |  |  |  | R-410A | 3 | Residential & Commercial | USHP | Ducted CEE Tier 1
214239420 | Central HP <5.4 tons | KEEPRITE | HRCU-A-CB (Split System: Heat Pump with Remote Outdoor Unit-Air-Source) | CVH837GKA2* |  |  | EN(A,D,W)4X60L24**+WALLCON | *96CTN1202422B* | 32800 | 17.5 | 8.1 | 32200 | 24600 | 76.4% | 1.96 | 0 | 11.7 |  |  |  |  | R-410A | 2.7333 | Residential & Commercial | USHP | Ducted CEE Tier 1
214719945 | Central HP <5.4 tons | COLEMAN | HRCU-A-CB (Split System: Heat Pump with Remote Outdoor Unit-Air-Source) | HH860E2S11 |  |  | CTU60C5XGS1+TXV | TM8V120C20MP12 | 44500 | 18 | 9 | 45000 | 33800 | 75.11% | 2 | 0 | 11 |  |  |  |  | R-454B | 3.7083 | Residential & Commercial | USHP | Ducted CEE Tier 1
216374615 | Central HP <5.4 tons | COLEMAN | HRCU-A-CB (Split System: Heat Pump with Remote Outdoor Unit-Air-Source) | HH860E2S11 |  |  | CTF60C5CHS1 | Z9ET100C20SMPS1 | 53500 | 19 | 8.5 | 54000 | 39000 | 72.22% | 2 | 0 | 11 |  |  |  |  | R-454B | 4.4583 | Residential & Commercial | USHP | Ducted CEE Tier 1
214398642 | Central HP <5.4 tons | COLEMAN | HRCU-A-CB (Split System: Heat Pump with Remote Outdoor Unit-Air-Source) | HH860E2S11 |  |  | CTF60C5CGS1 | TM8V080C16MP12 | 43500 | 18 | 9 | 44000 | 33400 | 75.91% | 2 | 0 | 11.7 |  |  |  |  | R-454B | 3.625 | Residential & Commercial | USHP | Ducted CEE Tier 1
214421513 | Central HP <5.4 tons | FRASER-JOHNSTON | HRCU-A-CB (Split System: Heat Pump with Remote Outdoor Unit-Air-Source) | HH860E2S11 |  |  | CTF60C5CHS1+JMET16CS2N1 | 0 | 53000 | 19 | 8.5 | 53500 | 38500 | 71.96% | 2 | 0 | 11.7 |  |  |  |  | R-454B | 4.4167 | Residential & Commercial | USHP | Ducted CEE Tier 1
210589350 | Central HP <5.4 tons | RUSSELL | HRCU-A-CB (Split System: Heat Pump with Remote Outdoor Unit-Air-Source) | SP18AZ48AJVC |  |  | TCFZ6021SEAAM | S802VA100521Z | 45000 | 19 | 8.5 | 43000 | 45000 | 104.7% | 2 | 0 | 11.7 |  |  |  |  | R-410A | 3.75 | Residential & Commercial | USHP | Ducted CEE Tier 1
213080544 | Central HP <5.4 tons | KEEPRITE | HRCU-A-CB (Split System: Heat Pump with Remote Outdoor Unit-Air-Source) | DLCURAH36ABK |  |  | EA*4X37L21A* | *95MSU0401712A* | 36200 | 15.2 | 8.5 | 38000 | 35000 | 92.11% | 2.04 | 0 | 10 |  |  |  |  | R-410A | 3.0167 | Residential & Commercial | USHP | Ducted CEE Tier 1
213080796 | Central HP <5.4 tons | KEEPRITE | HRCU-A-CB (Split System: Heat Pump with Remote Outdoor Unit-Air-Source) | DLCURAH36ABK |  |  | EA*4X37L21A* | *95MSU0802120A* | 36600 | 16 | 8.5 | 38500 | 35000 | 90.91% | 2.06 | 0 | 10 |  |  |  |  | R-410A | 3.05 | Residential & Commercial | USHP | Ducted CEE Tier 1
213079717 | Central HP <5.4 tons | KEEPRITE | HRCU-A-CB (Split System: Heat Pump with Remote Outdoor Unit-Air-Source) | DLCURAH36ABK |  |  | EN(A,D,W)4X48L21** | *92MSN0802120A* | 35800 | 16.5 | 8.1 | 38500 | 34800 | 90.39% | 2 | 0 | 10 |  |  |  |  | R-410A | 2.9833 | Residential & Commercial | USHP | Ducted CEE Tier 1
214397647 | Central HP <5.4 tons | COLEMAN | HRCU-A-CB (Split System: Heat Pump with Remote Outdoor Unit-Air-Source) | HH836E2S11 |  |  | CTF48C5CFS1 | TM9V100C16MP12 | 33200 | 18 | 9 | 31200 | 25200 | 80.77% | 2 | 0 | 11 |  |  |  |  | R-454B | 2.7667 | Residential & Commercial | USHP | Ducted CEE Tier 1
214397724 | Central HP <5.4 tons | COLEMAN | HRCU-A-CB (Split System: Heat Pump with Remote Outdoor Unit-Air-Source) | HH836E2S11 |  |  | CTF36C5CDS1 | CP9C100C16MP13 | 33800 | 18 | 8.5 | 31400 | 25600 | 81.53% | 2 | 0 | 11 |  |  |  |  | R-454B | 2.8167 | Residential & Commercial | USHP | Ducted CEE Tier 1
204300267 | Central HP <5.4 tons | KENMORE | HRCU-A-CB (Split System: Heat Pump with Remote Outdoor Unit-Air-Source) | (C,H,T)VH837GKA** |  |  | EHD4X42AAL+WALLCON | *80CTL0902120A* | 32400 | 16.5 | 8.1 | 33200 | 24800 | 74.7% | 1.96 | 12 | 11 |  |  |  |  | R-410A | 2.7 | Residential & Commercial | USHP | Ducted CEE Tier 1
215937891 | Central HP <5.4 tons | KEEPRITE | HRCU-A-CB (Split System: Heat Pump with Remote Outdoor Unit-Air-Source) | C5H3V48*K*AAA* |  |  | EVD5X48M24A*+WALLCON | *80CTL0902120B* | 45000 | 20.5 | 8.1 | 52000 | 38000 | 73.08% | 1.95 | 0 | 11.5 |  |  |  |  | R-454B | 3.75 | Residential & Commercial | USHP | Ducted CEE Tier 1
215937961 | Central HP <5.4 tons | KEEPRITE | HRCU-A-CB (Split System: Heat Pump with Remote Outdoor Unit-Air-Source) | C5H3V48*K*AAA* |  |  | EVD5X48M24A*+WALLCON | *97CMN1002122B* | 44500 | 20 | 8.1 | 52000 | 38000 | 73.08% | 1.9 | 0 | 11 |  |  |  |  | R-454B | 3.7083 | Residential & Commercial | USHP | Ducted CEE Tier 1
215937541 | Central HP <5.4 tons | KEEPRITE | HRCU-A-CB (Split System: Heat Pump with Remote Outdoor Unit-Air-Source) | C5H3V48*K*AAA* |  |  | EVM5X60M24A*+WALLCON | *97CMN1002122B* | 45500 | 20.5 | 8.1 | 52500 | 38000 | 72.38% | 1.9 | 0 | 11.5 |  |  |  |  | R-454B | 3.7917 | Residential & Commercial | USHP | Ducted CEE Tier 1
214421528 | Central HP <5.4 tons | FRASER-JOHNSTON | HRCU-A-CB (Split System: Heat Pump with Remote Outdoor Unit-Air-Source) | HH836E2S11 |  |  | CTM48C5CFS1+JMET16CS2N1 | 0 | 33800 | 19 | 9 | 31400 | 25200 | 80.25% | 2 | 0 | 11.7 |  |  |  |  | R-454B | 2.8167 | Residential & Commercial | USHP | Ducted CEE Tier 1
211398562 | Central HP <5.4 tons | CHAMPION HEATING AND COOLING | HRCU-A-CB (Split System: Heat Pump with Remote Outdoor Unit-Air-Source) | HMH72B341 |  |  | XAUC48FXXN1+TXV | TM8E100C16MP11 | 33600 | 17 | 8.5 | 32400 | 23600 | 72.84% | 2.06 | 0 | 9.5 |  |  |  |  | R-410A | 2.8 | Residential & Commercial | USHP
210106900 | Central HP <5.4 tons | RUSSELL | HRCU-A-CB (Split System: Heat Pump with Remote Outdoor Unit-Air-Source) | SP18AZ36AJVC |  |  | SHMVZ6021SEACA | 0 | 34200 | 18 | 8.5 | 32000 | 43500 | 135.9% | 2.2 | 0 | 12.5 |  |  |  |  | R-410A | 2.85 | Residential & Commercial | USHP | Ducted CEE Tier 1
216619112 | Central HP <5.4 tons | DUCANE | HRCU-A-C (Split System: Heat Pump with Remote Outdoor Unit with No Indoor Fan --Air Source) | 7SCP18V60P-**A |  |  | 7E[C,U]60DX-**+TDR | 0 | 52000 | 15.2 | 8.1 | 54000 | 41500 | 76.85% | 1.8 | 0 | 10 |  |  |  |  | R-454B | 4.3333 | Residential & Commercial | USHP | Ducted CEE Tier 1
216619115 | Central HP <5.4 tons | DUCANE | HRCU-A-C (Split System: Heat Pump with Remote Outdoor Unit with No Indoor Fan --Air Source) | 7SCP18V60P-**A |  |  | 7ED50/60CX-**+TDR | 0 | 51000 | 15.2 | 8.5 | 54000 | 41500 | 76.85% | 1.95 | 0 | 10 |  |  |  |  | R-454B | 4.25 | Residential & Commercial | USHP | Ducted CEE Tier 1
210595839 | Central HP <5.4 tons | KENMORE | HRCU-A-CB (Split System: Heat Pump with Remote Outdoor Unit-Air-Source) | (C,H,T)VH837GKA** |  |  | EA*4X61L24A*+WALLCON | *80CTL1352422A* | 33200 | 18 | 8.5 | 32000 | 24800 | 77.5% | 2.02 | 0 | 12 |  |  |  |  | R-410A | 2.7667 | Residential & Commercial | USHP | Ducted CEE Tier 1
210595859 | Central HP <5.4 tons | KENMORE | HRCU-A-CB (Split System: Heat Pump with Remote Outdoor Unit-Air-Source) | (C,H,T)VH837GKA** |  |  | EHD4X60AAL+WALLCON | *80CTL0902120A* | 33000 | 17 | 8.1 | 32200 | 25000 | 77.64% | 2 | 0 | 11.5 |  |  |  |  | R-410A | 2.75 | Residential & Commercial | USHP | Ducted CEE Tier 1
210595872 | Central HP <5.4 tons | KENMORE | HRCU-A-CB (Split System: Heat Pump with Remote Outdoor Unit-Air-Source) | (C,H,T)VH837GKA** |  |  | EHD4X60AAL+WALLCON | *97CMN1202422A* | 33000 | 17 | 8.1 | 32200 | 25000 | 77.64% | 2 | 0 | 11 |  |  |  |  | R-410A | 2.75 | Residential & Commercial | USHP | Ducted CEE Tier 1
215938314 | Central HP <5.4 tons | CARRIER | HRCU-A-CB (Split System: Heat Pump with Remote Outdoor Unit-Air-Source) | 27VNA348A*030* |  |  | CVAVA6024XMA*+UI | 58TN*B135C24**22 | 45500 | 21 | 8.1 | 52500 | 38000 | 72.38% | 1.95 | 0 | 11.5 |  |  |  |  | R-454B | 3.7917 | Residential & Commercial | USHP | Ducted CEE Tier 1
216769771 | Central HP <5.4 tons | DUCANE | HRCU-A-CB (Split System: Heat Pump with Remote Outdoor Unit-Air-Source) | 7SCP18V60P-**A |  |  | 7E[C,U]48CX-**+TDR | 97G2UH110CV20* | 44000 | 16.75 | 8.5 | 47500 | 39500 | 83.16% | 1.8 | 0 | 10 |  |  |  |  | R-454B | 3.6667 | Residential & Commercial | USHP | Ducted CEE Tier 1
216769773 | Central HP <5.4 tons | DUCANE | HRCU-A-CB (Split System: Heat Pump with Remote Outdoor Unit-Air-Source) | 7SCP18V60P-**A |  |  | 7E[C,U]48CX-**+TDR | 97G2UH090CV20* | 44000 | 16.55 | 8.5 | 47500 | 40000 | 84.21% | 1.8 | 0 | 10 |  |  |  |  | R-454B | 3.6667 | Residential & Commercial | USHP | Ducted CEE Tier 1
216769821 | Central HP <5.4 tons | DUCANE | HRCU-A-CB (Split System: Heat Pump with Remote Outdoor Unit-Air-Source) | 7SCP18V60P-**A |  |  | 7ED60DX-**+TDR | 97G2DF110CV20* | 52500 | 16 | 8.5 | 55000 | 41000 | 74.55% | 1.9 | 0 | 9.8 |  |  |  |  | R-454B | 4.375 | Residential & Commercial | USHP
215679994 | Central HP <5.4 tons | BRYANT HEATING AND COOLING SYSTEMS | HRCU-A-CB (Split System: Heat Pump with Remote Outdoor Unit-Air-Source) | 290VAN036**AA* |  |  | CSAH*6012AM*+UI | 987TA66100C21*** | 34600 | 17 | 8.5 | 34600 | 24800 | 71.68% | 1.82 | 0 | 10 |  |  |  |  | R-454B | 2.8833 | Residential & Commercial | USHP | Ducted CEE Tier 1
210595817 | Central HP <5.4 tons | KENMORE | HRCU-A-CB (Split System: Heat Pump with Remote Outdoor Unit-Air-Source) | (C,H,T)VH837GKA** |  |  | EA*4X60L24A*+WALLCON | *96CTN1002122A* | 32800 | 17.5 | 8.5 | 31800 | 24800 | 77.99% | 2 | 0 | 11.7 |  |  |  |  | R-410A | 2.7333 | Residential & Commercial | USHP | Ducted CEE Tier 1
210595833 | Central HP <5.4 tons | KENMORE | HRCU-A-CB (Split System: Heat Pump with Remote Outdoor Unit-Air-Source) | (C,H,T)VH837GKA** |  |  | EA*4X61L21A*+WALLCON | *96CTN1002122A* | 33200 | 17.5 | 8.5 | 32000 | 24800 | 77.5% | 2 | 0 | 12 |  |  |  |  | R-410A | 2.7667 | Residential & Commercial | USHP | Ducted CEE Tier 1
210595848 | Central HP <5.4 tons | KENMORE | HRCU-A-CB (Split System: Heat Pump with Remote Outdoor Unit-Air-Source) | (C,H,T)VH837GKA** |  |  | EA*4X61L24A*+WALLCON | *97CMN1202422A* | 33200 | 17.5 | 8.5 | 32000 | 25000 | 78.12% | 2 | 0 | 11.7 |  |  |  |  | R-410A | 2.7667 | Residential & Commercial | USHP | Ducted CEE Tier 1
214398518 | Central HP <5.4 tons | COLEMAN | HRCU-A-CB (Split System: Heat Pump with Remote Outdoor Unit-Air-Source) | HH836E2S11 |  |  | CTF36C5CDS1 | TM9E100C20MP12 | 34600 | 17 | 8.5 | 32600 | 26800 | 82.21% | 2 | 0 | 11 |  |  |  |  | R-454B | 2.8833 | Residential & Commercial | USHP | Ducted CEE Tier 1
214398086 | Central HP <5.4 tons | COLEMAN | HRCU-A-CB (Split System: Heat Pump with Remote Outdoor Unit-Air-Source) | HH836E2S11 |  |  | CTM48C5CFS1 | CP9C100C16MP13 | 33200 | 19 | 9 | 31200 | 25200 | 80.77% | 2 | 0 | 11 |  |  |  |  | R-454B | 2.7667 | Residential & Commercial | USHP | Ducted CEE Tier 1
214397684 | Central HP <5.4 tons | COLEMAN | HRCU-A-CB (Split System: Heat Pump with Remote Outdoor Unit-Air-Source) | HH836E2S11 |  |  | CTF36C5CDS1 | TM8E120C20MP11 | 34600 | 17 | 8.5 | 32600 | 26600 | 81.6% | 2 | 0 | 11 |  |  |  |  | R-454B | 2.8833 | Residential & Commercial | USHP | Ducted CEE Tier 1
216374717 | Central HP <5.4 tons | COLEMAN | HRCU-A-CB (Split System: Heat Pump with Remote Outdoor Unit-Air-Source) | HH836E2S11 |  |  | CTU48C5XFS1+TXV | Z9ET080C16SMPS1 | 33800 | 19 | 9.5 | 32400 | 24200 | 74.69% | 2 | 0 | 11 |  |  |  |  | R-454B | 2.8167 | Residential & Commercial | USHP | Ducted CEE Tier 1
214398081 | Central HP <5.4 tons | COLEMAN | HRCU-A-CB (Split System: Heat Pump with Remote Outdoor Unit-Air-Source) | HH836E2S11 |  |  | CTM48C5CFS1 | TP9C100C16MP13 | 33200 | 19 | 9 | 31200 | 25200 | 80.77% | 2 | 0 | 11 |  |  |  |  | R-454B | 2.7667 | Residential & Commercial | USHP | Ducted CEE Tier 1
214398147 | Central HP <5.4 tons | COLEMAN | HRCU-A-CB (Split System: Heat Pump with Remote Outdoor Unit-Air-Source) | HH836E2S11 |  |  | CTM36C5CDS1 | TM9V080C16MP12 | 33800 | 17 | 8.5 | 31800 | 26000 | 81.76% | 2 | 0 | 11 |  |  |  |  | R-454B | 2.8167 | Residential & Commercial | USHP | Ducted CEE Tier 1
214398342 | Central HP <5.4 tons | COLEMAN | HRCU-A-CB (Split System: Heat Pump with Remote Outdoor Unit-Air-Source) | HH860E2S11 |  |  | CTF60C5CGS1 | TM8Y080C16MP11 | 44000 | 18 | 9 | 44000 | 33400 | 75.91% | 2 | 0 | 11.7 |  |  |  |  | R-454B | 3.6667 | Residential & Commercial | USHP | Ducted CEE Tier 1
214398681 | Central HP <5.4 tons | COLEMAN | HRCU-A-CB (Split System: Heat Pump with Remote Outdoor Unit-Air-Source) | HH860E2S11 |  |  | CTF60C5CGS1 | TM8E100C20MP11 | 44500 | 17 | 9 | 45000 | 33800 | 75.11% | 2 | 0 | 11.7 |  |  |  |  | R-454B | 3.7083 | Residential & Commercial | USHP | Ducted CEE Tier 1
214398476 | Central HP <5.4 tons | COLEMAN | HRCU-A-CB (Split System: Heat Pump with Remote Outdoor Unit-Air-Source) | HH836E2S11 |  |  | CTM48C5CFS1 | TM8E100C16MP11 | 33600 | 19 | 9 | 31400 | 25400 | 80.89% | 2 | 0 | 11 |  |  |  |  | R-454B | 2.8 | Residential & Commercial | USHP | Ducted CEE Tier 1
214398481 | Central HP <5.4 tons | COLEMAN | HRCU-A-CB (Split System: Heat Pump with Remote Outdoor Unit-Air-Source) | HH836E2S11 |  |  | CTM48C5CFS1 | TMLE100C16MP11 | 33600 | 19 | 9 | 31400 | 25400 | 80.89% | 2 | 0 | 11 |  |  |  |  | R-454B | 2.8 | Residential & Commercial | USHP | Ducted CEE Tier 1
210595847 | Central HP <5.4 tons | KENMORE | HRCU-A-CB (Split System: Heat Pump with Remote Outdoor Unit-Air-Source) | (C,H,T)VH837GKA** |  |  | EA*4X61L24A*+WALLCON | *97CMN1002122A* | 33200 | 18 | 8.5 | 32000 | 24800 | 77.5% | 2 | 0 | 12 |  |  |  |  | R-410A | 2.7667 | Residential & Commercial | USHP | Ducted CEE Tier 1
216619073 | Central HP <5.4 tons | DUCANE | HRCU-A-CB (Split System: Heat Pump with Remote Outdoor Unit-Air-Source) | 7SCP18V24P-**A |  |  | 7AH1AV30PX-** | 0 | 24000 | 17.5 | 9.4 | 24000 | 23200 | 96.67% | 1.75 | 0 | 12 |  |  |  |  | R-454B | 2 | Residential & Commercial | USHP | Ducted CEE Tier 1
210106925 | Central HP <5.4 tons | RUSSELL | HRCU-A-CB (Split System: Heat Pump with Remote Outdoor Unit-Air-Source) | SP18AZ24AJVC |  |  | TCFZ2421HEAAM | S98MV0603A17UPS | 22800 | 20 | 8.5 | 22800 | 26000 | 114% | 2.1 | 0 | 12.5 |  |  |  |  | R-410A | 1.9 | Residential & Commercial | USHP | Ducted CEE Tier 1
210595615 | Central HP <5.4 tons | KENMORE | HRCU-A-CB (Split System: Heat Pump with Remote Outdoor Unit-Air-Source) | (C,H,T)VH825GKA2* |  |  | EA*4X43L21A*+WALLCON | *95CSU1002122A* | 24400 | 17 | 8.5 | 21200 | 16600 | 78.3% | 2.04 | 0 | 11 |  |  |  |  | R-410A | 2.0333 | Residential & Commercial | USHP | Ducted CEE Tier 1
214809267 | Central HP <5.4 tons | FRASER-JOHNSTON | HRCU-A-CB (Split System: Heat Pump with Remote Outdoor Unit-Air-Source) | HH860E2S11 |  |  | CTU60C5XGS1+TXV | Z9ES080C20SMPS1 | 44500 | 18 | 9 | 45500 | 33400 | 73.41% | 2 | 0 | 11.7 |  |  |  |  | R-454B | 3.7083 | Residential & Commercial | USHP | Ducted CEE Tier 1
216374773 | Central HP <5.4 tons | COLEMAN | HRCU-A-CB (Split System: Heat Pump with Remote Outdoor Unit-Air-Source) | HH860E2S11 |  |  | CTM60C5CGS1 | Z9ET100C16SMPS1 | 44500 | 19 | 9 | 45500 | 33200 | 72.97% | 2 | 0 | 11 |  |  |  |  | R-454B | 3.7083 | Residential & Commercial | USHP | Ducted CEE Tier 1
214398632 | Central HP <5.4 tons | COLEMAN | HRCU-A-CB (Split System: Heat Pump with Remote Outdoor Unit-Air-Source) | HH860E2S11 |  |  | JHE48D5CG2SS1 | 0 | 45000 | 19 | 9 | 44500 | 33400 | 75.06% | 2 | 0 | 12 |  |  |  |  | R-454B | 3.75 | Residential & Commercial | USHP | Ducted CEE Tier 1
214398716 | Central HP <5.4 tons | COLEMAN | HRCU-A-CB (Split System: Heat Pump with Remote Outdoor Unit-Air-Source) | HH860E2S11 |  |  | CTF60C5CGS1 | CP9C100C20MP13 | 44000 | 18 | 9 | 45000 | 33800 | 75.11% | 2 | 0 | 11 |  |  |  |  | R-454B | 3.6667 | Residential & Commercial | USHP | Ducted CEE Tier 1
216411123 | Central HP <5.4 tons | FRASER-JOHNSTON | HRCU-A-CB (Split System: Heat Pump with Remote Outdoor Unit-Air-Source) | HMH72B341 |  |  | XAHC36DBCN1 | Z9ET060B12SMPS1 | 33200 | 17.5 | 8.5 | 33400 | 23400 | 70.06% | 2 | 0 | 9.5 |  |  |  |  | R-410A | 2.7667 | Residential & Commercial | USHP
214398157 | Central HP <5.4 tons | COLEMAN | HRCU-A-CB (Split System: Heat Pump with Remote Outdoor Unit-Air-Source) | HH836E2S11 |  |  | CTM36C5CDS1 | CP9C080C16MP13 | 33800 | 17 | 8.5 | 31800 | 26000 | 81.76% | 2 | 0 | 11 |  |  |  |  | R-454B | 2.8167 | Residential & Commercial | USHP | Ducted CEE Tier 1
214398191 | Central HP <5.4 tons | COLEMAN | HRCU-A-CB (Split System: Heat Pump with Remote Outdoor Unit-Air-Source) | HH836E2S11 |  |  | JHE42C5CF2SS1 | 0 | 34000 | 19 | 9 | 31400 | 25200 | 80.25% | 2 | 0 | 11.7 |  |  |  |  | R-454B | 2.8333 | Residential & Commercial | USHP | Ducted CEE Tier 1
214398607 | Central HP <5.4 tons | COLEMAN | HRCU-A-CB (Split System: Heat Pump with Remote Outdoor Unit-Air-Source) | HH836E2S11 |  |  | CTF48C5CFS1 | TL9E100C20UH11 | 34000 | 18 | 9 | 32000 | 25600 | 80% | 2 | 0 | 11 |  |  |  |  | R-454B | 2.8333 | Residential & Commercial | USHP | Ducted CEE Tier 1
215677209 | Central HP <5.4 tons | DAY & NIGHT | HRCU-A-CB (Split System: Heat Pump with Remote Outdoor Unit-Air-Source) | C5H0V60*K*AAA* |  |  | EVM5X60M24A*+WALLCON | *96CTN1202422B* | 56500 | 18.5 | 9 | 63000 | 44500 | 70.63% | 2.1 | 0 | 9 |  |  |  |  | R-454B | 4.7083 | Residential & Commercial | USHP
213773021 | Central HP <5.4 tons | DAY & NIGHT | HRCU-A-CB (Split System: Heat Pump with Remote Outdoor Unit-Air-Source) | CVH825GKA3* |  |  | EA*4X36L17A*+WALLCON | *96CTN0601714B* | 23400 | 16 | 8.1 | 21600 | 16700 | 77.31% | 1.92 | 0 | 10.5 |  |  |  |  | R-410A | 1.95 | Residential & Commercial | USHP | Ducted CEE Tier 1
213773071 | Central HP <5.4 tons | DAY & NIGHT | HRCU-A-CB (Split System: Heat Pump with Remote Outdoor Unit-Air-Source) | CVH825GKA3* |  |  | EA*4X36L21A*+WALLCON | *80CTL0902120B* | 23600 | 16.5 | 8.1 | 21400 | 16600 | 77.57% | 1.94 | 0 | 10.5 |  |  |  |  | R-410A | 1.9667 | Residential & Commercial | USHP | Ducted CEE Tier 1
213773221 | Central HP <5.4 tons | DAY & NIGHT | HRCU-A-CB (Split System: Heat Pump with Remote Outdoor Unit-Air-Source) | CVH825GKA3* |  |  | EA*4X37L17A*+WALLCON | *97CMN0801714B* | 24200 | 16 | 8.1 | 21400 | 16700 | 78.04% | 1.98 | 0 | 10.5 |  |  |  |  | R-410A | 2.0167 | Residential & Commercial | USHP | Ducted CEE Tier 1
213773791 | Central HP <5.4 tons | DAY & NIGHT | HRCU-A-CB (Split System: Heat Pump with Remote Outdoor Unit-Air-Source) | CVH825GKA3* |  |  | EA*4X48L21A*+WALLCON | *96CTN0801714B* | 24000 | 16.5 | 8.1 | 21000 | 16600 | 79.05% | 2 | 0 | 11 |  |  |  |  | R-410A | 2 | Residential & Commercial | USHP | Ducted CEE Tier 1
215933040 | Central HP <5.4 tons | DAY & NIGHT | HRCU-A-CB (Split System: Heat Pump with Remote Outdoor Unit-Air-Source) | C5H3V36*K*AAA* |  |  | ESH5X36M12A*+WALLCON | *80CSU0601716A* | 33200 | 19 | 9 | 34800 | 26800 | 77.01% | 1.92 | 0 | 11 |  |  |  |  | R-454B | 2.7667 | Residential & Commercial | USHP | Ducted CEE Tier 1
216619083 | Central HP <5.4 tons | DUCANE | HRCU-A-C (Split System: Heat Pump with Remote Outdoor Unit with No Indoor Fan --Air Source) | 7SCP18V24P-**A |  |  | 7E[C,U]30AX-**+TDR | 0 | 24000 | 15.2 | 8.5 | 24000 | 21400 | 89.17% | 1.75 | 0 | 11.7 |  |  |  |  | R-454B | 2 | Residential & Commercial | USHP | Ducted CEE Tier 1
210473202 | Central HP <5.4 tons | KENMORE | HRCU-A-CB (Split System: Heat Pump with Remote Outdoor Unit-Air-Source) | (C,H,T)VH825GKA3* |  |  | EA*4X43L21A*+WALLCON | *97CMN0601714A* | 24200 | 16.5 | 8.1 | 21200 | 16800 | 79.25% | 2 | 0 | 11 |  |  |  |  | R-410A | 2.0167 | Residential & Commercial | USHP | Ducted CEE Tier 1
215938301 | Central HP <5.4 tons | KEEPRITE | HRCU-A-CB (Split System: Heat Pump with Remote Outdoor Unit-Air-Source) | C5H3V48*K*AAA* |  |  | EVD5X60M24A*+WALLCON | *80CTL0902120B* | 45500 | 21 | 8.1 | 52500 | 38000 | 72.38% | 1.95 | 0 | 11.5 |  |  |  |  | R-454B | 3.7917 | Residential & Commercial | USHP | Ducted CEE Tier 1
216619092 | Central HP <5.4 tons | DUCANE | HRCU-A-C (Split System: Heat Pump with Remote Outdoor Unit with No Indoor Fan --Air Source) | 7SCP18V24P-**A |  |  | 7ED24AX-**+TDR | 0 | 24000 | 15.2 | 8.5 | 24000 | 22600 | 94.17% | 1.75 | 0 | 11.7 |  |  |  |  | R-454B | 2 | Residential & Commercial | USHP | Ducted CEE Tier 1
216374737 | Central HP <5.4 tons | COLEMAN | HRCU-A-CB (Split System: Heat Pump with Remote Outdoor Unit-Air-Source) | HH860E2S11 |  |  | CTU60D5XHS1+TXV | Z9ET120D20SMPS1 | 54000 | 19 | 9 | 55000 | 40000 | 72.73% | 2 | 0 | 11 |  |  |  |  | R-454B | 4.5 | Residential & Commercial | USHP | Ducted CEE Tier 1
216374768 | Central HP <5.4 tons | COLEMAN | HRCU-A-CB (Split System: Heat Pump with Remote Outdoor Unit-Air-Source) | HH860E2S11 |  |  | CTM60C5CGS1 | Z9ET080C16SMPS1 | 44000 | 18 | 9 | 45000 | 32800 | 72.89% | 2 | 0 | 11 |  |  |  |  | R-454B | 3.6667 | Residential & Commercial | USHP | Ducted CEE Tier 1
216619071 | Central HP <5.4 tons | DUCANE | HRCU-A-CB (Split System: Heat Pump with Remote Outdoor Unit-Air-Source) | 7SCP18V24P-**A |  |  | 7AH1AE24PX-** | 0 | 23600 | 17.5 | 9.5 | 24000 | 23000 | 95.83% | 1.8 | 0 | 12 |  |  |  |  | R-454B | 1.9667 | Residential & Commercial | USHP | Ducted CEE Tier 1
216619090 | Central HP <5.4 tons | DUCANE | HRCU-A-C (Split System: Heat Pump with Remote Outdoor Unit with No Indoor Fan --Air Source) | 7SCP18V24P-**A |  |  | 7EH30AX-**+TDR | 0 | 24000 | 16 | 9 | 24000 | 22600 | 94.17% | 1.8 | 0 | 11.7 |  |  |  |  | R-454B | 2 | Residential & Commercial | USHP | Ducted CEE Tier 1
216374753 | Central HP <5.4 tons | COLEMAN | HRCU-A-CB (Split System: Heat Pump with Remote Outdoor Unit-Air-Source) | HH836E2S11 |  |  | CTU36B5XDS1+TXV | Z9ET080B12SMPS1 | 33400 | 18 | 8.5 | 31400 | 24000 | 76.43% | 2 | 0 | 11 |  |  |  |  | R-454B | 2.7833 | Residential & Commercial | USHP | Ducted CEE Tier 1
210106907 | Central HP <5.4 tons | RUSSELL | HRCU-A-CB (Split System: Heat Pump with Remote Outdoor Unit-Air-Source) | SP18AZ60AJVC |  |  | SHMVZ6021SEACA | 0 | 53000 | 18 | 8.5 | 48500 | 45500 | 93.81% | 1.8 | 0 | 10.5 |  |  |  |  | R-410A | 4.4167 | Residential & Commercial | USHP | Ducted CEE Tier 1
214719952 | Central HP <5.4 tons | FRASER-JOHNSTON | HRCU-A-CB (Split System: Heat Pump with Remote Outdoor Unit-Air-Source) | HH860E2S11 |  |  | CTU60C5XGS1+TXV | TM8V100C20MP12 | 44500 | 18 | 9 | 45000 | 33800 | 75.11% | 2 | 0 | 11 |  |  |  |  | R-454B | 3.7083 | Residential & Commercial | USHP | Ducted CEE Tier 1
213080287 | Central HP <5.4 tons | KEEPRITE | HRCU-A-CB (Split System: Heat Pump with Remote Outdoor Unit-Air-Source) | DLCURAH36ABK |  |  | EA*4X37L21A* | *96MSN1002120A* | 36600 | 16 | 8.5 | 38500 | 34800 | 90.39% | 2.1 | 0 | 10 |  |  |  |  | R-410A | 3.05 | Residential & Commercial | USHP | Ducted CEE Tier 1
216410931 | Central HP <5.4 tons | COLEMAN | HRCU-A-CB (Split System: Heat Pump with Remote Outdoor Unit-Air-Source) | HMH72B361 |  |  | XAFC36DBCN1 | Z9ET080C16SMPS1 | 35000 | 17 | 8.5 | 34600 | 25200 | 72.83% | 2.06 | 0 | 8.5 |  |  |  |  | R-410A | 2.9167 | Residential & Commercial | USHP
216782233 | Central HP <5.4 tons | FRASER-JOHNSTON | HRCU-A-CB (Split System: Heat Pump with Remote Outdoor Unit-Air-Source) | HH860E2S11 |  |  | CTU60C5XGS1+TXV | Z8ES120C20LMPS1 | 45000 | 18 | 9 | 45500 | 33400 | 73.41% | 2 | 0 | 11.7 |  |  |  |  | R-454B | 3.75 | Residential & Commercial | USHP | Ducted CEE Tier 1
216783076 | Central HP <5.4 tons | FRASER-JOHNSTON | HRCU-A-CB (Split System: Heat Pump with Remote Outdoor Unit-Air-Source) | HH860E2S11 |  |  | CTF60D5CJS1 | Z8ES130D20LMPS1 | 53500 | 19 | 9 | 54500 | 39000 | 71.56% | 2 | 0 | 11 |  |  |  |  | R-454B | 4.4583 | Residential & Commercial | USHP | Ducted CEE Tier 1
214809184 | Central HP <5.4 tons | FRASER-JOHNSTON | HRCU-A-CB (Split System: Heat Pump with Remote Outdoor Unit-Air-Source) | HH860E2S11 |  |  | CTU60C5XGS1+TXV | TPLC080C16MP13 | 43500 | 18 | 9 | 44000 | 33400 | 75.91% | 2 | 0 | 11.7 |  |  |  |  | R-454B | 3.625 | Residential & Commercial | USHP | Ducted CEE Tier 1
214809159 | Central HP <5.4 tons | FRASER-JOHNSTON | HRCU-A-CB (Split System: Heat Pump with Remote Outdoor Unit-Air-Source) | HH860E2S11 |  |  | CTU60C5XGS1+JME16C2SN1+TXV | 0 | 45000 | 19 | 9 | 45000 | 33000 | 73.33% | 2 | 0 | 12 |  |  |  |  | R-454B | 3.75 | Residential & Commercial | USHP | Ducted CEE Tier 1
216374631 | Central HP <5.4 tons | COLEMAN | HRCU-A-CB (Split System: Heat Pump with Remote Outdoor Unit-Air-Source) | HH836E2S11 |  |  | CTF36C5CDS1 | Z9ET100C20SMPS1 | 33600 | 17 | 8.5 | 31000 | 23600 | 76.13% | 2 | 0 | 11.7 |  |  |  |  | R-454B | 2.8 | Residential & Commercial | USHP | Ducted CEE Tier 1
215679459 | Central HP <5.4 tons | DAY & NIGHT | HRCU-A-CB (Split System: Heat Pump with Remote Outdoor Unit-Air-Source) | C5H0V36*K*AAA* |  |  | EA*5X43M21A*+WALLCON | *97CTN0801716A* | 34200 | 17.5 | 9 | 35400 | 25400 | 71.75% | 1.88 | 0 | 9.5 |  |  |  |  | R-454B | 2.85 | Residential & Commercial | USHP
213080035 | Central HP <5.4 tons | KEEPRITE | HRCU-A-CB (Split System: Heat Pump with Remote Outdoor Unit-Air-Source) | DLCURAH36ABK |  |  | EA*4X37L21A* | *96MSN0801716A* | 36400 | 15.5 | 8.5 | 38000 | 35000 | 92.11% | 2.06 | 0 | 10 |  |  |  |  | R-410A | 3.0333 | Residential & Commercial | USHP | Ducted CEE Tier 1
216782617 | Central HP <5.4 tons | FRASER-JOHNSTON | HRCU-A-CB (Split System: Heat Pump with Remote Outdoor Unit-Air-Source) | HH860E2S11 |  |  | CTM60C5CHS1 | Z8ES100C20LMPS1 | 53500 | 19 | 9 | 53500 | 38500 | 71.96% | 2 | 0 | 12 |  |  |  |  | R-454B | 4.4583 | Residential & Commercial | USHP | Ducted CEE Tier 1
216782631 | Central HP <5.4 tons | FRASER-JOHNSTON | HRCU-A-CB (Split System: Heat Pump with Remote Outdoor Unit-Air-Source) | HH860E2S11 |  |  | CTF60C5CGS1 | Z8ES120C16LMPS1 | 44000 | 18 | 9 | 43500 | 33000 | 75.86% | 2 | 0 | 12 |  |  |  |  | R-454B | 3.6667 | Residential & Commercial | USHP | Ducted CEE Tier 1
214809000 | Central HP <5.4 tons | FRASER-JOHNSTON | HRCU-A-CB (Split System: Heat Pump with Remote Outdoor Unit-Air-Source) | HH860E2S11 |  |  | CTU60C5XGS1+JMVT17CC2N1+TXV | 0 | 44500 | 18 | 9 | 44000 | 33000 | 75% | 2 | 0 | 12 |  |  |  |  | R-454B | 3.7083 | Residential & Commercial | USHP | Ducted CEE Tier 1
214809223 | Central HP <5.4 tons | FRASER-JOHNSTON | HRCU-A-CB (Split System: Heat Pump with Remote Outdoor Unit-Air-Source) | HH860E2S11 |  |  | CTU60C5XGS1+TXV | Z8ES100C16SMPS1 | 44000 | 18 | 9 | 44000 | 33200 | 75.45% | 2 | 0 | 12 |  |  |  |  | R-454B | 3.6667 | Residential & Commercial | USHP | Ducted CEE Tier 1
210470449 | Central HP <5.4 tons | KENMORE | HRCU-A-CB (Split System: Heat Pump with Remote Outdoor Unit-Air-Source) | (C,H,T)VH837GKA2* |  |  | EA*4X61L21A*+WALLCON | *80CTL0902120A* | 33200 | 18 | 8.5 | 32000 | 25000 | 78.12% | 2 | 0 | 11.7 |  |  |  |  | R-410A | 2.7667 | Residential & Commercial | USHP | Ducted CEE Tier 1
211397050 | Central HP <5.4 tons | CHAMPION HEATING AND COOLING | HRCU-A-CB (Split System: Heat Pump with Remote Outdoor Unit-Air-Source) | HMH72B341 |  |  | XAHC48FXXN1+TXV | TM8V120C20MP12 | 33800 | 16.5 | 8.5 | 32400 | 23800 | 73.46% | 2.06 | 0 | 9 |  |  |  |  | R-410A | 2.8167 | Residential & Commercial | USHP
214396296 | Central HP <5.4 tons | FRASER-JOHNSTON | HRCU-A-CB (Split System: Heat Pump with Remote Outdoor Unit-Air-Source) | HH860E2S11 |  |  | CTM60C5CHS1 | TM9Y100C20MP11 | 53000 | 19 | 8.5 | 54500 | 39500 | 72.48% | 2 | 0 | 11 |  |  |  |  | R-454B | 4.4167 | Residential & Commercial | USHP | Ducted CEE Tier 1
214396314 | Central HP <5.4 tons | FRASER-JOHNSTON | HRCU-A-CB (Split System: Heat Pump with Remote Outdoor Unit-Air-Source) | HH860E2S11 |  |  | CTM60D5CHS1 | TM9Y120D20MP11 | 53500 | 19 | 8.5 | 54500 | 39500 | 72.48% | 2 | 0 | 11 |  |  |  |  | R-454B | 4.4583 | Residential & Commercial | USHP | Ducted CEE Tier 1
214396596 | Central HP <5.4 tons | FRASER-JOHNSTON | HRCU-A-CB (Split System: Heat Pump with Remote Outdoor Unit-Air-Source) | HH860E2S11 |  |  | CTM60C5CGS1 | TL8E100C20UH11 | 44000 | 18 | 9 | 44000 | 33400 | 75.91% | 2 | 0 | 11.7 |  |  |  |  | R-454B | 3.6667 | Residential & Commercial | USHP | Ducted CEE Tier 1
211398315 | Central HP <5.4 tons | CHAMPION HEATING AND COOLING | HRCU-A-CB (Split System: Heat Pump with Remote Outdoor Unit-Air-Source) | HMH72B341 |  |  | XAUC48FXXN1+TXV | TM8E120C16MP11 | 33600 | 17 | 8.5 | 32400 | 23600 | 72.84% | 2.08 | 0 | 9.5 |  |  |  |  | R-410A | 2.8 | Residential & Commercial | USHP
211398634 | Central HP <5.4 tons | CHAMPION HEATING AND COOLING | HRCU-A-CB (Split System: Heat Pump with Remote Outdoor Unit-Air-Source) | HMH72B341 |  |  | XAHC48FBCN1 | TM8E100B12MP11 | 32600 | 17 | 8.1 | 31800 | 23200 | 72.96% | 2.02 | 0 | 9 |  |  |  |  | R-410A | 2.7167 | Residential & Commercial | USHP
214396616 | Central HP <5.4 tons | FRASER-JOHNSTON | HRCU-A-CB (Split System: Heat Pump with Remote Outdoor Unit-Air-Source) | HH860E2S11 |  |  | CTF60C5CGS1 | TL9E080C16UH11 | 44500 | 18 | 9 | 45500 | 33800 | 74.29% | 2 | 0 | 11 |  |  |  |  | R-454B | 3.7083 | Residential & Commercial | USHP | Ducted CEE Tier 1
214421533 | Central HP <5.4 tons | FRASER-JOHNSTON | HRCU-A-CB (Split System: Heat Pump with Remote Outdoor Unit-Air-Source) | HH860E2S11 |  |  | CTM60C5CGS1+JMET16CS2N1 | 0 | 45500 | 19 | 9.5 | 45500 | 34000 | 74.73% | 2 | 0 | 11.7 |  |  |  |  | R-454B | 3.7917 | Residential & Commercial | USHP | Ducted CEE Tier 1
214595076 | Central HP <5.4 tons | FRASER-JOHNSTON | HRCU-A-CB (Split System: Heat Pump with Remote Outdoor Unit-Air-Source) | HH836E2S11 |  |  | CTF48C5CFS1 | Z8ES080C20SMPS1 | 34200 | 19 | 9 | 32000 | 25400 | 79.38% | 2 | 0 | 11 |  |  |  |  | R-454B | 2.85 | Residential & Commercial | USHP | Ducted CEE Tier 1
216619081 | Central HP <5.4 tons | DUCANE | HRCU-A-CB (Split System: Heat Pump with Remote Outdoor Unit-Air-Source) | 7SCP18V60P-**A |  |  | 7AH1AE48PX-** | 0 | 46000 | 17.5 | 9 | 48000 | 43000 | 89.58% | 1.8 | 0 | 11 |  |  |  |  | R-454B | 3.8333 | Residential & Commercial | USHP | Ducted CEE Tier 1
211386222 | Central HP <5.4 tons | CHAMPION HEATING AND COOLING | HRCU-A-CB (Split System: Heat Pump with Remote Outdoor Unit-Air-Source) | HMH72B341 |  |  | XAHC48FBCN1 | TL9E080C16UH11 | 33200 | 16 | 8.5 | 32400 | 23600 | 72.84% | 2.04 | 0 | 9 |  |  |  |  | R-410A | 2.7667 | Residential & Commercial | USHP
211385873 | Central HP <5.4 tons | CHAMPION HEATING AND COOLING | HRCU-A-CB (Split System: Heat Pump with Remote Outdoor Unit-Air-Source) | HMH72B341 |  |  | XAUC48FXXN1+TXV | TM8E080C16MP11 | 33400 | 17 | 8.5 | 32200 | 23400 | 72.67% | 2.06 | 0 | 9.5 |  |  |  |  | R-410A | 2.7833 | Residential & Commercial | USHP
210595806 | Central HP <5.4 tons | KENMORE | HRCU-A-CB (Split System: Heat Pump with Remote Outdoor Unit-Air-Source) | (C,H,T)VH837GKA** |  |  | EA*4X36L21A*+WALLCON | *95CSU1002122A* | 31600 | 17.5 | 8.1 | 33000 | 24200 | 73.33% | 1.86 | 0 | 11 |  |  |  |  | R-410A | 2.6333 | Residential & Commercial | USHP | Ducted CEE Tier 1
210595825 | Central HP <5.4 tons | KENMORE | HRCU-A-CB (Split System: Heat Pump with Remote Outdoor Unit-Air-Source) | (C,H,T)VH837GKA** |  |  | EA*4X61L21A*+WALLCON | *80CSU1002120A* | 33200 | 17 | 8.1 | 32200 | 24800 | 77.02% | 1.98 | 0 | 11.5 |  |  |  |  | R-410A | 2.7667 | Residential & Commercial | USHP | Ducted CEE Tier 1
211385890 | Central HP <5.4 tons | CHAMPION HEATING AND COOLING | HRCU-A-CB (Split System: Heat Pump with Remote Outdoor Unit-Air-Source) | HMH72B341 |  |  | XAFC48FBCN1 | TMLE080C16MP11 | 33400 | 17 | 8.5 | 32200 | 23400 | 72.67% | 2.06 | 0 | 9.5 |  |  |  |  | R-410A | 2.7833 | Residential & Commercial | USHP
216013470 | Central HP <5.4 tons | DUCANE | HRCU-A-CB (Split System: Heat Pump with Remote Outdoor Unit-Air-Source) | 7SCP18V60P-**A |  |  | 7AH1AV48PX-** | 0 | 47500 | 18 | 9.5 | 48000 | 42000 | 87.5% | 1.75 | 0 | 11.7 |  |  |  |  | R-454B | 3.9583 | Residential & Commercial | USHP | Ducted CEE Tier 1
210470295 | Central HP <5.4 tons | KENMORE | HRCU-A-CB (Split System: Heat Pump with Remote Outdoor Unit-Air-Source) | (C,H,T)VH837GKA2* |  |  | EA*4X60L24A*+WALLCON | *96CTN1202422A* | 32800 | 18 | 8.5 | 31800 | 24800 | 77.99% | 2 | 0 | 11.7 |  |  |  |  | R-410A | 2.7333 | Residential & Commercial | USHP | Ducted CEE Tier 1
214396772 | Central HP <5.4 tons | FRASER-JOHNSTON | HRCU-A-CB (Split System: Heat Pump with Remote Outdoor Unit-Air-Source) | HH860E2S11 |  |  | CTF60D5CJS1 | TM8E130D20MP11 | 53500 | 18 | 9 | 55500 | 40000 | 72.07% | 2 | 0 | 11 |  |  |  |  | R-454B | 4.4583 | Residential & Commercial | USHP | Ducted CEE Tier 1
216410928 | Central HP <5.4 tons | FRASER-JOHNSTON | HRCU-A-CB (Split System: Heat Pump with Remote Outdoor Unit-Air-Source) | HMH72B361 |  |  | XAHC36DBCN1 | Z9ET080C16SMPS1 | 34200 | 16.5 | 8.5 | 33800 | 24400 | 72.19% | 2.04 | 0 | 8.5 |  |  |  |  | R-410A | 2.85 | Residential & Commercial | USHP
211397252 | Central HP <5.4 tons | CHAMPION HEATING AND COOLING | HRCU-A-CB (Split System: Heat Pump with Remote Outdoor Unit-Air-Source) | HMH72B341 |  |  | XAHD48FXXN1+TXV | TPLC080C16MP13 | 33600 | 16 | 8.5 | 32400 | 23800 | 73.46% | 2.06 | 0 | 9 |  |  |  |  | R-410A | 2.8 | Residential & Commercial | USHP
211397146 | Central HP <5.4 tons | CHAMPION HEATING AND COOLING | HRCU-A-CB (Split System: Heat Pump with Remote Outdoor Unit-Air-Source) | HMH72B341 |  |  | XAHC48FBCN1 | TM8V100C20MP12 | 33800 | 16.5 | 8.5 | 32400 | 23800 | 73.46% | 2.06 | 0 | 9 |  |  |  |  | R-410A | 2.8167 | Residential & Commercial | USHP
211397110 | Central HP <5.4 tons | CHAMPION HEATING AND COOLING | HRCU-A-CB (Split System: Heat Pump with Remote Outdoor Unit-Air-Source) | HMH72B341 |  |  | XAHC48FXXN1+TXV | TPLC120C20MP13 | 33800 | 16.5 | 8.5 | 32400 | 23800 | 73.46% | 2.06 | 0 | 9 |  |  |  |  | R-410A | 2.8167 | Residential & Commercial | USHP
211397397 | Central HP <5.4 tons | CHAMPION HEATING AND COOLING | HRCU-A-CB (Split System: Heat Pump with Remote Outdoor Unit-Air-Source) | HMH72B341 |  |  | XAHC48FXXN1+TXV | TMLV100C16MP12 | 33600 | 16.5 | 8.5 | 32400 | 23800 | 73.46% | 2.06 | 0 | 9 |  |  |  |  | R-410A | 2.8 | Residential & Commercial | USHP
211397427 | Central HP <5.4 tons | CHAMPION HEATING AND COOLING | HRCU-A-CB (Split System: Heat Pump with Remote Outdoor Unit-Air-Source) | HMH72B341 |  |  | XAHC48FXXN1+TXV | TPLC100C16MP13 | 33600 | 16.5 | 8.5 | 32400 | 23800 | 73.46% | 2.06 | 0 | 9 |  |  |  |  | R-410A | 2.8 | Residential & Commercial | USHP
211397798 | Central HP <5.4 tons | CHAMPION HEATING AND COOLING | HRCU-A-CB (Split System: Heat Pump with Remote Outdoor Unit-Air-Source) | HMH72B341 |  |  | XAUC48FXXN1+TXV | TM8V100C16MP12 | 34000 | 16.5 | 8.5 | 33200 | 24400 | 73.49% | 2.1 | 0 | 9 |  |  |  |  | R-410A | 2.8333 | Residential & Commercial | USHP
211397865 | Central HP <5.4 tons | CHAMPION HEATING AND COOLING | HRCU-A-CB (Split System: Heat Pump with Remote Outdoor Unit-Air-Source) | HMH72B341 |  |  | XAFC48FBCN1 | TPLC080C16MP13 | 34000 | 16.5 | 8.5 | 33200 | 24400 | 73.49% | 2.1 | 0 | 9 |  |  |  |  | R-410A | 2.8333 | Residential & Commercial | USHP
214720151 | Central HP <5.4 tons | FRASER-JOHNSTON | HRCU-A-CB (Split System: Heat Pump with Remote Outdoor Unit-Air-Source) | HH836E2S11 |  |  | CTU48C5XFS1+TXV | TL9E100C20UH11 | 34000 | 18 | 9 | 32000 | 25600 | 80% | 2 | 0 | 11 |  |  |  |  | R-454B | 2.8333 | Residential & Commercial | USHP | Ducted CEE Tier 1
213079677 | Central HP <5.4 tons | KEEPRITE | HRCU-A-CB (Split System: Heat Pump with Remote Outdoor Unit-Air-Source) | DLCURAH36ABK |  |  | EA*4X42L24A* | *92MSN0802120A* | 35200 | 16.5 | 8.1 | 38500 | 35000 | 90.91% | 1.88 | 0 | 10 |  |  |  |  | R-410A | 2.9333 | Residential & Commercial | USHP | Ducted CEE Tier 1
216783402 | Central HP <5.4 tons | FRASER-JOHNSTON | HRCU-A-CB (Split System: Heat Pump with Remote Outdoor Unit-Air-Source) | HH836E2S11 |  |  | CTM36C5CDS1 | Z8ES080C20LMPS1 | 34400 | 18 | 8.5 | 32000 | 26200 | 81.88% | 2 | 0 | 11 |  |  |  |  | R-454B | 2.8667 | Residential & Commercial | USHP | Ducted CEE Tier 1
216784690 | Central HP <5.4 tons | FRASER-JOHNSTON | HRCU-A-CB (Split System: Heat Pump with Remote Outdoor Unit-Air-Source) | HH836E2S11 |  |  | CTM36C5CDS1 | Z8ES100C16LMPS1 | 34200 | 18 | 8.5 | 31600 | 26000 | 82.28% | 2 | 0 | 11.7 |  |  |  |  | R-454B | 2.85 | Residential & Commercial | USHP | Ducted CEE Tier 1
214720218 | Central HP <5.4 tons | FRASER-JOHNSTON | HRCU-A-CB (Split System: Heat Pump with Remote Outdoor Unit-Air-Source) | HH836E2S11 |  |  | CTU48C5XFS1+TXV | Z8ES080C16SMPS1 | 34400 | 19 | 9 | 32200 | 25400 | 78.88% | 2 | 0 | 11 |  |  |  |  | R-454B | 2.8667 | Residential & Commercial | USHP | Ducted CEE Tier 1
216784677 | Central HP <5.4 tons | FRASER-JOHNSTON | HRCU-A-CB (Split System: Heat Pump with Remote Outdoor Unit-Air-Source) | HH836E2S11 |  |  | CTU36B5XDS1+TXV | Z8ES100B12LMPS1 | 33400 | 18 | 8.5 | 30800 | 25000 | 81.17% | 2 | 0 | 11.7 |  |  |  |  | R-454B | 2.7833 | Residential & Commercial | USHP | Ducted CEE Tier 1
214728390 | Central HP <5.4 tons | FRASER-JOHNSTON | HRCU-A-CB (Split System: Heat Pump with Remote Outdoor Unit-Air-Source) | HH836E2S11 |  |  | CTU36B5XDS1+TXV | TM9V060B12MP12 | 33000 | 17 | 8.5 | 31000 | 25200 | 81.29% | 2 | 0 | 11 |  |  |  |  | R-454B | 2.75 | Residential & Commercial | USHP | Ducted CEE Tier 1
211396410 | Central HP <5.4 tons | CHAMPION HEATING AND COOLING | HRCU-A-CB (Split System: Heat Pump with Remote Outdoor Unit-Air-Source) | HMH72B341 |  |  | XAUC48FXXN1+TXV | TM9E060B12MP12 | 33200 | 16.5 | 8.1 | 32600 | 24000 | 73.62% | 2.02 | 0 | 9 |  |  |  |  | R-410A | 2.7667 | Residential & Commercial | USHP
211396694 | Central HP <5.4 tons | CHAMPION HEATING AND COOLING | HRCU-A-CB (Split System: Heat Pump with Remote Outdoor Unit-Air-Source) | HMH72B341 |  |  | XAFC48FBCN1 | TM8Y100C20MP11 | 34000 | 16.5 | 8.5 | 33000 | 24200 | 73.33% | 2.1 | 0 | 9.5 |  |  |  |  | R-410A | 2.8333 | Residential & Commercial | USHP
214609148 | Central HP <5.4 tons | FRASER-JOHNSTON | HRCU-A-CB (Split System: Heat Pump with Remote Outdoor Unit-Air-Source) | HH836E2S11 |  |  | CTM48C5CFS1 | Z9ES080C16SMPS1 | 34400 | 19 | 9 | 32600 | 25800 | 79.14% | 2 | 0 | 11 |  |  |  |  | R-454B | 2.8667 | Residential & Commercial | USHP | Ducted CEE Tier 1
211395241 | Central HP <5.4 tons | CHAMPION HEATING AND COOLING | HRCU-A-CB (Split System: Heat Pump with Remote Outdoor Unit-Air-Source) | HMH72B341 |  |  | XAFD48FBCN1 | TM9V080C16MP12 | 33400 | 16.5 | 8.5 | 32400 | 23600 | 72.84% | 2.06 | 0 | 9.5 |  |  |  |  | R-410A | 2.7833 | Residential & Commercial | USHP
211395505 | Central HP <5.4 tons | CHAMPION HEATING AND COOLING | HRCU-A-CB (Split System: Heat Pump with Remote Outdoor Unit-Air-Source) | HMH72B341 |  |  | XAHC48FBCN1 | TM9V080B12MP12 | 32800 | 16 | 8.1 | 32200 | 23600 | 73.29% | 2.02 | 0 | 9 |  |  |  |  | R-410A | 2.7333 | Residential & Commercial | USHP
214809208 | Central HP <5.4 tons | FRASER-JOHNSTON | HRCU-A-CB (Split System: Heat Pump with Remote Outdoor Unit-Air-Source) | HH860E2S11 |  |  | CTU60C5XGS1+TXV | TL8E080C16UH11 | 44000 | 18 | 9 | 44500 | 33600 | 75.51% | 2 | 0 | 11.7 |  |  |  |  | R-454B | 3.6667 | Residential & Commercial | USHP | Ducted CEE Tier 1
216374646 | Central HP <5.4 tons | COLEMAN | HRCU-A-CB (Split System: Heat Pump with Remote Outdoor Unit-Air-Source) | HH860E2S11 |  |  | CTU60C5XGS1+TXV | Z9ET100C20SMPS1 | 44500 | 18 | 9 | 45500 | 33000 | 72.53% | 2 | 0 | 11 |  |  |  |  | R-454B | 3.7083 | Residential & Commercial | USHP | Ducted CEE Tier 1
216619086 | Central HP <5.4 tons | DUCANE | HRCU-A-C (Split System: Heat Pump with Remote Outdoor Unit with No Indoor Fan --Air Source) | 7SCP18V24P-**A |  |  | 7E[C,U]36BX-**+TDR | 0 | 24000 | 15.2 | 8.5 | 24000 | 21000 | 87.5% | 1.8 | 0 | 11.7 |  |  |  |  | R-454B | 2 | Residential & Commercial | USHP | Ducted CEE Tier 1
210106920 | Central HP <5.4 tons | RUSSELL | HRCU-A-CB (Split System: Heat Pump with Remote Outdoor Unit-Air-Source) | SP18AZ24AJVC |  |  | TCFZ2421HEAAM | S97MV0603A17DHS | 22800 | 20 | 8.5 | 22800 | 26000 | 114% | 2.1 | 0 | 12.5 |  |  |  |  | R-410A | 1.9 | Residential & Commercial | USHP | Ducted CEE Tier 1
216769664 | Central HP <5.4 tons | DUCANE | HRCU-A-CB (Split System: Heat Pump with Remote Outdoor Unit-Air-Source) | 7SCP18V24P-**A |  |  | 7E[C,U]36BX-**+TDR | 97G2UH045BV12* | 24000 | 17.3 | 9 | 24000 | 20800 | 86.67% | 1.85 | 0 | 12 |  |  |  |  | R-454B | 2 | Residential & Commercial | USHP | Ducted CEE Tier 1
216769789 | Central HP <5.4 tons | DUCANE | HRCU-A-CB (Split System: Heat Pump with Remote Outdoor Unit-Air-Source) | 7SCP18V60P-**A |  |  | 7ED48CX-**+TDR | 97G2DF110CV20* | 44500 | 16.65 | 9 | 48000 | 40000 | 83.33% | 1.85 | 0 | 10 |  |  |  |  | R-454B | 3.7083 | Residential & Commercial | USHP | Ducted CEE Tier 1
216411121 | Central HP <5.4 tons | COLEMAN | HRCU-A-CB (Split System: Heat Pump with Remote Outdoor Unit-Air-Source) | HMH72B341 |  |  | XAHC36DBCN1 | Z9ET060B12SMPS1 | 33200 | 17.5 | 8.5 | 33400 | 23400 | 70.06% | 2 | 0 | 9.5 |  |  |  |  | R-410A | 2.7667 | Residential & Commercial | USHP
216783418 | Central HP <5.4 tons | FRASER-JOHNSTON | HRCU-A-CB (Split System: Heat Pump with Remote Outdoor Unit-Air-Source) | HH836E2S11 |  |  | CTF36C5CDS1 | Z8ES080C20LMPS1 | 35000 | 19 | 8.5 | 32800 | 27000 | 82.32% | 2 | 0 | 11 |  |  |  |  | R-454B | 2.9167 | Residential & Commercial | USHP | Ducted CEE Tier 1
214728363 | Central HP <5.4 tons | FRASER-JOHNSTON | HRCU-A-CB (Split System: Heat Pump with Remote Outdoor Unit-Air-Source) | HH836E2S11 |  |  | CTU36B5XDS1+TXV | TM9E080B12MP12 | 33600 | 18 | 8.5 | 31800 | 26000 | 81.76% | 2 | 0 | 11 |  |  |  |  | R-454B | 2.8 | Residential & Commercial | USHP | Ducted CEE Tier 1
216410921 | Central HP <5.4 tons | COLEMAN | HRCU-A-CB (Split System: Heat Pump with Remote Outdoor Unit-Air-Source) | HMH72B361 |  |  | XAHB36DBCN1 | Z9ET060B12SMPS1 | 34200 | 16.5 | 8.5 | 33800 | 23800 | 70.41% | 1.98 | 0 | 8.5 |  |  |  |  | R-410A | 2.85 | Residential & Commercial | USHP
211398144 | Central HP <5.4 tons | CHAMPION HEATING AND COOLING | HRCU-A-CB (Split System: Heat Pump with Remote Outdoor Unit-Air-Source) | HMH72B341 |  |  | XAHD48FBCN1 | TMLE120C16MP11 | 33000 | 16.5 | 8.5 | 31800 | 23200 | 72.96% | 2.04 | 0 | 9.5 |  |  |  |  | R-410A | 2.75 | Residential & Commercial | USHP
216411116 | Central HP <5.4 tons | COLEMAN | HRCU-A-CB (Split System: Heat Pump with Remote Outdoor Unit-Air-Source) | HMH72B341 |  |  | XAHB36DBCN1 | Z9ET080B12SMPS1 | 33200 | 17.5 | 8.5 | 33000 | 23200 | 70.3% | 2 | 0 | 10 |  |  |  |  | R-410A | 2.7667 | Residential & Commercial | USHP | Ducted CEE Tier 1
214609207 | Central HP <5.4 tons | FRASER-JOHNSTON | HRCU-A-CB (Split System: Heat Pump with Remote Outdoor Unit-Air-Source) | HH836E2S11 |  |  | CTM48C5CFS1 | Z9ES080C20SMPS1 | 34000 | 19 | 9 | 32000 | 25600 | 80% | 2 | 0 | 11 |  |  |  |  | R-454B | 2.8333 | Residential & Commercial | USHP | Ducted CEE Tier 1
214396742 | Central HP <5.4 tons | FRASER-JOHNSTON | HRCU-A-CB (Split System: Heat Pump with Remote Outdoor Unit-Air-Source) | HH860E2S11 |  |  | CTF60D5CHS1+JME18D2SN1 | 0 | 54000 | 19 | 9 | 53500 | 38500 | 71.96% | 2 | 0 | 12 |  |  |  |  | R-454B | 4.5 | Residential & Commercial | USHP | Ducted CEE Tier 1
214397174 | Central HP <5.4 tons | FRASER-JOHNSTON | HRCU-A-CB (Split System: Heat Pump with Remote Outdoor Unit-Air-Source) | HH860E2S11 |  |  | CTM60D5CHS1+JME18D2SN1 | 0 | 54000 | 19 | 9 | 53500 | 38500 | 71.96% | 2 | 0 | 12 |  |  |  |  | R-454B | 4.5 | Residential & Commercial | USHP | Ducted CEE Tier 1
216619082 | Central HP <5.4 tons | DUCANE | HRCU-A-CB (Split System: Heat Pump with Remote Outdoor Unit-Air-Source) | 7SCP18V60P-**A |  |  | 7AH1AE60PX-** | 0 | 55000 | 16.8 | 9 | 55500 | 43000 | 77.48% | 1.8 | 0 | 10 |  |  |  |  | R-454B | 4.5833 | Residential & Commercial | USHP | Ducted CEE Tier 1
216031619 | Central HP <5.4 tons | DUCANE | HRCU-A-C (Split System: Heat Pump with Remote Outdoor Unit with No Indoor Fan --Air Source) | 7SCP18V60P-**A |  |  | 7E[C,U]48CX-**+TDR | 0 | 47500 | 15.2 | 8.5 | 48000 | 39000 | 81.25% | 1.75 | 0 | 10 |  |  |  |  | R-454B | 3.9583 | Residential & Commercial | USHP | Ducted CEE Tier 1
216783535 | Central HP <5.4 tons | FRASER-JOHNSTON | HRCU-A-CB (Split System: Heat Pump with Remote Outdoor Unit-Air-Source) | HH860E2S11 |  |  | CTF60C5CGS1 | Z8ES100C20LMPS1 | 44500 | 18 | 9 | 44500 | 33400 | 75.06% | 2 | 0 | 12 |  |  |  |  | R-454B | 3.7083 | Residential & Commercial | USHP | Ducted CEE Tier 1
216769815 | Central HP <5.4 tons | DUCANE | HRCU-A-CB (Split System: Heat Pump with Remote Outdoor Unit-Air-Source) | 7SCP18V60P-**A |  |  | 7EH50/60CX-**+TDR | 97G2UH090CV20* | 53000 | 16.05 | 8.5 | 55000 | 40500 | 73.64% | 1.85 | 0 | 10 |  |  |  |  | R-454B | 4.4167 | Residential & Commercial | USHP | Ducted CEE Tier 1
216013468 | Central HP <5.4 tons | DUCANE | HRCU-A-CB (Split System: Heat Pump with Remote Outdoor Unit-Air-Source) | 7SCP18V24P-**A |  |  | 7AH1AV24PX-** | 0 | 24000 | 18 | 10 | 24000 | 23000 | 95.83% | 1.8 | 0 | 11.7 |  |  |  |  | R-454B | 2 | Residential & Commercial | USHP | Ducted CEE Tier 1
212361758 | Central HP <5.4 tons | MOOVAIR | HRCU-A-C (Split System: Heat Pump with Remote Outdoor Unit with No Indoor Fan --Air Source) | DMA18HOS20230E7 |  |  | CUB24HAC20BWT7A | 0 | 18000 | 16.1 | 9.5 | 19000 | 15000 | 78.95% | 2.2 | 11.6 | 11.7 |  |  |  |  | R-410A | 1.5 | Residential & Commercial | USHP | Ducted CEE Tier 1
211398763 | Central HP <5.4 tons | CHAMPION HEATING AND COOLING | HRCU-A-CB (Split System: Heat Pump with Remote Outdoor Unit-Air-Source) | HMH72B341 |  |  | XAHD48FXXN1+TXV | TMLE080C16MP11 | 32800 | 16.5 | 8.5 | 31600 | 23000 | 72.78% | 2.02 | 0 | 9.5 |  |  |  |  | R-410A | 2.7333 | Residential & Commercial | USHP
211398577 | Central HP <5.4 tons | CHAMPION HEATING AND COOLING | HRCU-A-CB (Split System: Heat Pump with Remote Outdoor Unit-Air-Source) | HMH72B341 |  |  | XAFC48FBCN1 | TMLE100C16MP11 | 33600 | 17 | 8.5 | 32400 | 23600 | 72.84% | 2.06 | 0 | 9.5 |  |  |  |  | R-410A | 2.8 | Residential & Commercial | USHP
211397182 | Central HP <5.4 tons | CHAMPION HEATING AND COOLING | HRCU-A-CB (Split System: Heat Pump with Remote Outdoor Unit-Air-Source) | HMH72B341 |  |  | XAHC48FBCN1 | TPLC120C20MP13 | 33800 | 16.5 | 8.5 | 32400 | 23800 | 73.46% | 2.06 | 0 | 9 |  |  |  |  | R-410A | 2.8167 | Residential & Commercial | USHP
216619068 | Central HP <5.4 tons | DUCANE | HRCU-A-CB (Split System: Heat Pump with Remote Outdoor Unit-Air-Source) | 7SCP18V24P-**A |  |  | 7AH1AC18PX-** | 0 | 23200 | 15.2 | 9 | 24000 | 23200 | 96.67% | 1.75 | 0 | 11.7 |  |  |  |  | R-454B | 1.9333 | Residential & Commercial | USHP | Ducted CEE Tier 1
216619091 | Central HP <5.4 tons | DUCANE | HRCU-A-C (Split System: Heat Pump with Remote Outdoor Unit with No Indoor Fan --Air Source) | 7SCP18V24P-**A |  |  | 7EH30BX-**+TDR | 0 | 24000 | 15.2 | 8.5 | 24000 | 23400 | 97.5% | 1.75 | 0 | 11.7 |  |  |  |  | R-454B | 2 | Residential & Commercial | USHP | Ducted CEE Tier 1
211395743 | Central HP <5.4 tons | CHAMPION HEATING AND COOLING | HRCU-A-CB (Split System: Heat Pump with Remote Outdoor Unit-Air-Source) | HMH72B341 |  |  | XAHC48FXXN1+TXV | TP9C060B12MP13 | 32400 | 16 | 8.1 | 32000 | 23400 | 73.12% | 2 | 0 | 9 |  |  |  |  | R-410A | 2.7 | Residential & Commercial | USHP
211394671 | Central HP <5.4 tons | CHAMPION HEATING AND COOLING | HRCU-A-CB (Split System: Heat Pump with Remote Outdoor Unit-Air-Source) | HMH72B341 |  |  | XAUC48FXXN1+TXV | TP9C100C20MP13 | 34000 | 16.5 | 8.5 | 33000 | 24200 | 73.33% | 2.1 | 0 | 9 |  |  |  |  | R-410A | 2.8333 | Residential & Commercial | USHP
214396430 | Central HP <5.4 tons | FRASER-JOHNSTON | HRCU-A-CB (Split System: Heat Pump with Remote Outdoor Unit-Air-Source) | HH836E2S11 |  |  | CTM36C5CDS1 | TM9E100C20MP12 | 34400 | 17 | 8.5 | 32400 | 26600 | 82.1% | 2 | 0 | 11 |  |  |  |  | R-454B | 2.8667 | Residential & Commercial | USHP | Ducted CEE Tier 1
214396549 | Central HP <5.4 tons | FRASER-JOHNSTON | HRCU-A-CB (Split System: Heat Pump with Remote Outdoor Unit-Air-Source) | HH836E2S11 |  |  | CTM48C5CFS1 | TM9E100C20MP12 | 34400 | 18 | 9 | 32400 | 25600 | 79.01% | 2 | 0 | 11 |  |  |  |  | R-454B | 2.8667 | Residential & Commercial | USHP | Ducted CEE Tier 1
214397384 | Central HP <5.4 tons | FRASER-JOHNSTON | HRCU-A-CB (Split System: Heat Pump with Remote Outdoor Unit-Air-Source) | HH836E2S11 |  |  | CTF48C5CFS1 | TM9E080C16MP12 | 33400 | 19 | 9 | 31400 | 25400 | 80.89% | 2 | 0 | 11 |  |  |  |  | R-454B | 2.7833 | Residential & Commercial | USHP | Ducted CEE Tier 1
216782756 | Central HP <5.4 tons | FRASER-JOHNSTON | HRCU-A-CB (Split System: Heat Pump with Remote Outdoor Unit-Air-Source) | HH836E2S11 |  |  | CTU48C5XFS1+TXV | Z8ES080C20LMPS1 | 34200 | 19 | 9 | 32000 | 25400 | 79.38% | 2 | 0 | 11 |  |  |  |  | R-454B | 2.85 | Residential & Commercial | USHP | Ducted CEE Tier 1
216783372 | Central HP <5.4 tons | FRASER-JOHNSTON | HRCU-A-CB (Split System: Heat Pump with Remote Outdoor Unit-Air-Source) | HH836E2S11 |  |  | CTM48C5CFS1 | Z8ES080C16LMPS1 | 34400 | 19 | 9 | 32200 | 25400 | 78.88% | 2 | 0 | 11 |  |  |  |  | R-454B | 2.8667 | Residential & Commercial | USHP | Ducted CEE Tier 1
216783387 | Central HP <5.4 tons | FRASER-JOHNSTON | HRCU-A-CB (Split System: Heat Pump with Remote Outdoor Unit-Air-Source) | HH836E2S11 |  |  | CTM36C5CDS1 | Z8ES080C16LMPS1 | 34000 | 18 | 8.5 | 31200 | 25400 | 81.41% | 2 | 0 | 11.7 |  |  |  |  | R-454B | 2.8333 | Residential & Commercial | USHP | Ducted CEE Tier 1
210595616 | Central HP <5.4 tons | KENMORE | HRCU-A-CB (Split System: Heat Pump with Remote Outdoor Unit-Air-Source) | (C,H,T)VH825GKA2* |  |  | EA*4X43L21A*+WALLCON | *96CTN0601714A* | 24400 | 16.5 | 8.1 | 21200 | 16700 | 78.77% | 2.02 | 0 | 11 |  |  |  |  | R-410A | 2.0333 | Residential & Commercial | USHP | Ducted CEE Tier 1
214398120 | Central HP <5.4 tons | COLEMAN | HRCU-A-CB (Split System: Heat Pump with Remote Outdoor Unit-Air-Source) | HH836E2S11 |  |  | CTM36B5CDS1 | CPLC080B12MP13 | 32800 | 17 | 8.5 | 30800 | 25200 | 81.82% | 2 | 0 | 11 |  |  |  |  | R-454B | 2.7333 | Residential & Commercial | USHP | Ducted CEE Tier 1
214397785 | Central HP <5.4 tons | COLEMAN | HRCU-A-CB (Split System: Heat Pump with Remote Outdoor Unit-Air-Source) | HH836E2S11 |  |  | CTF48C5CFS1 | TP9C080C16MP13 | 33200 | 18 | 9 | 31600 | 25400 | 80.38% | 2 | 0 | 11 |  |  |  |  | R-454B | 2.7667 | Residential & Commercial | USHP | Ducted CEE Tier 1
214398486 | Central HP <5.4 tons | COLEMAN | HRCU-A-CB (Split System: Heat Pump with Remote Outdoor Unit-Air-Source) | HH836E2S11 |  |  | CTM36B5CDS1 | TM8Y080B12MP11 | 33400 | 18 | 8.5 | 31200 | 25600 | 82.05% | 2 | 0 | 11 |  |  |  |  | R-454B | 2.7833 | Residential & Commercial | USHP | Ducted CEE Tier 1
214398622 | Central HP <5.4 tons | COLEMAN | HRCU-A-CB (Split System: Heat Pump with Remote Outdoor Unit-Air-Source) | HH836E2S11 |  |  | CTF48C5CFS1 | TM8Y080C16MP11 | 33200 | 19 | 9 | 31400 | 25000 | 79.62% | 2 | 0 | 11 |  |  |  |  | R-454B | 2.7667 | Residential & Commercial | USHP | Ducted CEE Tier 1
210595899 | Central HP <5.4 tons | KENMORE | HRCU-A-CB (Split System: Heat Pump with Remote Outdoor Unit-Air-Source) | (C,H,T)VH837GKA** |  |  | EN(A,D,W)4X60L24**+WALLCON | *97CMN1202422A* | 32800 | 17.5 | 8.1 | 32200 | 24800 | 77.02% | 1.96 | 0 | 11.7 |  |  |  |  | R-410A | 2.7333 | Residential & Commercial | USHP | Ducted CEE Tier 1
215932740 | Central HP <5.4 tons | DAY & NIGHT | HRCU-A-CB (Split System: Heat Pump with Remote Outdoor Unit-Air-Source) | C5H3V36*K*AAA* |  |  | EA*5X61M21A*+WALLCON | *80CTL1102120B* | 34400 | 20.5 | 9.5 | 34200 | 26000 | 76.02% | 2.06 | 0 | 12 |  |  |  |  | R-454B | 2.8667 | Residential & Commercial | USHP | Ducted CEE Tier 1
215932790 | Central HP <5.4 tons | DAY & NIGHT | HRCU-A-CB (Split System: Heat Pump with Remote Outdoor Unit-Air-Source) | C5H3V36*K*AAA* |  |  | EA*5X61M21A*+WALLCON | *97CMN0602120B* | 34200 | 20 | 9 | 34800 | 26600 | 76.44% | 1.92 | 0 | 11.5 |  |  |  |  | R-454B | 2.85 | Residential & Commercial | USHP | Ducted CEE Tier 1
215674065 | Central HP <5.4 tons | BRYANT HEATING AND COOLING SYSTEMS | HRCU-A-CB (Split System: Heat Pump with Remote Outdoor Unit-Air-Source) | 290VAN048**AA* |  |  | CAA**4821AM*+UI | 88*TB60110C21*** | 44500 | 18 | 9 | 48500 | 34000 | 70.1% | 2.06 | 0 | 9.5 |  |  |  |  | R-454B | 3.7083 | Residential & Commercial | USHP
216619089 | Central HP <5.4 tons | DUCANE | HRCU-A-C (Split System: Heat Pump with Remote Outdoor Unit with No Indoor Fan --Air Source) | 7SCP18V24P-**A |  |  | 7EH24BX-**+TDR | 0 | 24000 | 15.2 | 8.5 | 24000 | 22800 | 95% | 1.75 | 0 | 11.7 |  |  |  |  | R-454B | 2 | Residential & Commercial | USHP | Ducted CEE Tier 1
216681081 | Central HP <5.4 tons | DAY & NIGHT | HRCU-A-CB (Split System: Heat Pump with Remote Outdoor Unit-Air-Source) | DLCURAH36ABK |  |  | EA*4X48L24A* | *97VTN0802120A* | 35400 | 16.5 | 8.5 | 37400 | 34200 | 91.44% | 1.94 | 0 | 10 |  |  |  |  | R-410A | 2.95 | Residential & Commercial | USHP | Ducted CEE Tier 1
213780931 | Central HP <5.4 tons | DAY & NIGHT | HRCU-A-CB (Split System: Heat Pump with Remote Outdoor Unit-Air-Source) | CVH837GKA2* |  |  | EA*4X37L21A*+WALLCON | *97CMN1002122B* | 33000 | 17 | 8.5 | 32600 | 25000 | 76.69% | 1.98 | 0 | 11.5 |  |  |  |  | R-410A | 2.75 | Residential & Commercial | USHP | Ducted CEE Tier 1
216031617 | Central HP <5.4 tons | DUCANE | HRCU-A-C (Split System: Heat Pump with Remote Outdoor Unit with No Indoor Fan --Air Source) | 7SCP18V24P-**A |  |  | 7E[C,U]24BX-**+TDR | 0 | 23600 | 15.8 | 8.5 | 24000 | 20000 | 83.33% | 1.75 | 0 | 11.7 |  |  |  |  | R-454B | 1.9667 | Residential & Commercial | USHP | Ducted CEE Tier 1
213781351 | Central HP <5.4 tons | DAY & NIGHT | HRCU-A-CB (Split System: Heat Pump with Remote Outdoor Unit-Air-Source) | CVH837GKA2* |  |  | EA*4X48L21A*+WALLCON | *97CMN0801714B* | 32200 | 17 | 8.1 | 32600 | 25000 | 76.69% | 1.94 | 0 | 11 |  |  |  |  | R-410A | 2.6833 | Residential & Commercial | USHP | Ducted CEE Tier 1
215679709 | Central HP <5.4 tons | DAY & NIGHT | HRCU-A-CB (Split System: Heat Pump with Remote Outdoor Unit-Air-Source) | C5H0V36*K*AAA* |  |  | ESH5X36M12A*+WALLCON | *96CTN0802120B* | 33600 | 16 | 8.5 | 35800 | 25400 | 70.95% | 1.76 | 0 | 9.5 |  |  |  |  | R-454B | 2.8 | Residential & Commercial | USHP
215679909 | Central HP <5.4 tons | DAY & NIGHT | HRCU-A-CB (Split System: Heat Pump with Remote Outdoor Unit-Air-Source) | C5H0V36*K*AAA* |  |  | ESH5X48M12A*+WALLCON | *97CTN0802120A* | 34200 | 16 | 8.5 | 35400 | 25200 | 71.19% | 1.88 | 0 | 9.5 |  |  |  |  | R-454B | 2.85 | Residential & Commercial | USHP
211386056 | Central HP <5.4 tons | CHAMPION HEATING AND COOLING | HRCU-A-CB (Split System: Heat Pump with Remote Outdoor Unit-Air-Source) | HMH72B341 |  |  | XAHD48FXXN1+TXV | TL9E100C20UH11 | 33400 | 15.5 | 8.5 | 32000 | 23400 | 73.12% | 2.04 | 0 | 9 |  |  |  |  | R-410A | 2.7833 | Residential & Commercial | USHP
216769825 | Central HP <5.4 tons | DUCANE | HRCU-A-CB (Split System: Heat Pump with Remote Outdoor Unit-Air-Source) | 7SCP18V60P-**A |  |  | 7EH60DX-**+TDR | 97G2UH135DV20* | 53500 | 16.4 | 8.5 | 54500 | 40500 | 74.31% | 1.85 | 0 | 10 |  |  |  |  | R-454B | 4.4583 | Residential & Commercial | USHP | Ducted CEE Tier 1
210106916 | Central HP <5.4 tons | RUSSELL | HRCU-A-CB (Split System: Heat Pump with Remote Outdoor Unit-Air-Source) | SP18AZ24AJVC |  |  | TCFZ2421HEAAM | S962V0703A17M4S | 22800 | 20 | 8.5 | 22800 | 26000 | 114% | 2.1 | 0 | 12.5 |  |  |  |  | R-410A | 1.9 | Residential & Commercial | USHP | Ducted CEE Tier 1
210595692 | Central HP <5.4 tons | KENMORE | HRCU-A-CB (Split System: Heat Pump with Remote Outdoor Unit-Air-Source) | (C,H,T)VH825GKA2* |  |  | EN(A,D)4X48L24**+WALLCON | *96CTN1002122A* | 24200 | 17 | 8.1 | 21400 | 16600 | 77.57% | 2.02 | 0 | 11.5 |  |  |  |  | R-410A | 2.0167 | Residential & Commercial | USHP | Ducted CEE Tier 1
210595722 | Central HP <5.4 tons | KENMORE | HRCU-A-CB (Split System: Heat Pump with Remote Outdoor Unit-Air-Source) | (C,H,T)VH825GKA2* |  |  | EN(A,D,W)4X48L21**+WALLCON | *96CTN0601714A* | 24000 | 16.5 | 8.1 | 21400 | 16700 | 78.04% | 2 | 0 | 11 |  |  |  |  | R-410A | 2 | Residential & Commercial | USHP | Ducted CEE Tier 1
210595723 | Central HP <5.4 tons | KENMORE | HRCU-A-CB (Split System: Heat Pump with Remote Outdoor Unit-Air-Source) | (C,H,T)VH825GKA2* |  |  | EN(A,D,W)4X48L21**+WALLCON | *96CTN0801714A* | 24000 | 16.5 | 8.1 | 21400 | 16600 | 77.57% | 2 | 0 | 11 |  |  |  |  | R-410A | 2 | Residential & Commercial | USHP | Ducted CEE Tier 1
210470394 | Central HP <5.4 tons | KENMORE | HRCU-A-CB (Split System: Heat Pump with Remote Outdoor Unit-Air-Source) | (C,H,T)VH837GKA2* |  |  | EA*4X61L21A*+WALLCON | *95CSU1002122A* | 33200 | 18 | 8.5 | 32000 | 24800 | 77.5% | 2 | 0 | 11.5 |  |  |  |  | R-410A | 2.7667 | Residential & Commercial | USHP | Ducted CEE Tier 1
214609077 | Central HP <5.4 tons | COLEMAN | HRCU-A-CB (Split System: Heat Pump with Remote Outdoor Unit-Air-Source) | HH860E2S11 |  |  | CTM60C5CHS1 | Z9ES100C20SMPS1 | 53000 | 19 | 8.5 | 54000 | 38500 | 71.3% | 2 | 0 | 11 |  |  |  |  | R-454B | 4.4167 | Residential & Commercial | USHP | Ducted CEE Tier 1
216374666 | Central HP <5.4 tons | COLEMAN | HRCU-A-CB (Split System: Heat Pump with Remote Outdoor Unit-Air-Source) | HH836E2S11 |  |  | CTF36C5CDS1 | Z9ET100C16SMPS1 | 33000 | 18 | 8.5 | 30200 | 23000 | 76.16% | 2 | 0 | 11.7 |  |  |  |  | R-454B | 2.75 | Residential & Commercial | USHP | Ducted CEE Tier 1
216374707 | Central HP <5.4 tons | COLEMAN | HRCU-A-CB (Split System: Heat Pump with Remote Outdoor Unit-Air-Source) | HH836E2S11 |  |  | CTM36B5CDS1 | Z9ET080B12SMPS1 | 33200 | 18 | 8.5 | 31200 | 24000 | 76.92% | 2 | 0 | 11 |  |  |  |  | R-454B | 2.7667 | Residential & Commercial | USHP | Ducted CEE Tier 1
214609116 | Central HP <5.4 tons | COLEMAN | HRCU-A-CB (Split System: Heat Pump with Remote Outdoor Unit-Air-Source) | HH860E2S11 |  |  | CTF60C5CGS1 | Z9ES080C16SMPS1 | 44500 | 18 | 9 | 46000 | 33800 | 73.48% | 2 | 0 | 11.7 |  |  |  |  | R-454B | 3.7083 | Residential & Commercial | USHP | Ducted CEE Tier 1
214875850 | Central HP <5.4 tons | COLEMAN | HRCU-A-CB (Split System: Heat Pump with Remote Outdoor Unit-Air-Source) | HMH72B341 |  |  | XAFC36DBCN1+JMC17C2SN1 | 0 | 34000 | 18 | 8.5 | 34000 | 23800 | 70% | 2 | 0 | 10 |  |  |  |  | R-410A | 2.8333 | Residential & Commercial | USHP | Ducted CEE Tier 1
214875948 | Central HP <5.4 tons | COLEMAN | HRCU-A-CB (Split System: Heat Pump with Remote Outdoor Unit-Air-Source) | HMH72B341 |  |  | XAHC36DBCN1+JMC16C2SN1 | 0 | 34000 | 18.5 | 8.5 | 34000 | 23800 | 70% | 2 | 0 | 10 |  |  |  |  | R-410A | 2.8333 | Residential & Commercial | USHP | Ducted CEE Tier 1
214609141 | Central HP <5.4 tons | COLEMAN | HRCU-A-CB (Split System: Heat Pump with Remote Outdoor Unit-Air-Source) | HH860E2S11 |  |  | CTM60C5CGS1 | Z9ES100C16SMPS1 | 45500 | 18 | 9 | 46000 | 33800 | 73.48% | 2 | 0 | 11.7 |  |  |  |  | R-454B | 3.7917 | Residential & Commercial | USHP | Ducted CEE Tier 1
214609200 | Central HP <5.4 tons | COLEMAN | HRCU-A-CB (Split System: Heat Pump with Remote Outdoor Unit-Air-Source) | HH860E2S11 |  |  | CTF60D5CGS1 | Z9ES120D20SMPS1 | 46000 | 18 | 9 | 47000 | 34200 | 72.77% | 2 | 0 | 11.7 |  |  |  |  | R-454B | 3.8333 | Residential & Commercial | USHP | Ducted CEE Tier 1
214396636 | Central HP <5.4 tons | FRASER-JOHNSTON | HRCU-A-CB (Split System: Heat Pump with Remote Outdoor Unit-Air-Source) | HH860E2S11 |  |  | CTM60C5CGS1 | TM8V080C16MP12 | 44000 | 18 | 9 | 44500 | 33600 | 75.51% | 2 | 0 | 11.7 |  |  |  |  | R-454B | 3.6667 | Residential & Commercial | USHP | Ducted CEE Tier 1
214238990 | Central HP <5.4 tons | KEEPRITE | HRCU-A-CB (Split System: Heat Pump with Remote Outdoor Unit-Air-Source) | CVH837GKA2* |  |  | END4X42L17**+WALLCON | *80CTL0901716B* | 32000 | 17 | 8.1 | 33000 | 24600 | 74.55% | 1.9 | 0 | 11.5 |  |  |  |  | R-410A | 2.6667 | Residential & Commercial | USHP | Ducted CEE Tier 1
210595589 | Central HP <5.4 tons | KENMORE | HRCU-A-CB (Split System: Heat Pump with Remote Outdoor Unit-Air-Source) | (C,H,T)VH825GKA2* |  |  | EA*4X42L21A*+WALLCON | *95CSU0802120A* | 23800 | 16.5 | 8.1 | 21400 | 16600 | 77.57% | 1.96 | 0 | 11 |  |  |  |  | R-410A | 1.9833 | Residential & Commercial | USHP | Ducted CEE Tier 1
210595623 | Central HP <5.4 tons | KENMORE | HRCU-A-CB (Split System: Heat Pump with Remote Outdoor Unit-Air-Source) | (C,H,T)VH825GKA2* |  |  | EA*4X48L21A*+WALLCON | *80CSU0401712A* | 24200 | 17 | 8.1 | 21000 | 16500 | 78.57% | 2.02 | 0 | 11 |  |  |  |  | R-410A | 2.0167 | Residential & Commercial | USHP | Ducted CEE Tier 1
210595625 | Central HP <5.4 tons | KENMORE | HRCU-A-CB (Split System: Heat Pump with Remote Outdoor Unit-Air-Source) | (C,H,T)VH825GKA2* |  |  | EA*4X48L21A*+WALLCON | *80CSU1002120A* | 24000 | 16.5 | 8.1 | 21000 | 16600 | 79.05% | 2.02 | 0 | 11 |  |  |  |  | R-410A | 2 | Residential & Commercial | USHP | Ducted CEE Tier 1
210595640 | Central HP <5.4 tons | KENMORE | HRCU-A-CB (Split System: Heat Pump with Remote Outdoor Unit-Air-Source) | (C,H,T)VH825GKA2* |  |  | EA*4X48L24A*+WALLCON | *80CTL1352422A* | 24200 | 17 | 8.1 | 21000 | 16500 | 78.57% | 2.02 | 0 | 11 |  |  |  |  | R-410A | 2.0167 | Residential & Commercial | USHP | Ducted CEE Tier 1
210595655 | Central HP <5.4 tons | KENMORE | HRCU-A-CB (Split System: Heat Pump with Remote Outdoor Unit-Air-Source) | (C,H,T)VH825GKA2* |  |  | EHD4X42AAL+WALLCON | *80CTL1352422A* | 24200 | 16 | 8.1 | 21400 | 16600 | 77.57% | 2 | 0 | 10.5 |  |  |  |  | R-410A | 2.0167 | Residential & Commercial | USHP | Ducted CEE Tier 1
210595630 | Central HP <5.4 tons | KENMORE | HRCU-A-CB (Split System: Heat Pump with Remote Outdoor Unit-Air-Source) | (C,H,T)VH825GKA2* |  |  | EA*4X48L21A*+WALLCON | *95CSU0802120A* | 24200 | 17 | 8.1 | 21000 | 16500 | 78.57% | 2.02 | 0 | 11 |  |  |  |  | R-410A | 2.0167 | Residential & Commercial | USHP | Ducted CEE Tier 1
210595632 | Central HP <5.4 tons | KENMORE | HRCU-A-CB (Split System: Heat Pump with Remote Outdoor Unit-Air-Source) | (C,H,T)VH825GKA2* |  |  | EA*4X48L21A*+WALLCON | *96CTN0601714A* | 24000 | 16.5 | 8.1 | 21000 | 16600 | 79.05% | 2 | 0 | 11 |  |  |  |  | R-410A | 2 | Residential & Commercial | USHP | Ducted CEE Tier 1
210595633 | Central HP <5.4 tons | KENMORE | HRCU-A-CB (Split System: Heat Pump with Remote Outdoor Unit-Air-Source) | (C,H,T)VH825GKA2* |  |  | EA*4X48L21A*+WALLCON | *96CTN0801714A* | 24000 | 16.5 | 8.1 | 21000 | 16600 | 79.05% | 2 | 0 | 11 |  |  |  |  | R-410A | 2 | Residential & Commercial | USHP | Ducted CEE Tier 1
210595682 | Central HP <5.4 tons | KENMORE | HRCU-A-CB (Split System: Heat Pump with Remote Outdoor Unit-Air-Source) | (C,H,T)VH825GKA2* |  |  | EHD4X48AAL+WALLCON | *96CTN1202422A* | 24200 | 16.5 | 8.1 | 21200 | 16600 | 78.3% | 2.02 | 0 | 11 |  |  |  |  | R-410A | 2.0167 | Residential & Commercial | USHP | Ducted CEE Tier 1
214398652 | Central HP <5.4 tons | COLEMAN | HRCU-A-CB (Split System: Heat Pump with Remote Outdoor Unit-Air-Source) | HH860E2S11 |  |  | CTF60C5CGS1 | TPLC080C16MP13 | 43500 | 18 | 9 | 44000 | 33400 | 75.91% | 2 | 0 | 11.7 |  |  |  |  | R-454B | 3.625 | Residential & Commercial | USHP | Ducted CEE Tier 1
216782486 | Central HP <5.4 tons | FRASER-JOHNSTON | HRCU-A-CB (Split System: Heat Pump with Remote Outdoor Unit-Air-Source) | HH860E2S11 |  |  | CTM60D5CJS1 | Z8ES130D20LMPS1 | 53500 | 19 | 9 | 55000 | 39500 | 71.82% | 2 | 0 | 11 |  |  |  |  | R-454B | 4.4583 | Residential & Commercial | USHP | Ducted CEE Tier 1
216783892 | Central HP <5.4 tons | FRASER-JOHNSTON | HRCU-A-CB (Split System: Heat Pump with Remote Outdoor Unit-Air-Source) | HH860E2S11 |  |  | CTF60D5CGS1 | Z8ES130D20LMPS1 | 45000 | 18 | 9 | 45000 | 33200 | 73.78% | 2 | 0 | 12 |  |  |  |  | R-454B | 3.75 | Residential & Commercial | USHP | Ducted CEE Tier 1
216783908 | Central HP <5.4 tons | FRASER-JOHNSTON | HRCU-A-CB (Split System: Heat Pump with Remote Outdoor Unit-Air-Source) | HH860E2S11 |  |  | CTU60D5XGS1+TXV | Z8ES130D20LMPS1 | 45000 | 18 | 9 | 45000 | 33200 | 73.78% | 2 | 0 | 12 |  |  |  |  | R-454B | 3.75 | Residential & Commercial | USHP | Ducted CEE Tier 1
214239090 | Central HP <5.4 tons | KEEPRITE | HRCU-A-CB (Split System: Heat Pump with Remote Outdoor Unit-Air-Source) | CVH837GKA2* |  |  | EN(A,D,W)4X42L21**+WALLCON | *80CTL1102120B* | 31800 | 17 | 8.1 | 33000 | 24400 | 73.94% | 1.88 | 0 | 11 |  |  |  |  | R-410A | 2.65 | Residential & Commercial | USHP | Ducted CEE Tier 1
214239360 | Central HP <5.4 tons | KEEPRITE | HRCU-A-CB (Split System: Heat Pump with Remote Outdoor Unit-Air-Source) | CVH837GKA2* |  |  | EN(A,D,W)4X60L24**+WALLCON | *80CTL0902120B* | 32800 | 17.5 | 8.1 | 32200 | 24600 | 76.4% | 1.96 | 0 | 12 |  |  |  |  | R-410A | 2.7333 | Residential & Commercial | USHP | Ducted CEE Tier 1
216769775 | Central HP <5.4 tons | DUCANE | HRCU-A-CB (Split System: Heat Pump with Remote Outdoor Unit-Air-Source) | 7SCP18V60P-**A |  |  | 7E[C,U]49CX-**+TDR | 97G2UH110CV20* | 45500 | 17.2 | 9 | 47500 | 39500 | 83.16% | 1.85 | 0 | 10 |  |  |  |  | R-454B | 3.7917 | Residential & Commercial | USHP | Ducted CEE Tier 1
216619080 | Central HP <5.4 tons | DUCANE | HRCU-A-CB (Split System: Heat Pump with Remote Outdoor Unit-Air-Source) | 7SCP18V60P-**A |  |  | 7AH1AV42PX-** | 0 | 45500 | 17.6 | 9 | 48000 | 43000 | 89.58% | 1.8 | 0 | 11 |  |  |  |  | R-454B | 3.7917 | Residential & Commercial | USHP | Ducted CEE Tier 1
214239410 | Central HP <5.4 tons | KEEPRITE | HRCU-A-CB (Split System: Heat Pump with Remote Outdoor Unit-Air-Source) | CVH837GKA2* |  |  | EN(A,D,W)4X60L24**+WALLCON | *96CTN1002122B* | 32800 | 17.5 | 8.1 | 32200 | 24600 | 76.4% | 1.96 | 0 | 12 |  |  |  |  | R-410A | 2.7333 | Residential & Commercial | USHP | Ducted CEE Tier 1
214239310 | Central HP <5.4 tons | KEEPRITE | HRCU-A-CB (Split System: Heat Pump with Remote Outdoor Unit-Air-Source) | CVH837GKA2* |  |  | EN(A,D)4X48L24**+WALLCON | *80CTL1352422B* | 32400 | 17 | 8.1 | 32600 | 24600 | 75.46% | 1.96 | 0 | 11.7 |  |  |  |  | R-410A | 2.7 | Residential & Commercial | USHP | Ducted CEE Tier 1
213079197 | Central HP <5.4 tons | KEEPRITE | HRCU-A-CB (Split System: Heat Pump with Remote Outdoor Unit-Air-Source) | DLCURAH36ABK |  |  | EN(A,D)4X48L24** | *80MSU0601716A* | 35800 | 17 | 8.1 | 38000 | 34800 | 91.58% | 2 | 0 | 10.5 |  |  |  |  | R-410A | 2.9833 | Residential & Commercial | USHP | Ducted CEE Tier 1
210595657 | Central HP <5.4 tons | KENMORE | HRCU-A-CB (Split System: Heat Pump with Remote Outdoor Unit-Air-Source) | (C,H,T)VH825GKA2* |  |  | EHD4X42AAL+WALLCON | *95CSU0802120A* | 24200 | 16 | 8.1 | 21400 | 16600 | 77.57% | 2 | 0 | 11 |  |  |  |  | R-410A | 2.0167 | Residential & Commercial | USHP | Ducted CEE Tier 1
210595673 | Central HP <5.4 tons | KENMORE | HRCU-A-CB (Split System: Heat Pump with Remote Outdoor Unit-Air-Source) | (C,H,T)VH825GKA2* |  |  | EHD4X48AAL+WALLCON | *80CTL0701716A* | 24200 | 16.5 | 8.1 | 21200 | 16600 | 78.3% | 2.02 | 0 | 10.5 |  |  |  |  | R-410A | 2.0167 | Residential & Commercial | USHP | Ducted CEE Tier 1
216508743 | Central HP <5.4 tons | FRASER-JOHNSTON | HRCU-A-CB (Split System: Heat Pump with Remote Outdoor Unit-Air-Source) | HH836E2S11 |  |  | CTF30A5ADS1 | Z8ES040A12SMPS1 | 33000 | 18 | 8.5 | 30400 | 24800 | 81.58% | 2 | 0 | 11.7 |  |  |  |  | R-454B | 2.75 | Residential & Commercial | USHP | Ducted CEE Tier 1
216508763 | Central HP <5.4 tons | FRASER-JOHNSTON | HRCU-A-CB (Split System: Heat Pump with Remote Outdoor Unit-Air-Source) | HH836E2S11 |  |  | CTF30A5ADS1 | TMLV060A12MP12 | 32800 | 17 | 8.5 | 30600 | 25200 | 82.35% | 2 | 0 | 11 |  |  |  |  | R-454B | 2.7333 | Residential & Commercial | USHP | Ducted CEE Tier 1
216782142 | Central HP <5.4 tons | FRASER-JOHNSTON | HRCU-A-CB (Split System: Heat Pump with Remote Outdoor Unit-Air-Source) | HH836E2S11 |  |  | CTU48C5XFS1+TXV | Z8ES100C16LMPS1 | 34000 | 19 | 9 | 31600 | 25200 | 79.75% | 2 | 0 | 11 |  |  |  |  | R-454B | 2.8333 | Residential & Commercial | USHP | Ducted CEE Tier 1
214875943 | Central HP <5.4 tons | COLEMAN | HRCU-A-CB (Split System: Heat Pump with Remote Outdoor Unit-Air-Source) | HMH72B341 |  |  | XAFB36DBCN1+JME12B2SN1 | 0 | 34000 | 18.5 | 8.5 | 33000 | 23200 | 70.3% | 2 | 0 | 10.5 |  |  |  |  | R-410A | 2.8333 | Residential & Commercial | USHP | Ducted CEE Tier 1
215679999 | Central HP <5.4 tons | DAY & NIGHT | HRCU-A-CB (Split System: Heat Pump with Remote Outdoor Unit-Air-Source) | C5H0V36*K*AAA* |  |  | ESH5X60M12A*+WALLCON | *97CTN1002122A* | 34600 | 17 | 8.5 | 34600 | 24800 | 71.68% | 1.82 | 0 | 10 |  |  |  |  | R-454B | 2.8833 | Residential & Commercial | USHP | Ducted CEE Tier 1
215936234 | Central HP <5.4 tons | CARRIER | HRCU-A-CB (Split System: Heat Pump with Remote Outdoor Unit-Air-Source) | 27VNA336A*030* |  |  | CVAVA4224XMA*+UI | 59MN7C100C21**22 | 35600 | 22 | 8.5 | 38000 | 28400 | 74.74% | 2.04 | 0 | 12.5 |  |  |  |  | R-454B | 2.9667 | Residential & Commercial | USHP | Ducted CEE Tier 1
211386174 | Central HP <5.4 tons | CHAMPION HEATING AND COOLING | HRCU-A-CB (Split System: Heat Pump with Remote Outdoor Unit-Air-Source) | HMH72B341 |  |  | XAUC48FXXN1+TXV | TL9E100C20UH11 | 34000 | 15.5 | 8.5 | 32400 | 23800 | 73.46% | 2.08 | 0 | 9.5 |  |  |  |  | R-410A | 2.8333 | Residential & Commercial | USHP
211398357 | Central HP <5.4 tons | COLEMAN | HRCU-A-CB (Split System: Heat Pump with Remote Outdoor Unit-Air-Source) | HMH72B341 |  |  | XAHD48FXXN1+TXV | TMLE100C16MP11 | 32800 | 16.5 | 8.5 | 31600 | 23200 | 73.42% | 2.02 | 0 | 9.5 |  |  |  |  | R-410A | 2.7333 | Residential & Commercial | USHP
214584553 | Central HP <5.4 tons | FRASER-JOHNSTON | HRCU-A-CB (Split System: Heat Pump with Remote Outdoor Unit-Air-Source) | HH860E2S11 |  |  | CTM60C5CHS1 | Z8ES100C20SMPS1 | 53500 | 19 | 9 | 53500 | 38500 | 71.96% | 2 | 0 | 12 |  |  |  |  | R-454B | 4.4583 | Residential & Commercial | USHP | Ducted CEE Tier 1
214398044 | Central HP <5.4 tons | FRASER-JOHNSTON | HRCU-A-CB (Split System: Heat Pump with Remote Outdoor Unit-Air-Source) | HH860E2S11 |  |  | CTM60C5CHS1 | TMLV120C20MP12 | 53500 | 19 | 9 | 54000 | 39000 | 72.22% | 2 | 0 | 11 |  |  |  |  | R-454B | 4.4583 | Residential & Commercial | USHP | Ducted CEE Tier 1
211397630 | Central HP <5.4 tons | CHAMPION HEATING AND COOLING | HRCU-A-CB (Split System: Heat Pump with Remote Outdoor Unit-Air-Source) | HMH72B341 |  |  | XAFD48FBCN1 | TM8V080C16MP12 | 34000 | 16.5 | 8.5 | 33000 | 24400 | 73.94% | 2.1 | 0 | 9 |  |  |  |  | R-410A | 2.8333 | Residential & Commercial | USHP
211396625 | Central HP <5.4 tons | CHAMPION HEATING AND COOLING | HRCU-A-CB (Split System: Heat Pump with Remote Outdoor Unit-Air-Source) | HMH72B341 |  |  | XAFD48FBCN1 | TM8Y100C20MP11 | 34000 | 16.5 | 8.5 | 34000 | 24200 | 71.18% | 2.1 | 0 | 9.5 |  |  |  |  | R-410A | 2.8333 | Residential & Commercial | USHP
211397080 | Central HP <5.4 tons | CHAMPION HEATING AND COOLING | HRCU-A-CB (Split System: Heat Pump with Remote Outdoor Unit-Air-Source) | HMH72B341 |  |  | XAHC48FXXN1+TXV | TMLV120C20MP12 | 33800 | 16.5 | 8.5 | 32400 | 23800 | 73.46% | 2.06 | 0 | 9 |  |  |  |  | R-410A | 2.8167 | Residential & Commercial | USHP
211398213 | Central HP <5.4 tons | CHAMPION HEATING AND COOLING | HRCU-A-CB (Split System: Heat Pump with Remote Outdoor Unit-Air-Source) | HMH72B341 |  |  | XAFD48FXXN1+TXV | TM8E120C16MP11 | 33600 | 17 | 8.5 | 32400 | 23600 | 72.84% | 2.08 | 0 | 9.5 |  |  |  |  | R-410A | 2.8 | Residential & Commercial | USHP
211398300 | Central HP <5.4 tons | CHAMPION HEATING AND COOLING | HRCU-A-CB (Split System: Heat Pump with Remote Outdoor Unit-Air-Source) | HMH72B341 |  |  | XAFC48FBCN1 | TM8E120C16MP11 | 33600 | 17 | 8.5 | 32400 | 23600 | 72.84% | 2.08 | 0 | 9.5 |  |  |  |  | R-410A | 2.8 | Residential & Commercial | USHP
211398365 | Central HP <5.4 tons | CHAMPION HEATING AND COOLING | HRCU-A-CB (Split System: Heat Pump with Remote Outdoor Unit-Air-Source) | HMH72B341 |  |  | XAHD48FXXN1+TXV | TMLE100C16MP11 | 32800 | 16.5 | 8.5 | 31600 | 23200 | 73.42% | 2.02 | 0 | 9.5 |  |  |  |  | R-410A | 2.7333 | Residential & Commercial | USHP
211398547 | Central HP <5.4 tons | CHAMPION HEATING AND COOLING | HRCU-A-CB (Split System: Heat Pump with Remote Outdoor Unit-Air-Source) | HMH72B341 |  |  | XAFC48FBCN1 | TM8E100C16MP11 | 33600 | 17 | 8.5 | 32400 | 23600 | 72.84% | 2.06 | 0 | 9.5 |  |  |  |  | R-410A | 2.8 | Residential & Commercial | USHP
206998477 | Central HP <5.4 tons | KENMORE | HRCU-A-CB (Split System: Heat Pump with Remote Outdoor Unit-Air-Source) | (C,H,T)VH825GKA3* |  |  | EA*4X24L17A*+WALLCON | *80CSU0401712A* | 23200 | 16.5 | 8.1 | 22000 | 16700 | 75.91% | 1.9 | 11 | 10.5 |  |  |  |  | R-410A | 1.9333 | Residential & Commercial | USHP | Ducted CEE Tier 1
206998486 | Central HP <5.4 tons | KENMORE | HRCU-A-CB (Split System: Heat Pump with Remote Outdoor Unit-Air-Source) | (C,H,T)VH825GKA3* |  |  | EA*4X36L21A*+WALLCON | *80CSU0601716A* | 23600 | 16.5 | 8.1 | 21400 | 16600 | 77.57% | 1.94 | 11.5 | 10.5 |  |  |  |  | R-410A | 1.9667 | Residential & Commercial | USHP | Ducted CEE Tier 1
215931950 | Central HP <5.4 tons | DAY & NIGHT | HRCU-A-CB (Split System: Heat Pump with Remote Outdoor Unit-Air-Source) | C5H3V36*K*AAA* |  |  | EA*5X24M17A*+WALLCON | *96CTN0401410B* | 30600 | 17 | 9 | 34800 | 26800 | 77.01% | 1.9 | 0 | 10 |  |  |  |  | R-454B | 2.55 | Residential & Commercial | USHP | Ducted CEE Tier 1
214595071 | Central HP <5.4 tons | FRASER-JOHNSTON | HRCU-A-CB (Split System: Heat Pump with Remote Outdoor Unit-Air-Source) | HH836E2S11 |  |  | CTM48C5CFS1 | Z8ES120C20SMPS1 | 34200 | 19 | 9 | 32000 | 25400 | 79.38% | 2 | 0 | 11 |  |  |  |  | R-454B | 2.85 | Residential & Commercial | USHP | Ducted CEE Tier 1
214728385 | Central HP <5.4 tons | FRASER-JOHNSTON | HRCU-A-CB (Split System: Heat Pump with Remote Outdoor Unit-Air-Source) | HH836E2S11 |  |  | CTU36B5XDS1+TXV | TM9E060B12MP12 | 33200 | 17 | 8.5 | 31600 | 25400 | 80.38% | 2 | 0 | 11 |  |  |  |  | R-454B | 2.7667 | Residential & Commercial | USHP | Ducted CEE Tier 1
213079853 | Central HP <5.4 tons | KEEPRITE | HRCU-A-CB (Split System: Heat Pump with Remote Outdoor Unit-Air-Source) | DLCURAH36ABK |  |  | EA*4X37L21A* | *92MSN1002122A* | 36200 | 16.5 | 8.5 | 38000 | 34800 | 91.58% | 2.04 | 0 | 10 |  |  |  |  | R-410A | 3.0167 | Residential & Commercial | USHP | Ducted CEE Tier 1
213079937 | Central HP <5.4 tons | KEEPRITE | HRCU-A-CB (Split System: Heat Pump with Remote Outdoor Unit-Air-Source) | DLCURAH36ABK |  |  | EA*4X48L24A* | *92MSN1202420A* | 36200 | 16 | 8.5 | 38000 | 34800 | 91.58% | 2.04 | 0 | 10 |  |  |  |  | R-410A | 3.0167 | Residential & Commercial | USHP | Ducted CEE Tier 1
215937484 | Central HP <5.4 tons | CARRIER | HRCU-A-CB (Split System: Heat Pump with Remote Outdoor Unit-Air-Source) | 27VNA348A*030* |  |  | CVAMA6024XMA*+UI | 58TN*B135C24**22 | 45500 | 21 | 8.1 | 52500 | 38000 | 72.38% | 1.95 | 0 | 11.5 |  |  |  |  | R-454B | 3.7917 | Residential & Commercial | USHP | Ducted CEE Tier 1
215937884 | Central HP <5.4 tons | CARRIER | HRCU-A-CB (Split System: Heat Pump with Remote Outdoor Unit-Air-Source) | 27VNA348A*030* |  |  | CVAVA4824XMA*+UI | 58TN*B090C21**20 | 45000 | 20.5 | 8.1 | 52000 | 38000 | 73.08% | 1.95 | 0 | 11.5 |  |  |  |  | R-454B | 3.75 | Residential & Commercial | USHP | Ducted CEE Tier 1
216619111 | Central HP <5.4 tons | DUCANE | HRCU-A-C (Split System: Heat Pump with Remote Outdoor Unit with No Indoor Fan --Air Source) | 7SCP18V60P-**A |  |  | 7ED48CX-**+TDR | 0 | 47500 | 15.2 | 8.5 | 47500 | 39500 | 83.16% | 1.85 | 0 | 10 |  |  |  |  | R-454B | 3.9583 | Residential & Commercial | USHP | Ducted CEE Tier 1
214809179 | Central HP <5.4 tons | FRASER-JOHNSTON | HRCU-A-CB (Split System: Heat Pump with Remote Outdoor Unit-Air-Source) | HH860E2S11 |  |  | CTU60C5XGS1+TXV | TMLV100C16MP12 | 43500 | 18 | 9 | 44000 | 33400 | 75.91% | 2 | 0 | 11.7 |  |  |  |  | R-454B | 3.625 | Residential & Commercial | USHP | Ducted CEE Tier 1
214809213 | Central HP <5.4 tons | FRASER-JOHNSTON | HRCU-A-CB (Split System: Heat Pump with Remote Outdoor Unit-Air-Source) | HH860E2S11 |  |  | CTU60C5XGS1+TXV | Z8ES100C20SMPS1 | 44500 | 18 | 9 | 44500 | 33400 | 75.06% | 2 | 0 | 12 |  |  |  |  | R-454B | 3.7083 | Residential & Commercial | USHP | Ducted CEE Tier 1
216783107 | Central HP <5.4 tons | FRASER-JOHNSTON | HRCU-A-CB (Split System: Heat Pump with Remote Outdoor Unit-Air-Source) | HH836E2S11 |  |  | CTM36B5CDS1 | Z8ES080B12LMPS1 | 33600 | 18 | 8.5 | 31200 | 25600 | 82.05% | 2 | 0 | 11 |  |  |  |  | R-454B | 2.8 | Residential & Commercial | USHP | Ducted CEE Tier 1
216784661 | Central HP <5.4 tons | FRASER-JOHNSTON | HRCU-A-CB (Split System: Heat Pump with Remote Outdoor Unit-Air-Source) | HH836E2S11 |  |  | CTF36B5CDS1 | Z8ES100B12LMPS1 | 33400 | 18 | 8.5 | 30800 | 25000 | 81.17% | 2 | 0 | 11.7 |  |  |  |  | R-454B | 2.7833 | Residential & Commercial | USHP | Ducted CEE Tier 1
214728373 | Central HP <5.4 tons | FRASER-JOHNSTON | HRCU-A-CB (Split System: Heat Pump with Remote Outdoor Unit-Air-Source) | HH836E2S11 |  |  | CTU36B5XDS1+TXV | TM8V080B12MP12 | 33000 | 17 | 8.5 | 31000 | 25200 | 81.29% | 2 | 0 | 11 |  |  |  |  | R-454B | 2.75 | Residential & Commercial | USHP | Ducted CEE Tier 1
211398182 | Central HP <5.4 tons | CHAMPION HEATING AND COOLING | HRCU-A-CB (Split System: Heat Pump with Remote Outdoor Unit-Air-Source) | HMH72B341 |  |  | XAHC48FBCN1 | TM8E120C16MP11 | 33000 | 17 | 8.5 | 31600 | 23200 | 73.42% | 2.04 | 0 | 9.5 |  |  |  |  | R-410A | 2.75 | Residential & Commercial | USHP
211398748 | Central HP <5.4 tons | CHAMPION HEATING AND COOLING | HRCU-A-CB (Split System: Heat Pump with Remote Outdoor Unit-Air-Source) | HMH72B341 |  |  | XAHD48FXXN1+TXV | TM8E080C16MP11 | 32800 | 16.5 | 8.5 | 31600 | 23000 | 72.78% | 2.02 | 0 | 9.5 |  |  |  |  | R-410A | 2.7333 | Residential & Commercial | USHP
211397645 | Central HP <5.4 tons | CHAMPION HEATING AND COOLING | HRCU-A-CB (Split System: Heat Pump with Remote Outdoor Unit-Air-Source) | HMH72B341 |  |  | XAFD48FBCN1 | TMLV100C16MP12 | 34000 | 16.5 | 8.5 | 33000 | 24400 | 73.94% | 2.1 | 0 | 9 |  |  |  |  | R-410A | 2.8333 | Residential & Commercial | USHP
211397945 | Central HP <5.4 tons | CHAMPION HEATING AND COOLING | HRCU-A-CB (Split System: Heat Pump with Remote Outdoor Unit-Air-Source) | HMH72B341 |  |  | XAHC48FXXN1+TXV | TM8V080B12MP12 | 32400 | 16 | 8.1 | 32000 | 23600 | 73.75% | 1.98 | 0 | 8.5 |  |  |  |  | R-410A | 2.7 | Residential & Commercial | USHP
211387200 | Central HP <5.4 tons | CHAMPION HEATING AND COOLING | HRCU-A-CB (Split System: Heat Pump with Remote Outdoor Unit-Air-Source) | HMH72B341 |  |  | XAFB36DXXN1+TXV | TM9Y060B12MP11 | 33600 | 16.5 | 8.5 | 33400 | 23600 | 70.66% | 2.04 | 0 | 9.5 |  |  |  |  | R-410A | 2.8 | Residential & Commercial | USHP
211386768 | Central HP <5.4 tons | CHAMPION HEATING AND COOLING | HRCU-A-CB (Split System: Heat Pump with Remote Outdoor Unit-Air-Source) | HMH72B341 |  |  | XAFC36DBCN1 | TM9Y100C16MP11 | 34000 | 17 | 8.1 | 34000 | 24400 | 71.76% | 2.08 | 0 | 9.5 |  |  |  |  | R-410A | 2.8333 | Residential & Commercial | USHP
211386029 | Central HP <5.4 tons | CHAMPION HEATING AND COOLING | HRCU-A-CB (Split System: Heat Pump with Remote Outdoor Unit-Air-Source) | HMH72B341 |  |  | XAFC48FBCN1 | TMLE080B12MP11 | 33400 | 17 | 8.5 | 32400 | 23800 | 73.46% | 2.04 | 0 | 9 |  |  |  |  | R-410A | 2.7833 | Residential & Commercial | USHP
211386782 | Central HP <5.4 tons | CHAMPION HEATING AND COOLING | HRCU-A-CB (Split System: Heat Pump with Remote Outdoor Unit-Air-Source) | HMH72B341 |  |  | XAFC30CXXN1+TXV | TM9Y100C16MP11 | 32800 | 18 | 8.1 | 33400 | 23400 | 70.06% | 2.04 | 0 | 10 |  |  |  |  | R-410A | 2.7333 | Residential & Commercial | USHP | Ducted CEE Tier 1
210595716 | Central HP <5.4 tons | KENMORE | HRCU-A-CB (Split System: Heat Pump with Remote Outdoor Unit-Air-Source) | (C,H,T)VH825GKA2* |  |  | EN(A,D,W)4X48L21**+WALLCON | *80CTL0451712A* | 24000 | 16.5 | 8.1 | 21400 | 16700 | 78.04% | 2 | 0 | 11 |  |  |  |  | R-410A | 2 | Residential & Commercial | USHP | Ducted CEE Tier 1
213072211 | Central HP <5.4 tons | ACIQ | HRCU-A-CB (Split System: Heat Pump with Remote Outdoor Unit-Air-Source) | DLCURAH18ABK |  |  | EA*4X25L17A* | *92ESN0601412A* | 18700 | 16.5 | 8.5 | 18500 | 17400 | 94.05% | 2.12 | 0 | 11 |  |  |  |  | R-410A | 1.5583 | Residential & Commercial | USHP | Ducted CEE Tier 1
213072227 | Central HP <5.4 tons | ACIQ | HRCU-A-CB (Split System: Heat Pump with Remote Outdoor Unit-Air-Source) | DLCURAH18ABK |  |  | EA*4X30L14A* | *96VTN0601412A* | 18000 | 16 | 8.5 | 18500 | 18500 | 100% | 2.22 | 0 | 10.5 |  |  |  |  | R-410A | 1.5 | Residential & Commercial | USHP | Ducted CEE Tier 1
213072245 | Central HP <5.4 tons | ACIQ | HRCU-A-CB (Split System: Heat Pump with Remote Outdoor Unit-Air-Source) | DLCURAH18ABK |  |  | EA*4X30L17A* | *96VTN0801716A* | 17600 | 16 | 8.5 | 18100 | 18600 | 102.8% | 2.24 | 0 | 10.5 |  |  |  |  | R-410A | 1.4667 | Residential & Commercial | USHP | Ducted CEE Tier 1
213072261 | Central HP <5.4 tons | ACIQ | HRCU-A-CB (Split System: Heat Pump with Remote Outdoor Unit-Air-Source) | DLCURAH18ABK |  |  | EA*4X30L17A* | *80ES(N,L)0701412A* | 17800 | 16.5 | 8.5 | 18200 | 18500 | 101.6% | 2.22 | 0 | 10.5 |  |  |  |  | R-410A | 1.4833 | Residential & Commercial | USHP | Ducted CEE Tier 1
214242382 | Central HP <5.4 tons | KEEPRITE | HRCU-A-CB (Split System: Heat Pump with Remote Outdoor Unit-Air-Source) | CVH825GKA3* |  |  | EN(A,D)4X48L24**+WALLCON | *96CTN1002122B* | 24200 | 17 | 8.1 | 21200 | 16500 | 77.83% | 2 | 0 | 11.5 |  |  |  |  | R-410A | 2.0167 | Residential & Commercial | USHP | Ducted CEE Tier 1
214397441 | Central HP <5.4 tons | FRASER-JOHNSTON | HRCU-A-CB (Split System: Heat Pump with Remote Outdoor Unit-Air-Source) | HH860E2S11 |  |  | CTM60C5CGS1 | TMLE080C16MP11 | 44500 | 18 | 9 | 45500 | 34200 | 75.16% | 2 | 0 | 11 |  |  |  |  | R-454B | 3.7083 | Residential & Commercial | USHP | Ducted CEE Tier 1
216782062 | Central HP <5.4 tons | FRASER-JOHNSTON | HRCU-A-CB (Split System: Heat Pump with Remote Outdoor Unit-Air-Source) | HH860E2S11 |  |  | CTU60C5XGS1+TXV | Z8ES080C20LMPS1 | 44000 | 18 | 9 | 44500 | 33400 | 75.06% | 2 | 0 | 12 |  |  |  |  | R-454B | 3.6667 | Residential & Commercial | USHP | Ducted CEE Tier 1
216374620 | Central HP <5.4 tons | COLEMAN | HRCU-A-CB (Split System: Heat Pump with Remote Outdoor Unit-Air-Source) | HH860E2S11 |  |  | CTM60D5CJS1 | Z9ET120D20SMPS1 | 53000 | 19 | 9 | 55500 | 40000 | 72.07% | 2 | 0 | 10 |  |  |  |  | R-454B | 4.4167 | Residential & Commercial | USHP | Ducted CEE Tier 1
214397067 | Central HP <5.4 tons | FRASER-JOHNSTON | HRCU-A-CB (Split System: Heat Pump with Remote Outdoor Unit-Air-Source) | HH860E2S11 |  |  | CTM60C5CGS1 | TM9E080C16MP12 | 44500 | 18 | 9 | 45500 | 34400 | 75.6% | 2 | 0 | 11 |  |  |  |  | R-454B | 3.7083 | Residential & Commercial | USHP | Ducted CEE Tier 1
216411136 | Central HP <5.4 tons | COLEMAN | HRCU-A-CB (Split System: Heat Pump with Remote Outdoor Unit-Air-Source) | HMH72B341 |  |  | XAFC36DBCN1 | Z9ET080C16SMPS1 | 34800 | 17.5 | 8.5 | 35000 | 24600 | 70.29% | 2.04 | 0 | 9.5 |  |  |  |  | R-410A | 2.9 | Residential & Commercial | USHP
214807708 | Central HP <5.4 tons | CHAMPION HEATING AND COOLING | HRCU-A-CB (Split System: Heat Pump with Remote Outdoor Unit-Air-Source) | HH824E2S11 |  |  | CTU36B5XDS1+JME08B2SN1+TXV | 0 | 23000 | 19 | 9.5 | 23000 | 18000 | 78.26% | 2 | 0 | 12 |  |  |  |  | R-454B | 1.9167 | Residential & Commercial | USHP | Ducted CEE Tier 1
214396715 | Central HP <5.4 tons | FRASER-JOHNSTON | HRCU-A-CB (Split System: Heat Pump with Remote Outdoor Unit-Air-Source) | HH824E2S11 |  |  | CTM30B5ACS1 | TM9V060B12MP12 | 23000 | 17 | 9.5 | 23000 | 18000 | 78.26% | 2 | 0 | 12 |  |  |  |  | R-454B | 1.9167 | Residential & Commercial | USHP | Ducted CEE Tier 1
215936484 | Central HP <5.4 tons | CARRIER | HRCU-A-CB (Split System: Heat Pump with Remote Outdoor Unit-Air-Source) | 27VNA336A*030* |  |  | CVAVA4924XMA*+UI | 59CU5B100C21**22 | 35600 | 22 | 8.5 | 38000 | 28400 | 74.74% | 2.06 | 0 | 12.5 |  |  |  |  | R-454B | 2.9667 | Residential & Commercial | USHP | Ducted CEE Tier 1
215936704 | Central HP <5.4 tons | CARRIER | HRCU-A-CB (Split System: Heat Pump with Remote Outdoor Unit-Air-Source) | 27VNA336A*030* |  |  | CVAVA6021XMA*+UI | 59MN7C100C21**22 | 35600 | 22 | 8.5 | 38000 | 28600 | 75.26% | 2.02 | 0 | 12.5 |  |  |  |  | R-454B | 2.9667 | Residential & Commercial | USHP | Ducted CEE Tier 1
213080203 | Central HP <5.4 tons | KEEPRITE | HRCU-A-CB (Split System: Heat Pump with Remote Outdoor Unit-Air-Source) | DLCURAH36ABK |  |  | EA*4X48L21A* | *96MSN0802120A* | 36000 | 16 | 8.5 | 38000 | 34800 | 91.58% | 2.04 | 0 | 10 |  |  |  |  | R-410A | 3 | Residential & Commercial | USHP | Ducted CEE Tier 1
213080580 | Central HP <5.4 tons | KEEPRITE | HRCU-A-CB (Split System: Heat Pump with Remote Outdoor Unit-Air-Source) | DLCURAH36ABK |  |  | EA*4X48L21A* | *95MSU0401712A* | 35600 | 15.2 | 8.1 | 38000 | 34800 | 91.58% | 2.02 | 0 | 9.5 |  |  |  |  | R-410A | 2.9667 | Residential & Commercial | USHP
213080712 | Central HP <5.4 tons | KEEPRITE | HRCU-A-CB (Split System: Heat Pump with Remote Outdoor Unit-Air-Source) | DLCURAH36ABK |  |  | EA*4X43L21A* | *95MSU0601716A* | 36600 | 16 | 8.5 | 38500 | 35000 | 90.91% | 2.06 | 0 | 10 |  |  |  |  | R-410A | 3.05 | Residential & Commercial | USHP | Ducted CEE Tier 1
213080748 | Central HP <5.4 tons | KEEPRITE | HRCU-A-CB (Split System: Heat Pump with Remote Outdoor Unit-Air-Source) | DLCURAH36ABK |  |  | END4X42L17** | *95MSU0601716A* | 35800 | 15.5 | 8.1 | 38500 | 35200 | 91.43% | 1.96 | 0 | 10 |  |  |  |  | R-410A | 2.9833 | Residential & Commercial | USHP | Ducted CEE Tier 1
214809257 | Central HP <5.4 tons | FRASER-JOHNSTON | HRCU-A-CB (Split System: Heat Pump with Remote Outdoor Unit-Air-Source) | HH860E2S11 |  |  | CTU60C5XGS1+TXV | TL9E100C20UH11 | 44000 | 17 | 9 | 44500 | 33400 | 75.06% | 2 | 0 | 11.7 |  |  |  |  | R-454B | 3.6667 | Residential & Commercial | USHP | Ducted CEE Tier 1
216374574 | Central HP <5.4 tons | COLEMAN | HRCU-A-CB (Split System: Heat Pump with Remote Outdoor Unit-Air-Source) | HH860E2S11 |  |  | CTM60C5CGS1 | Z9ET100C20SMPS1 | 45000 | 18 | 9 | 46500 | 33800 | 72.69% | 2 | 0 | 11 |  |  |  |  | R-454B | 3.75 | Residential & Commercial | USHP | Ducted CEE Tier 1
214649810 | Central HP <5.4 tons | FRASER-JOHNSTON | HRCU-A-CB (Split System: Heat Pump with Remote Outdoor Unit-Air-Source) | HH824E2S11 |  |  | CTU30B5XCS1+TXV | TM8E080B12MP11 | 23000 | 17 | 9.5 | 23000 | 18400 | 80% | 2 | 0 | 12 |  |  |  |  | R-454B | 1.9167 | Residential & Commercial | USHP | Ducted CEE Tier 1
214650094 | Central HP <5.4 tons | FRASER-JOHNSTON | HRCU-A-CB (Split System: Heat Pump with Remote Outdoor Unit-Air-Source) | HH824E2S11 |  |  | CTU30B5XCS1+TXV | Z9ES080B12SMPS1 | 23000 | 17 | 9.5 | 23000 | 18400 | 80% | 2 | 0 | 12 |  |  |  |  | R-454B | 1.9167 | Residential & Commercial | USHP | Ducted CEE Tier 1
214650177 | Central HP <5.4 tons | FRASER-JOHNSTON | HRCU-A-CB (Split System: Heat Pump with Remote Outdoor Unit-Air-Source) | HH824E2S11 |  |  | CTU36B5XDS1+TXV | TM8V080B12MP12 | 23000 | 18 | 9 | 23000 | 18500 | 80.43% | 2 | 0 | 12 |  |  |  |  | R-454B | 1.9167 | Residential & Commercial | USHP | Ducted CEE Tier 1
206998474 | Central HP <5.4 tons | KENMORE | HRCU-A-CB (Split System: Heat Pump with Remote Outdoor Unit-Air-Source) | (C,H,T)VH825GKA3* |  |  | EHD4X36AAL+WALLCON | *80CTL0901716A* | 24200 | 16.5 | 8.1 | 21400 | 16600 | 77.57% | 2 | 11 | 11 |  |  |  |  | R-410A | 2.0167 | Residential & Commercial | USHP | Ducted CEE Tier 1
213079281 | Central HP <5.4 tons | KEEPRITE | HRCU-A-CB (Split System: Heat Pump with Remote Outdoor Unit-Air-Source) | DLCURAH36ABK |  |  | EA*4X48L24A* | *80MSU0802120A* | 35600 | 16.5 | 8.5 | 37800 | 34600 | 91.53% | 2.06 | 0 | 10 |  |  |  |  | R-410A | 2.9667 | Residential & Commercial | USHP | Ducted CEE Tier 1
215941021 | Central HP <5.4 tons | KEEPRITE | HRCU-A-CB (Split System: Heat Pump with Remote Outdoor Unit-Air-Source) | C5H3V48*K*AAA* |  |  | EA*5X60M24A*+WALLCON | *97CTN1002122A* | 44500 | 21 | 9.5 | 48000 | 36400 | 75.83% | 2 | 0 | 11 |  |  |  |  | R-454B | 3.7083 | Residential & Commercial | USHP | Ducted CEE Tier 1
216374758 | Central HP <5.4 tons | COLEMAN | HRCU-A-CB (Split System: Heat Pump with Remote Outdoor Unit-Air-Source) | HH836E2S11 |  |  | CTM48C5CFS1 | Z9ET080C16SMPS1 | 33800 | 19 | 9.5 | 32400 | 24200 | 74.69% | 2 | 0 | 11 |  |  |  |  | R-454B | 2.8167 | Residential & Commercial | USHP | Ducted CEE Tier 1
216508756 | Central HP <5.4 tons | COLEMAN | HRCU-A-CB (Split System: Heat Pump with Remote Outdoor Unit-Air-Source) | HH836E2S11 |  |  | CTF30A5ADS1 | TM8E040A12MP11 | 33000 | 18 | 8.5 | 31000 | 25400 | 81.94% | 2 | 0 | 11 |  |  |  |  | R-454B | 2.75 | Residential & Commercial | USHP | Ducted CEE Tier 1
214396540 | Central HP <5.4 tons | FRASER-JOHNSTON | HRCU-A-CB (Split System: Heat Pump with Remote Outdoor Unit-Air-Source) | HH836E2S11 |  |  | CTM48C5CFS1 | TPLC100C16MP13 | 33000 | 19 | 9 | 31200 | 25200 | 80.77% | 2 | 0 | 11 |  |  |  |  | R-454B | 2.75 | Residential & Commercial | USHP | Ducted CEE Tier 1
214421508 | Central HP <5.4 tons | FRASER-JOHNSTON | HRCU-A-CB (Split System: Heat Pump with Remote Outdoor Unit-Air-Source) | HH836E2S11 |  |  | CTF36B5CDS1+JMET12BS2N1 | 0 | 34200 | 19 | 9 | 31600 | 25800 | 81.65% | 2 | 0 | 11.7 |  |  |  |  | R-454B | 2.85 | Residential & Commercial | USHP | Ducted CEE Tier 1
214421543 | Central HP <5.4 tons | FRASER-JOHNSTON | HRCU-A-CB (Split System: Heat Pump with Remote Outdoor Unit-Air-Source) | HH860E2S11 |  |  | CTM60D5CGS1+JMET18DS2N1 | 0 | 45500 | 18 | 9.5 | 45500 | 33800 | 74.29% | 2 | 0 | 12 |  |  |  |  | R-454B | 3.7917 | Residential & Commercial | USHP | Ducted CEE Tier 1
212982380 | Central HP <5.4 tons | KEEPRITE | HRCU-A-CB (Split System: Heat Pump with Remote Outdoor Unit-Air-Source) | DLCURAH18ABK |  |  | EA*4X19L17A* | *80MSU0401712A* | 17800 | 16 | 8.1 | 17900 | 17700 | 98.88% | 2.14 | 0 | 10.5 |  |  |  |  | R-410A | 1.4833 | Residential & Commercial | USHP | Ducted CEE Tier 1
213080899 | Central HP <5.4 tons | ACIQ | HRCU-A-CB (Split System: Heat Pump with Remote Outdoor Unit-Air-Source) | HVH837GKA** |  |  | EA*4X48L24A*+WALLCON | *96CTN1002122A* | 32400 | 17.5 | 8.5 | 32600 | 24800 | 76.07% | 2 | 12 | 11.7 |  |  |  |  | R-410A | 2.7 | Residential & Commercial | USHP | Ducted CEE Tier 1
213080902 | Central HP <5.4 tons | ACIQ | HRCU-A-CB (Split System: Heat Pump with Remote Outdoor Unit-Air-Source) | HVH837GKA** |  |  | EN(A,D,W)4X48L21**+WALLCON | *97CMN1002122A* | 32400 | 17.5 | 8.1 | 33000 | 24800 | 75.15% | 1.96 | 12 | 11.7 |  |  |  |  | R-410A | 2.7 | Residential & Commercial | USHP | Ducted CEE Tier 1
213080917 | Central HP <5.4 tons | ACIQ | HRCU-A-CB (Split System: Heat Pump with Remote Outdoor Unit-Air-Source) | HVH837GKA** |  |  | EA*4X43L21A*+WALLCON | *80CTL0902120A* | 32800 | 17.5 | 8.5 | 33000 | 25200 | 76.36% | 2 | 12 | 11.7 |  |  |  |  | R-410A | 2.7333 | Residential & Commercial | USHP | Ducted CEE Tier 1
213080951 | Central HP <5.4 tons | ACIQ | HRCU-A-CB (Split System: Heat Pump with Remote Outdoor Unit-Air-Source) | HVH837GKA2* |  |  | EN(A,D)4X48L24**+WALLCON | *80CTL1352422A* | 32400 | 17.5 | 8.1 | 32800 | 24800 | 75.61% | 1.98 | 12 | 11.7 |  |  |  |  | R-410A | 2.7 | Residential & Commercial | USHP | Ducted CEE Tier 1
213080984 | Central HP <5.4 tons | ACIQ | HRCU-A-CB (Split System: Heat Pump with Remote Outdoor Unit-Air-Source) | HVH837GKA2* |  |  | EA*4X61L21A*+WALLCON | *80CTL0901716A* | 33200 | 18 | 8.5 | 32000 | 24800 | 77.5% | 2 | 0 | 12 |  |  |  |  | R-410A | 2.7667 | Residential & Commercial | USHP | Ducted CEE Tier 1
214397476 | Central HP <5.4 tons | FRASER-JOHNSTON | HRCU-A-CB (Split System: Heat Pump with Remote Outdoor Unit-Air-Source) | HH860E2S11 |  |  | CTM60C5CGS1 | TM9V100C20MP12 | 44000 | 18 | 9 | 44500 | 33600 | 75.51% | 2 | 0 | 11.7 |  |  |  |  | R-454B | 3.6667 | Residential & Commercial | USHP | Ducted CEE Tier 1
214397594 | Central HP <5.4 tons | FRASER-JOHNSTON | HRCU-A-CB (Split System: Heat Pump with Remote Outdoor Unit-Air-Source) | HH860E2S11 |  |  | CTM60D5CHS1+JMVT20DC2N1 | 0 | 53500 | 19 | 9 | 53000 | 38000 | 71.7% | 2 | 0 | 12 |  |  |  |  | R-454B | 4.4583 | Residential & Commercial | USHP | Ducted CEE Tier 1
214397876 | Central HP <5.4 tons | FRASER-JOHNSTON | HRCU-A-CB (Split System: Heat Pump with Remote Outdoor Unit-Air-Source) | HH860E2S11 |  |  | CTM60C5CGS1 | TL8E080C16UH11 | 44000 | 18 | 9 | 44500 | 33600 | 75.51% | 2 | 0 | 11.7 |  |  |  |  | R-454B | 3.6667 | Residential & Commercial | USHP | Ducted CEE Tier 1
216726273 | Central HP <5.4 tons | KENMORE | HRCU-A-CB (Split System: Heat Pump with Remote Outdoor Unit-Air-Source) | HH860E2S11 |  |  | CTM60C5CGS1 | Z9ES080C16SMPS1 | 45000 | 18 | 9 | 46000 | 33800 | 73.48% | 2 | 0 | 11.7 |  |  |  |  | R-454B | 3.75 | Residential & Commercial | USHP | Ducted CEE Tier 1
214397609 | Central HP <5.4 tons | FRASER-JOHNSTON | HRCU-A-CB (Split System: Heat Pump with Remote Outdoor Unit-Air-Source) | HH860E2S11 |  |  | CTM60D5CHS1 | TMLE130D20MP11 | 54500 | 19 | 8.5 | 55000 | 40000 | 72.73% | 2 | 0 | 11.7 |  |  |  |  | R-454B | 4.5417 | Residential & Commercial | USHP | Ducted CEE Tier 1
214398243 | Central HP <5.4 tons | FRASER-JOHNSTON | HRCU-A-CB (Split System: Heat Pump with Remote Outdoor Unit-Air-Source) | HH860E2S11 |  |  | CTM60C5CGS1 | TM8Y120C20MP11 | 44500 | 18 | 9 | 45000 | 33800 | 75.11% | 2 | 0 | 11.7 |  |  |  |  | R-454B | 3.7083 | Residential & Commercial | USHP | Ducted CEE Tier 1
211398882 | Central HP <5.4 tons | CHAMPION HEATING AND COOLING | HRCU-A-CB (Split System: Heat Pump with Remote Outdoor Unit-Air-Source) | HMH72B341 |  |  | XAFD48FBCN1 | TM8E080C16MP11 | 33400 | 17 | 8.5 | 32200 | 23400 | 72.67% | 2.06 | 0 | 9.5 |  |  |  |  | R-410A | 2.7833 | Residential & Commercial | USHP
216784307 | Central HP <5.4 tons | FRASER-JOHNSTON | HRCU-A-CB (Split System: Heat Pump with Remote Outdoor Unit-Air-Source) | HH836E2S11 |  |  | CTF48C5CFS1 | Z8ES120C20LMPS1 | 34200 | 19 | 9 | 32000 | 25400 | 79.38% | 2 | 0 | 11 |  |  |  |  | R-454B | 2.85 | Residential & Commercial | USHP | Ducted CEE Tier 1
214397834 | Central HP <5.4 tons | COLEMAN | HRCU-A-CB (Split System: Heat Pump with Remote Outdoor Unit-Air-Source) | HH860E2S11 |  |  | CTF60C5CGS1+JMVT17CC2N1 | 0 | 44500 | 18 | 9 | 44000 | 33000 | 75% | 2 | 0 | 12 |  |  |  |  | R-454B | 3.7083 | Residential & Commercial | USHP | Ducted CEE Tier 1
216786564 | Central HP <5.4 tons | FRASER-JOHNSTON | HRCU-A-CB (Split System: Heat Pump with Remote Outdoor Unit-Air-Source) | HH860E2S11 |  |  | CTM60C5CGS1 | Z8ES120C16LMPS1 | 44000 | 18 | 9 | 44000 | 33000 | 75% | 2 | 0 | 12 |  |  |  |  | R-454B | 3.6667 | Residential & Commercial | USHP | Ducted CEE Tier 1
215935464 | Central HP <5.4 tons | CARRIER | HRCU-A-CB (Split System: Heat Pump with Remote Outdoor Unit-Air-Source) | 27VNA336A*030* |  |  | CVAMA6124XMA*+UI | 58TN*B110C21**20 | 36000 | 22.5 | 8.5 | 37600 | 28200 | 75% | 2.06 | 0 | 12.5 |  |  |  |  | R-454B | 3 | Residential & Commercial | USHP | Ducted CEE Tier 1
210595597 | Central HP <5.4 tons | KENMORE | HRCU-A-CB (Split System: Heat Pump with Remote Outdoor Unit-Air-Source) | (C,H,T)VH825GKA2* |  |  | EA*4X42L21A*+WALLCON | *97CMN1002122A* | 23800 | 16.5 | 8.1 | 21400 | 16600 | 77.57% | 1.96 | 0 | 11 |  |  |  |  | R-410A | 1.9833 | Residential & Commercial | USHP | Ducted CEE Tier 1
214421518 | Central HP <5.4 tons | FRASER-JOHNSTON | HRCU-A-CB (Split System: Heat Pump with Remote Outdoor Unit-Air-Source) | HH860E2S11 |  |  | CTF60D5CJS1+JMVT20DC2N1 | 0 | 53000 | 19 | 9 | 54000 | 39000 | 72.22% | 2 | 0 | 11 |  |  |  |  | R-454B | 4.4167 | Residential & Commercial | USHP | Ducted CEE Tier 1
214396631 | Central HP <5.4 tons | FRASER-JOHNSTON | HRCU-A-CB (Split System: Heat Pump with Remote Outdoor Unit-Air-Source) | HH860E2S11 |  |  | CTM60C5CGS1 | TM8V100C16MP12 | 44000 | 18 | 9 | 44500 | 33600 | 75.51% | 2 | 0 | 11.7 |  |  |  |  | R-454B | 3.6667 | Residential & Commercial | USHP | Ducted CEE Tier 1
213071849 | Central HP <5.4 tons | ACIQ | HRCU-A-CB (Split System: Heat Pump with Remote Outdoor Unit-Air-Source) | DLCURAH24ABK |  |  | EN(A,D)4X36L21** | *96VTN1002120A* | 23800 | 16.5 | 8.1 | 26000 | 23400 | 90% | 1.94 | 0 | 10.5 |  |  |  |  | R-410A | 1.9833 | Residential & Commercial | USHP | Ducted CEE Tier 1
213080926 | Central HP <5.4 tons | ACIQ | HRCU-A-CB (Split System: Heat Pump with Remote Outdoor Unit-Air-Source) | HVH837GKA2* |  |  | EA*4X37L21A*+WALLCON | *97CMN1002122A* | 33000 | 17.5 | 8.5 | 33000 | 25200 | 76.36% | 2 | 12 | 11.7 |  |  |  |  | R-410A | 2.75 | Residential & Commercial | USHP | Ducted CEE Tier 1
213080942 | Central HP <5.4 tons | ACIQ | HRCU-A-CB (Split System: Heat Pump with Remote Outdoor Unit-Air-Source) | HVH837GKA2* |  |  | EA*4X48L24A*+WALLCON | *97CMN1002122A* | 32400 | 17.5 | 8.5 | 32600 | 24800 | 76.07% | 2 | 12 | 11.7 |  |  |  |  | R-410A | 2.7 | Residential & Commercial | USHP | Ducted CEE Tier 1
213080991 | Central HP <5.4 tons | ACIQ | HRCU-A-CB (Split System: Heat Pump with Remote Outdoor Unit-Air-Source) | HVH837GKA2* |  |  | EA*4X61L24A*+WALLCON | *97CMN0602120A* | 33000 | 17.5 | 8.5 | 32400 | 25200 | 77.78% | 1.98 | 0 | 11.7 |  |  |  |  | R-410A | 2.75 | Residential & Commercial | USHP | Ducted CEE Tier 1
211397741 | Central HP <5.4 tons | CHAMPION HEATING AND COOLING | HRCU-A-CB (Split System: Heat Pump with Remote Outdoor Unit-Air-Source) | HMH72B341 |  |  | XAFC48FXXN1+TXV | TPLC080C16MP13 | 34000 | 16.5 | 8.5 | 33200 | 24400 | 73.49% | 2.1 | 0 | 9 |  |  |  |  | R-410A | 2.8333 | Residential & Commercial | USHP
211397891 | Central HP <5.4 tons | CHAMPION HEATING AND COOLING | HRCU-A-CB (Split System: Heat Pump with Remote Outdoor Unit-Air-Source) | HMH72B341 |  |  | XAFC48FBCN1 | TPLC100C16MP13 | 34000 | 16.5 | 8.5 | 33200 | 24400 | 73.49% | 2.1 | 0 | 9 |  |  |  |  | R-410A | 2.8333 | Residential & Commercial | USHP
216783980 | Central HP <5.4 tons | FRASER-JOHNSTON | HRCU-A-CB (Split System: Heat Pump with Remote Outdoor Unit-Air-Source) | HH860E2S11 |  |  | CTM60C5CHS1 | Z8ES080C20LMPS1 | 54000 | 19 | 9 | 54000 | 39000 | 72.22% | 2 | 0 | 11.7 |  |  |  |  | R-454B | 4.5 | Residential & Commercial | USHP | Ducted CEE Tier 1
214397027 | Central HP <5.4 tons | FRASER-JOHNSTON | HRCU-A-CB (Split System: Heat Pump with Remote Outdoor Unit-Air-Source) | HH860E2S11 |  |  | CTF60C5CGS1+JMVT16CC2N1 | 0 | 45000 | 19 | 9 | 45000 | 33600 | 74.67% | 2 | 0 | 12 |  |  |  |  | R-454B | 3.75 | Residential & Commercial | USHP | Ducted CEE Tier 1
216769666 | Central HP <5.4 tons | DUCANE | HRCU-A-CB (Split System: Heat Pump with Remote Outdoor Unit-Air-Source) | 7SCP18V24P-**A |  |  | 7E[C,U]36BX-**+TDR | 97G2UH070BV12* | 24000 | 17.45 | 9 | 24000 | 20600 | 85.83% | 1.85 | 0 | 12 |  |  |  |  | R-454B | 2 | Residential & Commercial | USHP | Ducted CEE Tier 1
215941671 | Central HP <5.4 tons | KEEPRITE | HRCU-A-CB (Split System: Heat Pump with Remote Outdoor Unit-Air-Source) | C5H3V48*K*AAA* |  |  | EVD5X60M21A*+WALLCON | *96CTN0802120B* | 45500 | 20.5 | 8.1 | 53000 | 38500 | 72.64% | 1.95 | 0 | 11 |  |  |  |  | R-454B | 3.7917 | Residential & Commercial | USHP | Ducted CEE Tier 1
210595830 | Central HP <5.4 tons | KENMORE | HRCU-A-CB (Split System: Heat Pump with Remote Outdoor Unit-Air-Source) | (C,H,T)VH837GKA** |  |  | EA*4X61L21A*+WALLCON | *95CSU0802120A* | 33200 | 18 | 8.5 | 32000 | 24800 | 77.5% | 2 | 0 | 11.5 |  |  |  |  | R-410A | 2.7667 | Residential & Commercial | USHP | Ducted CEE Tier 1
210595855 | Central HP <5.4 tons | KENMORE | HRCU-A-CB (Split System: Heat Pump with Remote Outdoor Unit-Air-Source) | (C,H,T)VH837GKA** |  |  | EHD4X60AAL+WALLCON | *80CSU1002120A* | 32800 | 16.5 | 8.1 | 32200 | 24800 | 77.02% | 1.98 | 0 | 11 |  |  |  |  | R-410A | 2.7333 | Residential & Commercial | USHP | Ducted CEE Tier 1
210595862 | Central HP <5.4 tons | KENMORE | HRCU-A-CB (Split System: Heat Pump with Remote Outdoor Unit-Air-Source) | (C,H,T)VH837GKA** |  |  | EHD4X60AAL+WALLCON | *95CSU0802120A* | 33000 | 17 | 8.1 | 32200 | 24800 | 77.02% | 2.02 | 0 | 11.5 |  |  |  |  | R-410A | 2.75 | Residential & Commercial | USHP | Ducted CEE Tier 1
214397042 | Central HP <5.4 tons | FRASER-JOHNSTON | HRCU-A-CB (Split System: Heat Pump with Remote Outdoor Unit-Air-Source) | HH860E2S11 |  |  | CTM60C5CGS1 | TM8Y080C16MP11 | 44000 | 18 | 9 | 44000 | 33400 | 75.91% | 2 | 0 | 11.7 |  |  |  |  | R-454B | 3.6667 | Residential & Commercial | USHP | Ducted CEE Tier 1
214809189 | Central HP <5.4 tons | FRASER-JOHNSTON | HRCU-A-CB (Split System: Heat Pump with Remote Outdoor Unit-Air-Source) | HH860E2S11 |  |  | CTU60C5XGS1+TXV | TPLC100C16MP13 | 43500 | 18 | 9 | 44000 | 33400 | 75.91% | 2 | 0 | 11.7 |  |  |  |  | R-454B | 3.625 | Residential & Commercial | USHP | Ducted CEE Tier 1
214396908 | Central HP <5.4 tons | FRASER-JOHNSTON | HRCU-A-CB (Split System: Heat Pump with Remote Outdoor Unit-Air-Source) | HH836E2S11 |  |  | CTF36B5CDS1 | TM9Y060B12MP11 | 33200 | 18 | 8.5 | 31200 | 25600 | 82.05% | 2 | 0 | 11 |  |  |  |  | R-454B | 2.7667 | Residential & Commercial | USHP | Ducted CEE Tier 1
214397360 | Central HP <5.4 tons | FRASER-JOHNSTON | HRCU-A-CB (Split System: Heat Pump with Remote Outdoor Unit-Air-Source) | HH836E2S11 |  |  | CTM48C5CFS1 | TM9V080C16MP12 | 32800 | 19 | 9 | 31200 | 25200 | 80.77% | 2 | 0 | 11 |  |  |  |  | R-454B | 2.7333 | Residential & Commercial | USHP | Ducted CEE Tier 1
214396792 | Central HP <5.4 tons | FRASER-JOHNSTON | HRCU-A-CB (Split System: Heat Pump with Remote Outdoor Unit-Air-Source) | HH836E2S11 |  |  | CTM36C5CDS1 | TM8Y080C16MP11 | 33600 | 18 | 8.5 | 31400 | 25200 | 80.25% | 2 | 0 | 11 |  |  |  |  | R-454B | 2.8 | Residential & Commercial | USHP | Ducted CEE Tier 1
213081017 | Central HP <5.4 tons | ACIQ | HRCU-A-CB (Split System: Heat Pump with Remote Outdoor Unit-Air-Source) | HVH837GKA** |  |  | EA*4X61L21A*+WALLCON | *80CTL0902120A* | 33200 | 18 | 8.5 | 32000 | 25000 | 78.12% | 2 | 0 | 11.7 |  |  |  |  | R-410A | 2.7667 | Residential & Commercial | USHP | Ducted CEE Tier 1
213081036 | Central HP <5.4 tons | ACIQ | HRCU-A-CB (Split System: Heat Pump with Remote Outdoor Unit-Air-Source) | HVH837GKA** |  |  | EN(A,D,W)4X60L24**+WALLCON | *96CTN1002122A* | 32800 | 18 | 8.1 | 32200 | 24600 | 76.4% | 1.98 | 0 | 12 |  |  |  |  | R-410A | 2.7333 | Residential & Commercial | USHP | Ducted CEE Tier 1
216030969 | Central HP <5.4 tons | MOOVAIR | HRCU-A-CB (Split System: Heat Pump with Remote Outdoor Unit-Air-Source) | MSHMA48R2AN1 |  |  | MAHMA48R4AS1 | 0 | 48000 | 16.5 | 9.5 | 50000 | 46000 | 92% | 1.9 | 0 | 10.5 |  |  |  |  | R-454B | 4 | Residential & Commercial | USHP | Ducted CEE Tier 1
210595805 | Central HP <5.4 tons | KENMORE | HRCU-A-CB (Split System: Heat Pump with Remote Outdoor Unit-Air-Source) | (C,H,T)VH837GKA** |  |  | EA*4X36L21A*+WALLCON | *95CSU0802120A* | 31600 | 17 | 8.1 | 33200 | 24200 | 72.89% | 1.86 | 0 | 11 |  |  |  |  | R-410A | 2.6333 | Residential & Commercial | USHP | Ducted CEE Tier 1
210595807 | Central HP <5.4 tons | KENMORE | HRCU-A-CB (Split System: Heat Pump with Remote Outdoor Unit-Air-Source) | (C,H,T)VH837GKA** |  |  | EA*4X42L21A*+WALLCON | *80CSU0401712A* | 31800 | 17 | 8.1 | 33200 | 24400 | 73.49% | 1.88 | 0 | 11 |  |  |  |  | R-410A | 2.65 | Residential & Commercial | USHP | Ducted CEE Tier 1
210595808 | Central HP <5.4 tons | KENMORE | HRCU-A-CB (Split System: Heat Pump with Remote Outdoor Unit-Air-Source) | (C,H,T)VH837GKA** |  |  | EA*4X42L21A*+WALLCON | *80CSU1002120A* | 31800 | 17 | 8.1 | 33200 | 24400 | 73.49% | 1.88 | 0 | 11 |  |  |  |  | R-410A | 2.65 | Residential & Commercial | USHP | Ducted CEE Tier 1
210595841 | Central HP <5.4 tons | KENMORE | HRCU-A-CB (Split System: Heat Pump with Remote Outdoor Unit-Air-Source) | (C,H,T)VH837GKA** |  |  | EA*4X61L24A*+WALLCON | *95CSU1002122A* | 33200 | 18 | 8.5 | 32000 | 24800 | 77.5% | 2.02 | 0 | 11.5 |  |  |  |  | R-410A | 2.7667 | Residential & Commercial | USHP | Ducted CEE Tier 1
210595857 | Central HP <5.4 tons | KENMORE | HRCU-A-CB (Split System: Heat Pump with Remote Outdoor Unit-Air-Source) | (C,H,T)VH837GKA** |  |  | EHD4X60AAL+WALLCON | *80CTL0701716A* | 32800 | 17 | 8.1 | 32400 | 25000 | 77.16% | 2 | 0 | 11 |  |  |  |  | R-410A | 2.7333 | Residential & Commercial | USHP | Ducted CEE Tier 1
210595891 | Central HP <5.4 tons | KENMORE | HRCU-A-CB (Split System: Heat Pump with Remote Outdoor Unit-Air-Source) | (C,H,T)VH837GKA** |  |  | EN(A,D,W)4X60L24**+WALLCON | *80CTL1352422A* | 32800 | 18 | 8.1 | 32200 | 24600 | 76.4% | 1.98 | 0 | 12 |  |  |  |  | R-410A | 2.7333 | Residential & Commercial | USHP | Ducted CEE Tier 1
214398112 | Central HP <5.4 tons | FRASER-JOHNSTON | HRCU-A-CB (Split System: Heat Pump with Remote Outdoor Unit-Air-Source) | HH836E2S11 |  |  | CTM36B5CDS1 | TM8V080B12MP12 | 32800 | 17 | 8.5 | 30800 | 25200 | 81.82% | 2 | 0 | 11 |  |  |  |  | R-454B | 2.7333 | Residential & Commercial | USHP | Ducted CEE Tier 1
214398161 | Central HP <5.4 tons | FRASER-JOHNSTON | HRCU-A-CB (Split System: Heat Pump with Remote Outdoor Unit-Air-Source) | HH836E2S11 |  |  | CTM36C5CDS1 | TM9V100C16MP12 | 33800 | 18 | 8.5 | 31400 | 25800 | 82.17% | 2 | 0 | 11 |  |  |  |  | R-454B | 2.8167 | Residential & Commercial | USHP | Ducted CEE Tier 1
213296810 | Central HP <5.4 tons | FRASER-JOHNSTON | HRCU-A-CB (Split System: Heat Pump with Remote Outdoor Unit-Air-Source) | HMH72B341 |  |  | XAFC36DBCN1 | Z9ES100C16SMPS1 | 34000 | 16.5 | 8.1 | 33400 | 24000 | 71.86% | 2.08 | 0 | 9.5 |  |  |  |  | R-410A | 2.8333 | Residential & Commercial | USHP
213297010 | Central HP <5.4 tons | FRASER-JOHNSTON | HRCU-A-CB (Split System: Heat Pump with Remote Outdoor Unit-Air-Source) | HMH72B341 |  |  | XAFA30DXXN1+TXV | Z8ES040A12LMPS1 | 33800 | 17.5 | 8.1 | 33400 | 23400 | 70.06% | 2.04 | 0 | 10 |  |  |  |  | R-410A | 2.8167 | Residential & Commercial | USHP | Ducted CEE Tier 1
213297125 | Central HP <5.4 tons | FRASER-JOHNSTON | HRCU-A-CB (Split System: Heat Pump with Remote Outdoor Unit-Air-Source) | HMH72B341 |  |  | XAUC48FXXN1+TXV | Z8ES120C16SMPS1 | 34000 | 16.5 | 8.5 | 32800 | 23400 | 71.34% | 2.1 | 0 | 9.5 |  |  |  |  | R-410A | 2.8333 | Residential & Commercial | USHP
213297195 | Central HP <5.4 tons | FRASER-JOHNSTON | HRCU-A-CB (Split System: Heat Pump with Remote Outdoor Unit-Air-Source) | HMH72B341 |  |  | XAFB30CXXN1+TXV | Z8ES040A12LMPS1 | 33200 | 18 | 8.5 | 33000 | 23400 | 70.91% | 2.06 | 0 | 10 |  |  |  |  | R-410A | 2.7667 | Residential & Commercial | USHP | Ducted CEE Tier 1
213297410 | Central HP <5.4 tons | FRASER-JOHNSTON | HRCU-A-CB (Split System: Heat Pump with Remote Outdoor Unit-Air-Source) | HMH72B341 |  |  | XAHB30CXXN1+TXV | Z8ES040A12LMPS1 | 31800 | 17 | 8.1 | 32200 | 22600 | 70.19% | 2 | 0 | 10 |  |  |  |  | R-410A | 2.65 | Residential & Commercial | USHP | Ducted CEE Tier 1
213297710 | Central HP <5.4 tons | FRASER-JOHNSTON | HRCU-A-CB (Split System: Heat Pump with Remote Outdoor Unit-Air-Source) | HMH72B341 |  |  | XAFC36DXXN1+TXV | Z9ES080B12SMPS1 | 34000 | 17.5 | 8.1 | 33400 | 23800 | 71.26% | 2.06 | 0 | 9.5 |  |  |  |  | R-410A | 2.8333 | Residential & Commercial | USHP
215935734 | Central HP <5.4 tons | CARRIER | HRCU-A-CB (Split System: Heat Pump with Remote Outdoor Unit-Air-Source) | 27VNA336A*030* |  |  | CVAVA3621XMA*+UI | 59MN7C080C21**20 | 34400 | 20.5 | 8.5 | 38500 | 28200 | 73.25% | 2.04 | 0 | 11.7 |  |  |  |  | R-454B | 2.8667 | Residential & Commercial | USHP | Ducted CEE Tier 1
215935984 | Central HP <5.4 tons | CARRIER | HRCU-A-CB (Split System: Heat Pump with Remote Outdoor Unit-Air-Source) | 27VNA336A*030* |  |  | CVAVA4221XMA*+UI | 58TN*B070C17**16 | 34200 | 20.5 | 8.5 | 39000 | 28400 | 72.82% | 2.02 | 0 | 11.5 |  |  |  |  | R-454B | 2.85 | Residential & Commercial | USHP | Ducted CEE Tier 1
215936084 | Central HP <5.4 tons | CARRIER | HRCU-A-CB (Split System: Heat Pump with Remote Outdoor Unit-Air-Source) | 27VNA336A*030* |  |  | CVAVA4221XMA*+UI | 59MN7C080C17**14 | 34200 | 20.5 | 8.5 | 39000 | 28600 | 73.33% | 2.02 | 0 | 11.5 |  |  |  |  | R-454B | 2.85 | Residential & Commercial | USHP | Ducted CEE Tier 1
215936384 | Central HP <5.4 tons | CARRIER | HRCU-A-CB (Split System: Heat Pump with Remote Outdoor Unit-Air-Source) | 27VNA336A*030* |  |  | CVAVA4824XMA*+UI | 59MN7C100C21**22 | 35000 | 21.5 | 8.5 | 38000 | 28200 | 74.21% | 2.02 | 0 | 12 |  |  |  |  | R-454B | 2.9167 | Residential & Commercial | USHP | Ducted CEE Tier 1
215936954 | Central HP <5.4 tons | CARRIER | HRCU-A-CB (Split System: Heat Pump with Remote Outdoor Unit-Air-Source) | 27VNA336A*030* |  |  | CVAVA6124XMA*+UI | 59TN6C120C24**22 | 36000 | 22 | 8.5 | 37600 | 28400 | 75.53% | 2.04 | 0 | 12.5 |  |  |  |  | R-454B | 3 | Residential & Commercial | USHP | Ducted CEE Tier 1
210470284 | Central HP <5.4 tons | KENMORE | HRCU-A-CB (Split System: Heat Pump with Remote Outdoor Unit-Air-Source) | (C,H,T)VH837GKA2* |  |  | EA*4X60L24A*+WALLCON | *80CTL1352422A* | 32800 | 18 | 8.5 | 31800 | 24800 | 77.99% | 2 | 0 | 12 |  |  |  |  | R-410A | 2.7333 | Residential & Commercial | USHP | Ducted CEE Tier 1
214396601 | Central HP <5.4 tons | FRASER-JOHNSTON | HRCU-A-CB (Split System: Heat Pump with Remote Outdoor Unit-Air-Source) | HH860E2S11 |  |  | CTM60C5CGS1 | TM8E120C20MP11 | 44500 | 17 | 9 | 45000 | 33600 | 74.67% | 2 | 0 | 11.7 |  |  |  |  | R-454B | 3.7083 | Residential & Commercial | USHP | Ducted CEE Tier 1
210595587 | Central HP <5.4 tons | KENMORE | HRCU-A-CB (Split System: Heat Pump with Remote Outdoor Unit-Air-Source) | (C,H,T)VH825GKA2* |  |  | EA*4X42L21A*+WALLCON | *80CTL0901716A* | 23800 | 17.5 | 8.1 | 21400 | 16500 | 77.1% | 1.98 | 0 | 11 |  |  |  |  | R-410A | 1.9833 | Residential & Commercial | USHP | Ducted CEE Tier 1
210595601 | Central HP <5.4 tons | KENMORE | HRCU-A-CB (Split System: Heat Pump with Remote Outdoor Unit-Air-Source) | (C,H,T)VH825GKA2* |  |  | EA*4X42L24A*+WALLCON | *95CSU1002122A* | 23800 | 17 | 8.1 | 21400 | 16600 | 77.57% | 1.96 | 0 | 11 |  |  |  |  | R-410A | 1.9833 | Residential & Commercial | USHP | Ducted CEE Tier 1
210595628 | Central HP <5.4 tons | KENMORE | HRCU-A-CB (Split System: Heat Pump with Remote Outdoor Unit-Air-Source) | (C,H,T)VH825GKA2* |  |  | EA*4X48L21A*+WALLCON | *80CTL0901716A* | 24200 | 17.5 | 8.1 | 20800 | 16500 | 79.33% | 2.04 | 0 | 11.5 |  |  |  |  | R-410A | 2.0167 | Residential & Commercial | USHP | Ducted CEE Tier 1
210106940 | Central HP <5.4 tons | RUSSELL | HRCU-A-CB (Split System: Heat Pump with Remote Outdoor Unit-Air-Source) | SP18AZ36AJVC |  |  | TCFZ6021SEAAM | S962V0855A21M4S | 34200 | 19 | 8.5 | 34200 | 43000 | 125.7% | 2.2 | 0 | 12.5 |  |  |  |  | R-410A | 2.85 | Residential & Commercial | USHP | Ducted CEE Tier 1
213069641 | Central HP <5.4 tons | ACIQ | HRCU-A-CB (Split System: Heat Pump with Remote Outdoor Unit-Air-Source) | DLCURAH24ABK |  |  | EA*4X24L14A* | *80ES(N,L)0701412A* | 24000 | 16.5 | 8.5 | 26800 | 24000 | 89.55% | 1.98 | 0 | 10 |  |  |  |  | R-410A | 2 | Residential & Commercial | USHP | Ducted CEE Tier 1
213069650 | Central HP <5.4 tons | ACIQ | HRCU-A-CB (Split System: Heat Pump with Remote Outdoor Unit-Air-Source) | DLCURAH24ABK |  |  | EA*4X24L17A* | *80VSL0451716A* | 23800 | 16 | 8.5 | 26800 | 24000 | 89.55% | 1.98 | 0 | 10 |  |  |  |  | R-410A | 1.9833 | Residential & Commercial | USHP | Ducted CEE Tier 1
213069657 | Central HP <5.4 tons | ACIQ | HRCU-A-CB (Split System: Heat Pump with Remote Outdoor Unit-Air-Source) | DLCURAH24ABK |  |  | EA*4X24L17A* | *80VTL0701716A* | 23800 | 16.5 | 8.5 | 26800 | 24000 | 89.55% | 2 | 0 | 10 |  |  |  |  | R-410A | 1.9833 | Residential & Commercial | USHP | Ducted CEE Tier 1
213069673 | Central HP <5.4 tons | ACIQ | HRCU-A-CB (Split System: Heat Pump with Remote Outdoor Unit-Air-Source) | DLCURAH24ABK |  |  | EA*4X24L17A* | *95ESN0801716A* | 24400 | 15.5 | 8.5 | 27400 | 23000 | 83.94% | 1.88 | 0 | 10 |  |  |  |  | R-410A | 2.0333 | Residential & Commercial | USHP | Ducted CEE Tier 1
213069675 | Central HP <5.4 tons | ACIQ | HRCU-A-CB (Split System: Heat Pump with Remote Outdoor Unit-Air-Source) | DLCURAH24ABK |  |  | EA*4X24L17A* | *92ESN0401712A* | 23400 | 15.5 | 8.5 | 26800 | 24800 | 92.54% | 2.04 | 0 | 9.5 |  |  |  |  | R-410A | 1.95 | Residential & Commercial | USHP
213069698 | Central HP <5.4 tons | ACIQ | HRCU-A-CB (Split System: Heat Pump with Remote Outdoor Unit-Air-Source) | DLCURAH24ABK |  |  | EA*4X25L17A* | *95ESN0401712A* | 24600 | 15.2 | 8.5 | 25800 | 21200 | 82.17% | 1.76 | 0 | 10 |  |  |  |  | R-410A | 2.05 | Residential & Commercial | USHP | Ducted CEE Tier 1
213069734 | Central HP <5.4 tons | ACIQ | HRCU-A-CB (Split System: Heat Pump with Remote Outdoor Unit-Air-Source) | DLCURAH24ABK |  |  | EA*4X30L17A* | *96VSN0601714A* | 23400 | 16.5 | 8.5 | 25800 | 24200 | 93.8% | 2.02 | 0 | 10 |  |  |  |  | R-410A | 1.95 | Residential & Commercial | USHP | Ducted CEE Tier 1
213070007 | Central HP <5.4 tons | ACIQ | HRCU-A-CB (Split System: Heat Pump with Remote Outdoor Unit-Air-Source) | DLCURAH24ABK |  |  | EA*4X36L17A* | *80VTL0451412A* | 24200 | 16.5 | 8.5 | 26200 | 22400 | 85.5% | 1.86 | 0 | 10 |  |  |  |  | R-410A | 2.0167 | Residential & Commercial | USHP | Ducted CEE Tier 1
213070209 | Central HP <5.4 tons | ACIQ | HRCU-A-CB (Split System: Heat Pump with Remote Outdoor Unit-Air-Source) | DLCURAH24ABK |  |  | EA*4X36L21A* | *80VSL0451716A* | 23400 | 17 | 8.5 | 25600 | 23600 | 92.19% | 1.96 | 0 | 10 |  |  |  |  | R-410A | 1.95 | Residential & Commercial | USHP | Ducted CEE Tier 1
213070652 | Central HP <5.4 tons | ACIQ | HRCU-A-CB (Split System: Heat Pump with Remote Outdoor Unit-Air-Source) | DLCURAH24ABK |  |  | EA*4X37L17A* | OMV098J12* | 24200 | 16.5 | 8.5 | 25400 | 21800 | 85.83% | 1.82 | 0 | 10 |  |  |  |  | R-410A | 2.0167 | Residential & Commercial | USHP | Ducted CEE Tier 1
213071029 | Central HP <5.4 tons | ACIQ | HRCU-A-CB (Split System: Heat Pump with Remote Outdoor Unit-Air-Source) | DLCURAH24ABK |  |  | EN(A,D)4X24L17** | *80ES(N,L)0701716A* | 24400 | 15.5 | 8.5 | 27400 | 22400 | 81.75% | 1.84 | 0 | 10 |  |  |  |  | R-410A | 2.0333 | Residential & Commercial | USHP | Ducted CEE Tier 1
213071302 | Central HP <5.4 tons | ACIQ | HRCU-A-CB (Split System: Heat Pump with Remote Outdoor Unit-Air-Source) | DLCURAH24ABK |  |  | EN(A,D)4X30L17** | *96VSN0401712A* | 23400 | 16 | 8.1 | 25800 | 24000 | 93.02% | 1.98 | 0 | 10 |  |  |  |  | R-410A | 1.95 | Residential & Commercial | USHP | Ducted CEE Tier 1
214397211 | Central HP <5.4 tons | FRASER-JOHNSTON | HRCU-A-CB (Split System: Heat Pump with Remote Outdoor Unit-Air-Source) | HH860E2S11 |  |  | CTM60D5CJS1+JME18D2SN1 | 0 | 53500 | 19 | 9 | 54000 | 39000 | 72.22% | 2 | 0 | 11 |  |  |  |  | R-454B | 4.4583 | Residential & Commercial | USHP | Ducted CEE Tier 1
214397077 | Central HP <5.4 tons | FRASER-JOHNSTON | HRCU-A-CB (Split System: Heat Pump with Remote Outdoor Unit-Air-Source) | HH860E2S11 |  |  | CTM60D5CGS1 | TMLE130D20MP11 | 46000 | 17 | 9 | 47000 | 34800 | 74.04% | 2 | 0 | 11 |  |  |  |  | R-454B | 3.8333 | Residential & Commercial | USHP | Ducted CEE Tier 1
213071397 | Central HP <5.4 tons | ACIQ | HRCU-A-CB (Split System: Heat Pump with Remote Outdoor Unit-Air-Source) | DLCURAH24ABK |  |  | EN(A,D)4X30L17** | *95ESN0261410A* | 23400 | 16 | 8.1 | 25800 | 24200 | 93.8% | 2 | 0 | 10 |  |  |  |  | R-410A | 1.95 | Residential & Commercial | USHP | Ducted CEE Tier 1
213071529 | Central HP <5.4 tons | ACIQ | HRCU-A-CB (Split System: Heat Pump with Remote Outdoor Unit-Air-Source) | DLCURAH24ABK |  |  | EN(A,D,W)4X36L17** | *96VSN0801716A* | 24200 | 16.5 | 8.1 | 26200 | 23000 | 87.79% | 1.9 | 0 | 10.5 |  |  |  |  | R-410A | 2.0167 | Residential & Commercial | USHP | Ducted CEE Tier 1
213067160 | Central HP <5.4 tons | ACIQ | HRCU-A-CB (Split System: Heat Pump with Remote Outdoor Unit-Air-Source) | HVH837GKA2* |  |  | EA*4X60L24A*+WALLCON | *95CSU1002122A* | 32800 | 18 | 8.5 | 31800 | 24800 | 77.99% | 2 | 0 | 11.5 |  |  |  |  | R-410A | 2.7333 | Residential & Commercial | USHP | Ducted CEE Tier 1
213067192 | Central HP <5.4 tons | ACIQ | HRCU-A-CB (Split System: Heat Pump with Remote Outdoor Unit-Air-Source) | HVH837GKA2* |  |  | EHD4X60AAL+WALLCON | *80CTL1352422A* | 33000 | 17 | 8.1 | 32200 | 24800 | 77.02% | 2.02 | 0 | 11.5 |  |  |  |  | R-410A | 2.75 | Residential & Commercial | USHP | Ducted CEE Tier 1
213782101 | Central HP <5.4 tons | DAY & NIGHT | HRCU-A-CB (Split System: Heat Pump with Remote Outdoor Unit-Air-Source) | CVH837GKA2* |  |  | EHD4X48AAL+WALLCON | *80CTL1102120B* | 32600 | 16.5 | 8.1 | 32800 | 24800 | 75.61% | 1.96 | 0 | 11 |  |  |  |  | R-410A | 2.7167 | Residential & Commercial | USHP | Ducted CEE Tier 1
215932020 | Central HP <5.4 tons | DAY & NIGHT | HRCU-A-CB (Split System: Heat Pump with Remote Outdoor Unit-Air-Source) | C5H3V36*K*AAA* |  |  | EA*5X30M17A*+WALLCON | *96CTN0401410B* | 30800 | 17.5 | 9 | 34400 | 26600 | 77.33% | 1.9 | 0 | 10 |  |  |  |  | R-454B | 2.5667 | Residential & Commercial | USHP | Ducted CEE Tier 1
215932220 | Central HP <5.4 tons | DAY & NIGHT | HRCU-A-CB (Split System: Heat Pump with Remote Outdoor Unit-Air-Source) | C5H3V36*K*AAA* |  |  | EA*5X42M21A*+WALLCON | *80CTL0451712B* | 32200 | 19 | 9 | 35800 | 27600 | 77.09% | 1.88 | 0 | 10.5 |  |  |  |  | R-454B | 2.6833 | Residential & Commercial | USHP | Ducted CEE Tier 1
215932270 | Central HP <5.4 tons | DAY & NIGHT | HRCU-A-CB (Split System: Heat Pump with Remote Outdoor Unit-Air-Source) | C5H3V36*K*AAA* |  |  | EA*5X42M21A*+WALLCON | *95CSU0601716B* | 32400 | 19.5 | 9.5 | 35400 | 27200 | 76.84% | 2 | 0 | 11 |  |  |  |  | R-454B | 2.7 | Residential & Commercial | USHP | Ducted CEE Tier 1
215932420 | Central HP <5.4 tons | DAY & NIGHT | HRCU-A-CB (Split System: Heat Pump with Remote Outdoor Unit-Air-Source) | C5H3V36*K*AAA* |  |  | EA*5X48M21A*+WALLCON | *80CTL0702120B* | 33400 | 20 | 9.5 | 34600 | 26400 | 76.3% | 2.04 | 0 | 11.5 |  |  |  |  | R-454B | 2.7833 | Residential & Commercial | USHP | Ducted CEE Tier 1
215932720 | Central HP <5.4 tons | DAY & NIGHT | HRCU-A-CB (Split System: Heat Pump with Remote Outdoor Unit-Air-Source) | C5H3V36*K*AAA* |  |  | EA*5X61M21A*+WALLCON | *80CTL0901716B* | 34400 | 20.5 | 9 | 34400 | 26200 | 76.16% | 1.96 | 0 | 11.7 |  |  |  |  | R-454B | 2.8667 | Residential & Commercial | USHP | Ducted CEE Tier 1
215932770 | Central HP <5.4 tons | DAY & NIGHT | HRCU-A-CB (Split System: Heat Pump with Remote Outdoor Unit-Air-Source) | C5H3V36*K*AAA* |  |  | EA*5X61M21A*+WALLCON | *95CSU1002122B* | 34400 | 20.5 | 9.5 | 34200 | 26000 | 76.02% | 2.08 | 0 | 12 |  |  |  |  | R-454B | 2.8667 | Residential & Commercial | USHP | Ducted CEE Tier 1
214649779 | Central HP <5.4 tons | COLEMAN | HRCU-A-CB (Split System: Heat Pump with Remote Outdoor Unit-Air-Source) | HH860E2S11 |  |  | CTU60D5XGS1+TXV | TP9C120D20MP13 | 44000 | 18 | 9 | 44500 | 33400 | 75.06% | 2 | 0 | 11.7 |  |  |  |  | R-454B | 3.6667 | Residential & Commercial | USHP | Ducted CEE Tier 1
206997657 | Central HP <5.4 tons | KENMORE | HRCU-A-CB (Split System: Heat Pump with Remote Outdoor Unit-Air-Source) | (C,H,T)VH837GKA2* |  |  | EA*4X37L21A*+WALLCON | *80CTL0701716A* | 32800 | 17.5 | 8.5 | 33000 | 25200 | 76.36% | 1.98 | 11 | 11.5 |  |  |  |  | R-410A | 2.7333 | Residential & Commercial | USHP | Ducted CEE Tier 1
216782545 | Central HP <5.4 tons | FRASER-JOHNSTON | HRCU-A-CB (Split System: Heat Pump with Remote Outdoor Unit-Air-Source) | HH836E2S11 |  |  | CTM36C5CDS1 | Z8ES120C20LMPS1 | 34400 | 18 | 8.5 | 32000 | 26200 | 81.88% | 2 | 0 | 11 |  |  |  |  | R-454B | 2.8667 | Residential & Commercial | USHP | Ducted CEE Tier 1
216782661 | Central HP <5.4 tons | FRASER-JOHNSTON | HRCU-A-CB (Split System: Heat Pump with Remote Outdoor Unit-Air-Source) | HH836E2S11 |  |  | CTF36C5CDS1 | Z8ES080C16LMPS1 | 34000 | 18 | 8.5 | 31200 | 25400 | 81.41% | 2 | 0 | 11.7 |  |  |  |  | R-454B | 2.8333 | Residential & Commercial | USHP | Ducted CEE Tier 1
210595608 | Central HP <5.4 tons | KENMORE | HRCU-A-CB (Split System: Heat Pump with Remote Outdoor Unit-Air-Source) | (C,H,T)VH825GKA2* |  |  | EA*4X43L21A*+WALLCON | *80CSU0601716A* | 24400 | 17 | 8.5 | 21200 | 16600 | 78.3% | 2.02 | 0 | 11 |  |  |  |  | R-410A | 2.0333 | Residential & Commercial | USHP | Ducted CEE Tier 1
210595639 | Central HP <5.4 tons | KENMORE | HRCU-A-CB (Split System: Heat Pump with Remote Outdoor Unit-Air-Source) | (C,H,T)VH825GKA2* |  |  | EA*4X48L24A*+WALLCON | *80CSU1002120A* | 24000 | 16.5 | 8.1 | 21000 | 16600 | 79.05% | 2.02 | 0 | 11 |  |  |  |  | R-410A | 2 | Residential & Commercial | USHP | Ducted CEE Tier 1
210595641 | Central HP <5.4 tons | KENMORE | HRCU-A-CB (Split System: Heat Pump with Remote Outdoor Unit-Air-Source) | (C,H,T)VH825GKA2* |  |  | EA*4X48L24A*+WALLCON | *95CSU0802120A* | 24200 | 17 | 8.1 | 21000 | 16500 | 78.57% | 2.02 | 0 | 11 |  |  |  |  | R-410A | 2.0167 | Residential & Commercial | USHP | Ducted CEE Tier 1
214396958 | Central HP <5.4 tons | FRASER-JOHNSTON | HRCU-A-CB (Split System: Heat Pump with Remote Outdoor Unit-Air-Source) | HH836E2S11 |  |  | CTM48C5CFS1 | TM8E120C16MP11 | 33600 | 19 | 9 | 31400 | 25400 | 80.89% | 2 | 0 | 11 |  |  |  |  | R-454B | 2.8 | Residential & Commercial | USHP | Ducted CEE Tier 1
214606564 | Central HP <5.4 tons | COLEMAN | HRCU-A-C (Split System: Heat Pump with Remote Outdoor Unit with No Indoor Fan --Air Source) | HH860E2S11 |  |  | CTM60D5CGS1 | 0 | 44500 | 15.2 | 8.5 | 46000 | 34200 | 74.35% | 2 | 0 | 11 |  |  |  |  | R-454B | 3.7083 | Residential & Commercial | USHP | Ducted CEE Tier 1
214606566 | Central HP <5.4 tons | COLEMAN | HRCU-A-C (Split System: Heat Pump with Remote Outdoor Unit with No Indoor Fan --Air Source) | HH860E2S11 |  |  | CTM60C5CGS1 | 0 | 44500 | 15.2 | 8.5 | 46000 | 34200 | 74.35% | 2 | 0 | 11 |  |  |  |  | R-454B | 3.7083 | Residential & Commercial | USHP | Ducted CEE Tier 1
216411128 | Central HP <5.4 tons | FRASER-JOHNSTON | HRCU-A-CB (Split System: Heat Pump with Remote Outdoor Unit-Air-Source) | HMH72B341 |  |  | XAHB36DBCN1 | Z9ET060B12SMPS1 | 33000 | 17 | 8.5 | 33400 | 23400 | 70.06% | 2 | 0 | 9.5 |  |  |  |  | R-410A | 2.75 | Residential & Commercial | USHP
213297643 | Central HP <5.4 tons | COLEMAN | HRCU-A-CB (Split System: Heat Pump with Remote Outdoor Unit-Air-Source) | HMH72B341 |  |  | XAHB36DBCN1 | Z8ES080B12LMPS1 | 33200 | 17.5 | 8.1 | 32800 | 23000 | 70.12% | 2 | 0 | 10 |  |  |  |  | R-410A | 2.7667 | Residential & Commercial | USHP | Ducted CEE Tier 1
213296793 | Central HP <5.4 tons | COLEMAN | HRCU-A-CB (Split System: Heat Pump with Remote Outdoor Unit-Air-Source) | HMH72B341 |  |  | XAFB30CXXN1+TXV | Z9ET080B12SMPS1 | 32600 | 18.5 | 8.1 | 33000 | 23400 | 70.91% | 2.02 | 0 | 9.5 |  |  |  |  | R-410A | 2.7167 | Residential & Commercial | USHP
213296893 | Central HP <5.4 tons | COLEMAN | HRCU-A-CB (Split System: Heat Pump with Remote Outdoor Unit-Air-Source) | HMH72B341 |  |  | XAFC36DXXN1+TXV | Z8ES100C16SMPS1 | 34000 | 18 | 8.5 | 33400 | 24400 | 73.05% | 2.12 | 0 | 9.5 |  |  |  |  | R-410A | 2.8333 | Residential & Commercial | USHP
213297228 | Central HP <5.4 tons | COLEMAN | HRCU-A-CB (Split System: Heat Pump with Remote Outdoor Unit-Air-Source) | HMH72B341 |  |  | XAUB30CXXN1+JMET12BS2N1+TXV | 0 | 33200 | 18.5 | 8.5 | 33000 | 23200 | 70.3% | 2.06 | 0 | 10 |  |  |  |  | R-410A | 2.7667 | Residential & Commercial | USHP | Ducted CEE Tier 1
213297328 | Central HP <5.4 tons | COLEMAN | HRCU-A-CB (Split System: Heat Pump with Remote Outdoor Unit-Air-Source) | HMH72B341 |  |  | XAHC30CXXN1+TXV | Z8ES120C16LMPS1 | 32600 | 17 | 8.5 | 32000 | 22600 | 70.62% | 2.04 | 0 | 9.5 |  |  |  |  | R-410A | 2.7167 | Residential & Commercial | USHP
213297463 | Central HP <5.4 tons | COLEMAN | HRCU-A-CB (Split System: Heat Pump with Remote Outdoor Unit-Air-Source) | HMH72B341 |  |  | XAFC30CXXN1+TXV | Z9ES080B12SMPS1 | 32600 | 17 | 8.1 | 33000 | 23200 | 70.3% | 2.02 | 0 | 9.5 |  |  |  |  | R-410A | 2.7167 | Residential & Commercial | USHP
213297343 | Central HP <5.4 tons | COLEMAN | HRCU-A-CB (Split System: Heat Pump with Remote Outdoor Unit-Air-Source) | HMH72B341 |  |  | XAFC36DBCN1 | Z8ES100C20SMPS1 | 34000 | 17.5 | 8.5 | 33400 | 24200 | 72.46% | 2.14 | 0 | 9.5 |  |  |  |  | R-410A | 2.8333 | Residential & Commercial | USHP
213297443 | Central HP <5.4 tons | COLEMAN | HRCU-A-CB (Split System: Heat Pump with Remote Outdoor Unit-Air-Source) | HMH72B341 |  |  | XAFB36DBCN1 | Z9ET060B12SMPS1 | 33800 | 17.5 | 8.5 | 33400 | 23400 | 70.06% | 2 | 0 | 9.5 |  |  |  |  | R-410A | 2.8167 | Residential & Commercial | USHP
213297543 | Central HP <5.4 tons | COLEMAN | HRCU-A-CB (Split System: Heat Pump with Remote Outdoor Unit-Air-Source) | HMH72B341 |  |  | XAHC36DXXN1+TXV | Z8ES100C20LMPS1 | 34000 | 17 | 8.5 | 33400 | 23600 | 70.66% | 2.08 | 0 | 9.5 |  |  |  |  | R-410A | 2.8333 | Residential & Commercial | USHP
213296943 | Central HP <5.4 tons | COLEMAN | HRCU-A-CB (Split System: Heat Pump with Remote Outdoor Unit-Air-Source) | HMH72B341 |  |  | XAFC36DBCN1 | Z8ES080C20SMPS1 | 34000 | 18 | 8.5 | 33400 | 24400 | 73.05% | 2.12 | 0 | 10 |  |  |  |  | R-410A | 2.8333 | Residential & Commercial | USHP | Ducted CEE Tier 1
213296978 | Central HP <5.4 tons | COLEMAN | HRCU-A-CB (Split System: Heat Pump with Remote Outdoor Unit-Air-Source) | HMH72B341 |  |  | XAFB36DXXN1+TXV | Z8ES080B12LMPS1 | 34000 | 18 | 8.1 | 33400 | 24000 | 71.86% | 2.08 | 0 | 10 |  |  |  |  | R-410A | 2.8333 | Residential & Commercial | USHP | Ducted CEE Tier 1
213296993 | Central HP <5.4 tons | COLEMAN | HRCU-A-CB (Split System: Heat Pump with Remote Outdoor Unit-Air-Source) | HMH72B341 |  |  | XAFB36DBCN1 | Z8ES080B12LMPS1 | 34000 | 18 | 8.1 | 33400 | 24000 | 71.86% | 2.08 | 0 | 10 |  |  |  |  | R-410A | 2.8333 | Residential & Commercial | USHP | Ducted CEE Tier 1
213297093 | Central HP <5.4 tons | COLEMAN | HRCU-A-CB (Split System: Heat Pump with Remote Outdoor Unit-Air-Source) | HMH72B341 |  |  | XAHC36DBCN1 | Z8ET080B12LMPS1 | 33000 | 18 | 8.1 | 32000 | 22400 | 70% | 2 | 0 | 9.5 |  |  |  |  | R-410A | 2.75 | Residential & Commercial | USHP
214398027 | Central HP <5.4 tons | COLEMAN | HRCU-A-CB (Split System: Heat Pump with Remote Outdoor Unit-Air-Source) | HH860E2S11 |  |  | CTM60C5CHS1 | TMLE080C20MP11 | 53500 | 19 | 8.5 | 54000 | 39000 | 72.22% | 2 | 0 | 11 |  |  |  |  | R-454B | 4.4583 | Residential & Commercial | USHP | Ducted CEE Tier 1
214398276 | Central HP <5.4 tons | COLEMAN | HRCU-A-CB (Split System: Heat Pump with Remote Outdoor Unit-Air-Source) | HH860E2S11 |  |  | CTF60C5CGS1 | TPLC120C20MP13 | 44500 | 18 | 9 | 45000 | 33800 | 75.11% | 2 | 0 | 11 |  |  |  |  | R-454B | 3.7083 | Residential & Commercial | USHP | Ducted CEE Tier 1
214398446 | Central HP <5.4 tons | COLEMAN | HRCU-A-CB (Split System: Heat Pump with Remote Outdoor Unit-Air-Source) | HH860E2S11 |  |  | CTM60C5CHS1 | TMLE100C20MP11 | 53500 | 19 | 8.5 | 55000 | 39000 | 70.91% | 2 | 0 | 11 |  |  |  |  | R-454B | 4.4583 | Residential & Commercial | USHP | Ducted CEE Tier 1
214398664 | Central HP <5.4 tons | COLEMAN | HRCU-A-CB (Split System: Heat Pump with Remote Outdoor Unit-Air-Source) | HH860E2S11 |  |  | CTF60C5CGS1 | CPLC100C16MP13 | 43500 | 18 | 9 | 44000 | 33400 | 75.91% | 2 | 0 | 11.7 |  |  |  |  | R-454B | 3.625 | Residential & Commercial | USHP | Ducted CEE Tier 1
214397577 | Central HP <5.4 tons | COLEMAN | HRCU-A-CB (Split System: Heat Pump with Remote Outdoor Unit-Air-Source) | HH860E2S11 |  |  | CTF60C5CHS1 | TM8E120C20MP11 | 54000 | 19 | 8.5 | 54500 | 39500 | 72.48% | 2 | 0 | 11 |  |  |  |  | R-454B | 4.5 | Residential & Commercial | USHP | Ducted CEE Tier 1
215932810 | Central HP <5.4 tons | DAY & NIGHT | HRCU-A-CB (Split System: Heat Pump with Remote Outdoor Unit-Air-Source) | C5H3V36*K*AAA* |  |  | EA*5X61M21A*+WALLCON | *97CMN1002122B* | 34400 | 20.5 | 9.5 | 34200 | 26000 | 76.02% | 2.06 | 0 | 12 |  |  |  |  | R-454B | 2.8667 | Residential & Commercial | USHP | Ducted CEE Tier 1
215933060 | Central HP <5.4 tons | DAY & NIGHT | HRCU-A-CB (Split System: Heat Pump with Remote Outdoor Unit-Air-Source) | C5H3V36*K*AAA* |  |  | ESH5X36M12A*+WALLCON | *80CTL0451712B* | 32800 | 18.5 | 9 | 35800 | 27600 | 77.09% | 1.88 | 0 | 10.5 |  |  |  |  | R-454B | 2.7333 | Residential & Commercial | USHP | Ducted CEE Tier 1
213297760 | Central HP <5.4 tons | FRASER-JOHNSTON | HRCU-A-CB (Split System: Heat Pump with Remote Outdoor Unit-Air-Source) | HMH72B341 |  |  | XAFC30CXXN1+TXV | Z8ES120C20SMPS1 | 33000 | 17.5 | 8.5 | 33000 | 23400 | 70.91% | 2.04 | 0 | 9.5 |  |  |  |  | R-410A | 2.75 | Residential & Commercial | USHP
213297780 | Central HP <5.4 tons | FRASER-JOHNSTON | HRCU-A-CB (Split System: Heat Pump with Remote Outdoor Unit-Air-Source) | HMH72B341 |  |  | XAFC30CXXN1+TXV | Z8ES100C16SMPS1 | 33600 | 18 | 8.5 | 33000 | 23400 | 70.91% | 2.06 | 0 | 9.5 |  |  |  |  | R-410A | 2.8 | Residential & Commercial | USHP
213297795 | Central HP <5.4 tons | FRASER-JOHNSTON | HRCU-A-CB (Split System: Heat Pump with Remote Outdoor Unit-Air-Source) | HMH72B341 |  |  | XAFC30CXXN1+TXV | Z8ES100B12LMPS1 | 33000 | 18 | 8.5 | 33000 | 23200 | 70.3% | 2.04 | 0 | 9.5 |  |  |  |  | R-410A | 2.75 | Residential & Commercial | USHP
213296825 | Central HP <5.4 tons | FRASER-JOHNSTON | HRCU-A-CB (Split System: Heat Pump with Remote Outdoor Unit-Air-Source) | HMH72B341 |  |  | XAFC36DBCN1 | Z9ES060B12SMPS1 | 33000 | 16.5 | 8.5 | 32000 | 22400 | 70% | 1.8 | 0 | 10 |  |  |  |  | R-410A | 2.75 | Residential & Commercial | USHP | Ducted CEE Tier 1
213296975 | Central HP <5.4 tons | FRASER-JOHNSTON | HRCU-A-CB (Split System: Heat Pump with Remote Outdoor Unit-Air-Source) | HMH72B341 |  |  | XAFB36DXXN1+TXV | Z8ES080B12SMPS1 | 34000 | 18 | 8.1 | 33400 | 24000 | 71.86% | 2.08 | 0 | 10 |  |  |  |  | R-410A | 2.8333 | Residential & Commercial | USHP | Ducted CEE Tier 1
213297880 | Central HP <5.4 tons | FRASER-JOHNSTON | HRCU-A-CB (Split System: Heat Pump with Remote Outdoor Unit-Air-Source) | HMH72B341 |  |  | XAFC36DBCN1 | Z9ES080C16SMPS1 | 33400 | 17 | 8.5 | 32000 | 22400 | 70% | 1.8 | 0 | 10 |  |  |  |  | R-410A | 2.7833 | Residential & Commercial | USHP | Ducted CEE Tier 1
213297895 | Central HP <5.4 tons | FRASER-JOHNSTON | HRCU-A-CB (Split System: Heat Pump with Remote Outdoor Unit-Air-Source) | HMH72B341 |  |  | XAFB36DXXN1+TXV | Z9ES060A10SMPS1 | 33400 | 18.5 | 8.1 | 32800 | 23200 | 70.73% | 2.02 | 0 | 9.5 |  |  |  |  | R-410A | 2.7833 | Residential & Commercial | USHP
213297930 | Central HP <5.4 tons | FRASER-JOHNSTON | HRCU-A-CB (Split System: Heat Pump with Remote Outdoor Unit-Air-Source) | HMH72B341 |  |  | XAFB36DBCN1 | Z8ET080B12LMPS1 | 34000 | 18.5 | 8.1 | 33400 | 24000 | 71.86% | 2.08 | 0 | 9.5 |  |  |  |  | R-410A | 2.8333 | Residential & Commercial | USHP
214397627 | Central HP <5.4 tons | COLEMAN | HRCU-A-CB (Split System: Heat Pump with Remote Outdoor Unit-Air-Source) | HH860E2S11 |  |  | CTM60C5CHS1 | TMLE120C20MP11 | 53500 | 19 | 8.5 | 54000 | 39000 | 72.22% | 2 | 0 | 11 |  |  |  |  | R-454B | 4.4583 | Residential & Commercial | USHP | Ducted CEE Tier 1
214397844 | Central HP <5.4 tons | COLEMAN | HRCU-A-CB (Split System: Heat Pump with Remote Outdoor Unit-Air-Source) | HH860E2S11 |  |  | CTF60C5CGS1 | TM8E120C16MP11 | 44500 | 18 | 9 | 45500 | 34200 | 75.16% | 2 | 0 | 11 |  |  |  |  | R-454B | 3.7083 | Residential & Commercial | USHP | Ducted CEE Tier 1
214397859 | Central HP <5.4 tons | COLEMAN | HRCU-A-CB (Split System: Heat Pump with Remote Outdoor Unit-Air-Source) | HH860E2S11 |  |  | CTM60C5CGS1 | TM8E120C16MP11 | 44500 | 18 | 9 | 45500 | 34200 | 75.16% | 2 | 0 | 11 |  |  |  |  | R-454B | 3.7083 | Residential & Commercial | USHP | Ducted CEE Tier 1
216374778 | Central HP <5.4 tons | COLEMAN | HRCU-A-CB (Split System: Heat Pump with Remote Outdoor Unit-Air-Source) | HH860E2S11 |  |  | CTM60C5CHS1 | Z9ET100C20SMPS1 | 53500 | 19 | 8.5 | 54000 | 39000 | 72.22% | 2 | 0 | 11 |  |  |  |  | R-454B | 4.4583 | Residential & Commercial | USHP | Ducted CEE Tier 1
214398061 | Central HP <5.4 tons | COLEMAN | HRCU-A-CB (Split System: Heat Pump with Remote Outdoor Unit-Air-Source) | HH860E2S11 |  |  | CTM60C5CHS1 | TM9E080C20MP12 | 54000 | 19 | 8.5 | 55000 | 39500 | 71.82% | 2 | 0 | 11 |  |  |  |  | R-454B | 4.5 | Residential & Commercial | USHP | Ducted CEE Tier 1
214398261 | Central HP <5.4 tons | COLEMAN | HRCU-A-CB (Split System: Heat Pump with Remote Outdoor Unit-Air-Source) | HH860E2S11 |  |  | CTF60C5CGS1 | TM8V100C20MP12 | 44500 | 18 | 9 | 45000 | 33800 | 75.11% | 2 | 0 | 11 |  |  |  |  | R-454B | 3.7083 | Residential & Commercial | USHP | Ducted CEE Tier 1
214398327 | Central HP <5.4 tons | COLEMAN | HRCU-A-CB (Split System: Heat Pump with Remote Outdoor Unit-Air-Source) | HH860E2S11 |  |  | CTM60C5CGS1+JMC17C2SN1 | 0 | 45000 | 19 | 9 | 45000 | 33400 | 74.22% | 2 | 0 | 12 |  |  |  |  | R-454B | 3.75 | Residential & Commercial | USHP | Ducted CEE Tier 1
213778782 | Central HP <5.4 tons | KEEPRITE | HRCU-A-CB (Split System: Heat Pump with Remote Outdoor Unit-Air-Source) | CVH837GKA** |  |  | EA*4X36L17A*+WALLCON | *97CMN0601714B* | 31200 | 16.5 | 8.1 | 33400 | 24600 | 73.65% | 1.82 | 0 | 10.5 |  |  |  |  | R-410A | 2.6 | Residential & Commercial | USHP | Ducted CEE Tier 1
215934060 | Central HP <5.4 tons | DAY & NIGHT | HRCU-A-CB (Split System: Heat Pump with Remote Outdoor Unit-Air-Source) | C5H3V48*K*AAA* |  |  | EA*5X48M21A*+WALLCON | *97CMN0801714B* | 42500 | 20 | 9.5 | 48500 | 36400 | 75.05% | 2 | 0 | 10.5 |  |  |  |  | R-454B | 3.5417 | Residential & Commercial | USHP | Ducted CEE Tier 1
215934110 | Central HP <5.4 tons | DAY & NIGHT | HRCU-A-CB (Split System: Heat Pump with Remote Outdoor Unit-Air-Source) | C5H3V48*K*AAA* |  |  | EA*5X60M24A*+WALLCON | *80CTL1102120B* | 45000 | 21.5 | 9.5 | 48000 | 36200 | 75.42% | 2 | 0 | 11 |  |  |  |  | R-454B | 3.75 | Residential & Commercial | USHP | Ducted CEE Tier 1
215934130 | Central HP <5.4 tons | DAY & NIGHT | HRCU-A-CB (Split System: Heat Pump with Remote Outdoor Unit-Air-Source) | C5H3V48*K*AAA* |  |  | EA*5X60M24A*+WALLCON | *95CSU0802120B* | 44500 | 21 | 9.5 | 48500 | 36600 | 75.46% | 2 | 0 | 11 |  |  |  |  | R-454B | 3.7083 | Residential & Commercial | USHP | Ducted CEE Tier 1
215934230 | Central HP <5.4 tons | DAY & NIGHT | HRCU-A-CB (Split System: Heat Pump with Remote Outdoor Unit-Air-Source) | C5H3V48*K*AAA* |  |  | EA*5X61M21A*+WALLCON | *95CSU1002122B* | 45500 | 21.5 | 9.5 | 48500 | 36600 | 75.46% | 2 | 0 | 11.5 |  |  |  |  | R-454B | 3.7917 | Residential & Commercial | USHP | Ducted CEE Tier 1
215668600 | Central HP <5.4 tons | DAY & NIGHT | HRCU-A-CB (Split System: Heat Pump with Remote Outdoor Unit-Air-Source) | C5H0V36*K*AAA* |  |  | EA*5X37M17A*+WALLCON | *97CMN0801714B* | 33800 | 17.5 | 9 | 35800 | 25600 | 71.51% | 1.86 | 0 | 9.5 |  |  |  |  | R-454B | 2.8167 | Residential & Commercial | USHP
210595642 | Central HP <5.4 tons | KENMORE | HRCU-A-CB (Split System: Heat Pump with Remote Outdoor Unit-Air-Source) | (C,H,T)VH825GKA2* |  |  | EA*4X48L24A*+WALLCON | *95CSU1002122A* | 24200 | 17 | 8.1 | 21000 | 16500 | 78.57% | 2.02 | 0 | 11 |  |  |  |  | R-410A | 2.0167 | Residential & Commercial | USHP | Ducted CEE Tier 1
210595658 | Central HP <5.4 tons | KENMORE | HRCU-A-CB (Split System: Heat Pump with Remote Outdoor Unit-Air-Source) | (C,H,T)VH825GKA2* |  |  | EHD4X42AAL+WALLCON | *95CSU1002122A* | 24200 | 16 | 8.1 | 21400 | 16600 | 77.57% | 2 | 0 | 11 |  |  |  |  | R-410A | 2.0167 | Residential & Commercial | USHP | Ducted CEE Tier 1
210595675 | Central HP <5.4 tons | KENMORE | HRCU-A-CB (Split System: Heat Pump with Remote Outdoor Unit-Air-Source) | (C,H,T)VH825GKA2* |  |  | EHD4X48AAL+WALLCON | *80CTL1352422A* | 24200 | 16 | 8.1 | 21200 | 16600 | 78.3% | 2.02 | 0 | 11 |  |  |  |  | R-410A | 2.0167 | Residential & Commercial | USHP | Ducted CEE Tier 1
216508727 | Central HP <5.4 tons | COLEMAN | HRCU-A-CB (Split System: Heat Pump with Remote Outdoor Unit-Air-Source) | HH836E2S11 |  |  | CTF30A5ADS1 | TMLV060A12MP12 | 32800 | 17 | 8.5 | 30600 | 25200 | 82.35% | 2 | 0 | 11 |  |  |  |  | R-454B | 2.7333 | Residential & Commercial | USHP | Ducted CEE Tier 1
214595049 | Central HP <5.4 tons | COLEMAN | HRCU-A-CB (Split System: Heat Pump with Remote Outdoor Unit-Air-Source) | HH836E2S11 |  |  | CTM36C5CDS1 | Z8ES080C20SMPS1 | 34400 | 18 | 8.5 | 32000 | 26200 | 81.88% | 2 | 0 | 11 |  |  |  |  | R-454B | 2.8667 | Residential & Commercial | USHP | Ducted CEE Tier 1
210106986 | Central HP <5.4 tons | RUSSELL | HRCU-A-CB (Split System: Heat Pump with Remote Outdoor Unit-Air-Source) | SP18AZ60AJVC |  |  | TCFZ6021SEAAM | S962V0855A21M4S | 53000 | 18 | 8.1 | 53000 | 50500 | 95.28% | 1.9 | 0 | 10 |  |  |  |  | R-410A | 4.4167 | Residential & Commercial | USHP | Ducted CEE Tier 1
206997902 | Central HP <5.4 tons | KENMORE | HRCU-A-CB (Split System: Heat Pump with Remote Outdoor Unit-Air-Source) | (C,H,T)VH837GKA2* |  |  | EA*4X42L21A*+WALLCON | *95CSU1002122A* | 31800 | 17.5 | 8.1 | 33000 | 24400 | 73.94% | 1.9 | 11.5 | 11 |  |  |  |  | R-410A | 2.65 | Residential & Commercial | USHP | Ducted CEE Tier 1
215933140 | Central HP <5.4 tons | DAY & NIGHT | HRCU-A-CB (Split System: Heat Pump with Remote Outdoor Unit-Air-Source) | C5H3V36*K*AAA* |  |  | ESH5X36M12A*+WALLCON | *95CSU0601716B* | 33000 | 18.5 | 9 | 35400 | 27200 | 76.84% | 1.92 | 0 | 11 |  |  |  |  | R-454B | 2.75 | Residential & Commercial | USHP | Ducted CEE Tier 1
213772866 | Central HP <5.4 tons | BRYANT HEATING AND COOLING SYSTEMS | HRCU-A-CB (Split System: Heat Pump with Remote Outdoor Unit-Air-Source) | 288BNV025*0**C* |  |  | CAP**3017AL*+UI | 88*TB48090C17*** | 23600 | 16.5 | 8.1 | 21400 | 16700 | 78.04% | 1.9 | 0 | 10.5 |  |  |  |  | R-410A | 1.9667 | Residential & Commercial | USHP | Ducted CEE Tier 1
213772936 | Central HP <5.4 tons | BRYANT HEATING AND COOLING SYSTEMS | HRCU-A-CB (Split System: Heat Pump with Remote Outdoor Unit-Air-Source) | 288BNV025*0**C* |  |  | CAP**3617AL*+UI | 88*TB36045C17*** | 23400 | 16 | 8.1 | 21600 | 16800 | 77.78% | 1.92 | 0 | 10.5 |  |  |  |  | R-410A | 1.95 | Residential & Commercial | USHP | Ducted CEE Tier 1
213773086 | Central HP <5.4 tons | BRYANT HEATING AND COOLING SYSTEMS | HRCU-A-CB (Split System: Heat Pump with Remote Outdoor Unit-Air-Source) | 288BNV025*0**C* |  |  | CAP**3621AL*+UI | 935CB48060C17*** | 23600 | 16.5 | 8.1 | 21600 | 16700 | 77.31% | 1.92 | 0 | 10.5 |  |  |  |  | R-410A | 1.9667 | Residential & Commercial | USHP | Ducted CEE Tier 1
214396322 | Central HP <5.4 tons | COLEMAN | HRCU-A-CB (Split System: Heat Pump with Remote Outdoor Unit-Air-Source) | HH860E2S11 |  |  | CTM60C5CHS1+JMC17C2SN1 | 0 | 53500 | 19 | 9 | 53000 | 38000 | 71.7% | 2 | 0 | 12 |  |  |  |  | R-454B | 4.4583 | Residential & Commercial | USHP | Ducted CEE Tier 1
214396572 | Central HP <5.4 tons | COLEMAN | HRCU-A-CB (Split System: Heat Pump with Remote Outdoor Unit-Air-Source) | HH860E2S11 |  |  | CTF60C5CGS1 | TP9C100C16MP13 | 43500 | 18 | 9 | 44000 | 33200 | 75.45% | 2 | 0 | 11.7 |  |  |  |  | R-454B | 3.625 | Residential & Commercial | USHP | Ducted CEE Tier 1
214396589 | Central HP <5.4 tons | COLEMAN | HRCU-A-CB (Split System: Heat Pump with Remote Outdoor Unit-Air-Source) | HH860E2S11 |  |  | CTM60C5CGS1 | TL9E080C16UH11 | 44500 | 18 | 9 | 46000 | 34400 | 74.78% | 2 | 0 | 11 |  |  |  |  | R-454B | 3.7083 | Residential & Commercial | USHP | Ducted CEE Tier 1
214243252 | Central HP <5.4 tons | KEEPRITE | HRCU-A-CB (Split System: Heat Pump with Remote Outdoor Unit-Air-Source) | CVH825GKA2* |  |  | EN(A,D)4X48L24**+WALLCON | *96CTN1002122B* | 24200 | 17 | 8.1 | 21200 | 16600 | 78.3% | 2.02 | 0 | 11.5 |  |  |  |  | R-410A | 2.0167 | Residential & Commercial | USHP | Ducted CEE Tier 1
213771636 | Central HP <5.4 tons | BRYANT HEATING AND COOLING SYSTEMS | HRCU-A-CB (Split System: Heat Pump with Remote Outdoor Unit-Air-Source) | 288BNV025*0**B* |  |  | CAP**4821AL*+UI | 987MC66100C21*** | 24000 | 16.5 | 8.1 | 21000 | 16500 | 78.57% | 2.02 | 0 | 11 |  |  |  |  | R-410A | 2 | Residential & Commercial | USHP | Ducted CEE Tier 1
210589348 | Central HP <5.4 tons | RUSSELL | HRCU-A-CB (Split System: Heat Pump with Remote Outdoor Unit-Air-Source) | SP18AZ48AJVC |  |  | TCFZ6021SEAAM | S802VA075421Z | 44500 | 19 | 8.1 | 43500 | 45000 | 103.4% | 2 | 0 | 10 |  |  |  |  | R-410A | 3.7083 | Residential & Commercial | USHP | Ducted CEE Tier 1
211902797 | Central HP <5.4 tons | RUSSELL | HRCU-A-CB (Split System: Heat Pump with Remote Outdoor Unit-Air-Source) | SP18AZ60AJVC |  |  | TCFZ6021SEAAM | S802VA100521M | 53000 | 19 | 8.1 | 52500 | 50000 | 95.24% | 1.9 | 0 | 10 |  |  |  |  | R-410A | 4.4167 | Residential & Commercial | USHP | Ducted CEE Tier 1
213072382 | Central HP <5.4 tons | ACIQ | HRCU-A-CB (Split System: Heat Pump with Remote Outdoor Unit-Air-Source) | DLCURAH18ABK |  |  | FM(C,U)4Z18**AL* | 0 | 17800 | 17 | 9 | 18700 | 19800 | 105.9% | 2.4 | 0 | 11 |  |  |  |  | R-410A | 1.4833 | Residential & Commercial | USHP | Ducted CEE Tier 1
213067291 | Central HP <5.4 tons | ACIQ | HRCU-A-CB (Split System: Heat Pump with Remote Outdoor Unit-Air-Source) | HVH825GKA3* |  |  | EA*4X42L21A*+WALLCON | *80CTL0901716A* | 23800 | 17.5 | 8.1 | 21400 | 16500 | 77.1% | 1.98 | 0 | 11 |  |  |  |  | R-410A | 1.9833 | Residential & Commercial | USHP | Ducted CEE Tier 1
213067152 | Central HP <5.4 tons | ACIQ | HRCU-A-CB (Split System: Heat Pump with Remote Outdoor Unit-Air-Source) | HVH837GKA2* |  |  | EA*4X36L21A*+WALLCON | *95CSU1002122A* | 31600 | 17.5 | 8.1 | 33000 | 24200 | 73.33% | 1.86 | 0 | 11 |  |  |  |  | R-410A | 2.6333 | Residential & Commercial | USHP | Ducted CEE Tier 1
213067157 | Central HP <5.4 tons | ACIQ | HRCU-A-CB (Split System: Heat Pump with Remote Outdoor Unit-Air-Source) | HVH837GKA2* |  |  | EA*4X42L21A*+WALLCON | *80CSU0401712A* | 31800 | 17 | 8.1 | 33200 | 24400 | 73.49% | 1.88 | 0 | 11 |  |  |  |  | R-410A | 2.65 | Residential & Commercial | USHP | Ducted CEE Tier 1
213067293 | Central HP <5.4 tons | ACIQ | HRCU-A-CB (Split System: Heat Pump with Remote Outdoor Unit-Air-Source) | HVH825GKA3* |  |  | EA*4X42L24A*+WALLCON | *95CSU0802120A* | 23800 | 17 | 8.1 | 21400 | 16600 | 77.57% | 1.96 | 0 | 11 |  |  |  |  | R-410A | 1.9833 | Residential & Commercial | USHP | Ducted CEE Tier 1
213067316 | Central HP <5.4 tons | ACIQ | HRCU-A-CB (Split System: Heat Pump with Remote Outdoor Unit-Air-Source) | HVH825GKA3* |  |  | EA*4X43L21A*+WALLCON | *97CMN0602120A* | 24400 | 16.5 | 8.1 | 21200 | 16700 | 78.77% | 2.02 | 0 | 11 |  |  |  |  | R-410A | 2.0333 | Residential & Commercial | USHP | Ducted CEE Tier 1
210106972 | Central HP <5.4 tons | RUSSELL | HRCU-A-CB (Split System: Heat Pump with Remote Outdoor Unit-Air-Source) | SP18AZ48AJVC |  |  | TCFZ6021SEAAM | S97MV0855A21DHS | 44500 | 19 | 8.1 | 43500 | 45000 | 103.4% | 2 | 0 | 10 |  |  |  |  | R-410A | 3.7083 | Residential & Commercial | USHP | Ducted CEE Tier 1
215934480 | Central HP <5.4 tons | DAY & NIGHT | HRCU-A-CB (Split System: Heat Pump with Remote Outdoor Unit-Air-Source) | C5H3V48*K*AAA* |  |  | ESH5X48M12A*+WALLCON | *80CTL1352422B* | 44500 | 20.5 | 9 | 48500 | 36400 | 75.05% | 1.82 | 0 | 11 |  |  |  |  | R-454B | 3.7083 | Residential & Commercial | USHP | Ducted CEE Tier 1
215668752 | Central HP <5.4 tons | DAY & NIGHT | HRCU-A-CB (Split System: Heat Pump with Remote Outdoor Unit-Air-Source) | C5H0V36*K*AAA* |  |  | EA*5X37M21A*+WALLCON | *97CMN0802120B* | 34400 | 18 | 8.1 | 35400 | 25200 | 71.19% | 1.88 | 0 | 10 |  |  |  |  | R-454B | 2.8667 | Residential & Commercial | USHP | Ducted CEE Tier 1
215668768 | Central HP <5.4 tons | DAY & NIGHT | HRCU-A-CB (Split System: Heat Pump with Remote Outdoor Unit-Air-Source) | C5H0V36*K*AAA* |  |  | EA*5X37M21A*+WALLCON | *96CTN0601714B* | 34200 | 17.5 | 9 | 35400 | 25400 | 71.75% | 1.88 | 0 | 9.5 |  |  |  |  | R-454B | 2.85 | Residential & Commercial | USHP
213298030 | Central HP <5.4 tons | FRASER-JOHNSTON | HRCU-A-CB (Split System: Heat Pump with Remote Outdoor Unit-Air-Source) | HMH72B341 |  |  | XAFC36DBCN1 | Z8ES080C16SMPS1 | 34000 | 18 | 8.5 | 33400 | 24200 | 72.46% | 2.14 | 0 | 10 |  |  |  |  | R-410A | 2.8333 | Residential & Commercial | USHP | Ducted CEE Tier 1
214397728 | Central HP <5.4 tons | FRASER-JOHNSTON | HRCU-A-CB (Split System: Heat Pump with Remote Outdoor Unit-Air-Source) | HH836E2S11 |  |  | CTM36C5CDS1 | TM9E100C16MP12 | 33800 | 18 | 8.5 | 31600 | 25800 | 81.65% | 2 | 0 | 11 |  |  |  |  | R-454B | 2.8167 | Residential & Commercial | USHP | Ducted CEE Tier 1
214397743 | Central HP <5.4 tons | FRASER-JOHNSTON | HRCU-A-CB (Split System: Heat Pump with Remote Outdoor Unit-Air-Source) | HH836E2S11 |  |  | CTF36C5CDS1 | TM8V100C16MP12 | 34000 | 18 | 8.5 | 31600 | 26000 | 82.28% | 2 | 0 | 11 |  |  |  |  | R-454B | 2.8333 | Residential & Commercial | USHP | Ducted CEE Tier 1
213297810 | Central HP <5.4 tons | FRASER-JOHNSTON | HRCU-A-CB (Split System: Heat Pump with Remote Outdoor Unit-Air-Source) | HMH72B341 |  |  | XAHC30CXXN1+TXV | Z8ES080B12SMPS1 | 31800 | 17 | 8.1 | 32200 | 22600 | 70.19% | 2 | 0 | 10 |  |  |  |  | R-410A | 2.65 | Residential & Commercial | USHP | Ducted CEE Tier 1
213298045 | Central HP <5.4 tons | FRASER-JOHNSTON | HRCU-A-CB (Split System: Heat Pump with Remote Outdoor Unit-Air-Source) | HMH72B341 |  |  | XAFC36DXXN1+TXV | Z8ES080B12LMPS1 | 34000 | 18 | 8.1 | 33400 | 24000 | 71.86% | 2.08 | 0 | 10 |  |  |  |  | R-410A | 2.8333 | Residential & Commercial | USHP | Ducted CEE Tier 1
214398178 | Central HP <5.4 tons | FRASER-JOHNSTON | HRCU-A-CB (Split System: Heat Pump with Remote Outdoor Unit-Air-Source) | HH836E2S11 |  |  | CTM36C5CDS1 | TMLE100C16MP11 | 33800 | 18 | 8.5 | 31600 | 25800 | 81.65% | 2 | 0 | 11 |  |  |  |  | R-454B | 2.8167 | Residential & Commercial | USHP | Ducted CEE Tier 1
211398739 | Central HP <5.4 tons | COLEMAN | HRCU-A-CB (Split System: Heat Pump with Remote Outdoor Unit-Air-Source) | HMH72B341 |  |  | XAHD48FXXN1+TXV | TM8E080C16MP11 | 32800 | 16.5 | 8.5 | 31600 | 23000 | 72.78% | 2.02 | 0 | 9.5 |  |  |  |  | R-410A | 2.7333 | Residential & Commercial | USHP
214875852 | Central HP <5.4 tons | FRASER-JOHNSTON | HRCU-A-CB (Split System: Heat Pump with Remote Outdoor Unit-Air-Source) | HMH72B341 |  |  | XAHC36DBCN1+JMC16C2SN1 | 0 | 34000 | 18.5 | 8.5 | 34000 | 23800 | 70% | 2 | 0 | 10 |  |  |  |  | R-410A | 2.8333 | Residential & Commercial | USHP | Ducted CEE Tier 1
214396727 | Central HP <5.4 tons | FRASER-JOHNSTON | HRCU-A-CB (Split System: Heat Pump with Remote Outdoor Unit-Air-Source) | HH860E2S11 |  |  | CTM60D5CHS1 | TM9E120D20MP12 | 53500 | 19 | 8.5 | 54500 | 39500 | 72.48% | 2 | 0 | 11 |  |  |  |  | R-454B | 4.4583 | Residential & Commercial | USHP | Ducted CEE Tier 1
213067167 | Central HP <5.4 tons | ACIQ | HRCU-A-CB (Split System: Heat Pump with Remote Outdoor Unit-Air-Source) | HVH837GKA2* |  |  | EA*4X61L21A*+WALLCON | *80CSU1002120A* | 33200 | 17 | 8.1 | 32200 | 24800 | 77.02% | 1.98 | 0 | 11.5 |  |  |  |  | R-410A | 2.7667 | Residential & Commercial | USHP | Ducted CEE Tier 1
213067303 | Central HP <5.4 tons | ACIQ | HRCU-A-CB (Split System: Heat Pump with Remote Outdoor Unit-Air-Source) | HVH825GKA3* |  |  | EA*4X43L21A*+WALLCON | *95CSU0802120A* | 24400 | 17 | 8.5 | 21200 | 16600 | 78.3% | 2.04 | 0 | 11 |  |  |  |  | R-410A | 2.0333 | Residential & Commercial | USHP | Ducted CEE Tier 1
213829733 | Central HP <5.4 tons | RUSSELL | HRCU-A-CB (Split System: Heat Pump with Remote Outdoor Unit-Air-Source) | SP18AZ36AJVC |  |  | TCFZ3621MEAAM | S801V0504A17UHU | 34200 | 19 | 8.5 | 34200 | 43500 | 127.2% | 2.2 | 0 | 12.5 |  |  |  |  | R-410A | 2.85 | Residential & Commercial | USHP | Ducted CEE Tier 1
214396569 | Central HP <5.4 tons | FRASER-JOHNSTON | HRCU-A-CB (Split System: Heat Pump with Remote Outdoor Unit-Air-Source) | HH860E2S11 |  |  | CTF60C5CGS1 | TM9V100C16MP12 | 43500 | 18 | 9 | 44000 | 33200 | 75.45% | 2 | 0 | 11.7 |  |  |  |  | R-454B | 3.625 | Residential & Commercial | USHP | Ducted CEE Tier 1
214396737 | Central HP <5.4 tons | FRASER-JOHNSTON | HRCU-A-CB (Split System: Heat Pump with Remote Outdoor Unit-Air-Source) | HH860E2S11 |  |  | CTF60D5CHS1+JMVT20DC2N1 | 0 | 54500 | 19 | 9 | 53500 | 38500 | 71.96% | 2 | 0 | 12 |  |  |  |  | R-454B | 4.5417 | Residential & Commercial | USHP | Ducted CEE Tier 1
210595721 | Central HP <5.4 tons | KENMORE | HRCU-A-CB (Split System: Heat Pump with Remote Outdoor Unit-Air-Source) | (C,H,T)VH825GKA2* |  |  | EN(A,D,W)4X48L21**+WALLCON | *95CSU1002122A* | 24200 | 17 | 8.1 | 21200 | 16600 | 78.3% | 2.02 | 0 | 11.5 |  |  |  |  | R-410A | 2.0167 | Residential & Commercial | USHP | Ducted CEE Tier 1
213770333 | Central HP <5.4 tons | CARRIER | HRCU-A-CB (Split System: Heat Pump with Remote Outdoor Unit-Air-Source) | 25VNA448A*031* |  |  | CSPH*4812AL*+UI | 59MN7C100C21**22 | 44500 | 20 | 8.5 | 46500 | 36400 | 78.28% | 2.2 | 0 | 11 |  |  |  |  | R-410A | 3.7083 | Residential & Commercial | USHP | Ducted CEE Tier 1
216769817 | Central HP <5.4 tons | DUCANE | HRCU-A-CB (Split System: Heat Pump with Remote Outdoor Unit-Air-Source) | 7SCP18V60P-**A |  |  | 7E[C,U]60DX-**+TDR | 97G2UH135DV20* | 54000 | 16.65 | 8.5 | 54500 | 40500 | 74.31% | 1.85 | 0 | 10 |  |  |  |  | R-454B | 4.5 | Residential & Commercial | USHP | Ducted CEE Tier 1
214239633 | Central HP <5.4 tons | CARRIER | HRCU-A-CB (Split System: Heat Pump with Remote Outdoor Unit-Air-Source) | 25VNA837A*030* |  |  | CNPV*4217AL*+UI | 58TN*B045C17**12 | 31800 | 16.5 | 8.1 | 33400 | 25000 | 74.85% | 1.86 | 0 | 11 |  |  |  |  | R-410A | 2.65 | Residential & Commercial | USHP | Ducted CEE Tier 1
214239683 | Central HP <5.4 tons | CARRIER | HRCU-A-CB (Split System: Heat Pump with Remote Outdoor Unit-Air-Source) | 25VNA837A*030* |  |  | CNPV*4217AL*+UI | 59MN7C060C17**14 | 31800 | 16.5 | 8.1 | 33200 | 25000 | 75.3% | 1.88 | 0 | 11 |  |  |  |  | R-410A | 2.65 | Residential & Commercial | USHP | Ducted CEE Tier 1
214240053 | Central HP <5.4 tons | CARRIER | HRCU-A-CB (Split System: Heat Pump with Remote Outdoor Unit-Air-Source) | 25VNA837A*030* |  |  | CNPV*6024AL*+UI | 58TN*B135C24**22 | 32800 | 17.5 | 8.1 | 32200 | 24600 | 76.4% | 1.96 | 0 | 12 |  |  |  |  | R-410A | 2.7333 | Residential & Commercial | USHP | Ducted CEE Tier 1
213772616 | Central HP <5.4 tons | BRYANT HEATING AND COOLING SYSTEMS | HRCU-A-CB (Split System: Heat Pump with Remote Outdoor Unit-Air-Source) | 288BNV025*0**C* |  |  | CAP**2417AL*+UI | 88*TB36045C17*** | 23200 | 16 | 8.1 | 22000 | 16900 | 76.82% | 1.88 | 0 | 10 |  |  |  |  | R-410A | 1.9333 | Residential & Commercial | USHP | Ducted CEE Tier 1
213772636 | Central HP <5.4 tons | BRYANT HEATING AND COOLING SYSTEMS | HRCU-A-CB (Split System: Heat Pump with Remote Outdoor Unit-Air-Source) | 288BNV025*0**C* |  |  | CAP**2417AL*+UI | 88*TB48070C17*** | 23200 | 16.5 | 8.1 | 22000 | 16800 | 76.36% | 1.88 | 0 | 10.5 |  |  |  |  | R-410A | 1.9333 | Residential & Commercial | USHP | Ducted CEE Tier 1
206998343 | Central HP <5.4 tons | KENMORE | HRCU-A-CB (Split System: Heat Pump with Remote Outdoor Unit-Air-Source) | (C,H,T)VH825GKA3* |  |  | EA*4X37L17A*+WALLCON | *96CTN0801714A* | 24200 | 16.5 | 8.1 | 21400 | 16700 | 78.04% | 1.98 | 11.5 | 11 |  |  |  |  | R-410A | 2.0167 | Residential & Commercial | USHP | Ducted CEE Tier 1
206998354 | Central HP <5.4 tons | KENMORE | HRCU-A-CB (Split System: Heat Pump with Remote Outdoor Unit-Air-Source) | (C,H,T)VH825GKA3* |  |  | EA*4X37L21A*+WALLCON | *97CMN0601714A* | 24200 | 16 | 8.1 | 21200 | 16800 | 79.25% | 2 | 11 | 11 |  |  |  |  | R-410A | 2.0167 | Residential & Commercial | USHP | Ducted CEE Tier 1
213772666 | Central HP <5.4 tons | BRYANT HEATING AND COOLING SYSTEMS | HRCU-A-CB (Split System: Heat Pump with Remote Outdoor Unit-Air-Source) | 288BNV025*0**C* |  |  | CAP**2417AL*+UI | 987MC42060C17*** | 23000 | 16 | 8.1 | 22000 | 16900 | 76.82% | 1.88 | 0 | 10 |  |  |  |  | R-410A | 1.9167 | Residential & Commercial | USHP | Ducted CEE Tier 1
213772766 | Central HP <5.4 tons | BRYANT HEATING AND COOLING SYSTEMS | HRCU-A-CB (Split System: Heat Pump with Remote Outdoor Unit-Air-Source) | 288BNV025*0**C* |  |  | CAP**2517AL*+UI | 987MC42060C17*** | 24200 | 15.5 | 8.1 | 20000 | 16700 | 83.5% | 2 | 0 | 10.5 |  |  |  |  | R-410A | 2.0167 | Residential & Commercial | USHP | Ducted CEE Tier 1
215931600 | Central HP <5.4 tons | DAY & NIGHT | HRCU-A-CB (Split System: Heat Pump with Remote Outdoor Unit-Air-Source) | C5H3V60*K*AAA* |  |  | EA*5X60M24A*+WALLCON | *97CMN0602120B* | 55000 | 17.5 | 8.1 | 61000 | 47000 | 77.05% | 1.95 | 0 | 10.5 |  |  |  |  | R-454B | 4.5833 | Residential & Commercial | USHP | Ducted CEE Tier 1
211902792 | Central HP <5.4 tons | RUSSELL | HRCU-A-CB (Split System: Heat Pump with Remote Outdoor Unit-Air-Source) | SP18AZ36AJVC |  |  | TCFZ6021SEAAM | S802VA075317M | 34200 | 20 | 8.5 | 34200 | 43000 | 125.7% | 2.2 | 0 | 12.5 |  |  |  |  | R-410A | 2.85 | Residential & Commercial | USHP | Ducted CEE Tier 1
211902794 | Central HP <5.4 tons | RUSSELL | HRCU-A-CB (Split System: Heat Pump with Remote Outdoor Unit-Air-Source) | SP18AZ36AJVC |  |  | TCFZ6021SEAAM | S802VA100521M | 34200 | 20 | 8.5 | 34200 | 43000 | 125.7% | 2.2 | 0 | 12.5 |  |  |  |  | R-410A | 2.85 | Residential & Commercial | USHP | Ducted CEE Tier 1
214398718 | Central HP <5.4 tons | COLEMAN | HRCU-A-CB (Split System: Heat Pump with Remote Outdoor Unit-Air-Source) | HH860E2S11 |  |  | CTF60D5CGS1 | TM9Y120D20MP11 | 44000 | 18 | 9 | 44000 | 33400 | 75.91% | 2 | 0 | 11.7 |  |  |  |  | R-454B | 3.6667 | Residential & Commercial | USHP | Ducted CEE Tier 1
214397062 | Central HP <5.4 tons | FRASER-JOHNSTON | HRCU-A-CB (Split System: Heat Pump with Remote Outdoor Unit-Air-Source) | HH860E2S11 |  |  | CTM60C5CGS1 | TM9E100C16MP12 | 44500 | 18 | 9 | 46000 | 34400 | 74.78% | 2 | 0 | 11 |  |  |  |  | R-454B | 3.7083 | Residential & Commercial | USHP | Ducted CEE Tier 1
214719684 | Central HP <5.4 tons | FRASER-JOHNSTON | HRCU-A-CB (Split System: Heat Pump with Remote Outdoor Unit-Air-Source) | HH836E2S11 |  |  | CTU36B5XDS1+TXV | TM8E100B12MP11 | 33200 | 18 | 8.5 | 31200 | 25200 | 80.77% | 2 | 0 | 11 |  |  |  |  | R-454B | 2.7667 | Residential & Commercial | USHP | Ducted CEE Tier 1
214720003 | Central HP <5.4 tons | FRASER-JOHNSTON | HRCU-A-CB (Split System: Heat Pump with Remote Outdoor Unit-Air-Source) | HH836E2S11 |  |  | CTU48C5XFS1+TXV | TM8E080C20MP11 | 34600 | 17 | 8.5 | 32800 | 25800 | 78.66% | 2 | 0 | 11 |  |  |  |  | R-454B | 2.8833 | Residential & Commercial | USHP | Ducted CEE Tier 1
215668952 | Central HP <5.4 tons | DAY & NIGHT | HRCU-A-CB (Split System: Heat Pump with Remote Outdoor Unit-Air-Source) | C5H0V36*K*AAA* |  |  | EA*5X43M21A*+WALLCON | *80CSU0401712A* | 34400 | 18 | 9 | 35200 | 25200 | 71.59% | 1.88 | 0 | 10 |  |  |  |  | R-454B | 2.8667 | Residential & Commercial | USHP | Ducted CEE Tier 1
215679864 | Central HP <5.4 tons | BRYANT HEATING AND COOLING SYSTEMS | HRCU-A-CB (Split System: Heat Pump with Remote Outdoor Unit-Air-Source) | 290VAN036**AA* |  |  | CSAH*4812AM*+UI | 986TD60080C21*** | 34200 | 16 | 8.5 | 35400 | 25200 | 71.19% | 1.88 | 0 | 9.5 |  |  |  |  | R-454B | 2.85 | Residential & Commercial | USHP
213782181 | Central HP <5.4 tons | DAY & NIGHT | HRCU-A-CB (Split System: Heat Pump with Remote Outdoor Unit-Air-Source) | CVH837GKA2* |  |  | EHD4X48AAL+WALLCON | *96CTN0801714B* | 32600 | 16.5 | 8.1 | 33000 | 25000 | 75.76% | 1.94 | 0 | 11 |  |  |  |  | R-410A | 2.7167 | Residential & Commercial | USHP | Ducted CEE Tier 1
214809013 | Central HP <5.4 tons | COLEMAN | HRCU-A-CB (Split System: Heat Pump with Remote Outdoor Unit-Air-Source) | HH860E2S11 |  |  | CTU60C5XGS1+TXV | TP9C100C16MP13 | 43500 | 18 | 9 | 44000 | 33200 | 75.45% | 2 | 0 | 11.7 |  |  |  |  | R-454B | 3.625 | Residential & Commercial | USHP | Ducted CEE Tier 1
214809211 | Central HP <5.4 tons | COLEMAN | HRCU-A-CB (Split System: Heat Pump with Remote Outdoor Unit-Air-Source) | HH860E2S11 |  |  | CTU60C5XGS1+TXV | Z8ES100C20SMPS1 | 44500 | 18 | 9 | 44500 | 33400 | 75.06% | 2 | 0 | 12 |  |  |  |  | R-454B | 3.7083 | Residential & Commercial | USHP | Ducted CEE Tier 1
213782281 | Central HP <5.4 tons | DAY & NIGHT | HRCU-A-CB (Split System: Heat Pump with Remote Outdoor Unit-Air-Source) | CVH837GKA2* |  |  | EHD4X60AAL+WALLCON | *95CSU0601716B* | 32800 | 16.5 | 8.1 | 32200 | 25000 | 77.64% | 1.96 | 0 | 11 |  |  |  |  | R-410A | 2.7333 | Residential & Commercial | USHP | Ducted CEE Tier 1
213067283 | Central HP <5.4 tons | ACIQ | HRCU-A-CB (Split System: Heat Pump with Remote Outdoor Unit-Air-Source) | HVH825GKA3* |  |  | EA*4X42L21A*+WALLCON | *80CTL0451712A* | 23600 | 16.5 | 8.1 | 21600 | 16800 | 77.78% | 1.94 | 0 | 10.5 |  |  |  |  | R-410A | 1.9667 | Residential & Commercial | USHP | Ducted CEE Tier 1
213067285 | Central HP <5.4 tons | ACIQ | HRCU-A-CB (Split System: Heat Pump with Remote Outdoor Unit-Air-Source) | HVH825GKA3* |  |  | EA*4X42L21A*+WALLCON | *96CTN0601714A* | 23600 | 16.5 | 8.1 | 21400 | 16700 | 78.04% | 1.94 | 0 | 11 |  |  |  |  | R-410A | 1.9667 | Residential & Commercial | USHP | Ducted CEE Tier 1
213067294 | Central HP <5.4 tons | ACIQ | HRCU-A-CB (Split System: Heat Pump with Remote Outdoor Unit-Air-Source) | HVH825GKA3* |  |  | EA*4X42L24A*+WALLCON | *95CSU1002122A* | 23800 | 17 | 8.1 | 21400 | 16600 | 77.57% | 1.96 | 0 | 11 |  |  |  |  | R-410A | 1.9833 | Residential & Commercial | USHP | Ducted CEE Tier 1
213067301 | Central HP <5.4 tons | ACIQ | HRCU-A-CB (Split System: Heat Pump with Remote Outdoor Unit-Air-Source) | HVH825GKA3* |  |  | EA*4X42L24A*+WALLCON | *97CMN0602120A* | 23600 | 16.5 | 8.1 | 21400 | 16700 | 78.04% | 1.96 | 0 | 11 |  |  |  |  | R-410A | 1.9667 | Residential & Commercial | USHP | Ducted CEE Tier 1
213067319 | Central HP <5.4 tons | ACIQ | HRCU-A-CB (Split System: Heat Pump with Remote Outdoor Unit-Air-Source) | HVH825GKA3* |  |  | EA*4X48L21A*+WALLCON | *95CSU1002122A* | 24200 | 17 | 8.1 | 21000 | 16500 | 78.57% | 2.02 | 0 | 11 |  |  |  |  | R-410A | 2.0167 | Residential & Commercial | USHP | Ducted CEE Tier 1
213067333 | Central HP <5.4 tons | ACIQ | HRCU-A-CB (Split System: Heat Pump with Remote Outdoor Unit-Air-Source) | HVH825GKA3* |  |  | EA*4X48L24A*+WALLCON | *95CSU0802120A* | 24200 | 17 | 8.1 | 21000 | 16500 | 78.57% | 2.02 | 0 | 11 |  |  |  |  | R-410A | 2.0167 | Residential & Commercial | USHP | Ducted CEE Tier 1
213067394 | Central HP <5.4 tons | ACIQ | HRCU-A-CB (Split System: Heat Pump with Remote Outdoor Unit-Air-Source) | HVH825GKA3* |  |  | EHD4X42AAL+WALLCON | *95CSU0802120A* | 24200 | 16 | 8.1 | 21400 | 16600 | 77.57% | 2 | 0 | 11 |  |  |  |  | R-410A | 2.0167 | Residential & Commercial | USHP | Ducted CEE Tier 1
213067419 | Central HP <5.4 tons | ACIQ | HRCU-A-CB (Split System: Heat Pump with Remote Outdoor Unit-Air-Source) | HVH825GKA3* |  |  | EHD4X48AAL+WALLCON | *80CTL0451712A* | 24200 | 16 | 8.1 | 21400 | 16700 | 78.04% | 2 | 0 | 10.5 |  |  |  |  | R-410A | 2.0167 | Residential & Commercial | USHP | Ducted CEE Tier 1
213067426 | Central HP <5.4 tons | ACIQ | HRCU-A-CB (Split System: Heat Pump with Remote Outdoor Unit-Air-Source) | HVH825GKA3* |  |  | EHD4X48AAL+WALLCON | *97CMN0801714A* | 24200 | 16 | 8.1 | 21400 | 16700 | 78.04% | 2 | 0 | 10.5 |  |  |  |  | R-410A | 2.0167 | Residential & Commercial | USHP | Ducted CEE Tier 1
213069264 | Central HP <5.4 tons | ACIQ | HRCU-A-CB (Split System: Heat Pump with Remote Outdoor Unit-Air-Source) | DLCURAH36ABK |  |  | EA*4X37L17A* | *92ESN0601714A* | 35800 | 16 | 8.1 | 38500 | 34800 | 90.39% | 2 | 0 | 10 |  |  |  |  | R-410A | 2.9833 | Residential & Commercial | USHP | Ducted CEE Tier 1
213069282 | Central HP <5.4 tons | ACIQ | HRCU-A-CB (Split System: Heat Pump with Remote Outdoor Unit-Air-Source) | DLCURAH36ABK |  |  | EA*4X37L21A* | *80VSL0701716A* | 36600 | 15.5 | 8.5 | 38500 | 34800 | 90.39% | 2.08 | 0 | 10 |  |  |  |  | R-410A | 3.05 | Residential & Commercial | USHP | Ducted CEE Tier 1
213069289 | Central HP <5.4 tons | ACIQ | HRCU-A-CB (Split System: Heat Pump with Remote Outdoor Unit-Air-Source) | DLCURAH36ABK |  |  | EA*4X37L21A* | *80VTL0701716A* | 36200 | 16 | 8.5 | 38500 | 34800 | 90.39% | 2.08 | 0 | 10 |  |  |  |  | R-410A | 3.0167 | Residential & Commercial | USHP | Ducted CEE Tier 1
213069305 | Central HP <5.4 tons | ACIQ | HRCU-A-CB (Split System: Heat Pump with Remote Outdoor Unit-Air-Source) | DLCURAH36ABK |  |  | EA*4X37L21A* | *95ESU1002122A* | 37600 | 15.5 | 8.5 | 39500 | 35000 | 88.61% | 2.14 | 0 | 10 |  |  |  |  | R-410A | 3.1333 | Residential & Commercial | USHP | Ducted CEE Tier 1
213069307 | Central HP <5.4 tons | ACIQ | HRCU-A-CB (Split System: Heat Pump with Remote Outdoor Unit-Air-Source) | DLCURAH36ABK |  |  | EA*4X37L21A* | *96VTN0802120A* | 37000 | 15.5 | 8.5 | 38500 | 35000 | 90.91% | 2.1 | 0 | 10 |  |  |  |  | R-410A | 3.0833 | Residential & Commercial | USHP | Ducted CEE Tier 1
213069339 | Central HP <5.4 tons | ACIQ | HRCU-A-CB (Split System: Heat Pump with Remote Outdoor Unit-Air-Source) | DLCURAH36ABK |  |  | EA*4X42L21A* | *95ESN1002122A* | 36600 | 15.2 | 8.5 | 40000 | 35200 | 88% | 1.94 | 0 | 10 |  |  |  |  | R-410A | 3.05 | Residential & Commercial | USHP | Ducted CEE Tier 1
213069382 | Central HP <5.4 tons | ACIQ | HRCU-A-CB (Split System: Heat Pump with Remote Outdoor Unit-Air-Source) | DLCURAH36ABK |  |  | EA*4X42L24A* | *96VSN1002120A* | 35600 | 16 | 8.1 | 38500 | 35000 | 90.91% | 1.9 | 0 | 10 |  |  |  |  | R-410A | 2.9667 | Residential & Commercial | USHP | Ducted CEE Tier 1
213069407 | Central HP <5.4 tons | ACIQ | HRCU-A-CB (Split System: Heat Pump with Remote Outdoor Unit-Air-Source) | DLCURAH36ABK |  |  | EA*4X43L21A* | *80ESU0802120A | 38000 | 15.5 | 8.5 | 39000 | 35000 | 89.74% | 2.16 | 0 | 10 |  |  |  |  | R-410A | 3.1667 | Residential & Commercial | USHP | Ducted CEE Tier 1
213069482 | Central HP <5.4 tons | ACIQ | HRCU-A-CB (Split System: Heat Pump with Remote Outdoor Unit-Air-Source) | DLCURAH36ABK |  |  | EA*4X48L24A* | *80ES(N,L)0902120A* | 36600 | 16 | 8.5 | 38500 | 34800 | 90.39% | 2.08 | 0 | 10 |  |  |  |  | R-410A | 3.05 | Residential & Commercial | USHP | Ducted CEE Tier 1
213069489 | Central HP <5.4 tons | ACIQ | HRCU-A-CB (Split System: Heat Pump with Remote Outdoor Unit-Air-Source) | DLCURAH36ABK |  |  | EA*4X48L24A* | *80VSL0902120A* | 35600 | 16.5 | 8.1 | 37800 | 34600 | 91.53% | 2.04 | 0 | 10 |  |  |  |  | R-410A | 2.9667 | Residential & Commercial | USHP | Ducted CEE Tier 1
212977772 | Central HP <5.4 tons | DAY & NIGHT | HRCU-A-CB (Split System: Heat Pump with Remote Outdoor Unit-Air-Source) | DLCURAH18ABK |  |  | EA*4X30L17A* | *80MS(N,L)0451412A* | 17700 | 16.5 | 8.5 | 18200 | 18800 | 103.3% | 2.26 | 0 | 10.5 |  |  |  |  | R-410A | 1.475 | Residential & Commercial | USHP | Ducted CEE Tier 1
213782331 | Central HP <5.4 tons | DAY & NIGHT | HRCU-A-CB (Split System: Heat Pump with Remote Outdoor Unit-Air-Source) | CVH837GKA2* |  |  | EHD4X60AAL+WALLCON | *96CTN0601714B* | 32800 | 16.5 | 8.1 | 32400 | 25000 | 77.16% | 1.96 | 0 | 11 |  |  |  |  | R-410A | 2.7333 | Residential & Commercial | USHP | Ducted CEE Tier 1
215931520 | Central HP <5.4 tons | DAY & NIGHT | HRCU-A-CB (Split System: Heat Pump with Remote Outdoor Unit-Air-Source) | C5H3V60*K*AAA* |  |  | EA*5X60M24A*+WALLCON | *80CSU0802120A* | 56000 | 19 | 8.5 | 60500 | 45500 | 75.21% | 2.06 | 0 | 11.5 |  |  |  |  | R-454B | 4.6667 | Residential & Commercial | USHP | Ducted CEE Tier 1
216682581 | Central HP <5.4 tons | DAY & NIGHT | HRCU-A-CB (Split System: Heat Pump with Remote Outdoor Unit-Air-Source) | DLCURAH36ABK |  |  | EA*4X43L21A* | *97VTN1002122A* | 36600 | 16.5 | 9 | 38500 | 34400 | 89.35% | 1.96 | 0 | 10 |  |  |  |  | R-410A | 3.05 | Residential & Commercial | USHP | Ducted CEE Tier 1
213069491 | Central HP <5.4 tons | ACIQ | HRCU-A-CB (Split System: Heat Pump with Remote Outdoor Unit-Air-Source) | DLCURAH36ABK |  |  | EA*4X48L24A* | *80VSL1102422A* | 35800 | 16.5 | 8.5 | 37800 | 34600 | 91.53% | 2.04 | 0 | 10 |  |  |  |  | R-410A | 2.9833 | Residential & Commercial | USHP | Ducted CEE Tier 1
213069498 | Central HP <5.4 tons | ACIQ | HRCU-A-CB (Split System: Heat Pump with Remote Outdoor Unit-Air-Source) | DLCURAH36ABK |  |  | EA*4X48L24A* | *92ESN1002122A* | 37400 | 15.5 | 8.5 | 38500 | 35000 | 90.91% | 2.12 | 0 | 10 |  |  |  |  | R-410A | 3.1167 | Residential & Commercial | USHP | Ducted CEE Tier 1
213069500 | Central HP <5.4 tons | ACIQ | HRCU-A-CB (Split System: Heat Pump with Remote Outdoor Unit-Air-Source) | DLCURAH36ABK |  |  | EA*4X48L24A* | *95ESN0802120A* | 36600 | 15.5 | 8.5 | 38500 | 34800 | 90.39% | 2.1 | 0 | 10 |  |  |  |  | R-410A | 3.05 | Residential & Commercial | USHP | Ducted CEE Tier 1
213069505 | Central HP <5.4 tons | ACIQ | HRCU-A-CB (Split System: Heat Pump with Remote Outdoor Unit-Air-Source) | DLCURAH36ABK |  |  | EA*4X48L24A* | *96VSN0802120A* | 36200 | 16 | 8.5 | 38500 | 34600 | 89.87% | 2.06 | 0 | 10 |  |  |  |  | R-410A | 3.0167 | Residential & Commercial | USHP | Ducted CEE Tier 1
213069514 | Central HP <5.4 tons | ACIQ | HRCU-A-CB (Split System: Heat Pump with Remote Outdoor Unit-Air-Source) | DLCURAH36ABK |  |  | EA*4X48L24A* | *96VTN1202422A* | 36000 | 16 | 8.5 | 38500 | 34600 | 89.87% | 2.06 | 0 | 10 |  |  |  |  | R-410A | 3 | Residential & Commercial | USHP | Ducted CEE Tier 1
213069564 | Central HP <5.4 tons | ACIQ | HRCU-A-CB (Split System: Heat Pump with Remote Outdoor Unit-Air-Source) | DLCURAH36ABK |  |  | EN(A,D,W)4X48L21** | *95ESU0601716A* | 35800 | 16 | 8.1 | 38500 | 34800 | 90.39% | 2 | 0 | 10 |  |  |  |  | R-410A | 2.9833 | Residential & Commercial | USHP | Ducted CEE Tier 1
213069584 | Central HP <5.4 tons | ACIQ | HRCU-A-CB (Split System: Heat Pump with Remote Outdoor Unit-Air-Source) | DLCURAH36ABK |  |  | EN(A,D)4X48L24** | *80VSL0702120A* | 36000 | 16 | 8.1 | 38500 | 34800 | 90.39% | 2.02 | 0 | 10 |  |  |  |  | R-410A | 3 | Residential & Commercial | USHP | Ducted CEE Tier 1
213069607 | Central HP <5.4 tons | ACIQ | HRCU-A-CB (Split System: Heat Pump with Remote Outdoor Unit-Air-Source) | DLCURAH36ABK |  |  | EN(A,D)4X48L24** | *96VTN0802120A* | 35600 | 16 | 8.1 | 38500 | 34800 | 90.39% | 2 | 0 | 10 |  |  |  |  | R-410A | 2.9667 | Residential & Commercial | USHP | Ducted CEE Tier 1
216682106 | Central HP <5.4 tons | BRYANT HEATING AND COOLING SYSTEMS | HRCU-A-CB (Split System: Heat Pump with Remote Outdoor Unit-Air-Source) | 38MURAQ30AB3* |  |  | CAP**4321AL* | 927TA60100V21*** | 30600 | 15.2 | 9 | 33200 | 26000 | 78.31% | 1.8 | 0 | 9 |  |  |  |  | R-410A | 2.55 | Residential & Commercial | USHP
213785429 | Central HP <5.4 tons | BRYANT HEATING AND COOLING SYSTEMS | HRCU-A-CB (Split System: Heat Pump with Remote Outdoor Unit-Air-Source) | 284ANV036*0**B* |  |  | CAP**4221AL*+UI | 935CB48060C17*** | 32400 | 18.5 | 9 | 38000 | 26800 | 70.53% | 1.96 | 0 | 11.5 |  |  |  |  | R-410A | 2.7 | Residential & Commercial | USHP | Ducted CEE Tier 1
213785445 | Central HP <5.4 tons | BRYANT HEATING AND COOLING SYSTEMS | HRCU-A-CB (Split System: Heat Pump with Remote Outdoor Unit-Air-Source) | 284ANV036*0**B* |  |  | CAP**4224AL*+UI | 88*TB60110C21*** | 32600 | 19 | 9 | 37800 | 26600 | 70.37% | 1.98 | 0 | 11.7 |  |  |  |  | R-410A | 2.7167 | Residential & Commercial | USHP | Ducted CEE Tier 1
213785477 | Central HP <5.4 tons | BRYANT HEATING AND COOLING SYSTEMS | HRCU-A-CB (Split System: Heat Pump with Remote Outdoor Unit-Air-Source) | 284ANV036*0**B* |  |  | CAP**4321AL*+UI | 986TD42080C17*** | 33800 | 19 | 9 | 36600 | 25800 | 70.49% | 2.02 | 0 | 11.7 |  |  |  |  | R-410A | 2.8167 | Residential & Commercial | USHP | Ducted CEE Tier 1
213785527 | Central HP <5.4 tons | BRYANT HEATING AND COOLING SYSTEMS | HRCU-A-CB (Split System: Heat Pump with Remote Outdoor Unit-Air-Source) | 284ANV036*0**B* |  |  | CAP**6024AL*+UI | 987MC66120C24*** | 33800 | 19.5 | 9 | 35800 | 25200 | 70.39% | 2 | 0 | 12 |  |  |  |  | R-410A | 2.8167 | Residential & Commercial | USHP | Ducted CEE Tier 1
213785545 | Central HP <5.4 tons | BRYANT HEATING AND COOLING SYSTEMS | HRCU-A-CB (Split System: Heat Pump with Remote Outdoor Unit-Air-Source) | 284ANV036*0**B* |  |  | CAP**6121AL*+UI | 987MC42060C17*** | 33800 | 19 | 9 | 36200 | 25400 | 70.17% | 1.98 | 0 | 11.7 |  |  |  |  | R-410A | 2.8167 | Residential & Commercial | USHP | Ducted CEE Tier 1
213785643 | Central HP <5.4 tons | BRYANT HEATING AND COOLING SYSTEMS | HRCU-A-CB (Split System: Heat Pump with Remote Outdoor Unit-Air-Source) | 284ANV036*0**B* |  |  | CSPH*3612AL*+UI | 88*TB60090C21*** | 33200 | 18 | 8.5 | 37000 | 26200 | 70.81% | 2.02 | 0 | 11.7 |  |  |  |  | R-410A | 2.7667 | Residential & Commercial | USHP | Ducted CEE Tier 1
215931620 | Central HP <5.4 tons | DAY & NIGHT | HRCU-A-CB (Split System: Heat Pump with Remote Outdoor Unit-Air-Source) | C5H3V60*K*AAA* |  |  | EA*5X60M24A*+WALLCON | *97CMN1002122B* | 55500 | 18.5 | 8.5 | 60500 | 46000 | 76.03% | 2.06 | 0 | 11 |  |  |  |  | R-454B | 4.625 | Residential & Commercial | USHP | Ducted CEE Tier 1
215931890 | Central HP <5.4 tons | DAY & NIGHT | HRCU-A-CB (Split System: Heat Pump with Remote Outdoor Unit-Air-Source) | C5H3V60*K*AAA* |  |  | ESH5X60M12A*+WALLCON | *97CMN1002122B* | 56500 | 18 | 8.1 | 61000 | 46000 | 75.41% | 1.95 | 0 | 11 |  |  |  |  | R-454B | 4.7083 | Residential & Commercial | USHP | Ducted CEE Tier 1
213785679 | Central HP <5.4 tons | BRYANT HEATING AND COOLING SYSTEMS | HRCU-A-CB (Split System: Heat Pump with Remote Outdoor Unit-Air-Source) | 284ANV036*0**B* |  |  | CSPH*4212AL*+UI | 88*TB66135C24*** | 33400 | 18.5 | 8.5 | 36600 | 26000 | 71.04% | 2.04 | 0 | 11.7 |  |  |  |  | R-410A | 2.7833 | Residential & Commercial | USHP | Ducted CEE Tier 1
213785695 | Central HP <5.4 tons | BRYANT HEATING AND COOLING SYSTEMS | HRCU-A-CB (Split System: Heat Pump with Remote Outdoor Unit-Air-Source) | 284ANV036*0**B* |  |  | CSPH*4212AL*+UI | 986TD66100C21*** | 33400 | 18.5 | 8.5 | 36600 | 26000 | 71.04% | 2.02 | 0 | 11.7 |  |  |  |  | R-410A | 2.7833 | Residential & Commercial | USHP | Ducted CEE Tier 1
213782351 | Central HP <5.4 tons | DAY & NIGHT | HRCU-A-CB (Split System: Heat Pump with Remote Outdoor Unit-Air-Source) | CVH837GKA2* |  |  | EHD4X60AAL+WALLCON | *96CTN1002122B* | 33000 | 16.5 | 8.1 | 32200 | 24800 | 77.02% | 2 | 0 | 11.5 |  |  |  |  | R-410A | 2.75 | Residential & Commercial | USHP | Ducted CEE Tier 1
211260686 | Central HP <5.4 tons | DAY & NIGHT | HRCU-A-CB (Split System: Heat Pump with Remote Outdoor Unit-Air-Source) | DLCURAH18ABK |  |  | EA*4X25L17A* | *80VSL0451412A* | 18300 | 16.5 | 8.5 | 18100 | 17500 | 96.69% | 2.12 | 0 | 11 |  |  |  |  | R-410A | 1.525 | Residential & Commercial | USHP | Ducted CEE Tier 1
216680491 | Central HP <5.4 tons | BRYANT HEATING AND COOLING SYSTEMS | HRCU-A-CB (Split System: Heat Pump with Remote Outdoor Unit-Air-Source) | 38MURAQ24AB3* |  |  | CAP**2417AL* | 927TA48080V17*** | 23600 | 16.5 | 9.5 | 26600 | 24600 | 92.48% | 1.96 | 0 | 10 |  |  |  |  | R-410A | 1.9667 | Residential & Commercial | USHP | Ducted CEE Tier 1
206133804 | Central HP <5.4 tons | KENMORE | HRCU-A-CB (Split System: Heat Pump with Remote Outdoor Unit-Air-Source) | (C,H,T)VH825GKA2* |  |  | EA*4X37L17A*+WALLCON | *95CSU0601716A* | 24200 | 16.5 | 8.1 | 21400 | 16800 | 78.5% | 1.98 | 11 | 10.5 |  |  |  |  | R-410A | 2.0167 | Residential & Commercial | USHP | Ducted CEE Tier 1
206133302 | Central HP <5.4 tons | KENMORE | HRCU-A-CB (Split System: Heat Pump with Remote Outdoor Unit-Air-Source) | (C,H,T)VH825GKA2* |  |  | EA*4X24L17A*+WALLCON | *80CSU0401712A* | 23200 | 16.5 | 8.1 | 22000 | 16800 | 76.36% | 1.9 | 11 | 10.5 |  |  |  |  | R-410A | 1.9333 | Residential & Commercial | USHP | Ducted CEE Tier 1
215677324 | Central HP <5.4 tons | BRYANT HEATING AND COOLING SYSTEMS | HRCU-A-CB (Split System: Heat Pump with Remote Outdoor Unit-Air-Source) | 290VAN060**AA* |  |  | CVAVA6021XMA*+UI | 83*CA60100C21*** | 56500 | 18 | 9 | 64000 | 45000 | 70.31% | 2.08 | 0 | 9 |  |  |  |  | R-454B | 4.7083 | Residential & Commercial | USHP
215683024 | Central HP <5.4 tons | BRYANT HEATING AND COOLING SYSTEMS | HRCU-A-CB (Split System: Heat Pump with Remote Outdoor Unit-Air-Source) | 290VAN060**AA* |  |  | CVAVA6021XMA*+UI | 83*CB60100C21*** | 57000 | 18 | 9 | 63500 | 44500 | 70.08% | 2.08 | 0 | 9 |  |  |  |  | R-454B | 4.75 | Residential & Commercial | USHP
215683174 | Central HP <5.4 tons | BRYANT HEATING AND COOLING SYSTEMS | HRCU-A-CB (Split System: Heat Pump with Remote Outdoor Unit-Air-Source) | 290VAN060**AA* |  |  | CVAVA6121XMA*+UI | 987TA66100C21*** | 57500 | 18.5 | 9 | 64000 | 45000 | 70.31% | 2.06 | 0 | 9 |  |  |  |  | R-454B | 4.7917 | Residential & Commercial | USHP
216678751 | Central HP <5.4 tons | BRYANT HEATING AND COOLING SYSTEMS | HRCU-A-CB (Split System: Heat Pump with Remote Outdoor Unit-Air-Source) | 38MURAQ36AB3* |  |  | CSPH*3612AL* | 927TA48060V17*** | 35600 | 15.2 | 8.5 | 38500 | 34600 | 89.87% | 1.8 | 0 | 9.5 |  |  |  |  | R-410A | 2.9667 | Residential & Commercial | USHP
216681108 | Central HP <5.4 tons | BRYANT HEATING AND COOLING SYSTEMS | HRCU-A-CB (Split System: Heat Pump with Remote Outdoor Unit-Air-Source) | 38MURAQ36AB3* |  |  | CSPH*4812AL* | 927TA60080V21*** | 36400 | 15.5 | 8.5 | 38500 | 34400 | 89.35% | 1.84 | 0 | 10 |  |  |  |  | R-410A | 3.0333 | Residential & Commercial | USHP | Ducted CEE Tier 1
213781361 | Central HP <5.4 tons | DAY & NIGHT | HRCU-A-CB (Split System: Heat Pump with Remote Outdoor Unit-Air-Source) | CVH837GKA2* |  |  | EA*4X48L21A*+WALLCON | *97CMN1002122B* | 32400 | 17 | 8.1 | 32600 | 24800 | 76.07% | 1.98 | 0 | 11 |  |  |  |  | R-410A | 2.7 | Residential & Commercial | USHP | Ducted CEE Tier 1
213781411 | Central HP <5.4 tons | DAY & NIGHT | HRCU-A-CB (Split System: Heat Pump with Remote Outdoor Unit-Air-Source) | CVH837GKA2* |  |  | EA*4X48L24A*+WALLCON | *80CTL1102120B* | 32400 | 17.5 | 8.5 | 32200 | 24800 | 77.02% | 1.98 | 0 | 11.5 |  |  |  |  | R-410A | 2.7 | Residential & Commercial | USHP | Ducted CEE Tier 1
216732650 | Central HP <5.4 tons | DAY & NIGHT | HRCU-A-CB (Split System: Heat Pump with Remote Outdoor Unit-Air-Source) | D5CUHAH24AAK |  |  | EA*5X24M17A* | *80CSU0401712A* | 22600 | 17 | 8.5 | 21400 | 19300 | 90.19% | 1.96 | 0 | 10.5 |  |  |  |  | R-454B | 1.8833 | Residential & Commercial | USHP | Ducted CEE Tier 1
216734021 | Central HP <5.4 tons | DAY & NIGHT | HRCU-A-CB (Split System: Heat Pump with Remote Outdoor Unit-Air-Source) | D5CUHAH24AAK |  |  | EA*5X30M17A* | *97CMN0601714B* | 22000 | 16 | 8.1 | 20800 | 18800 | 90.38% | 1.85 | 0 | 10.5 |  |  |  |  | R-454B | 1.8333 | Residential & Commercial | USHP | Ducted CEE Tier 1
212609378 | Central HP <5.4 tons | RUSSELL | HRCU-A-CB (Split System: Heat Pump with Remote Outdoor Unit-Air-Source) | SP18AZ48AJVC |  |  | TCFZ6021SEAAM | S802V0754A17DZ | 44000 | 18 | 8.1 | 43500 | 45500 | 104.6% | 1.9 | 0 | 10 |  |  |  |  | R-410A | 3.6667 | Residential & Commercial | USHP | Ducted CEE Tier 1
216411141 | Central HP <5.4 tons | COLEMAN | HRCU-A-CB (Split System: Heat Pump with Remote Outdoor Unit-Air-Source) | HMH72B341 |  |  | XAFC36DBCN1 | Z9ET100C20SMPS1 | 34000 | 17 | 8.5 | 32400 | 22800 | 70.37% | 2.02 | 0 | 10 |  |  |  |  | R-410A | 2.8333 | Residential & Commercial | USHP | Ducted CEE Tier 1
214243152 | Central HP <5.4 tons | KEEPRITE | HRCU-A-CB (Split System: Heat Pump with Remote Outdoor Unit-Air-Source) | CVH825GKA2* |  |  | EN(A,D,W)4X48L21**+WALLCON | *97CMN0801714B* | 24000 | 16.5 | 8.1 | 21400 | 16600 | 77.57% | 2 | 0 | 11 |  |  |  |  | R-410A | 2 | Residential & Commercial | USHP | Ducted CEE Tier 1
212609340 | Central HP <5.4 tons | RUSSELL | HRCU-A-CB (Split System: Heat Pump with Remote Outdoor Unit-Air-Source) | SP18AZ24AJVC |  |  | TCFZ2421HEAAM | S802V0754A17DZ | 22800 | 20 | 8.5 | 22800 | 26000 | 114% | 2.1 | 0 | 12.5 |  |  |  |  | R-410A | 1.9 | Residential & Commercial | USHP | Ducted CEE Tier 1
214396473 | Central HP <5.4 tons | COLEMAN | HRCU-A-CB (Split System: Heat Pump with Remote Outdoor Unit-Air-Source) | HH836E2S11 |  |  | CTM36C5CDS1 | TMLE080C20MP11 | 34400 | 17 | 8.5 | 32400 | 26400 | 81.48% | 2 | 0 | 11 |  |  |  |  | R-454B | 2.8667 | Residential & Commercial | USHP | Ducted CEE Tier 1
214396688 | Central HP <5.4 tons | COLEMAN | HRCU-A-CB (Split System: Heat Pump with Remote Outdoor Unit-Air-Source) | HH824E2S11 |  |  | CTF30A5ADS1 | TM8Y060A12MP11 | 23000 | 18 | 9 | 23000 | 18200 | 79.13% | 2 | 0 | 12 |  |  |  |  | R-454B | 1.9167 | Residential & Commercial | USHP | Ducted CEE Tier 1
214595079 | Central HP <5.4 tons | COLEMAN | HRCU-A-CB (Split System: Heat Pump with Remote Outdoor Unit-Air-Source) | HH836E2S11 |  |  | CTM48C5CFS1 | Z8ES080C16SMPS1 | 34400 | 19 | 9 | 32200 | 25400 | 78.88% | 2 | 0 | 11 |  |  |  |  | R-454B | 2.8667 | Residential & Commercial | USHP | Ducted CEE Tier 1
214242345 | Central HP <5.4 tons | CARRIER | HRCU-A-CB (Split System: Heat Pump with Remote Outdoor Unit-Air-Source) | 25VNA825A*032* |  |  | CNPV*4824AL*+UI | 58TN*B135C24**22 | 24200 | 17 | 8.1 | 21200 | 16600 | 78.3% | 2 | 0 | 11 |  |  |  |  | R-410A | 2.0167 | Residential & Commercial | USHP | Ducted CEE Tier 1
213067493 | Central HP <5.4 tons | ACIQ | HRCU-A-CB (Split System: Heat Pump with Remote Outdoor Unit-Air-Source) | HVH825GKA2* |  |  | EA*4X42L21A*+WALLCON | *80CSU1002120A* | 23800 | 16.5 | 8.1 | 21400 | 16700 | 78.04% | 1.96 | 0 | 10.5 |  |  |  |  | R-410A | 1.9833 | Residential & Commercial | USHP | Ducted CEE Tier 1
213067495 | Central HP <5.4 tons | ACIQ | HRCU-A-CB (Split System: Heat Pump with Remote Outdoor Unit-Air-Source) | HVH825GKA2* |  |  | EA*4X42L21A*+WALLCON | *80CTL0701716A* | 23800 | 16.5 | 8.1 | 21400 | 16600 | 77.57% | 1.96 | 0 | 11 |  |  |  |  | R-410A | 1.9833 | Residential & Commercial | USHP | Ducted CEE Tier 1
213067518 | Central HP <5.4 tons | ACIQ | HRCU-A-CB (Split System: Heat Pump with Remote Outdoor Unit-Air-Source) | HVH825GKA2* |  |  | EA*4X43L21A*+WALLCON | *80CSU1002120A* | 24400 | 16.5 | 8.1 | 21200 | 16700 | 78.77% | 2.02 | 0 | 11 |  |  |  |  | R-410A | 2.0333 | Residential & Commercial | USHP | Ducted CEE Tier 1
213067527 | Central HP <5.4 tons | ACIQ | HRCU-A-CB (Split System: Heat Pump with Remote Outdoor Unit-Air-Source) | HVH825GKA2* |  |  | EA*4X43L21A*+WALLCON | *97CMN0601714A* | 24200 | 16.5 | 8.1 | 21200 | 16800 | 79.25% | 2 | 0 | 11 |  |  |  |  | R-410A | 2.0167 | Residential & Commercial | USHP | Ducted CEE Tier 1
213067536 | Central HP <5.4 tons | ACIQ | HRCU-A-CB (Split System: Heat Pump with Remote Outdoor Unit-Air-Source) | HVH825GKA2* |  |  | EA*4X48L21A*+WALLCON | *80CTL0901716A* | 24200 | 17.5 | 8.1 | 20800 | 16500 | 79.33% | 2.04 | 0 | 11.5 |  |  |  |  | R-410A | 2.0167 | Residential & Commercial | USHP | Ducted CEE Tier 1
214398347 | Central HP <5.4 tons | COLEMAN | HRCU-A-CB (Split System: Heat Pump with Remote Outdoor Unit-Air-Source) | HH824E2S11 |  |  | CTF36B5ADS1+JMC12B2SN1 | 0 | 23000 | 19 | 9.5 | 23000 | 18500 | 80.43% | 2 | 0 | 12 |  |  |  |  | R-454B | 1.9167 | Residential & Commercial | USHP | Ducted CEE Tier 1
215940691 | Central HP <5.4 tons | KEEPRITE | HRCU-A-CB (Split System: Heat Pump with Remote Outdoor Unit-Air-Source) | C5H3V36*K*AAA* |  |  | EVD5X42M24A*+WALLCON | *96CTN0802120B* | 35400 | 21.5 | 8.5 | 38000 | 28600 | 75.26% | 2.04 | 0 | 12 |  |  |  |  | R-454B | 2.95 | Residential & Commercial | USHP | Ducted CEE Tier 1
215936581 | Central HP <5.4 tons | KEEPRITE | HRCU-A-CB (Split System: Heat Pump with Remote Outdoor Unit-Air-Source) | C5H3V36*K*AAA* |  |  | EVD5X60M21A*+WALLCON | *80CSU1002120A* | 35600 | 21.5 | 8.5 | 38000 | 28600 | 75.26% | 2.02 | 0 | 12 |  |  |  |  | R-454B | 2.9667 | Residential & Commercial | USHP | Ducted CEE Tier 1
215935611 | Central HP <5.4 tons | KEEPRITE | HRCU-A-CB (Split System: Heat Pump with Remote Outdoor Unit-Air-Source) | C5H3V36*K*AAA* |  |  | EVD5X36M21A*+WALLCON | *80CSU1002120A* | 34400 | 20.5 | 8.5 | 38500 | 28200 | 73.25% | 2.04 | 0 | 11.7 |  |  |  |  | R-454B | 2.8667 | Residential & Commercial | USHP | Ducted CEE Tier 1
213080323 | Central HP <5.4 tons | KEEPRITE | HRCU-A-CB (Split System: Heat Pump with Remote Outdoor Unit-Air-Source) | DLCURAH36ABK |  |  | EA*4X43L21A* | *96MSN1002120A* | 36600 | 16 | 8.5 | 38500 | 34800 | 90.39% | 2.1 | 0 | 10 |  |  |  |  | R-410A | 3.05 | Residential & Commercial | USHP | Ducted CEE Tier 1
215937974 | Central HP <5.4 tons | CARRIER | HRCU-A-CB (Split System: Heat Pump with Remote Outdoor Unit-Air-Source) | 27VNA348A*030* |  |  | CVAVA4824XMA*+UI | 59TN6C100C21**22 | 44500 | 20 | 8.1 | 52000 | 38000 | 73.08% | 1.9 | 0 | 11 |  |  |  |  | R-454B | 3.7083 | Residential & Commercial | USHP | Ducted CEE Tier 1
211387102 | Central HP <5.4 tons | CHAMPION HEATING AND COOLING | HRCU-A-CB (Split System: Heat Pump with Remote Outdoor Unit-Air-Source) | HMH72B341 |  |  | XAHC30CXXN1+TXV | TM9Y060B12MP11 | 31800 | 17 | 8.1 | 33000 | 23200 | 70.3% | 1.96 | 0 | 9 |  |  |  |  | R-410A | 2.65 | Residential & Commercial | USHP
214396832 | Central HP <5.4 tons | FRASER-JOHNSTON | HRCU-A-CB (Split System: Heat Pump with Remote Outdoor Unit-Air-Source) | HH836E2S11 |  |  | CTF36B5CDS1 | TM8E080B12MP11 | 33600 | 18 | 8.5 | 31800 | 26000 | 81.76% | 2 | 0 | 11 |  |  |  |  | R-454B | 2.8 | Residential & Commercial | USHP | Ducted CEE Tier 1
214396933 | Central HP <5.4 tons | FRASER-JOHNSTON | HRCU-A-CB (Split System: Heat Pump with Remote Outdoor Unit-Air-Source) | HH836E2S11 |  |  | CTF48C5CFS1 | TM8E080C16MP11 | 33200 | 19 | 9 | 31200 | 25400 | 81.41% | 2 | 0 | 11 |  |  |  |  | R-454B | 2.7667 | Residential & Commercial | USHP | Ducted CEE Tier 1
213080676 | Central HP <5.4 tons | KEEPRITE | HRCU-A-CB (Split System: Heat Pump with Remote Outdoor Unit-Air-Source) | DLCURAH36ABK |  |  | EA*4X37L17A* | *95MSU0601716A* | 36000 | 15.5 | 8.5 | 38500 | 35000 | 90.91% | 2 | 0 | 10 |  |  |  |  | R-410A | 3 | Residential & Commercial | USHP | Ducted CEE Tier 1
214810231 | Central HP <5.4 tons | FRASER-JOHNSTON | HRCU-A-CB (Split System: Heat Pump with Remote Outdoor Unit-Air-Source) | HH824E2S11 |  |  | CTM36B5ADS1 | TM8V080B12MP12 | 23000 | 17 | 9 | 23000 | 17700 | 76.96% | 2 | 0 | 12 |  |  |  |  | R-454B | 1.9167 | Residential & Commercial | USHP | Ducted CEE Tier 1
214397132 | Central HP <5.4 tons | FRASER-JOHNSTON | HRCU-A-CB (Split System: Heat Pump with Remote Outdoor Unit-Air-Source) | HH824E2S11 |  |  | CTF30B5ACS1 | TM9Y060B12MP11 | 23000 | 17 | 9.5 | 23000 | 18400 | 80% | 2 | 0 | 11.7 |  |  |  |  | R-454B | 1.9167 | Residential & Commercial | USHP | Ducted CEE Tier 1
215936381 | Central HP <5.4 tons | KEEPRITE | HRCU-A-CB (Split System: Heat Pump with Remote Outdoor Unit-Air-Source) | C5H3V36*K*AAA* |  |  | EVD5X48M24A*+WALLCON | *97CMN0802120B* | 35000 | 21 | 8.5 | 38500 | 28400 | 73.77% | 2.04 | 0 | 12 |  |  |  |  | R-454B | 2.9167 | Residential & Commercial | USHP | Ducted CEE Tier 1
215936781 | Central HP <5.4 tons | KEEPRITE | HRCU-A-CB (Split System: Heat Pump with Remote Outdoor Unit-Air-Source) | C5H3V36*K*AAA* |  |  | EVD5X60M24A*+WALLCON | *80CTL1352422B* | 35600 | 22 | 8.5 | 38000 | 28400 | 74.74% | 2.04 | 0 | 12.5 |  |  |  |  | R-454B | 2.9667 | Residential & Commercial | USHP | Ducted CEE Tier 1
215935661 | Central HP <5.4 tons | KEEPRITE | HRCU-A-CB (Split System: Heat Pump with Remote Outdoor Unit-Air-Source) | C5H3V36*K*AAA* |  |  | EVD5X36M21A*+WALLCON | *80CTL0902120B* | 34400 | 21 | 8.5 | 38500 | 28000 | 72.73% | 2.04 | 0 | 12 |  |  |  |  | R-454B | 2.8667 | Residential & Commercial | USHP | Ducted CEE Tier 1
215935881 | Central HP <5.4 tons | KEEPRITE | HRCU-A-CB (Split System: Heat Pump with Remote Outdoor Unit-Air-Source) | C5H3V36*K*AAA* |  |  | EVD5X38M17A*+WALLCON | *97CMN0601714B* | 35200 | 21 | 8.5 | 38000 | 28000 | 73.68% | 2.06 | 0 | 11.5 |  |  |  |  | R-454B | 2.9333 | Residential & Commercial | USHP | Ducted CEE Tier 1
215936111 | Central HP <5.4 tons | KEEPRITE | HRCU-A-CB (Split System: Heat Pump with Remote Outdoor Unit-Air-Source) | C5H3V36*K*AAA* |  |  | EVD5X42M21A*+WALLCON | *97CMN1002122B* | 34400 | 21 | 8.5 | 38500 | 28000 | 72.73% | 2.06 | 0 | 12 |  |  |  |  | R-454B | 2.8667 | Residential & Commercial | USHP | Ducted CEE Tier 1
214398565 | Central HP <5.4 tons | COLEMAN | HRCU-A-CB (Split System: Heat Pump with Remote Outdoor Unit-Air-Source) | HH836E2S11 |  |  | CTM36C5CDS1 | TL9E100C20UH11 | 34200 | 17 | 8.5 | 32000 | 26200 | 81.88% | 2 | 0 | 11 |  |  |  |  | R-454B | 2.85 | Residential & Commercial | USHP | Ducted CEE Tier 1
211385845 | Central HP <5.4 tons | CHAMPION HEATING AND COOLING | HRCU-A-CB (Split System: Heat Pump with Remote Outdoor Unit-Air-Source) | HMH72B341 |  |  | XAFC48FXXN1+TXV | TMLE080C16MP11 | 33400 | 17 | 8.5 | 32200 | 23400 | 72.67% | 2.06 | 0 | 9.5 |  |  |  |  | R-410A | 2.7833 | Residential & Commercial | USHP
213067550 | Central HP <5.4 tons | ACIQ | HRCU-A-CB (Split System: Heat Pump with Remote Outdoor Unit-Air-Source) | HVH825GKA2* |  |  | EA*4X48L24A*+WALLCON | *95CSU1002122A* | 24200 | 17 | 8.1 | 21000 | 16500 | 78.57% | 2.02 | 0 | 11 |  |  |  |  | R-410A | 2.0167 | Residential & Commercial | USHP | Ducted CEE Tier 1
213067552 | Central HP <5.4 tons | ACIQ | HRCU-A-CB (Split System: Heat Pump with Remote Outdoor Unit-Air-Source) | HVH825GKA2* |  |  | EA*4X48L24A*+WALLCON | *96CTN1202422A* | 24200 | 17 | 8.1 | 21000 | 16500 | 78.57% | 2.02 | 0 | 11 |  |  |  |  | R-410A | 2.0167 | Residential & Commercial | USHP | Ducted CEE Tier 1
213067584 | Central HP <5.4 tons | ACIQ | HRCU-A-CB (Split System: Heat Pump with Remote Outdoor Unit-Air-Source) | HVH825GKA2* |  |  | EHD4X48AAL+WALLCON | *95CSU0601716A* | 24200 | 16 | 8.1 | 21400 | 16700 | 78.04% | 2 | 0 | 10.5 |  |  |  |  | R-410A | 2.0167 | Residential & Commercial | USHP | Ducted CEE Tier 1
213067593 | Central HP <5.4 tons | ACIQ | HRCU-A-CB (Split System: Heat Pump with Remote Outdoor Unit-Air-Source) | HVH825GKA2* |  |  | EHD4X48AAL+WALLCON | *97CMN0801714A* | 24200 | 16 | 8.1 | 21400 | 16700 | 78.04% | 2 | 0 | 10.5 |  |  |  |  | R-410A | 2.0167 | Residential & Commercial | USHP | Ducted CEE Tier 1
213067600 | Central HP <5.4 tons | ACIQ | HRCU-A-CB (Split System: Heat Pump with Remote Outdoor Unit-Air-Source) | HVH825GKA2* |  |  | EN(A,D)4X48L24**+WALLCON | *96CTN1002122A* | 24200 | 17 | 8.1 | 21400 | 16600 | 77.57% | 2.02 | 0 | 11.5 |  |  |  |  | R-410A | 2.0167 | Residential & Commercial | USHP | Ducted CEE Tier 1
213067625 | Central HP <5.4 tons | ACIQ | HRCU-A-CB (Split System: Heat Pump with Remote Outdoor Unit-Air-Source) | HVH825GKA2* |  |  | EN(A,D,W)4X48L21**+WALLCON | *80CTL0701716A* | 24200 | 17 | 8.1 | 21400 | 16600 | 77.57% | 2.02 | 0 | 11 |  |  |  |  | R-410A | 2.0167 | Residential & Commercial | USHP | Ducted CEE Tier 1
213778792 | Central HP <5.4 tons | KEEPRITE | HRCU-A-CB (Split System: Heat Pump with Remote Outdoor Unit-Air-Source) | CVH837GKA** |  |  | EA*4X36L17A*+WALLCON | *97CMN0801714B* | 31400 | 16.5 | 8.1 | 33200 | 24400 | 73.49% | 1.82 | 0 | 10.5 |  |  |  |  | R-410A | 2.6167 | Residential & Commercial | USHP | Ducted CEE Tier 1
213778942 | Central HP <5.4 tons | KEEPRITE | HRCU-A-CB (Split System: Heat Pump with Remote Outdoor Unit-Air-Source) | CVH837GKA** |  |  | EA*4X37L21A*+WALLCON | *80CTL0451712B* | 32600 | 16.5 | 8.1 | 33200 | 25400 | 76.51% | 1.94 | 0 | 10.5 |  |  |  |  | R-410A | 2.7167 | Residential & Commercial | USHP | Ducted CEE Tier 1
213779042 | Central HP <5.4 tons | KEEPRITE | HRCU-A-CB (Split System: Heat Pump with Remote Outdoor Unit-Air-Source) | CVH837GKA** |  |  | EA*4X37L21A*+WALLCON | *96CTN0801714B* | 32800 | 17 | 8.5 | 33000 | 25200 | 76.36% | 1.96 | 0 | 11 |  |  |  |  | R-410A | 2.7333 | Residential & Commercial | USHP | Ducted CEE Tier 1
211902796 | Central HP <5.4 tons | RUSSELL | HRCU-A-CB (Split System: Heat Pump with Remote Outdoor Unit-Air-Source) | SP18AZ48AJVC |  |  | TCFZ6021SEAAM | S802VA100521M | 44500 | 19 | 8.5 | 43000 | 45000 | 104.7% | 2 | 0 | 11.7 |  |  |  |  | R-410A | 3.7083 | Residential & Commercial | USHP | Ducted CEE Tier 1
215937854 | Central HP <5.4 tons | CARRIER | HRCU-A-CB (Split System: Heat Pump with Remote Outdoor Unit-Air-Source) | 27VNA348A*030* |  |  | CVAVA4821XMA*+UI | 59TN6C100C21**22 | 44500 | 20 | 8.1 | 52000 | 38500 | 74.04% | 2 | 0 | 11 |  |  |  |  | R-454B | 3.7083 | Residential & Commercial | USHP | Ducted CEE Tier 1
215938104 | Central HP <5.4 tons | CARRIER | HRCU-A-CB (Split System: Heat Pump with Remote Outdoor Unit-Air-Source) | 27VNA348A*030* |  |  | CVAVA4924XMA*+UI | 59TN6C100C21**22 | 45500 | 20.5 | 8.1 | 52500 | 38000 | 72.38% | 1.9 | 0 | 11.5 |  |  |  |  | R-454B | 3.7917 | Residential & Commercial | USHP | Ducted CEE Tier 1
214595009 | Central HP <5.4 tons | COLEMAN | HRCU-A-CB (Split System: Heat Pump with Remote Outdoor Unit-Air-Source) | HH860E2S11 |  |  | CTF60D5CJS1 | Z8ES130D20SMPS1 | 53500 | 19 | 9 | 54500 | 39000 | 71.56% | 2 | 0 | 11 |  |  |  |  | R-454B | 4.4583 | Residential & Commercial | USHP | Ducted CEE Tier 1
214609146 | Central HP <5.4 tons | COLEMAN | HRCU-A-CB (Split System: Heat Pump with Remote Outdoor Unit-Air-Source) | HH860E2S11 |  |  | CTF60C5CGS1 | Z9ES100C20SMPS1 | 45500 | 18 | 9 | 46500 | 34000 | 73.12% | 2 | 0 | 11.7 |  |  |  |  | R-454B | 3.7917 | Residential & Commercial | USHP | Ducted CEE Tier 1
211387608 | Central HP <5.4 tons | CHAMPION HEATING AND COOLING | HRCU-A-CB (Split System: Heat Pump with Remote Outdoor Unit-Air-Source) | HMH72B341 |  |  | XAHC30CXXN1+TXV | TM9V080C16MP12 | 32200 | 16.5 | 8.1 | 32800 | 23000 | 70.12% | 2 | 0 | 9.5 |  |  |  |  | R-410A | 2.6833 | Residential & Commercial | USHP
211387454 | Central HP <5.4 tons | CHAMPION HEATING AND COOLING | HRCU-A-CB (Split System: Heat Pump with Remote Outdoor Unit-Air-Source) | HMH72B341 |  |  | XAHC36DBCN1 | TP9C100C16MP13 | 33800 | 17 | 8.1 | 33400 | 23600 | 70.66% | 2.06 | 0 | 9.5 |  |  |  |  | R-410A | 2.8167 | Residential & Commercial | USHP
215935911 | Central HP <5.4 tons | KEEPRITE | HRCU-A-CB (Split System: Heat Pump with Remote Outdoor Unit-Air-Source) | C5H3V36*K*AAA* |  |  | EVD5X38M17A*+WALLCON | *96CTN0801714B* | 35400 | 21.5 | 8.5 | 38500 | 29000 | 75.32% | 2.02 | 0 | 12 |  |  |  |  | R-454B | 2.95 | Residential & Commercial | USHP | Ducted CEE Tier 1
215936011 | Central HP <5.4 tons | KEEPRITE | HRCU-A-CB (Split System: Heat Pump with Remote Outdoor Unit-Air-Source) | C5H3V36*K*AAA* |  |  | EVD5X42M21A*+WALLCON | *80CTL0901716B* | 34400 | 21 | 8.5 | 38500 | 28200 | 73.25% | 2.04 | 0 | 11.7 |  |  |  |  | R-454B | 2.8667 | Residential & Commercial | USHP | Ducted CEE Tier 1
213778862 | Central HP <5.4 tons | KEEPRITE | HRCU-A-CB (Split System: Heat Pump with Remote Outdoor Unit-Air-Source) | CVH837GKA** |  |  | EA*4X36L21A*+WALLCON | *80CTL1102120B* | 31600 | 17 | 8.1 | 32800 | 24200 | 73.78% | 1.86 | 0 | 11 |  |  |  |  | R-410A | 2.6333 | Residential & Commercial | USHP | Ducted CEE Tier 1
214396690 | Central HP <5.4 tons | FRASER-JOHNSTON | HRCU-A-CB (Split System: Heat Pump with Remote Outdoor Unit-Air-Source) | HH824E2S11 |  |  | CTF30A5ADS1 | TM8Y060A12MP11 | 23000 | 18 | 9 | 23000 | 18200 | 79.13% | 2 | 0 | 12 |  |  |  |  | R-454B | 1.9167 | Residential & Commercial | USHP | Ducted CEE Tier 1
214397992 | Central HP <5.4 tons | COLEMAN | HRCU-A-CB (Split System: Heat Pump with Remote Outdoor Unit-Air-Source) | HH824E2S11 |  |  | CTF30B5ACS1 | TL9E060B12UH11 | 23000 | 17 | 9.5 | 23000 | 18400 | 80% | 2 | 0 | 12 |  |  |  |  | R-454B | 1.9167 | Residential & Commercial | USHP | Ducted CEE Tier 1
216374579 | Central HP <5.4 tons | COLEMAN | HRCU-A-CB (Split System: Heat Pump with Remote Outdoor Unit-Air-Source) | HH860E2S11 |  |  | CTF60D5CJS1 | Z9ET120D20SMPS1 | 53500 | 19 | 9 | 56000 | 40500 | 72.32% | 2 | 0 | 10 |  |  |  |  | R-454B | 4.4583 | Residential & Commercial | USHP | Ducted CEE Tier 1
214396948 | Central HP <5.4 tons | FRASER-JOHNSTON | HRCU-A-CB (Split System: Heat Pump with Remote Outdoor Unit-Air-Source) | HH836E2S11 |  |  | CTF48C5CFS1 | TM8E120C20MP11 | 34400 | 17 | 8.5 | 32400 | 25600 | 79.01% | 2 | 0 | 11 |  |  |  |  | R-454B | 2.8667 | Residential & Commercial | USHP | Ducted CEE Tier 1
214396983 | Central HP <5.4 tons | FRASER-JOHNSTON | HRCU-A-CB (Split System: Heat Pump with Remote Outdoor Unit-Air-Source) | HH836E2S11 |  |  | CTF48C5CFS1 | TPLC080C16MP13 | 33400 | 18 | 9 | 31600 | 25400 | 80.38% | 2 | 0 | 11 |  |  |  |  | R-454B | 2.7833 | Residential & Commercial | USHP | Ducted CEE Tier 1
213080911 | Central HP <5.4 tons | ACIQ | HRCU-A-CB (Split System: Heat Pump with Remote Outdoor Unit-Air-Source) | HVH825GKA2* |  |  | EA*4X37L21A*+WALLCON | *80CTL0901716A* | 24600 | 17.5 | 8.5 | 21000 | 16500 | 78.57% | 2.04 | 12 | 11.7 |  |  |  |  | R-410A | 2.05 | Residential & Commercial | USHP | Ducted CEE Tier 1
214397032 | Central HP <5.4 tons | FRASER-JOHNSTON | HRCU-A-CB (Split System: Heat Pump with Remote Outdoor Unit-Air-Source) | HH860E2S11 |  |  | CTF60D5CGS1+JME18D2SN1 | 0 | 46000 | 19 | 9.5 | 45500 | 33800 | 74.29% | 2 | 0 | 12 |  |  |  |  | R-454B | 3.8333 | Residential & Commercial | USHP | Ducted CEE Tier 1
214397184 | Central HP <5.4 tons | FRASER-JOHNSTON | HRCU-A-CB (Split System: Heat Pump with Remote Outdoor Unit-Air-Source) | HH860E2S11 |  |  | CTM60D5CHS1 | TP9C120D20MP13 | 54000 | 19 | 9 | 54000 | 39000 | 72.22% | 2 | 0 | 11 |  |  |  |  | R-454B | 4.5 | Residential & Commercial | USHP | Ducted CEE Tier 1
213771222 | Central HP <5.4 tons | KEEPRITE | HRCU-A-CB (Split System: Heat Pump with Remote Outdoor Unit-Air-Source) | CVH825GKA2* |  |  | EA*4X37L21A*+WALLCON | *96CTN0601714B* | 24400 | 16.5 | 8.1 | 21200 | 16700 | 78.77% | 2.02 | 0 | 11 |  |  |  |  | R-410A | 2.0333 | Residential & Commercial | USHP | Ducted CEE Tier 1
214398676 | Central HP <5.4 tons | COLEMAN | HRCU-A-CB (Split System: Heat Pump with Remote Outdoor Unit-Air-Source) | HH860E2S11 |  |  | CTM60C5CGS1 | TM9E100C20MP12 | 44500 | 17 | 9 | 45000 | 33800 | 75.11% | 2 | 0 | 11.7 |  |  |  |  | R-454B | 3.7083 | Residential & Commercial | USHP | Ducted CEE Tier 1
214809198 | Central HP <5.4 tons | FRASER-JOHNSTON | HRCU-A-CB (Split System: Heat Pump with Remote Outdoor Unit-Air-Source) | HH860E2S11 |  |  | CTU60C5XGS1+TXV | TM9V100C16MP12 | 43500 | 18 | 9 | 44000 | 33200 | 75.45% | 2 | 0 | 11.7 |  |  |  |  | R-454B | 3.625 | Residential & Commercial | USHP | Ducted CEE Tier 1
210595652 | Central HP <5.4 tons | KENMORE | HRCU-A-CB (Split System: Heat Pump with Remote Outdoor Unit-Air-Source) | (C,H,T)VH825GKA2* |  |  | EHD4X42AAL+WALLCON | *80CTL0701412A* | 24200 | 16.5 | 8.1 | 21200 | 16600 | 78.3% | 2.02 | 0 | 11 |  |  |  |  | R-410A | 2.0167 | Residential & Commercial | USHP | Ducted CEE Tier 1
210595668 | Central HP <5.4 tons | KENMORE | HRCU-A-CB (Split System: Heat Pump with Remote Outdoor Unit-Air-Source) | (C,H,T)VH825GKA2* |  |  | EHD4X48AAL+WALLCON | *80CSU0401712A* | 24200 | 16.5 | 8.1 | 21200 | 16600 | 78.3% | 2.02 | 0 | 11 |  |  |  |  | R-410A | 2.0167 | Residential & Commercial | USHP | Ducted CEE Tier 1
216782501 | Central HP <5.4 tons | FRASER-JOHNSTON | HRCU-A-CB (Split System: Heat Pump with Remote Outdoor Unit-Air-Source) | HH824E2S11 |  |  | CTM30B5ACS1 | Z8ES100B12LMPS1 | 23000 | 18 | 9.5 | 23000 | 19400 | 84.35% | 2 | 0 | 12 |  |  |  |  | R-454B | 1.9167 | Residential & Commercial | USHP | Ducted CEE Tier 1
214807803 | Central HP <5.4 tons | FRASER-JOHNSTON | HRCU-A-CB (Split System: Heat Pump with Remote Outdoor Unit-Air-Source) | HH824E2S11 |  |  | CTU30B5XCS1+JME08B2SN1+TXV | 0 | 23000 | 19 | 9.5 | 23000 | 18500 | 80.43% | 2 | 0 | 12 |  |  |  |  | R-454B | 1.9167 | Residential & Commercial | USHP | Ducted CEE Tier 1
210106978 | Central HP <5.4 tons | RUSSELL | HRCU-A-CB (Split System: Heat Pump with Remote Outdoor Unit-Air-Source) | SP18AZ48AJVC |  |  | TCFZ6021SEAAM | S98MV0855A21UPS | 44500 | 19 | 8.1 | 43500 | 45000 | 103.4% | 2 | 0 | 10 |  |  |  |  | R-410A | 3.7083 | Residential & Commercial | USHP | Ducted CEE Tier 1
213372394 | Central HP <5.4 tons | RUSSELL | HRCU-A-CB (Split System: Heat Pump with Remote Outdoor Unit-Air-Source) | SP18AZ60AJVC |  |  | TCFZ6021SEAAM | S951V1005A21UHU | 52500 | 18 | 8.1 | 52500 | 50500 | 96.19% | 1.9 | 0 | 10 |  |  |  |  | R-410A | 4.375 | Residential & Commercial | USHP | Ducted CEE Tier 1
214397097 | Central HP <5.4 tons | FRASER-JOHNSTON | HRCU-A-CB (Split System: Heat Pump with Remote Outdoor Unit-Air-Source) | HH824E2S11 |  |  | CTF36B5ADS1+JMET08BS2N1 | 0 | 23000 | 19 | 9 | 23000 | 17800 | 77.39% | 2 | 0 | 12 |  |  |  |  | R-454B | 1.9167 | Residential & Commercial | USHP | Ducted CEE Tier 1
213067535 | Central HP <5.4 tons | ACIQ | HRCU-A-CB (Split System: Heat Pump with Remote Outdoor Unit-Air-Source) | HVH825GKA2* |  |  | EA*4X48L21A*+WALLCON | *80CTL0701716A* | 24000 | 17 | 8.1 | 21000 | 16600 | 79.05% | 2.02 | 0 | 11 |  |  |  |  | R-410A | 2 | Residential & Commercial | USHP | Ducted CEE Tier 1
213829740 | Central HP <5.4 tons | RUSSELL | HRCU-A-CB (Split System: Heat Pump with Remote Outdoor Unit-Air-Source) | SP18AZ48AJVC |  |  | TCFZ6021SEAAM | S801V0704A17UHU | 44000 | 18 | 8.1 | 43500 | 45500 | 104.6% | 1.9 | 0 | 10 |  |  |  |  | R-410A | 3.6667 | Residential & Commercial | USHP | Ducted CEE Tier 1
212609380 | Central HP <5.4 tons | RUSSELL | HRCU-A-CB (Split System: Heat Pump with Remote Outdoor Unit-Air-Source) | SP18AZ48AJVC |  |  | TCFZ6021SEAAM | S802V1004A17UHS | 44500 | 19 | 8.1 | 43500 | 45000 | 103.4% | 2 | 0 | 10 |  |  |  |  | R-410A | 3.7083 | Residential & Commercial | USHP | Ducted CEE Tier 1
212609398 | Central HP <5.4 tons | RUSSELL | HRCU-A-CB (Split System: Heat Pump with Remote Outdoor Unit-Air-Source) | SP18AZ48AJVC |  |  | TCFZ6021SEAAM | S802V1005A21UHS | 44500 | 19 | 8.5 | 43000 | 45000 | 104.7% | 2 | 0 | 11.7 |  |  |  |  | R-410A | 3.7083 | Residential & Commercial | USHP | Ducted CEE Tier 1
212609414 | Central HP <5.4 tons | RUSSELL | HRCU-A-CB (Split System: Heat Pump with Remote Outdoor Unit-Air-Source) | SP18AZ60AJVC |  |  | TCFZ6021SEAAM | S802V0755A21UHN | 52500 | 18 | 8.1 | 52500 | 50500 | 96.19% | 1.9 | 0 | 10 |  |  |  |  | R-410A | 4.375 | Residential & Commercial | USHP | Ducted CEE Tier 1
210589392 | Central HP <5.4 tons | RUSSELL | HRCU-A-CB (Split System: Heat Pump with Remote Outdoor Unit-Air-Source) | SP18AZ36AJVC |  |  | TCFZ6021SEAAM | S802VA075421Z | 34200 | 19 | 8.5 | 34200 | 43000 | 125.7% | 2.2 | 0 | 12.5 |  |  |  |  | R-410A | 2.85 | Residential & Commercial | USHP | Ducted CEE Tier 1
212609353 | Central HP <5.4 tons | RUSSELL | HRCU-A-CB (Split System: Heat Pump with Remote Outdoor Unit-Air-Source) | SP18AZ36AJVC |  |  | TCFZ6021SEAAM | S802V0504A17UHN | 34200 | 19 | 8.5 | 34200 | 43500 | 127.2% | 2.2 | 0 | 12.5 |  |  |  |  | R-410A | 2.85 | Residential & Commercial | USHP | Ducted CEE Tier 1
216374691 | Central HP <5.4 tons | COLEMAN | HRCU-A-CB (Split System: Heat Pump with Remote Outdoor Unit-Air-Source) | HH860E2S11 |  |  | CTF60C5CGS1 | Z9ET100C16SMPS1 | 44500 | 19 | 9 | 45500 | 33200 | 72.97% | 2 | 0 | 11 |  |  |  |  | R-454B | 3.7083 | Residential & Commercial | USHP | Ducted CEE Tier 1
214396378 | Central HP <5.4 tons | FRASER-JOHNSTON | HRCU-A-CB (Split System: Heat Pump with Remote Outdoor Unit-Air-Source) | HH836E2S11 |  |  | CTM48C5CFS1 | TM8Y100C16MP11 | 33800 | 19 | 9 | 31800 | 25400 | 79.87% | 2 | 0 | 11 |  |  |  |  | R-454B | 2.8167 | Residential & Commercial | USHP | Ducted CEE Tier 1
214397137 | Central HP <5.4 tons | FRASER-JOHNSTON | HRCU-A-CB (Split System: Heat Pump with Remote Outdoor Unit-Air-Source) | HH824E2S11 |  |  | CTM30B5ACS1 | TM9Y060B12MP11 | 23000 | 17 | 9.5 | 23000 | 18300 | 79.57% | 2 | 0 | 11.7 |  |  |  |  | R-454B | 1.9167 | Residential & Commercial | USHP | Ducted CEE Tier 1
214609126 | Central HP <5.4 tons | COLEMAN | HRCU-A-CB (Split System: Heat Pump with Remote Outdoor Unit-Air-Source) | HH824E2S11 |  |  | CTF30A5ADS1 | Z9ES040A10SMPS1 | 23000 | 18 | 9 | 23000 | 17700 | 76.96% | 2 | 0 | 12 |  |  |  |  | R-454B | 1.9167 | Residential & Commercial | USHP | Ducted CEE Tier 1
212609319 | Central HP <5.4 tons | RUSSELL | HRCU-A-CB (Split System: Heat Pump with Remote Outdoor Unit-Air-Source) | SP18AZ24AJVC |  |  | TCFZ2421HEAAM | S802V0504A17UHN | 22800 | 20 | 8.5 | 22800 | 26000 | 114% | 2.1 | 0 | 12.5 |  |  |  |  | R-410A | 1.9 | Residential & Commercial | USHP | Ducted CEE Tier 1
214876038 | Central HP <5.4 tons | FRASER-JOHNSTON | HRCU-A-CB (Split System: Heat Pump with Remote Outdoor Unit-Air-Source) | HMH72B341 |  |  | XAFC36DBCN1+JME12C2SN1 | 0 | 34000 | 18.5 | 8.5 | 33600 | 23600 | 70.24% | 2 | 0 | 10.5 |  |  |  |  | R-410A | 2.8333 | Residential & Commercial | USHP | Ducted CEE Tier 1
214833522 | Central HP <5.4 tons | COLEMAN | HRCU-A-CB (Split System: Heat Pump with Remote Outdoor Unit-Air-Source) | HH860E2S11 |  |  | JSE60D5CJ2SS1 | 0 | 53000 | 19 | 8.5 | 54000 | 39000 | 72.22% | 2 | 0 | 11 |  |  |  |  | R-454B | 4.4167 | Residential & Commercial | USHP | Ducted CEE Tier 1
214606549 | Central HP <5.4 tons | FRASER-JOHNSTON | HRCU-A-C (Split System: Heat Pump with Remote Outdoor Unit with No Indoor Fan --Air Source) | HH860E2S11 |  |  | CTF60C5CGS1 | 0 | 44500 | 15.2 | 8.5 | 46000 | 34200 | 74.35% | 2 | 0 | 11 |  |  |  |  | R-454B | 3.7083 | Residential & Commercial | USHP | Ducted CEE Tier 1
216619101 | Central HP <5.4 tons | DUCANE | HRCU-A-C (Split System: Heat Pump with Remote Outdoor Unit with No Indoor Fan --Air Source) | 7SCP18V36P-**A |  |  | 7EH36CX-**+TDR | 0 | 33400 | 15.2 | 8.1 | 34000 | 29000 | 85.29% | 1.85 | 0 | 10 |  |  |  |  | R-454B | 2.7833 | Residential & Commercial | USHP | Ducted CEE Tier 1
216769779 | Central HP <5.4 tons | DUCANE | HRCU-A-CB (Split System: Heat Pump with Remote Outdoor Unit-Air-Source) | 7SCP18V60P-**A |  |  | 7EH42CX-**+TDR | 97G2UH110CV20* | 44000 | 16.35 | 8.5 | 47500 | 39500 | 83.16% | 1.8 | 0 | 10 |  |  |  |  | R-454B | 3.6667 | Residential & Commercial | USHP | Ducted CEE Tier 1
216769783 | Central HP <5.4 tons | DUCANE | HRCU-A-CB (Split System: Heat Pump with Remote Outdoor Unit-Air-Source) | 7SCP18V60P-**A |  |  | 7EH48CX-**+TDR | 97G2UH110CV20* | 43500 | 16 | 8.5 | 47500 | 40000 | 84.21% | 1.8 | 0 | 10 |  |  |  |  | R-454B | 3.625 | Residential & Commercial | USHP | Ducted CEE Tier 1
216782808 | Central HP <5.4 tons | FRASER-JOHNSTON | HRCU-A-CB (Split System: Heat Pump with Remote Outdoor Unit-Air-Source) | HH836E2S11 |  |  | CTM48C5CFS1 | Z8ES120C20LMPS1 | 34200 | 19 | 9 | 32000 | 25400 | 79.38% | 2 | 0 | 11 |  |  |  |  | R-454B | 2.85 | Residential & Commercial | USHP | Ducted CEE Tier 1
214807753 | Central HP <5.4 tons | FRASER-JOHNSTON | HRCU-A-CB (Split System: Heat Pump with Remote Outdoor Unit-Air-Source) | HH836E2S11 |  |  | CTU36B5XDS1+TXV | Z8ET080B12LMPS1 | 33200 | 19 | 9 | 30400 | 24800 | 81.58% | 2 | 0 | 11.7 |  |  |  |  | R-454B | 2.7667 | Residential & Commercial | USHP | Ducted CEE Tier 1
214595074 | Central HP <5.4 tons | COLEMAN | HRCU-A-CB (Split System: Heat Pump with Remote Outdoor Unit-Air-Source) | HH836E2S11 |  |  | CTF48C5CFS1 | Z8ES080C20SMPS1 | 34200 | 19 | 9 | 32000 | 25400 | 79.38% | 2 | 0 | 11 |  |  |  |  | R-454B | 2.85 | Residential & Commercial | USHP | Ducted CEE Tier 1
216508751 | Central HP <5.4 tons | COLEMAN | HRCU-A-CB (Split System: Heat Pump with Remote Outdoor Unit-Air-Source) | HH836E2S11 |  |  | CTF30A5ADS1 | TM8Y060A12MP11 | 32600 | 18 | 8.5 | 30600 | 25200 | 82.35% | 2 | 0 | 11 |  |  |  |  | R-454B | 2.7167 | Residential & Commercial | USHP | Ducted CEE Tier 1
214609180 | Central HP <5.4 tons | COLEMAN | HRCU-A-CB (Split System: Heat Pump with Remote Outdoor Unit-Air-Source) | HH824E2S11 |  |  | CTM30B5ACS1 | Z9ES060B12SMPS1 | 23000 | 17 | 9.5 | 23000 | 19200 | 83.48% | 2 | 0 | 11.7 |  |  |  |  | R-454B | 1.9167 | Residential & Commercial | USHP | Ducted CEE Tier 1
214397112 | Central HP <5.4 tons | FRASER-JOHNSTON | HRCU-A-CB (Split System: Heat Pump with Remote Outdoor Unit-Air-Source) | HH824E2S11 |  |  | CTF36B5ADS1 | TM9E080B12MP12 | 23000 | 18 | 9.5 | 23000 | 18800 | 81.74% | 2 | 0 | 12 |  |  |  |  | R-454B | 1.9167 | Residential & Commercial | USHP | Ducted CEE Tier 1
214397196 | Central HP <5.4 tons | FRASER-JOHNSTON | HRCU-A-CB (Split System: Heat Pump with Remote Outdoor Unit-Air-Source) | HH860E2S11 |  |  | CTF60D5CHS1 | TM9E120D20MP12 | 53500 | 19 | 8.5 | 54500 | 39500 | 72.48% | 2 | 0 | 11 |  |  |  |  | R-454B | 4.4583 | Residential & Commercial | USHP | Ducted CEE Tier 1
214397087 | Central HP <5.4 tons | FRASER-JOHNSTON | HRCU-A-CB (Split System: Heat Pump with Remote Outdoor Unit-Air-Source) | HH860E2S11 |  |  | CTM60C5CGS1 | TMLE100C16MP11 | 44500 | 18 | 9 | 45500 | 34200 | 75.16% | 2 | 0 | 11 |  |  |  |  | R-454B | 3.7083 | Residential & Commercial | USHP | Ducted CEE Tier 1
214396621 | Central HP <5.4 tons | FRASER-JOHNSTON | HRCU-A-CB (Split System: Heat Pump with Remote Outdoor Unit-Air-Source) | HH860E2S11 |  |  | CTF60D5CGS1 | TM8E130D20MP11 | 46000 | 18 | 9 | 47500 | 35200 | 74.11% | 2 | 0 | 11 |  |  |  |  | R-454B | 3.8333 | Residential & Commercial | USHP | Ducted CEE Tier 1
214396651 | Central HP <5.4 tons | FRASER-JOHNSTON | HRCU-A-CB (Split System: Heat Pump with Remote Outdoor Unit-Air-Source) | HH860E2S11 |  |  | CTM60C5CGS1 | TPLC100C16MP13 | 44000 | 18 | 9 | 44500 | 33600 | 75.51% | 2 | 0 | 11.7 |  |  |  |  | R-454B | 3.6667 | Residential & Commercial | USHP | Ducted CEE Tier 1
213771072 | Central HP <5.4 tons | KEEPRITE | HRCU-A-CB (Split System: Heat Pump with Remote Outdoor Unit-Air-Source) | CVH825GKA2* |  |  | EA*4X37L17A*+WALLCON | *95CSU0601716B* | 24200 | 16.5 | 8.1 | 21400 | 16700 | 78.04% | 2 | 0 | 10.5 |  |  |  |  | R-410A | 2.0167 | Residential & Commercial | USHP | Ducted CEE Tier 1
213771172 | Central HP <5.4 tons | KEEPRITE | HRCU-A-CB (Split System: Heat Pump with Remote Outdoor Unit-Air-Source) | CVH825GKA2* |  |  | EA*4X37L21A*+WALLCON | *80CTL1102120B* | 24400 | 17 | 8.5 | 21200 | 16600 | 78.3% | 2.04 | 0 | 11 |  |  |  |  | R-410A | 2.0333 | Residential & Commercial | USHP | Ducted CEE Tier 1
214609175 | Central HP <5.4 tons | COLEMAN | HRCU-A-CB (Split System: Heat Pump with Remote Outdoor Unit-Air-Source) | HH836E2S11 |  |  | CTF48C5CFS1 | Z9ES100C16SMPS1 | 35000 | 18 | 9 | 32600 | 25800 | 79.14% | 2 | 0 | 11 |  |  |  |  | R-454B | 2.9167 | Residential & Commercial | USHP | Ducted CEE Tier 1
214396393 | Central HP <5.4 tons | FRASER-JOHNSTON | HRCU-A-CB (Split System: Heat Pump with Remote Outdoor Unit-Air-Source) | HH836E2S11 |  |  | CTF36B5CDS1+JMVT12BC2N1 | 0 | 34000 | 19 | 9 | 31400 | 25600 | 81.53% | 2 | 0 | 11.7 |  |  |  |  | R-454B | 2.8333 | Residential & Commercial | USHP | Ducted CEE Tier 1
214396425 | Central HP <5.4 tons | FRASER-JOHNSTON | HRCU-A-CB (Split System: Heat Pump with Remote Outdoor Unit-Air-Source) | HH836E2S11 |  |  | CTM36B5CDS1 | TM9E060B12MP12 | 33000 | 17 | 8.5 | 31400 | 25400 | 80.89% | 2 | 0 | 11 |  |  |  |  | R-454B | 2.75 | Residential & Commercial | USHP | Ducted CEE Tier 1
214396554 | Central HP <5.4 tons | FRASER-JOHNSTON | HRCU-A-CB (Split System: Heat Pump with Remote Outdoor Unit-Air-Source) | HH836E2S11 |  |  | CTM48C5CFS1 | TL8E080C16UH11 | 33800 | 19 | 9 | 32000 | 25600 | 80% | 2 | 0 | 11 |  |  |  |  | R-454B | 2.8167 | Residential & Commercial | USHP | Ducted CEE Tier 1
214396888 | Central HP <5.4 tons | FRASER-JOHNSTON | HRCU-A-CB (Split System: Heat Pump with Remote Outdoor Unit-Air-Source) | HH836E2S11 |  |  | CTF36C5CDS1 | TL9E080C16UH11 | 33800 | 18 | 8.5 | 32000 | 26000 | 81.25% | 2 | 0 | 11 |  |  |  |  | R-454B | 2.8167 | Residential & Commercial | USHP | Ducted CEE Tier 1
214396943 | Central HP <5.4 tons | FRASER-JOHNSTON | HRCU-A-CB (Split System: Heat Pump with Remote Outdoor Unit-Air-Source) | HH836E2S11 |  |  | CTM48C5CFS1+JMVT16CC2N1 | 0 | 34000 | 19 | 9 | 31400 | 25000 | 79.62% | 2 | 0 | 11.7 |  |  |  |  | R-454B | 2.8333 | Residential & Commercial | USHP | Ducted CEE Tier 1
215662837 | Central HP <5.4 tons | BRYANT HEATING AND COOLING SYSTEMS | HRCU-A-CB (Split System: Heat Pump with Remote Outdoor Unit-Air-Source) | 290VAN036**AA* |  |  | FE5BN(B,X)C48L*+UI | 0 | 34800 | 19 | 9 | 34600 | 24600 | 71.1% | 1.96 | 0 | 11 |  |  |  |  | R-454B | 2.9 | Residential & Commercial | USHP | Ducted CEE Tier 1
215682534 | Central HP <5.4 tons | BRYANT HEATING AND COOLING SYSTEMS | HRCU-A-CB (Split System: Heat Pump with Remote Outdoor Unit-Air-Source) | 290VAN048**AA* |  |  | CVAVA6124XMA*+UI | 83*CB60100C21*** | 48500 | 19 | 9 | 50000 | 36600 | 73.2% | 2.12 | 0 | 10 |  |  |  |  | R-454B | 4.0417 | Residential & Commercial | USHP | Ducted CEE Tier 1
215674035 | Central HP <5.4 tons | BRYANT HEATING AND COOLING SYSTEMS | HRCU-A-CB (Split System: Heat Pump with Remote Outdoor Unit-Air-Source) | 290VAN048**AA* |  |  | CAA**4821AM*+UI | 88*TB60070C21*** | 44000 | 17.5 | 9 | 48500 | 34200 | 70.52% | 2.06 | 0 | 9.5 |  |  |  |  | R-454B | 3.6667 | Residential & Commercial | USHP
214807778 | Central HP <5.4 tons | FRASER-JOHNSTON | HRCU-A-CB (Split System: Heat Pump with Remote Outdoor Unit-Air-Source) | HH836E2S11 |  |  | CTU48C5XFS1+TXV | Z8ES120C16SMPS1 | 34000 | 19 | 9 | 31600 | 25200 | 79.75% | 2 | 0 | 11.7 |  |  |  |  | R-454B | 2.8333 | Residential & Commercial | USHP | Ducted CEE Tier 1
214728378 | Central HP <5.4 tons | FRASER-JOHNSTON | HRCU-A-CB (Split System: Heat Pump with Remote Outdoor Unit-Air-Source) | HH836E2S11 |  |  | CTU36B5XDS1+TXV | TPLC080B12MP13 | 33000 | 17 | 8.5 | 31000 | 25200 | 81.29% | 2 | 0 | 11 |  |  |  |  | R-454B | 2.75 | Residential & Commercial | USHP | Ducted CEE Tier 1
216619085 | Central HP <5.4 tons | DUCANE | HRCU-A-C (Split System: Heat Pump with Remote Outdoor Unit with No Indoor Fan --Air Source) | 7SCP18V24P-**A |  |  | 7E[C,U]36AX-**+TDR | 0 | 24000 | 15.2 | 8.5 | 24000 | 21000 | 87.5% | 1.8 | 0 | 11.7 |  |  |  |  | R-454B | 2 | Residential & Commercial | USHP | Ducted CEE Tier 1
216619110 | Central HP <5.4 tons | DUCANE | HRCU-A-C (Split System: Heat Pump with Remote Outdoor Unit with No Indoor Fan --Air Source) | 7SCP18V60P-**A |  |  | 7ED42BX-**+TDR | 0 | 47500 | 15.2 | 8.5 | 47500 | 39500 | 83.16% | 1.85 | 0 | 10 |  |  |  |  | R-454B | 3.9583 | Residential & Commercial | USHP | Ducted CEE Tier 1
211386209 | Central HP <5.4 tons | CHAMPION HEATING AND COOLING | HRCU-A-CB (Split System: Heat Pump with Remote Outdoor Unit-Air-Source) | HMH72B341 |  |  | XAHC48FXXN1+TXV | TL9E080C16UH11 | 33200 | 16 | 8.5 | 32400 | 23600 | 72.84% | 2.04 | 0 | 9 |  |  |  |  | R-410A | 2.7667 | Residential & Commercial | USHP
216785473 | Central HP <5.4 tons | FRASER-JOHNSTON | HRCU-A-CB (Split System: Heat Pump with Remote Outdoor Unit-Air-Source) | HH860E2S11 |  |  | CTF60C5CHS1 | Z8ES080C20LMPS1 | 54000 | 19 | 9 | 54000 | 39000 | 72.22% | 2 | 0 | 11.7 |  |  |  |  | R-454B | 4.5 | Residential & Commercial | USHP | Ducted CEE Tier 1
216782515 | Central HP <5.4 tons | FRASER-JOHNSTON | HRCU-A-CB (Split System: Heat Pump with Remote Outdoor Unit-Air-Source) | HH860E2S11 |  |  | CTF60C5CGS1 | Z8ES080C16LMPS1 | 44500 | 18 | 9 | 44500 | 33400 | 75.06% | 2 | 0 | 12 |  |  |  |  | R-454B | 3.7083 | Residential & Commercial | USHP | Ducted CEE Tier 1
216980384 | Central HP <5.4 tons | FRASER-JOHNSTON | HRCU-A-CB (Split System: Heat Pump with Remote Outdoor Unit-Air-Source) | HH836E2S11 |  |  | CTM36B5CDS1 | Z8ET080B12LMPS1 | 33800 | 18 | 8.5 | 31800 | 24000 | 75.47% | 2 | 0 | 11 |  |  |  |  | R-454B | 2.8167 | Residential & Commercial | USHP | Ducted CEE Tier 1
216786550 | Central HP <5.4 tons | FRASER-JOHNSTON | HRCU-A-CB (Split System: Heat Pump with Remote Outdoor Unit-Air-Source) | HH860E2S11 |  |  | CTM60D5CHS1 | Z8ES130D20LMPS1 | 54000 | 19 | 9 | 54500 | 38500 | 70.64% | 2 | 0 | 12 |  |  |  |  | R-454B | 4.5 | Residential & Commercial | USHP | Ducted CEE Tier 1
216782047 | Central HP <5.4 tons | FRASER-JOHNSTON | HRCU-A-CB (Split System: Heat Pump with Remote Outdoor Unit-Air-Source) | HH860E2S11 |  |  | CTF60C5CGS1 | Z8ES080C20LMPS1 | 44000 | 18 | 9 | 44500 | 33400 | 75.06% | 2 | 0 | 12 |  |  |  |  | R-454B | 3.6667 | Residential & Commercial | USHP | Ducted CEE Tier 1
213080903 | Central HP <5.4 tons | ACIQ | HRCU-A-CB (Split System: Heat Pump with Remote Outdoor Unit-Air-Source) | HVH837GKA** |  |  | EN(A,D,W)4X48L21**+WALLCON | *96CTN1002122A* | 32400 | 17.5 | 8.1 | 33000 | 24800 | 75.15% | 1.96 | 11.5 | 11.7 |  |  |  |  | R-410A | 2.7 | Residential & Commercial | USHP | Ducted CEE Tier 1
213080912 | Central HP <5.4 tons | ACIQ | HRCU-A-CB (Split System: Heat Pump with Remote Outdoor Unit-Air-Source) | HVH837GKA** |  |  | EA*4X37L21A*+WALLCON | *80CTL0902120A* | 32800 | 17.5 | 8.5 | 33000 | 25200 | 76.36% | 1.98 | 12 | 11.7 |  |  |  |  | R-410A | 2.7333 | Residential & Commercial | USHP | Ducted CEE Tier 1
213080923 | Central HP <5.4 tons | ACIQ | HRCU-A-CB (Split System: Heat Pump with Remote Outdoor Unit-Air-Source) | HVH825GKA3* |  |  | EA*4X37L21A*+WALLCON | *80CTL0901716A* | 24600 | 17.5 | 8.5 | 21000 | 16500 | 78.57% | 2.04 | 12 | 11.7 |  |  |  |  | R-410A | 2.05 | Residential & Commercial | USHP | Ducted CEE Tier 1
213779412 | Central HP <5.4 tons | KEEPRITE | HRCU-A-CB (Split System: Heat Pump with Remote Outdoor Unit-Air-Source) | CVH837GKA** |  |  | EA*4X48L21A*+WALLCON | *80CTL1102120B* | 32400 | 17 | 8.1 | 32400 | 24800 | 76.54% | 1.98 | 0 | 11 |  |  |  |  | R-410A | 2.7 | Residential & Commercial | USHP | Ducted CEE Tier 1
216732741 | Central HP <5.4 tons | KEEPRITE | HRCU-A-CB (Split System: Heat Pump with Remote Outdoor Unit-Air-Source) | D5CUHAH24AAK |  |  | EA*5X24M17A* | *80VSL0701716B* | 22000 | 16 | 8.5 | 21000 | 19100 | 90.95% | 1.96 | 0 | 10.5 |  |  |  |  | R-454B | 1.8333 | Residential & Commercial | USHP | Ducted CEE Tier 1
214396822 | Central HP <5.4 tons | FRASER-JOHNSTON | HRCU-A-CB (Split System: Heat Pump with Remote Outdoor Unit-Air-Source) | HH836E2S11 |  |  | CTM36B5CDS1 | TM8E100B12MP11 | 33200 | 18 | 8.5 | 31200 | 25000 | 80.13% | 2 | 0 | 11 |  |  |  |  | R-454B | 2.7667 | Residential & Commercial | USHP | Ducted CEE Tier 1
214396923 | Central HP <5.4 tons | FRASER-JOHNSTON | HRCU-A-CB (Split System: Heat Pump with Remote Outdoor Unit-Air-Source) | HH836E2S11 |  |  | CTM48C5CFS1 | TM8E080C16MP11 | 33400 | 19 | 9 | 31400 | 25400 | 80.89% | 2 | 0 | 11 |  |  |  |  | R-454B | 2.7833 | Residential & Commercial | USHP | Ducted CEE Tier 1
215681504 | Central HP <5.4 tons | BRYANT HEATING AND COOLING SYSTEMS | HRCU-A-CB (Split System: Heat Pump with Remote Outdoor Unit-Air-Source) | 290VAN048**AA* |  |  | CAA**6121AM*+UI | 987TA66100C21*** | 46000 | 18 | 9 | 47500 | 33800 | 71.16% | 2.08 | 0 | 10 |  |  |  |  | R-454B | 3.8333 | Residential & Commercial | USHP | Ducted CEE Tier 1
215681554 | Central HP <5.4 tons | BRYANT HEATING AND COOLING SYSTEMS | HRCU-A-CB (Split System: Heat Pump with Remote Outdoor Unit-Air-Source) | 290VAN048**AA* |  |  | CAA**6124AM*+UI | 987TA66100C21*** | 46000 | 18.5 | 9 | 47500 | 33600 | 70.74% | 2.06 | 0 | 10 |  |  |  |  | R-454B | 3.8333 | Residential & Commercial | USHP | Ducted CEE Tier 1
215682054 | Central HP <5.4 tons | BRYANT HEATING AND COOLING SYSTEMS | HRCU-A-CB (Split System: Heat Pump with Remote Outdoor Unit-Air-Source) | 290VAN048**AA* |  |  | CVAMA6124XMA*+UI | 83*CB60100C21*** | 48500 | 19 | 9 | 50000 | 36600 | 73.2% | 2.12 | 0 | 10 |  |  |  |  | R-454B | 4.0417 | Residential & Commercial | USHP | Ducted CEE Tier 1
215681434 | Central HP <5.4 tons | BRYANT HEATING AND COOLING SYSTEMS | HRCU-A-CB (Split System: Heat Pump with Remote Outdoor Unit-Air-Source) | 290VAN048**AA* |  |  | CAA**6121AM*+UI | 986TD60080C21*** | 46000 | 18 | 9 | 48000 | 33800 | 70.42% | 2.08 | 0 | 10 |  |  |  |  | R-454B | 3.8333 | Residential & Commercial | USHP | Ducted CEE Tier 1
216782647 | Central HP <5.4 tons | FRASER-JOHNSTON | HRCU-A-CB (Split System: Heat Pump with Remote Outdoor Unit-Air-Source) | HH860E2S11 |  |  | CTU60C5XGS1+TXV | Z8ES120C16LMPS1 | 44000 | 18 | 9 | 43500 | 33000 | 75.86% | 2 | 0 | 12 |  |  |  |  | R-454B | 3.6667 | Residential & Commercial | USHP | Ducted CEE Tier 1
214397761 | Central HP <5.4 tons | COLEMAN | HRCU-A-CB (Split System: Heat Pump with Remote Outdoor Unit-Air-Source) | HH836E2S11 |  |  | CTF36C5CDS1 | TPLC100C16MP13 | 34000 | 18 | 8.5 | 31600 | 26000 | 82.28% | 2 | 0 | 11 |  |  |  |  | R-454B | 2.8333 | Residential & Commercial | USHP | Ducted CEE Tier 1
216374712 | Central HP <5.4 tons | COLEMAN | HRCU-A-CB (Split System: Heat Pump with Remote Outdoor Unit-Air-Source) | HH836E2S11 |  |  | CTF36B5CDS1 | Z9ET080B12SMPS1 | 33400 | 18 | 8.5 | 31400 | 24000 | 76.43% | 2 | 0 | 11 |  |  |  |  | R-454B | 2.7833 | Residential & Commercial | USHP | Ducted CEE Tier 1
214397659 | Central HP <5.4 tons | COLEMAN | HRCU-A-CB (Split System: Heat Pump with Remote Outdoor Unit-Air-Source) | HH836E2S11 |  |  | JHC36B5CD2SS1 | 0 | 33000 | 19 | 8.5 | 30200 | 24800 | 82.12% | 2 | 0 | 11.7 |  |  |  |  | R-454B | 2.75 | Residential & Commercial | USHP | Ducted CEE Tier 1
214397726 | Central HP <5.4 tons | COLEMAN | HRCU-A-CB (Split System: Heat Pump with Remote Outdoor Unit-Air-Source) | HH836E2S11 |  |  | CTM36C5CDS1 | TM9E100C16MP12 | 33800 | 18 | 8.5 | 31600 | 25800 | 81.65% | 2 | 0 | 11 |  |  |  |  | R-454B | 2.8167 | Residential & Commercial | USHP | Ducted CEE Tier 1
216410933 | Central HP <5.4 tons | FRASER-JOHNSTON | HRCU-A-CB (Split System: Heat Pump with Remote Outdoor Unit-Air-Source) | HMH72B361 |  |  | XAFC36DBCN1 | Z9ET080C16SMPS1 | 35000 | 17 | 8.5 | 34600 | 25200 | 72.83% | 2.06 | 0 | 8.5 |  |  |  |  | R-410A | 2.9167 | Residential & Commercial | USHP
214242482 | Central HP <5.4 tons | KEEPRITE | HRCU-A-CB (Split System: Heat Pump with Remote Outdoor Unit-Air-Source) | CVH825GKA2* |  |  | EN(A,D)4X24L17**+WALLCON | *97CMN0801714B* | 23200 | 16 | 8.1 | 22000 | 16900 | 76.82% | 1.92 | 0 | 10.5 |  |  |  |  | R-410A | 1.9333 | Residential & Commercial | USHP | Ducted CEE Tier 1
214242902 | Central HP <5.4 tons | KEEPRITE | HRCU-A-CB (Split System: Heat Pump with Remote Outdoor Unit-Air-Source) | CVH825GKA2* |  |  | END4X42L17**+WALLCON | *95CSU0601716B* | 23800 | 16.5 | 8.1 | 21400 | 16700 | 78.04% | 1.98 | 0 | 11 |  |  |  |  | R-410A | 1.9833 | Residential & Commercial | USHP | Ducted CEE Tier 1
214395388 | Central HP <5.4 tons | COLEMAN | HRCU-A-CB (Split System: Heat Pump with Remote Outdoor Unit-Air-Source) | HH860E2S11 |  |  | JHC60C5CH2SS1 | 0 | 54000 | 19 | 9 | 54000 | 38500 | 71.3% | 2 | 0 | 11.7 |  |  |  |  | R-454B | 4.5 | Residential & Commercial | USHP | Ducted CEE Tier 1
216784952 | Central HP <5.4 tons | FRASER-JOHNSTON | HRCU-A-CB (Split System: Heat Pump with Remote Outdoor Unit-Air-Source) | HH860E2S11 |  |  | CTM60D5CGS1 | Z8ES130D20LMPS1 | 45000 | 18 | 9 | 45000 | 33600 | 74.67% | 2 | 0 | 12 |  |  |  |  | R-454B | 3.75 | Residential & Commercial | USHP | Ducted CEE Tier 1
210470074 | Central HP <5.4 tons | KENMORE | HRCU-A-CB (Split System: Heat Pump with Remote Outdoor Unit-Air-Source) | (C,H,T)VH837GKA2* |  |  | EA*4X36L21A*+WALLCON | *95CSU1002122A* | 31600 | 17.5 | 8.1 | 33000 | 24200 | 73.33% | 1.86 | 0 | 11 |  |  |  |  | R-410A | 2.6333 | Residential & Commercial | USHP | Ducted CEE Tier 1
214396559 | Central HP <5.4 tons | FRASER-JOHNSTON | HRCU-A-CB (Split System: Heat Pump with Remote Outdoor Unit-Air-Source) | HH860E2S11 |  |  | CTM60C5CGS1 | TM9Y100C16MP11 | 44000 | 18 | 9 | 44500 | 33800 | 75.96% | 2 | 0 | 11 |  |  |  |  | R-454B | 3.6667 | Residential & Commercial | USHP | Ducted CEE Tier 1
213067578 | Central HP <5.4 tons | ACIQ | HRCU-A-CB (Split System: Heat Pump with Remote Outdoor Unit-Air-Source) | HVH825GKA2* |  |  | EHD4X48AAL+WALLCON | *80CSU1002120A* | 24200 | 16 | 8.1 | 21200 | 16600 | 78.3% | 2 | 0 | 10.5 |  |  |  |  | R-410A | 2.0167 | Residential & Commercial | USHP | Ducted CEE Tier 1
213067628 | Central HP <5.4 tons | ACIQ | HRCU-A-CB (Split System: Heat Pump with Remote Outdoor Unit-Air-Source) | HVH825GKA2* |  |  | EN(A,D,W)4X48L21**+WALLCON | *95CSU1002122A* | 24200 | 17 | 8.1 | 21200 | 16600 | 78.3% | 2.02 | 0 | 11.5 |  |  |  |  | R-410A | 2.0167 | Residential & Commercial | USHP | Ducted CEE Tier 1
214396854 | Central HP <5.4 tons | FRASER-JOHNSTON | HRCU-A-CB (Split System: Heat Pump with Remote Outdoor Unit-Air-Source) | HH836E2S11 |  |  | CTF36B5CDS1+JMC12B2SN1 | 0 | 34000 | 19 | 9 | 31400 | 25600 | 81.53% | 2 | 0 | 11.7 |  |  |  |  | R-454B | 2.8333 | Residential & Commercial | USHP | Ducted CEE Tier 1
214396968 | Central HP <5.4 tons | FRASER-JOHNSTON | HRCU-A-CB (Split System: Heat Pump with Remote Outdoor Unit-Air-Source) | HH836E2S11 |  |  | CTF48C5CFS1 | TM8V100C16MP12 | 33400 | 18 | 9 | 31600 | 25400 | 80.38% | 2 | 0 | 11 |  |  |  |  | R-454B | 2.7833 | Residential & Commercial | USHP | Ducted CEE Tier 1
214396997 | Central HP <5.4 tons | FRASER-JOHNSTON | HRCU-A-CB (Split System: Heat Pump with Remote Outdoor Unit-Air-Source) | HH836E2S11 |  |  | CTM48C5CFS1 | TL9E100C20UH11 | 34000 | 18 | 9 | 32000 | 25600 | 80% | 2 | 0 | 11 |  |  |  |  | R-454B | 2.8333 | Residential & Commercial | USHP | Ducted CEE Tier 1
213770552 | Central HP <5.4 tons | KEEPRITE | HRCU-A-CB (Split System: Heat Pump with Remote Outdoor Unit-Air-Source) | CVH825GKA2* |  |  | EA*4X24L17A*+WALLCON | *97CMN0801714B* | 23200 | 16 | 8.1 | 22000 | 16800 | 76.36% | 1.9 | 0 | 10.5 |  |  |  |  | R-410A | 1.9333 | Residential & Commercial | USHP | Ducted CEE Tier 1
213770602 | Central HP <5.4 tons | KEEPRITE | HRCU-A-CB (Split System: Heat Pump with Remote Outdoor Unit-Air-Source) | CVH825GKA2* |  |  | EA*4X25L17A*+WALLCON | *80CTL0701412B* | 24400 | 16.5 | 8.5 | 21200 | 16600 | 78.3% | 2.02 | 0 | 11 |  |  |  |  | R-410A | 2.0333 | Residential & Commercial | USHP | Ducted CEE Tier 1
213770652 | Central HP <5.4 tons | KEEPRITE | HRCU-A-CB (Split System: Heat Pump with Remote Outdoor Unit-Air-Source) | CVH825GKA2* |  |  | EA*4X25L17A*+WALLCON | *97CMN0801714B* | 24200 | 16.5 | 8.1 | 21400 | 16700 | 78.04% | 2.02 | 0 | 11 |  |  |  |  | R-410A | 2.0167 | Residential & Commercial | USHP | Ducted CEE Tier 1
213770802 | Central HP <5.4 tons | KEEPRITE | HRCU-A-CB (Split System: Heat Pump with Remote Outdoor Unit-Air-Source) | CVH825GKA2* |  |  | EA*4X30L17A*+WALLCON | *96CTN0801714B* | 23400 | 16.5 | 8.1 | 21600 | 16700 | 77.31% | 1.92 | 0 | 10.5 |  |  |  |  | R-410A | 1.95 | Residential & Commercial | USHP | Ducted CEE Tier 1
214396420 | Central HP <5.4 tons | FRASER-JOHNSTON | HRCU-A-CB (Split System: Heat Pump with Remote Outdoor Unit-Air-Source) | HH836E2S11 |  |  | CTM36C5CDS1 | TMLE080C16MP11 | 33800 | 18 | 8.5 | 31400 | 25600 | 81.53% | 2 | 0 | 11 |  |  |  |  | R-454B | 2.8167 | Residential & Commercial | USHP | Ducted CEE Tier 1
215674105 | Central HP <5.4 tons | BRYANT HEATING AND COOLING SYSTEMS | HRCU-A-CB (Split System: Heat Pump with Remote Outdoor Unit-Air-Source) | 290VAN048**AA* |  |  | CAA**4821AM*+UI | 987MC42080C17*** | 44000 | 17 | 9 | 49000 | 34600 | 70.61% | 2.04 | 0 | 9 |  |  |  |  | R-454B | 3.6667 | Residential & Commercial | USHP
215674185 | Central HP <5.4 tons | BRYANT HEATING AND COOLING SYSTEMS | HRCU-A-CB (Split System: Heat Pump with Remote Outdoor Unit-Air-Source) | 290VAN048**AA* |  |  | CAA**6024AM*+UI | 88*TB60090C21*** | 45000 | 18 | 9 | 47500 | 33400 | 70.32% | 2.08 | 0 | 10 |  |  |  |  | R-454B | 3.75 | Residential & Commercial | USHP | Ducted CEE Tier 1
215674235 | Central HP <5.4 tons | BRYANT HEATING AND COOLING SYSTEMS | HRCU-A-CB (Split System: Heat Pump with Remote Outdoor Unit-Air-Source) | 290VAN048**AA* |  |  | CAA**6024AM*+UI | 987MC60060C21*** | 45000 | 17.5 | 9 | 47500 | 34000 | 71.58% | 2.06 | 0 | 9.5 |  |  |  |  | R-454B | 3.75 | Residential & Commercial | USHP
215674405 | Central HP <5.4 tons | BRYANT HEATING AND COOLING SYSTEMS | HRCU-A-CB (Split System: Heat Pump with Remote Outdoor Unit-Air-Source) | 290VAN048**AA* |  |  | CAA**6121AM*+UI | 987MC60060C21*** | 45500 | 17.5 | 9 | 48000 | 34200 | 71.25% | 2.06 | 0 | 9.5 |  |  |  |  | R-454B | 3.7917 | Residential & Commercial | USHP
215674155 | Central HP <5.4 tons | BRYANT HEATING AND COOLING SYSTEMS | HRCU-A-CB (Split System: Heat Pump with Remote Outdoor Unit-Air-Source) | 290VAN048**AA* |  |  | CAA**6024AM*+UI | 83*CA60080C21*** | 45000 | 18 | 9 | 47000 | 33400 | 71.06% | 2.08 | 0 | 10 |  |  |  |  | R-454B | 3.75 | Residential & Commercial | USHP | Ducted CEE Tier 1
214396827 | Central HP <5.4 tons | FRASER-JOHNSTON | HRCU-A-CB (Split System: Heat Pump with Remote Outdoor Unit-Air-Source) | HH836E2S11 |  |  | CTM36B5CDS1 | TMLE100B12MP11 | 33200 | 18 | 8.5 | 31200 | 25000 | 80.13% | 2 | 0 | 11 |  |  |  |  | R-454B | 2.7667 | Residential & Commercial | USHP | Ducted CEE Tier 1
214396879 | Central HP <5.4 tons | FRASER-JOHNSTON | HRCU-A-CB (Split System: Heat Pump with Remote Outdoor Unit-Air-Source) | HH836E2S11 |  |  | CTM36C5CDS1 | TPLC100C16MP13 | 34000 | 18 | 8.5 | 32000 | 26200 | 81.88% | 2 | 0 | 11 |  |  |  |  | R-454B | 2.8333 | Residential & Commercial | USHP | Ducted CEE Tier 1
214396938 | Central HP <5.4 tons | FRASER-JOHNSTON | HRCU-A-CB (Split System: Heat Pump with Remote Outdoor Unit-Air-Source) | HH836E2S11 |  |  | CTF48C5CFS1 | TMLE080C16MP11 | 33200 | 19 | 9 | 31200 | 25400 | 81.41% | 2 | 0 | 11 |  |  |  |  | R-454B | 2.7667 | Residential & Commercial | USHP | Ducted CEE Tier 1
214396988 | Central HP <5.4 tons | FRASER-JOHNSTON | HRCU-A-CB (Split System: Heat Pump with Remote Outdoor Unit-Air-Source) | HH836E2S11 |  |  | CTF48C5CFS1 | TPLC100C16MP13 | 33400 | 18 | 9 | 31600 | 25400 | 80.38% | 2 | 0 | 11 |  |  |  |  | R-454B | 2.7833 | Residential & Commercial | USHP | Ducted CEE Tier 1
213829729 | Central HP <5.4 tons | RUSSELL | HRCU-A-CB (Split System: Heat Pump with Remote Outdoor Unit-Air-Source) | SP18AZ36AJVC |  |  | TCFZ3621MEAAM | S801V1005A21UHU | 34200 | 19 | 8.5 | 34200 | 43000 | 125.7% | 2.2 | 0 | 12.5 |  |  |  |  | R-410A | 2.85 | Residential & Commercial | USHP | Ducted CEE Tier 1
213372376 | Central HP <5.4 tons | RUSSELL | HRCU-A-CB (Split System: Heat Pump with Remote Outdoor Unit-Air-Source) | SP18AZ36AJVC |  |  | TCFZ3621MEAAM | S951V0403A17UHU | 34200 | 19 | 8.5 | 34200 | 43000 | 125.7% | 2.2 | 0 | 12.5 |  |  |  |  | R-410A | 2.85 | Residential & Commercial | USHP | Ducted CEE Tier 1
214397216 | Central HP <5.4 tons | FRASER-JOHNSTON | HRCU-A-CB (Split System: Heat Pump with Remote Outdoor Unit-Air-Source) | HH836E2S11 |  |  | CTF48C5CFS1+JME12C2SN1 | 0 | 34000 | 19 | 9 | 31400 | 25200 | 80.25% | 2 | 0 | 11.7 |  |  |  |  | R-454B | 2.8333 | Residential & Commercial | USHP | Ducted CEE Tier 1
214397266 | Central HP <5.4 tons | FRASER-JOHNSTON | HRCU-A-CB (Split System: Heat Pump with Remote Outdoor Unit-Air-Source) | HH836E2S11 |  |  | CTF36C5CDS1 | TM9Y100C16MP11 | 33400 | 18 | 9 | 31000 | 25200 | 81.29% | 2 | 0 | 11 |  |  |  |  | R-454B | 2.7833 | Residential & Commercial | USHP | Ducted CEE Tier 1
214397283 | Central HP <5.4 tons | FRASER-JOHNSTON | HRCU-A-CB (Split System: Heat Pump with Remote Outdoor Unit-Air-Source) | HH836E2S11 |  |  | CTM36C5CDS1 | TL8E100C20UH11 | 33600 | 17 | 8.5 | 31000 | 25400 | 81.94% | 2 | 0 | 11.7 |  |  |  |  | R-454B | 2.8 | Residential & Commercial | USHP | Ducted CEE Tier 1
216783357 | Central HP <5.4 tons | FRASER-JOHNSTON | HRCU-A-CB (Split System: Heat Pump with Remote Outdoor Unit-Air-Source) | HH836E2S11 |  |  | CTU48C5XFS1+TXV | Z8ES080C16LMPS1 | 34400 | 19 | 9 | 32200 | 25400 | 78.88% | 2 | 0 | 11 |  |  |  |  | R-454B | 2.8667 | Residential & Commercial | USHP | Ducted CEE Tier 1
214233328 | Central HP <5.4 tons | RUSSELL | HRCU-A-CB (Split System: Heat Pump with Remote Outdoor Unit-Air-Source) | RD17AZ36AJ3N |  |  | SH3VZ4821STACN | 0 | 34200 | 18 | 8.1 | 34200 | 29400 | 85.96% | 2 | 0 | 11.7 |  |  |  |  | R-410A | 2.85 | Residential & Commercial | USHP | Ducted CEE Tier 1
216733580 | Central HP <5.4 tons | KEEPRITE | HRCU-A-CB (Split System: Heat Pump with Remote Outdoor Unit-Air-Source) | D5CUHAH24AAK |  |  | EA*5X25M17A* | *96VTN0601412B* | 22800 | 16.5 | 8.5 | 20600 | 18400 | 89.32% | 1.96 | 0 | 11 |  |  |  |  | R-454B | 1.9 | Residential & Commercial | USHP | Ducted CEE Tier 1
216733171 | Central HP <5.4 tons | KEEPRITE | HRCU-A-CB (Split System: Heat Pump with Remote Outdoor Unit-Air-Source) | D5CUHAH24AAK |  |  | EA*5X25M17A* | *80MS(N,L)0451714A* | 22800 | 15.5 | 8.5 | 20600 | 18400 | 89.32% | 1.96 | 0 | 11 |  |  |  |  | R-454B | 1.9 | Residential & Commercial | USHP | Ducted CEE Tier 1
216733191 | Central HP <5.4 tons | KEEPRITE | HRCU-A-CB (Split System: Heat Pump with Remote Outdoor Unit-Air-Source) | D5CUHAH24AAK |  |  | EA*5X25M17A* | *80MS(N,L)0701712A* | 23200 | 16.5 | 8.5 | 20800 | 18400 | 88.46% | 1.96 | 0 | 11 |  |  |  |  | R-454B | 1.9333 | Residential & Commercial | USHP | Ducted CEE Tier 1
214396510 | Central HP <5.4 tons | FRASER-JOHNSTON | HRCU-A-CB (Split System: Heat Pump with Remote Outdoor Unit-Air-Source) | HH836E2S11 |  |  | CTM48C5CFS1 | TM8Y120C20MP11 | 34600 | 19 | 9 | 32600 | 25800 | 79.14% | 2 | 0 | 11 |  |  |  |  | R-454B | 2.8833 | Residential & Commercial | USHP | Ducted CEE Tier 1
215675414 | Central HP <5.4 tons | BRYANT HEATING AND COOLING SYSTEMS | HRCU-A-CB (Split System: Heat Pump with Remote Outdoor Unit-Air-Source) | 290VAN048**AA* |  |  | CVAMA4821XMA*+UI | 935CB60080C21*** | 47000 | 18 | 9 | 50000 | 36600 | 73.2% | 1.98 | 0 | 9.5 |  |  |  |  | R-454B | 3.9167 | Residential & Commercial | USHP
215675464 | Central HP <5.4 tons | BRYANT HEATING AND COOLING SYSTEMS | HRCU-A-CB (Split System: Heat Pump with Remote Outdoor Unit-Air-Source) | 290VAN048**AA* |  |  | CVAMA4821XMA*+UI | 986TD42080C17*** | 46500 | 18 | 9 | 50000 | 35600 | 71.2% | 2 | 0 | 9.5 |  |  |  |  | R-454B | 3.875 | Residential & Commercial | USHP
215675784 | Central HP <5.4 tons | BRYANT HEATING AND COOLING SYSTEMS | HRCU-A-CB (Split System: Heat Pump with Remote Outdoor Unit-Air-Source) | 290VAN048**AA* |  |  | CVAMA6021XMA*+UI | 987MC60060C21*** | 47500 | 18.5 | 9 | 50000 | 37200 | 74.4% | 1.98 | 0 | 10 |  |  |  |  | R-454B | 3.9583 | Residential & Commercial | USHP | Ducted CEE Tier 1
213785070 | Central HP <5.4 tons | BRYANT HEATING AND COOLING SYSTEMS | HRCU-A-CB (Split System: Heat Pump with Remote Outdoor Unit-Air-Source) | 284ANV024*0**B* |  |  | CAP**3617AL*+UI | 88*TB36070C14*** | 23000 | 20 | 10 | 26600 | 19900 | 74.81% | 2.4 | 0 | 12.5 |  |  |  |  | R-410A | 1.9167 | Residential & Commercial | USHP | Ducted CEE Tier 1
213080930 | Central HP <5.4 tons | ACIQ | HRCU-A-CB (Split System: Heat Pump with Remote Outdoor Unit-Air-Source) | HVH837GKA2* |  |  | EA*4X43L21A*+WALLCON | *80CTL0701716A* | 32800 | 17.5 | 8.5 | 33000 | 25200 | 76.36% | 1.98 | 11 | 11.7 |  |  |  |  | R-410A | 2.7333 | Residential & Commercial | USHP | Ducted CEE Tier 1
216782188 | Central HP <5.4 tons | FRASER-JOHNSTON | HRCU-A-CB (Split System: Heat Pump with Remote Outdoor Unit-Air-Source) | HH824E2S11 |  |  | CTU36B5XDS1+TXV | Z8ES080B12LMPS1 | 23000 | 19 | 9.5 | 23000 | 18600 | 80.87% | 2 | 0 | 12 |  |  |  |  | R-454B | 1.9167 | Residential & Commercial | USHP | Ducted CEE Tier 1
213080946 | Central HP <5.4 tons | ACIQ | HRCU-A-CB (Split System: Heat Pump with Remote Outdoor Unit-Air-Source) | HVH837GKA2* |  |  | EN(A,D,W)4X48L21**+WALLCON | *80CTL0902120A* | 32400 | 17.5 | 8.1 | 33000 | 24800 | 75.15% | 1.96 | 12 | 11.7 |  |  |  |  | R-410A | 2.7 | Residential & Commercial | USHP | Ducted CEE Tier 1
213080987 | Central HP <5.4 tons | ACIQ | HRCU-A-CB (Split System: Heat Pump with Remote Outdoor Unit-Air-Source) | HVH837GKA2* |  |  | EA*4X61L24A*+WALLCON | *96CTN1202422A* | 33200 | 18 | 8.5 | 32000 | 24800 | 77.5% | 2 | 0 | 12 |  |  |  |  | R-410A | 2.7667 | Residential & Commercial | USHP | Ducted CEE Tier 1
214719993 | Central HP <5.4 tons | FRASER-JOHNSTON | HRCU-A-CB (Split System: Heat Pump with Remote Outdoor Unit-Air-Source) | HH836E2S11 |  |  | CTU48C5XFS1+TXV | TM8E100C20MP11 | 34400 | 17 | 8.5 | 32600 | 25800 | 79.14% | 2 | 0 | 11 |  |  |  |  | R-454B | 2.8667 | Residential & Commercial | USHP | Ducted CEE Tier 1
214720228 | Central HP <5.4 tons | FRASER-JOHNSTON | HRCU-A-CB (Split System: Heat Pump with Remote Outdoor Unit-Air-Source) | HH836E2S11 |  |  | CTU48C5XFS1+TXV | Z8ES100C16SMPS1 | 34000 | 19 | 9 | 31600 | 25200 | 79.75% | 2 | 0 | 11 |  |  |  |  | R-454B | 2.8333 | Residential & Commercial | USHP | Ducted CEE Tier 1
211398719 | Central HP <5.4 tons | CHAMPION HEATING AND COOLING | HRCU-A-CB (Split System: Heat Pump with Remote Outdoor Unit-Air-Source) | HMH72B341 |  |  | XAFC48FBCN1 | TMLE100B12MP11 | 33400 | 17 | 8.5 | 32400 | 23800 | 73.46% | 2.06 | 0 | 9.5 |  |  |  |  | R-410A | 2.7833 | Residential & Commercial | USHP
211398896 | Central HP <5.4 tons | CHAMPION HEATING AND COOLING | HRCU-A-CB (Split System: Heat Pump with Remote Outdoor Unit-Air-Source) | HMH72B341 |  |  | XAFD48FBCN1 | TMLE080C16MP11 | 33400 | 17 | 8.5 | 32200 | 23400 | 72.67% | 2.06 | 0 | 9.5 |  |  |  |  | R-410A | 2.7833 | Residential & Commercial | USHP
211397558 | Central HP <5.4 tons | CHAMPION HEATING AND COOLING | HRCU-A-CB (Split System: Heat Pump with Remote Outdoor Unit-Air-Source) | HMH72B341 |  |  | XAFD48FXXN1+TXV | TMLV100C16MP12 | 34000 | 16.5 | 8.5 | 33000 | 24400 | 73.94% | 2.1 | 0 | 9 |  |  |  |  | R-410A | 2.8333 | Residential & Commercial | USHP
211398026 | Central HP <5.4 tons | CHAMPION HEATING AND COOLING | HRCU-A-CB (Split System: Heat Pump with Remote Outdoor Unit-Air-Source) | HMH72B341 |  |  | XAFC48FXXN1+TXV | TPLC080B12MP13 | 33000 | 16 | 8.1 | 32600 | 24000 | 73.62% | 2.02 | 0 | 9 |  |  |  |  | R-410A | 2.75 | Residential & Commercial | USHP
211397317 | Central HP <5.4 tons | CHAMPION HEATING AND COOLING | HRCU-A-CB (Split System: Heat Pump with Remote Outdoor Unit-Air-Source) | HMH72B341 |  |  | XAHD48FBCN1 | TMLV100C16MP12 | 33600 | 16 | 8.5 | 32400 | 23800 | 73.46% | 2.06 | 0 | 9 |  |  |  |  | R-410A | 2.8 | Residential & Commercial | USHP
211394884 | Central HP <5.4 tons | CHAMPION HEATING AND COOLING | HRCU-A-CB (Split System: Heat Pump with Remote Outdoor Unit-Air-Source) | HMH72B341 |  |  | XAFD48FBCN1 | TP9C100C16MP13 | 33800 | 16.5 | 8.5 | 32400 | 23600 | 72.84% | 2.08 | 0 | 9.5 |  |  |  |  | R-410A | 2.8167 | Residential & Commercial | USHP
214421523 | Central HP <5.4 tons | FRASER-JOHNSTON | HRCU-A-CB (Split System: Heat Pump with Remote Outdoor Unit-Air-Source) | HH836E2S11 |  |  | CTM48C5CFS1+JMET12CS2N1 | 0 | 33800 | 19 | 9 | 31600 | 25200 | 79.75% | 2 | 0 | 11.7 |  |  |  |  | R-454B | 2.8167 | Residential & Commercial | USHP | Ducted CEE Tier 1
213081030 | Central HP <5.4 tons | ACIQ | HRCU-A-CB (Split System: Heat Pump with Remote Outdoor Unit-Air-Source) | HVH837GKA** |  |  | EN(A,D,W)4X48L21**+WALLCON | *80CSU0601716A* | 32400 | 17 | 8.1 | 33000 | 24800 | 75.15% | 1.94 | 0 | 11.7 |  |  |  |  | R-410A | 2.7 | Residential & Commercial | USHP | Ducted CEE Tier 1
213081039 | Central HP <5.4 tons | ACIQ | HRCU-A-CB (Split System: Heat Pump with Remote Outdoor Unit-Air-Source) | HVH837GKA** |  |  | EN(A,D,W)4X60L24**+WALLCON | *97CMN1202422A* | 32800 | 17.5 | 8.1 | 32200 | 24800 | 77.02% | 1.96 | 0 | 11.7 |  |  |  |  | R-410A | 2.7333 | Residential & Commercial | USHP | Ducted CEE Tier 1
216782742 | Central HP <5.4 tons | FRASER-JOHNSTON | HRCU-A-CB (Split System: Heat Pump with Remote Outdoor Unit-Air-Source) | HH836E2S11 |  |  | CTF48C5CFS1 | Z8ES080C20LMPS1 | 34200 | 19 | 9 | 32000 | 25400 | 79.38% | 2 | 0 | 11 |  |  |  |  | R-454B | 2.85 | Residential & Commercial | USHP | Ducted CEE Tier 1
216784480 | Central HP <5.4 tons | FRASER-JOHNSTON | HRCU-A-CB (Split System: Heat Pump with Remote Outdoor Unit-Air-Source) | HH836E2S11 |  |  | CTF36C5CDS1 | Z8ES120C16LMPS1 | 34400 | 18 | 8.5 | 31600 | 25800 | 81.65% | 2 | 0 | 11.7 |  |  |  |  | R-454B | 2.8667 | Residential & Commercial | USHP | Ducted CEE Tier 1
216785657 | Central HP <5.4 tons | FRASER-JOHNSTON | HRCU-A-CB (Split System: Heat Pump with Remote Outdoor Unit-Air-Source) | HH836E2S11 |  |  | CTF48C5CFS1 | Z8ES100C20LMPS1 | 34400 | 19 | 9 | 32000 | 25400 | 79.38% | 2 | 0 | 11 |  |  |  |  | R-454B | 2.8667 | Residential & Commercial | USHP | Ducted CEE Tier 1
214075574 | Central HP <5.4 tons | RUSSELL | HRCU-A-CB (Split System: Heat Pump with Remote Outdoor Unit-Air-Source) | RD17AZ24AJ3N |  |  | TCFZ2417MTANM | S801V0503A14UH | 22600 | 17 | 9.5 | 22600 | 16900 | 74.78% | 2 | 0 | 11.2 |  |  |  |  | R-410A | 1.8833 | Residential & Commercial | USHP | Ducted CEE Tier 1
214075431 | Central HP <5.4 tons | RUSSELL | HRCU-A-CB (Split System: Heat Pump with Remote Outdoor Unit-Air-Source) | RD17AZ24AJ3N |  |  | TCFZ2417MTANM | S802VA050317M | 22600 | 17 | 9.5 | 22600 | 16900 | 74.78% | 2 | 0 | 11.2 |  |  |  |  | R-410A | 1.8833 | Residential & Commercial | USHP | Ducted CEE Tier 1
214075472 | Central HP <5.4 tons | RUSSELL | HRCU-A-CB (Split System: Heat Pump with Remote Outdoor Unit-Air-Source) | RD17AZ24AJ3N |  |  | TCFZ2417MTANM | S951V0703A17M4S | 22600 | 17 | 9.5 | 22600 | 16900 | 74.78% | 2 | 0 | 11.2 |  |  |  |  | R-410A | 1.8833 | Residential & Commercial | USHP | Ducted CEE Tier 1
213080932 | Central HP <5.4 tons | ACIQ | HRCU-A-CB (Split System: Heat Pump with Remote Outdoor Unit-Air-Source) | HVH837GKA2* |  |  | EA*4X43L21A*+WALLCON | *97CMN1002122A* | 33000 | 17.5 | 8.5 | 33000 | 25200 | 76.36% | 2 | 12 | 11.7 |  |  |  |  | R-410A | 2.75 | Residential & Commercial | USHP | Ducted CEE Tier 1
213080937 | Central HP <5.4 tons | ACIQ | HRCU-A-CB (Split System: Heat Pump with Remote Outdoor Unit-Air-Source) | HVH837GKA2* |  |  | EA*4X48L21A*+WALLCON | *96CTN1002122A* | 32400 | 17.5 | 8.5 | 32600 | 25000 | 76.69% | 1.98 | 12 | 11.7 |  |  |  |  | R-410A | 2.7 | Residential & Commercial | USHP | Ducted CEE Tier 1
216786390 | Central HP <5.4 tons | FRASER-JOHNSTON | HRCU-A-CB (Split System: Heat Pump with Remote Outdoor Unit-Air-Source) | HH836E2S11 |  |  | CTF36B5CDS1 | Z8ES080B12LMPS1 | 33200 | 18 | 8.5 | 30400 | 24800 | 81.58% | 2 | 0 | 11.7 |  |  |  |  | R-454B | 2.7667 | Residential & Commercial | USHP | Ducted CEE Tier 1
215936911 | Central HP <5.4 tons | KEEPRITE | HRCU-A-CB (Split System: Heat Pump with Remote Outdoor Unit-Air-Source) | C5H3V36*K*AAA* |  |  | EVD5X61M21A*+WALLCON | *97CMN0801714B* | 35600 | 21.5 | 8.5 | 38000 | 28800 | 75.79% | 2.04 | 0 | 12 |  |  |  |  | R-454B | 2.9667 | Residential & Commercial | USHP | Ducted CEE Tier 1
215936411 | Central HP <5.4 tons | KEEPRITE | HRCU-A-CB (Split System: Heat Pump with Remote Outdoor Unit-Air-Source) | C5H3V36*K*AAA* |  |  | EVD5X48M24A*+WALLCON | *96CTN1002122B* | 35000 | 21.5 | 8.5 | 38000 | 28200 | 74.21% | 2.02 | 0 | 12 |  |  |  |  | R-454B | 2.9167 | Residential & Commercial | USHP | Ducted CEE Tier 1
214396530 | Central HP <5.4 tons | FRASER-JOHNSTON | HRCU-A-CB (Split System: Heat Pump with Remote Outdoor Unit-Air-Source) | HH836E2S11 |  |  | CTM48C5CFS1 | TMLV100C16MP12 | 33000 | 19 | 9 | 31200 | 25200 | 80.77% | 2 | 0 | 11 |  |  |  |  | R-454B | 2.75 | Residential & Commercial | USHP | Ducted CEE Tier 1
214396847 | Central HP <5.4 tons | FRASER-JOHNSTON | HRCU-A-CB (Split System: Heat Pump with Remote Outdoor Unit-Air-Source) | HH836E2S11 |  |  | CTF36B5CDS1 | TP9C060B12MP13 | 33000 | 17 | 8.5 | 31000 | 25200 | 81.29% | 2 | 0 | 11 |  |  |  |  | R-454B | 2.75 | Residential & Commercial | USHP | Ducted CEE Tier 1
214396864 | Central HP <5.4 tons | FRASER-JOHNSTON | HRCU-A-CB (Split System: Heat Pump with Remote Outdoor Unit-Air-Source) | HH836E2S11 |  |  | CTM36C5CDS1 | TM8V080C16MP12 | 34000 | 18 | 8.5 | 32000 | 26200 | 81.88% | 2 | 0 | 11 |  |  |  |  | R-454B | 2.8333 | Residential & Commercial | USHP | Ducted CEE Tier 1
211386247 | Central HP <5.4 tons | CHAMPION HEATING AND COOLING | HRCU-A-CB (Split System: Heat Pump with Remote Outdoor Unit-Air-Source) | HMH72B341 |  |  | XAFD48FBCN1 | TL9E080C16UH11 | 34000 | 16.5 | 8.5 | 32800 | 24200 | 73.78% | 2.08 | 0 | 9 |  |  |  |  | R-410A | 2.8333 | Residential & Commercial | USHP
211385946 | Central HP <5.4 tons | CHAMPION HEATING AND COOLING | HRCU-A-CB (Split System: Heat Pump with Remote Outdoor Unit-Air-Source) | HMH72B341 |  |  | XAHC48FBCN1 | TM8E080B12MP11 | 32800 | 16.5 | 8.1 | 32400 | 23800 | 73.46% | 2 | 0 | 9 |  |  |  |  | R-410A | 2.7333 | Residential & Commercial | USHP
214066577 | Central HP <5.4 tons | RUSSELL | HRCU-A-CB (Split System: Heat Pump with Remote Outdoor Unit-Air-Source) | RD17AZ36AJ3N |  |  | TCFZ3621MTANM | S801V0504A17UHU | 34200 | 18 | 8.1 | 34200 | 29800 | 87.13% | 1.9 | 0 | 10 |  |  |  |  | R-410A | 2.85 | Residential & Commercial | USHP | Ducted CEE Tier 1
211394936 | Central HP <5.4 tons | CHAMPION HEATING AND COOLING | HRCU-A-CB (Split System: Heat Pump with Remote Outdoor Unit-Air-Source) | HMH72B341 |  |  | XAFC48FBCN1 | TM9V100C16MP12 | 33800 | 16.5 | 8.5 | 32400 | 23800 | 73.46% | 2.08 | 0 | 9.5 |  |  |  |  | R-410A | 2.8167 | Residential & Commercial | USHP
214397271 | Central HP <5.4 tons | FRASER-JOHNSTON | HRCU-A-CB (Split System: Heat Pump with Remote Outdoor Unit-Air-Source) | HH836E2S11 |  |  | CTF36C5CDS1 | TM9V080C16MP12 | 33800 | 18 | 8.5 | 31800 | 26000 | 81.76% | 2 | 0 | 11 |  |  |  |  | R-454B | 2.8167 | Residential & Commercial | USHP | Ducted CEE Tier 1
214397246 | Central HP <5.4 tons | FRASER-JOHNSTON | HRCU-A-CB (Split System: Heat Pump with Remote Outdoor Unit-Air-Source) | HH836E2S11 |  |  | CTF36B5CDS1 | TMLE100B12MP11 | 33200 | 18 | 8.5 | 31200 | 25200 | 80.77% | 2 | 0 | 11 |  |  |  |  | R-454B | 2.7667 | Residential & Commercial | USHP | Ducted CEE Tier 1
214396403 | Central HP <5.4 tons | FRASER-JOHNSTON | HRCU-A-CB (Split System: Heat Pump with Remote Outdoor Unit-Air-Source) | HH836E2S11 |  |  | CTF36C5CDS1 | TM9V100C20MP12 | 34600 | 18 | 8.5 | 33000 | 27200 | 82.42% | 2 | 0 | 10 |  |  |  |  | R-454B | 2.8833 | Residential & Commercial | USHP | Ducted CEE Tier 1
214396903 | Central HP <5.4 tons | FRASER-JOHNSTON | HRCU-A-CB (Split System: Heat Pump with Remote Outdoor Unit-Air-Source) | HH836E2S11 |  |  | CTM36C5CDS1 | TM9E080C20MP12 | 34400 | 17 | 8.5 | 32600 | 26600 | 81.6% | 2 | 0 | 11 |  |  |  |  | R-454B | 2.8667 | Residential & Commercial | USHP | Ducted CEE Tier 1
214396383 | Central HP <5.4 tons | FRASER-JOHNSTON | HRCU-A-CB (Split System: Heat Pump with Remote Outdoor Unit-Air-Source) | HH836E2S11 |  |  | CTM48C5CFS1 | TM8Y080C16MP11 | 33800 | 19 | 9 | 31800 | 25400 | 79.87% | 2 | 0 | 11 |  |  |  |  | R-454B | 2.8167 | Residential & Commercial | USHP | Ducted CEE Tier 1
214396460 | Central HP <5.4 tons | FRASER-JOHNSTON | HRCU-A-CB (Split System: Heat Pump with Remote Outdoor Unit-Air-Source) | HH836E2S11 |  |  | CTF36C5CDS1 | TM8Y120C20MP11 | 33600 | 18 | 8.5 | 31000 | 25200 | 81.29% | 2 | 0 | 11.7 |  |  |  |  | R-454B | 2.8 | Residential & Commercial | USHP | Ducted CEE Tier 1
214396787 | Central HP <5.4 tons | FRASER-JOHNSTON | HRCU-A-CB (Split System: Heat Pump with Remote Outdoor Unit-Air-Source) | HH836E2S11 |  |  | CTM36C5CDS1 | TM8Y100C16MP11 | 33600 | 18 | 8.5 | 31400 | 25200 | 80.25% | 2 | 0 | 11 |  |  |  |  | R-454B | 2.8 | Residential & Commercial | USHP | Ducted CEE Tier 1
216786361 | Central HP <5.4 tons | FRASER-JOHNSTON | HRCU-A-CB (Split System: Heat Pump with Remote Outdoor Unit-Air-Source) | HH860E2S11 |  |  | CTM60C5CGS1 | Z8ES080C16LMPS1 | 44500 | 18 | 9 | 44500 | 33400 | 75.06% | 2 | 0 | 12 |  |  |  |  | R-454B | 3.7083 | Residential & Commercial | USHP | Ducted CEE Tier 1
216786534 | Central HP <5.4 tons | FRASER-JOHNSTON | HRCU-A-CB (Split System: Heat Pump with Remote Outdoor Unit-Air-Source) | HH860E2S11 |  |  | CTU60D5XHS1+TXV | Z8ES130D20LMPS1 | 54000 | 19 | 9 | 53500 | 38500 | 71.96% | 2 | 0 | 12 |  |  |  |  | R-454B | 4.5 | Residential & Commercial | USHP | Ducted CEE Tier 1
214397320 | Central HP <5.4 tons | FRASER-JOHNSTON | HRCU-A-CB (Split System: Heat Pump with Remote Outdoor Unit-Air-Source) | HH836E2S11 |  |  | JHC42C5CF2SS1 | 0 | 34400 | 19 | 9 | 31600 | 25000 | 79.11% | 2 | 0 | 11.7 |  |  |  |  | R-454B | 2.8667 | Residential & Commercial | USHP | Ducted CEE Tier 1
214397231 | Central HP <5.4 tons | FRASER-JOHNSTON | HRCU-A-CB (Split System: Heat Pump with Remote Outdoor Unit-Air-Source) | HH836E2S11 |  |  | CTM36C5CDS1 | TM8Y100C20MP11 | 33400 | 17 | 8.5 | 30800 | 25200 | 81.82% | 2 | 0 | 11.7 |  |  |  |  | R-454B | 2.7833 | Residential & Commercial | USHP | Ducted CEE Tier 1
214396953 | Central HP <5.4 tons | FRASER-JOHNSTON | HRCU-A-CB (Split System: Heat Pump with Remote Outdoor Unit-Air-Source) | HH836E2S11 |  |  | CTF48C5CFS1 | TMLE120C20MP11 | 34400 | 17 | 8.5 | 32400 | 25600 | 79.01% | 2 | 0 | 11 |  |  |  |  | R-454B | 2.8667 | Residential & Commercial | USHP | Ducted CEE Tier 1
216786376 | Central HP <5.4 tons | FRASER-JOHNSTON | HRCU-A-CB (Split System: Heat Pump with Remote Outdoor Unit-Air-Source) | HH836E2S11 |  |  | CTF36C5CDS1 | Z8ES100C16LMPS1 | 34400 | 18 | 8.5 | 31800 | 26000 | 81.76% | 2 | 0 | 11.7 |  |  |  |  | R-454B | 2.8667 | Residential & Commercial | USHP | Ducted CEE Tier 1
216619102 | Central HP <5.4 tons | DUCANE | HRCU-A-C (Split System: Heat Pump with Remote Outdoor Unit with No Indoor Fan --Air Source) | 7SCP18V36P-**A |  |  | 7ED30/36BX-**+TDR | 0 | 33400 | 15.2 | 8.1 | 34000 | 29000 | 85.29% | 1.8 | 0 | 10 |  |  |  |  | R-454B | 2.7833 | Residential & Commercial | USHP | Ducted CEE Tier 1
214240050 | Central HP <5.4 tons | KEEPRITE | HRCU-A-CB (Split System: Heat Pump with Remote Outdoor Unit-Air-Source) | CVH837GKA** |  |  | EN(A,D,W)4X60L24**+WALLCON | *80CTL1102120B* | 32800 | 17.5 | 8.1 | 32200 | 24600 | 76.4% | 1.96 | 0 | 12 |  |  |  |  | R-410A | 2.7333 | Residential & Commercial | USHP | Ducted CEE Tier 1
213080929 | Central HP <5.4 tons | ACIQ | HRCU-A-CB (Split System: Heat Pump with Remote Outdoor Unit-Air-Source) | HVH837GKA2* |  |  | EA*4X42L21A*+WALLCON | *80CTL0901716A* | 31800 | 17.5 | 8.5 | 33000 | 24400 | 73.94% | 1.9 | 12 | 11.7 |  |  |  |  | R-410A | 2.65 | Residential & Commercial | USHP | Ducted CEE Tier 1
214398110 | Central HP <5.4 tons | COLEMAN | HRCU-A-CB (Split System: Heat Pump with Remote Outdoor Unit-Air-Source) | HH836E2S11 |  |  | CTM36B5CDS1 | TM8V080B12MP12 | 32800 | 17 | 8.5 | 30800 | 25200 | 81.82% | 2 | 0 | 11 |  |  |  |  | R-454B | 2.7333 | Residential & Commercial | USHP | Ducted CEE Tier 1
214398211 | Central HP <5.4 tons | COLEMAN | HRCU-A-CB (Split System: Heat Pump with Remote Outdoor Unit-Air-Source) | HH836E2S11 |  |  | CTF48C5CFS1 | TM9Y080C16MP11 | 32800 | 19 | 9 | 31000 | 25200 | 81.29% | 2 | 0 | 11 |  |  |  |  | R-454B | 2.7333 | Residential & Commercial | USHP | Ducted CEE Tier 1
214398612 | Central HP <5.4 tons | COLEMAN | HRCU-A-CB (Split System: Heat Pump with Remote Outdoor Unit-Air-Source) | HH836E2S11 |  |  | CTM48C5CFS1 | TM9E080C16MP12 | 33800 | 19 | 9 | 32000 | 25400 | 79.38% | 2 | 0 | 11 |  |  |  |  | R-454B | 2.8167 | Residential & Commercial | USHP | Ducted CEE Tier 1
216374676 | Central HP <5.4 tons | COLEMAN | HRCU-A-CB (Split System: Heat Pump with Remote Outdoor Unit-Air-Source) | HH836E2S11 |  |  | CTF48C5CFS1 | Z9ET080C16SMPS1 | 33800 | 19 | 9.5 | 32400 | 24200 | 74.69% | 2 | 0 | 11 |  |  |  |  | R-454B | 2.8167 | Residential & Commercial | USHP | Ducted CEE Tier 1
216782128 | Central HP <5.4 tons | FRASER-JOHNSTON | HRCU-A-CB (Split System: Heat Pump with Remote Outdoor Unit-Air-Source) | HH836E2S11 |  |  | CTF48C5CFS1 | Z8ES100C16LMPS1 | 34000 | 19 | 9 | 31600 | 25200 | 79.75% | 2 | 0 | 11 |  |  |  |  | R-454B | 2.8333 | Residential & Commercial | USHP | Ducted CEE Tier 1
216786405 | Central HP <5.4 tons | FRASER-JOHNSTON | HRCU-A-CB (Split System: Heat Pump with Remote Outdoor Unit-Air-Source) | HH836E2S11 |  |  | CTU36B5XDS1+TXV | Z8ES080B12LMPS1 | 33200 | 18 | 8.5 | 30400 | 24800 | 81.58% | 2 | 0 | 11.7 |  |  |  |  | R-454B | 2.7667 | Residential & Commercial | USHP | Ducted CEE Tier 1
213297678 | Central HP <5.4 tons | COLEMAN | HRCU-A-CB (Split System: Heat Pump with Remote Outdoor Unit-Air-Source) | HMH72B341 |  |  | XAFC36DXXN1+TXV | Z9ET100C16SMPS1 | 34000 | 18.5 | 8.1 | 33400 | 24400 | 73.05% | 2.08 | 0 | 10 |  |  |  |  | R-410A | 2.8333 | Residential & Commercial | USHP | Ducted CEE Tier 1
214594999 | Central HP <5.4 tons | COLEMAN | HRCU-A-CB (Split System: Heat Pump with Remote Outdoor Unit-Air-Source) | HH836E2S11 |  |  | CTM36B5CDS1 | Z8ES100B12SMPS1 | 33200 | 18 | 8.5 | 30600 | 25000 | 81.7% | 2 | 0 | 11 |  |  |  |  | R-454B | 2.7667 | Residential & Commercial | USHP | Ducted CEE Tier 1
213080784 | Central HP <5.4 tons | KEEPRITE | HRCU-A-CB (Split System: Heat Pump with Remote Outdoor Unit-Air-Source) | DLCURAH36ABK |  |  | EA*4X36L21A* | *95MSU0802120A* | 35000 | 16 | 8.1 | 38500 | 35200 | 91.43% | 1.82 | 0 | 9.5 |  |  |  |  | R-410A | 2.9167 | Residential & Commercial | USHP
216374743 | Central HP <5.4 tons | COLEMAN | HRCU-A-CB (Split System: Heat Pump with Remote Outdoor Unit-Air-Source) | HH824E2S11 |  |  | CTF30B5ACS1 | Z9ET080B12SMPS1 | 23000 | 18 | 9.5 | 23000 | 18100 | 78.7% | 2 | 0 | 12 |  |  |  |  | R-454B | 1.9167 | Residential & Commercial | USHP | Ducted CEE Tier 1
216785254 | Central HP <5.4 tons | FRASER-JOHNSTON | HRCU-A-CB (Split System: Heat Pump with Remote Outdoor Unit-Air-Source) | HH824E2S11 |  |  | CTM36B5ADS1 | Z8ES080B12LMPS1 | 23000 | 18 | 9.5 | 23000 | 18600 | 80.87% | 2 | 0 | 12 |  |  |  |  | R-454B | 1.9167 | Residential & Commercial | USHP | Ducted CEE Tier 1
213770325 | Central HP <5.4 tons | CARRIER | HRCU-A-CB (Split System: Heat Pump with Remote Outdoor Unit-Air-Source) | 25VNA448A*031* |  |  | CSPH*4812AL*+UI | 58TN*B070C17**16 | 44000 | 19.5 | 8.5 | 47000 | 37000 | 78.72% | 2.16 | 0 | 10.5 |  |  |  |  | R-410A | 3.6667 | Residential & Commercial | USHP | Ducted CEE Tier 1
213080921 | Central HP <5.4 tons | ACIQ | HRCU-A-CB (Split System: Heat Pump with Remote Outdoor Unit-Air-Source) | HVH837GKA** |  |  | EN(A,D,W)4X48L21**+WALLCON | *95CSU0802120A* | 32400 | 17.5 | 8.1 | 32800 | 24800 | 75.61% | 1.96 | 12 | 11.7 |  |  |  |  | R-410A | 2.7 | Residential & Commercial | USHP | Ducted CEE Tier 1
213080948 | Central HP <5.4 tons | ACIQ | HRCU-A-CB (Split System: Heat Pump with Remote Outdoor Unit-Air-Source) | HVH837GKA2* |  |  | EN(A,D,W)4X48L21**+WALLCON | *96CTN1002122A* | 32400 | 17.5 | 8.1 | 33000 | 24800 | 75.15% | 1.96 | 11.5 | 11.7 |  |  |  |  | R-410A | 2.7 | Residential & Commercial | USHP | Ducted CEE Tier 1
213067191 | Central HP <5.4 tons | ACIQ | HRCU-A-CB (Split System: Heat Pump with Remote Outdoor Unit-Air-Source) | HVH837GKA2* |  |  | EHD4X60AAL+WALLCON | *80CTL0902120A* | 33000 | 17 | 8.1 | 32200 | 25000 | 77.64% | 2 | 0 | 11.5 |  |  |  |  | R-410A | 2.75 | Residential & Commercial | USHP | Ducted CEE Tier 1
213080940 | Central HP <5.4 tons | ACIQ | HRCU-A-CB (Split System: Heat Pump with Remote Outdoor Unit-Air-Source) | HVH837GKA2* |  |  | EA*4X48L24A*+WALLCON | *80CTL1352422A* | 32400 | 17.5 | 8.5 | 32400 | 24800 | 76.54% | 2 | 12 | 11.7 |  |  |  |  | R-410A | 2.7 | Residential & Commercial | USHP | Ducted CEE Tier 1
213080954 | Central HP <5.4 tons | ACIQ | HRCU-A-CB (Split System: Heat Pump with Remote Outdoor Unit-Air-Source) | HVH837GKA2* |  |  | EN(A,D)4X48L24**+WALLCON | *96CTN1002122A* | 32400 | 17.5 | 8.1 | 33000 | 24800 | 75.15% | 1.96 | 12 | 11.7 |  |  |  |  | R-410A | 2.7 | Residential & Commercial | USHP | Ducted CEE Tier 1
213080981 | Central HP <5.4 tons | ACIQ | HRCU-A-CB (Split System: Heat Pump with Remote Outdoor Unit-Air-Source) | HVH837GKA2* |  |  | EA*4X61L21A*+WALLCON | *80CTL0902120A* | 33200 | 18 | 8.5 | 32000 | 25000 | 78.12% | 2 | 0 | 11.7 |  |  |  |  | R-410A | 2.7667 | Residential & Commercial | USHP | Ducted CEE Tier 1
213067684 | Central HP <5.4 tons | ACIQ | HRCU-A-CB (Split System: Heat Pump with Remote Outdoor Unit-Air-Source) | HVH837GKA** |  |  | EA*4X36L21A*+WALLCON | *95CSU0802120A* | 31600 | 17 | 8.1 | 33200 | 24200 | 72.89% | 1.86 | 0 | 11 |  |  |  |  | R-410A | 2.6333 | Residential & Commercial | USHP | Ducted CEE Tier 1
213081020 | Central HP <5.4 tons | ACIQ | HRCU-A-CB (Split System: Heat Pump with Remote Outdoor Unit-Air-Source) | HVH837GKA** |  |  | EA*4X61L24A*+WALLCON | *80CTL0902120A* | 33200 | 18 | 8.5 | 32000 | 24800 | 77.5% | 2 | 0 | 12 |  |  |  |  | R-410A | 2.7667 | Residential & Commercial | USHP | Ducted CEE Tier 1
213081029 | Central HP <5.4 tons | ACIQ | HRCU-A-CB (Split System: Heat Pump with Remote Outdoor Unit-Air-Source) | HVH837GKA** |  |  | EN(A,D,W)4X48L21**+WALLCON | *80CSU0401712A* | 32400 | 17.5 | 8.1 | 33000 | 24800 | 75.15% | 1.94 | 0 | 11.7 |  |  |  |  | R-410A | 2.7 | Residential & Commercial | USHP | Ducted CEE Tier 1
214396391 | Central HP <5.4 tons | COLEMAN | HRCU-A-CB (Split System: Heat Pump with Remote Outdoor Unit-Air-Source) | HH836E2S11 |  |  | CTF36B5CDS1+JMVT12BC2N1 | 0 | 34000 | 19 | 9 | 31400 | 25600 | 81.53% | 2 | 0 | 11.7 |  |  |  |  | R-454B | 2.8333 | Residential & Commercial | USHP | Ducted CEE Tier 1
214396406 | Central HP <5.4 tons | COLEMAN | HRCU-A-CB (Split System: Heat Pump with Remote Outdoor Unit-Air-Source) | HH836E2S11 |  |  | CTF36C5CDS1 | TP9C100C20MP13 | 34600 | 18 | 8.5 | 33000 | 27200 | 82.42% | 2 | 0 | 10 |  |  |  |  | R-454B | 2.8833 | Residential & Commercial | USHP | Ducted CEE Tier 1
215936461 | Central HP <5.4 tons | KEEPRITE | HRCU-A-CB (Split System: Heat Pump with Remote Outdoor Unit-Air-Source) | C5H3V36*K*AAA* |  |  | EVD5X49M24A*+WALLCON | *80CTL1102120B* | 35600 | 22 | 8.5 | 38000 | 28400 | 74.74% | 2.04 | 0 | 12.5 |  |  |  |  | R-454B | 2.9667 | Residential & Commercial | USHP | Ducted CEE Tier 1
215936511 | Central HP <5.4 tons | KEEPRITE | HRCU-A-CB (Split System: Heat Pump with Remote Outdoor Unit-Air-Source) | C5H3V36*K*AAA* |  |  | EVD5X49M24A*+WALLCON | *97CMN0802120B* | 35400 | 21.5 | 8.5 | 38000 | 28400 | 74.74% | 2.04 | 0 | 12 |  |  |  |  | R-454B | 2.95 | Residential & Commercial | USHP | Ducted CEE Tier 1
215935791 | Central HP <5.4 tons | KEEPRITE | HRCU-A-CB (Split System: Heat Pump with Remote Outdoor Unit-Air-Source) | C5H3V36*K*AAA* |  |  | EVD5X37M21A*+WALLCON | *97CMN0601714B* | 34400 | 20.5 | 8.5 | 38000 | 27600 | 72.63% | 2.08 | 0 | 11 |  |  |  |  | R-454B | 2.8667 | Residential & Commercial | USHP | Ducted CEE Tier 1
215935841 | Central HP <5.4 tons | KEEPRITE | HRCU-A-CB (Split System: Heat Pump with Remote Outdoor Unit-Air-Source) | C5H3V36*K*AAA* |  |  | EVD5X38M17A*+WALLCON | *80CTL0701412B* | 35200 | 21.5 | 8.5 | 38500 | 29000 | 75.32% | 2.02 | 0 | 11.7 |  |  |  |  | R-454B | 2.9333 | Residential & Commercial | USHP | Ducted CEE Tier 1
214779591 | Central HP <5.4 tons | COLEMAN | HRCU-A-CB (Split System: Heat Pump with Remote Outdoor Unit-Air-Source) | HMH72B341 |  |  | XAHB36DBCN1 | Z9ES080B12SMPS1 | 33000 | 17 | 8.5 | 32000 | 22400 | 70% | 1.8 | 0 | 10 |  |  |  |  | R-410A | 2.75 | Residential & Commercial | USHP | Ducted CEE Tier 1
214397276 | Central HP <5.4 tons | FRASER-JOHNSTON | HRCU-A-CB (Split System: Heat Pump with Remote Outdoor Unit-Air-Source) | HH836E2S11 |  |  | CTF36C5CDS1 | TP9C080C16MP13 | 33800 | 18 | 8.5 | 31800 | 26000 | 81.76% | 2 | 0 | 11 |  |  |  |  | R-454B | 2.8167 | Residential & Commercial | USHP | Ducted CEE Tier 1
216769735 | Central HP <5.4 tons | DUCANE | HRCU-A-CB (Split System: Heat Pump with Remote Outdoor Unit-Air-Source) | 7SCP18V36P-**A |  |  | 7ED42BX-**+TDR | 97G2DF070BV16* | 35000 | 17.2 | 8.5 | 36000 | 28600 | 79.44% | 1.9 | 0 | 10 |  |  |  |  | R-454B | 2.9167 | Residential & Commercial | USHP | Ducted CEE Tier 1
213785100 | Central HP <5.4 tons | BRYANT HEATING AND COOLING SYSTEMS | HRCU-A-CB (Split System: Heat Pump with Remote Outdoor Unit-Air-Source) | 284ANV024*0**B* |  |  | CAP**3621AL*+UI | 987MC66100C21*** | 23400 | 20 | 10 | 26600 | 19800 | 74.44% | 2.42 | 0 | 13 |  |  |  |  | R-410A | 1.95 | Residential & Commercial | USHP | Ducted CEE Tier 1
213785150 | Central HP <5.4 tons | BRYANT HEATING AND COOLING SYSTEMS | HRCU-A-CB (Split System: Heat Pump with Remote Outdoor Unit-Air-Source) | 284ANV024*0**B* |  |  | CAP**4221AL*+UI | 986TD66100C21*** | 23200 | 20 | 10 | 26600 | 19700 | 74.06% | 2.46 | 0 | 13 |  |  |  |  | R-410A | 1.9333 | Residential & Commercial | USHP | Ducted CEE Tier 1
213785184 | Central HP <5.4 tons | BRYANT HEATING AND COOLING SYSTEMS | HRCU-A-CB (Split System: Heat Pump with Remote Outdoor Unit-Air-Source) | 284ANV024*0**B* |  |  | CAP**4321AL*+UI | 986TD66100C21*** | 24200 | 20 | 10.5 | 26400 | 19700 | 74.62% | 2.54 | 0 | 13 |  |  |  |  | R-410A | 2.0167 | Residential & Commercial | USHP | Ducted CEE Tier 1
213785218 | Central HP <5.4 tons | BRYANT HEATING AND COOLING SYSTEMS | HRCU-A-CB (Split System: Heat Pump with Remote Outdoor Unit-Air-Source) | 284ANV024*0**B* |  |  | CSPH*3612AL*+UI | 88*TB36070C14*** | 23800 | 19 | 9.5 | 26600 | 19800 | 74.44% | 2.48 | 0 | 12.5 |  |  |  |  | R-410A | 1.9833 | Residential & Commercial | USHP | Ducted CEE Tier 1
216784322 | Central HP <5.4 tons | FRASER-JOHNSTON | HRCU-A-CB (Split System: Heat Pump with Remote Outdoor Unit-Air-Source) | HH836E2S11 |  |  | CTU48C5XFS1+TXV | Z8ES120C20LMPS1 | 34200 | 19 | 9 | 32000 | 25400 | 79.38% | 2 | 0 | 11 |  |  |  |  | R-454B | 2.85 | Residential & Commercial | USHP | Ducted CEE Tier 1
215935971 | Central HP <5.4 tons | KEEPRITE | HRCU-A-CB (Split System: Heat Pump with Remote Outdoor Unit-Air-Source) | C5H3V36*K*AAA* |  |  | EVD5X42M21A*+WALLCON | *80CSU1002120A* | 34400 | 20.5 | 8.5 | 38500 | 28200 | 73.25% | 2.04 | 0 | 11.7 |  |  |  |  | R-454B | 2.8667 | Residential & Commercial | USHP | Ducted CEE Tier 1
210595896 | Central HP <5.4 tons | KENMORE | HRCU-A-CB (Split System: Heat Pump with Remote Outdoor Unit-Air-Source) | (C,H,T)VH837GKA** |  |  | EN(A,D,W)4X60L24**+WALLCON | *96CTN1202422A* | 32800 | 18 | 8.1 | 32200 | 24600 | 76.4% | 1.98 | 0 | 12 |  |  |  |  | R-410A | 2.7333 | Residential & Commercial | USHP | Ducted CEE Tier 1
215937911 | Central HP <5.4 tons | KEEPRITE | HRCU-A-CB (Split System: Heat Pump with Remote Outdoor Unit-Air-Source) | C5H3V48*K*AAA* |  |  | EVD5X48M24A*+WALLCON | *80CTL1352422B* | 45000 | 20.5 | 8.1 | 52000 | 38000 | 73.08% | 1.95 | 0 | 11.5 |  |  |  |  | R-454B | 3.75 | Residential & Commercial | USHP | Ducted CEE Tier 1
214395406 | Central HP <5.4 tons | FRASER-JOHNSTON | HRCU-A-CB (Split System: Heat Pump with Remote Outdoor Unit-Air-Source) | HH836E2S11 |  |  | JHC36C5CD2SS1 | 0 | 34000 | 19 | 9 | 32400 | 25200 | 77.78% | 2.1 | 0 | 11.7 |  |  |  |  | R-454B | 2.8333 | Residential & Commercial | USHP | Ducted CEE Tier 1
216784174 | Central HP <5.4 tons | FRASER-JOHNSTON | HRCU-A-CB (Split System: Heat Pump with Remote Outdoor Unit-Air-Source) | HH836E2S11 |  |  | CTU48C5XFS1+TXV | Z8ES120C16LMPS1 | 34000 | 19 | 9 | 31600 | 25200 | 79.75% | 2 | 0 | 11.7 |  |  |  |  | R-454B | 2.8333 | Residential & Commercial | USHP | Ducted CEE Tier 1
216782838 | Central HP <5.4 tons | FRASER-JOHNSTON | HRCU-A-CB (Split System: Heat Pump with Remote Outdoor Unit-Air-Source) | HH836E2S11 |  |  | CTF36C5CDS1 | Z8ES100C20LMPS1 | 34600 | 18 | 8.5 | 32200 | 26200 | 81.37% | 2 | 0 | 11 |  |  |  |  | R-454B | 2.8833 | Residential & Commercial | USHP | Ducted CEE Tier 1
214396898 | Central HP <5.4 tons | FRASER-JOHNSTON | HRCU-A-CB (Split System: Heat Pump with Remote Outdoor Unit-Air-Source) | HH836E2S11 |  |  | CTM36C5CDS1 | TMLE100C20MP11 | 34600 | 17 | 8.5 | 32600 | 26800 | 82.21% | 2 | 0 | 11 |  |  |  |  | R-454B | 2.8833 | Residential & Commercial | USHP | Ducted CEE Tier 1
214397335 | Central HP <5.4 tons | FRASER-JOHNSTON | HRCU-A-CB (Split System: Heat Pump with Remote Outdoor Unit-Air-Source) | HH836E2S11 |  |  | CTM48C5CFS1 | TM8E080C20MP11 | 34600 | 18 | 8.5 | 32800 | 25800 | 78.66% | 2 | 0 | 11 |  |  |  |  | R-454B | 2.8833 | Residential & Commercial | USHP | Ducted CEE Tier 1
214397350 | Central HP <5.4 tons | FRASER-JOHNSTON | HRCU-A-CB (Split System: Heat Pump with Remote Outdoor Unit-Air-Source) | HH836E2S11 |  |  | CTM48C5CFS1 | TM8E120C20MP11 | 34600 | 17 | 8.5 | 32600 | 25600 | 78.53% | 2 | 0 | 11 |  |  |  |  | R-454B | 2.8833 | Residential & Commercial | USHP | Ducted CEE Tier 1
214396480 | Central HP <5.4 tons | FRASER-JOHNSTON | HRCU-A-CB (Split System: Heat Pump with Remote Outdoor Unit-Air-Source) | HH836E2S11 |  |  | CTF48C5CFS1+JMET16CS2N1 | 0 | 33800 | 19 | 9 | 31200 | 25200 | 80.77% | 2 | 0 | 11.7 |  |  |  |  | R-454B | 2.8167 | Residential & Commercial | USHP | Ducted CEE Tier 1
214397293 | Central HP <5.4 tons | FRASER-JOHNSTON | HRCU-A-CB (Split System: Heat Pump with Remote Outdoor Unit-Air-Source) | HH836E2S11 |  |  | CTF36B5CDS1+JME12B2SN1 | 0 | 33400 | 19 | 9 | 30400 | 24800 | 81.58% | 2 | 0 | 12 |  |  |  |  | R-454B | 2.7833 | Residential & Commercial | USHP | Ducted CEE Tier 1
216785502 | Central HP <5.4 tons | FRASER-JOHNSTON | HRCU-A-CB (Split System: Heat Pump with Remote Outdoor Unit-Air-Source) | HH836E2S11 |  |  | CTM36C5CDS1 | Z8ES100C20LMPS1 | 34400 | 18 | 8.5 | 32000 | 26200 | 81.88% | 2 | 0 | 11 |  |  |  |  | R-454B | 2.8667 | Residential & Commercial | USHP | Ducted CEE Tier 1
215935991 | Central HP <5.4 tons | KEEPRITE | HRCU-A-CB (Split System: Heat Pump with Remote Outdoor Unit-Air-Source) | C5H3V36*K*AAA* |  |  | EVD5X42M21A*+WALLCON | *80CTL0701716B* | 34200 | 20.5 | 8.5 | 39000 | 28400 | 72.82% | 2.02 | 0 | 11.5 |  |  |  |  | R-454B | 2.85 | Residential & Commercial | USHP | Ducted CEE Tier 1
215936141 | Central HP <5.4 tons | KEEPRITE | HRCU-A-CB (Split System: Heat Pump with Remote Outdoor Unit-Air-Source) | C5H3V36*K*AAA* |  |  | EVD5X42M21A*+WALLCON | *96CTN1002122B* | 34400 | 21 | 8.5 | 38500 | 28000 | 72.73% | 2.06 | 0 | 12 |  |  |  |  | R-454B | 2.8667 | Residential & Commercial | USHP | Ducted CEE Tier 1
210595892 | Central HP <5.4 tons | KENMORE | HRCU-A-CB (Split System: Heat Pump with Remote Outdoor Unit-Air-Source) | (C,H,T)VH837GKA** |  |  | EN(A,D,W)4X60L24**+WALLCON | *95CSU0802120A* | 32800 | 18 | 8.1 | 32200 | 24600 | 76.4% | 1.98 | 0 | 12 |  |  |  |  | R-410A | 2.7333 | Residential & Commercial | USHP | Ducted CEE Tier 1
215937561 | Central HP <5.4 tons | KEEPRITE | HRCU-A-CB (Split System: Heat Pump with Remote Outdoor Unit-Air-Source) | C5H3V48*K*AAA* |  |  | EVM5X60M24A*+WALLCON | *96CTN1002122B* | 45500 | 20.5 | 8.1 | 52500 | 38000 | 72.38% | 1.9 | 0 | 11.5 |  |  |  |  | R-454B | 3.7917 | Residential & Commercial | USHP | Ducted CEE Tier 1
214397377 | Central HP <5.4 tons | FRASER-JOHNSTON | HRCU-A-CB (Split System: Heat Pump with Remote Outdoor Unit-Air-Source) | HH836E2S11 |  |  | CTF48C5CFS1 | TP9C100C20MP13 | 34200 | 18 | 9 | 32600 | 25800 | 79.14% | 2 | 0 | 11 |  |  |  |  | R-454B | 2.85 | Residential & Commercial | USHP | Ducted CEE Tier 1
216784740 | Central HP <5.4 tons | FRASER-JOHNSTON | HRCU-A-CB (Split System: Heat Pump with Remote Outdoor Unit-Air-Source) | HH860E2S11 |  |  | CTM60C5CHS1 | Z8ES120C20LMPS1 | 53500 | 19 | 9 | 53500 | 38000 | 71.03% | 2 | 0 | 11.7 |  |  |  |  | R-454B | 4.4583 | Residential & Commercial | USHP | Ducted CEE Tier 1
216782793 | Central HP <5.4 tons | FRASER-JOHNSTON | HRCU-A-CB (Split System: Heat Pump with Remote Outdoor Unit-Air-Source) | HH836E2S11 |  |  | CTM48C5CFS1 | Z8ES100C16LMPS1 | 34000 | 19 | 9 | 31600 | 25200 | 79.75% | 2 | 0 | 11 |  |  |  |  | R-454B | 2.8333 | Residential & Commercial | USHP | Ducted CEE Tier 1
214075556 | Central HP <5.4 tons | RUSSELL | HRCU-A-CB (Split System: Heat Pump with Remote Outdoor Unit-Air-Source) | RD17AZ24AJ3N |  |  | TCFZ2417MTANM | S802V0754A17UHN | 22600 | 18 | 9.5 | 22600 | 16800 | 74.34% | 2.1 | 0 | 11.2 |  |  |  |  | R-410A | 1.8833 | Residential & Commercial | USHP | Ducted CEE Tier 1
216786086 | Central HP <5.4 tons | FRASER-JOHNSTON | HRCU-A-CB (Split System: Heat Pump with Remote Outdoor Unit-Air-Source) | HH836E2S11 |  |  | CTM36B5CDS1 | Z8ES100B12LMPS1 | 33200 | 18 | 8.5 | 30600 | 25000 | 81.7% | 2 | 0 | 11 |  |  |  |  | R-454B | 2.7667 | Residential & Commercial | USHP | Ducted CEE Tier 1
213080977 | Central HP <5.4 tons | ACIQ | HRCU-A-CB (Split System: Heat Pump with Remote Outdoor Unit-Air-Source) | HVH837GKA2* |  |  | EA*4X60L24A*+WALLCON | *97CMN1002122A* | 32800 | 17.5 | 8.5 | 31800 | 24800 | 77.99% | 2 | 0 | 11.7 |  |  |  |  | R-410A | 2.7333 | Residential & Commercial | USHP | Ducted CEE Tier 1
213080993 | Central HP <5.4 tons | ACIQ | HRCU-A-CB (Split System: Heat Pump with Remote Outdoor Unit-Air-Source) | HVH837GKA2* |  |  | EN(A,D,W)4X48L21**+WALLCON | *80CSU0601716A* | 32400 | 17 | 8.1 | 33000 | 24800 | 75.15% | 1.94 | 0 | 11.7 |  |  |  |  | R-410A | 2.7 | Residential & Commercial | USHP | Ducted CEE Tier 1
213081010 | Central HP <5.4 tons | ACIQ | HRCU-A-CB (Split System: Heat Pump with Remote Outdoor Unit-Air-Source) | HVH837GKA** |  |  | EA*4X60L24A*+WALLCON | *80CTL1352422A* | 32800 | 18 | 8.5 | 31800 | 24800 | 77.99% | 2 | 0 | 12 |  |  |  |  | R-410A | 2.7333 | Residential & Commercial | USHP | Ducted CEE Tier 1
213081027 | Central HP <5.4 tons | ACIQ | HRCU-A-CB (Split System: Heat Pump with Remote Outdoor Unit-Air-Source) | HVH837GKA** |  |  | EN(A,D)4X48L24**+WALLCON | *95CSU0802120A* | 32400 | 17.5 | 8.1 | 32800 | 24800 | 75.61% | 1.96 | 0 | 11.7 |  |  |  |  | R-410A | 2.7 | Residential & Commercial | USHP | Ducted CEE Tier 1
213080953 | Central HP <5.4 tons | ACIQ | HRCU-A-CB (Split System: Heat Pump with Remote Outdoor Unit-Air-Source) | HVH837GKA2* |  |  | EN(A,D)4X48L24**+WALLCON | *97CMN1002122A* | 32400 | 17.5 | 8.1 | 33000 | 24800 | 75.15% | 1.96 | 12 | 11.7 |  |  |  |  | R-410A | 2.7 | Residential & Commercial | USHP | Ducted CEE Tier 1
213080982 | Central HP <5.4 tons | ACIQ | HRCU-A-CB (Split System: Heat Pump with Remote Outdoor Unit-Air-Source) | HVH837GKA2* |  |  | EA*4X61L21A*+WALLCON | *97CMN1002122A* | 33200 | 17.5 | 8.5 | 32000 | 24800 | 77.5% | 2 | 0 | 12 |  |  |  |  | R-410A | 2.7667 | Residential & Commercial | USHP | Ducted CEE Tier 1
213080989 | Central HP <5.4 tons | ACIQ | HRCU-A-CB (Split System: Heat Pump with Remote Outdoor Unit-Air-Source) | HVH837GKA2* |  |  | EA*4X61L24A*+WALLCON | *97CMN1202422A* | 33200 | 17.5 | 8.5 | 32000 | 25000 | 78.12% | 2 | 0 | 11.7 |  |  |  |  | R-410A | 2.7667 | Residential & Commercial | USHP | Ducted CEE Tier 1
214397236 | Central HP <5.4 tons | FRASER-JOHNSTON | HRCU-A-CB (Split System: Heat Pump with Remote Outdoor Unit-Air-Source) | HH836E2S11 |  |  | CTF36C5CDS1+JMET16CS2N1 | 0 | 34200 | 19 | 9 | 31400 | 25600 | 81.53% | 2 | 0 | 11.7 |  |  |  |  | R-454B | 2.85 | Residential & Commercial | USHP | Ducted CEE Tier 1
216728039 | Central HP <5.4 tons | BRYANT HEATING AND COOLING SYSTEMS | HRCU-A-CB (Split System: Heat Pump with Remote Outdoor Unit-Air-Source) | 37MUHAQ24AA3 |  |  | PF5TNXB24L* | 0 | 23200 | 17 | 9 | 21400 | 19100 | 89.25% | 2 | 0 | 11 |  |  |  |  | R-454B | 1.9333 | Residential & Commercial | USHP | Ducted CEE Tier 1
213080892 | Central HP <5.4 tons | ACIQ | HRCU-A-CB (Split System: Heat Pump with Remote Outdoor Unit-Air-Source) | HVH837GKA** |  |  | EA*4X48L21A*+WALLCON | *96CTN1002122A* | 32400 | 17.5 | 8.5 | 32600 | 25000 | 76.69% | 1.98 | 12 | 11.7 |  |  |  |  | R-410A | 2.7 | Residential & Commercial | USHP | Ducted CEE Tier 1
213781173 | Central HP <5.4 tons | KENMORE | HRCU-A-CB (Split System: Heat Pump with Remote Outdoor Unit-Air-Source) | (C,H,T)VH837GKA2* |  |  | EA*4X43L21A*+WALLCON | *80CTL0701716B* | 32800 | 17 | 8.5 | 33000 | 25200 | 76.36% | 1.96 | 0 | 11 |  |  |  |  | R-410A | 2.7333 | Residential & Commercial | USHP | Ducted CEE Tier 1
213782193 | Central HP <5.4 tons | KENMORE | HRCU-A-CB (Split System: Heat Pump with Remote Outdoor Unit-Air-Source) | (C,H,T)VH837GKA2* |  |  | EHD4X48AAL+WALLCON | *96CTN1002122B* | 32600 | 16.5 | 8.1 | 33000 | 24800 | 75.15% | 1.96 | 0 | 11 |  |  |  |  | R-410A | 2.7167 | Residential & Commercial | USHP | Ducted CEE Tier 1
213782243 | Central HP <5.4 tons | KENMORE | HRCU-A-CB (Split System: Heat Pump with Remote Outdoor Unit-Air-Source) | (C,H,T)VH837GKA2* |  |  | EHD4X60AAL+WALLCON | *80CTL0901716B* | 33000 | 16.5 | 8.1 | 32200 | 24800 | 77.02% | 1.98 | 0 | 11 |  |  |  |  | R-410A | 2.75 | Residential & Commercial | USHP | Ducted CEE Tier 1
213781643 | Central HP <5.4 tons | KENMORE | HRCU-A-CB (Split System: Heat Pump with Remote Outdoor Unit-Air-Source) | (C,H,T)VH837GKA2* |  |  | EA*4X61L21A*+WALLCON | *96CTN0801714B* | 33000 | 17 | 8.1 | 32000 | 25000 | 78.12% | 1.96 | 0 | 11 |  |  |  |  | R-410A | 2.75 | Residential & Commercial | USHP | Ducted CEE Tier 1
214066678 | Central HP <5.4 tons | RUSSELL | HRCU-A-CB (Split System: Heat Pump with Remote Outdoor Unit-Air-Source) | RD17AZ36AJ3N |  |  | TCFZ3621MTANM | S962V0403A17M4S | 34200 | 18 | 8.1 | 34200 | 29600 | 86.55% | 1.9 | 0 | 10 |  |  |  |  | R-410A | 2.85 | Residential & Commercial | USHP | Ducted CEE Tier 1
214609162 | Central HP <5.4 tons | FRASER-JOHNSTON | HRCU-A-CB (Split System: Heat Pump with Remote Outdoor Unit-Air-Source) | HH860E2S11 |  |  | CTF60C5CHS1 | Z9ES080C20SMPS1 | 53500 | 19 | 8.5 | 54000 | 39000 | 72.22% | 2 | 0 | 11 |  |  |  |  | R-454B | 4.4583 | Residential & Commercial | USHP | Ducted CEE Tier 1
214397852 | Central HP <5.4 tons | CHAMPION HEATING AND COOLING | HRCU-A-CB (Split System: Heat Pump with Remote Outdoor Unit-Air-Source) | HH860E2S11 |  |  | CTF60C5CGS1 | TMLE120C16MP11 | 44500 | 18 | 9 | 45500 | 34200 | 75.16% | 2 | 0 | 11 |  |  |  |  | R-454B | 3.7083 | Residential & Commercial | USHP | Ducted CEE Tier 1
214398069 | Central HP <5.4 tons | CHAMPION HEATING AND COOLING | HRCU-A-CB (Split System: Heat Pump with Remote Outdoor Unit-Air-Source) | HH860E2S11 |  |  | CTF60D5CJS1+JMC20D2SN1 | 0 | 53000 | 19 | 9 | 54000 | 39000 | 72.22% | 2 | 0 | 11 |  |  |  |  | R-454B | 4.4167 | Residential & Commercial | USHP | Ducted CEE Tier 1
214398254 | Central HP <5.4 tons | CHAMPION HEATING AND COOLING | HRCU-A-CB (Split System: Heat Pump with Remote Outdoor Unit-Air-Source) | HH860E2S11 |  |  | CTF60C5CGS1+JMC17C2SN1 | 0 | 44500 | 18 | 9 | 44000 | 33000 | 75% | 2 | 0 | 12 |  |  |  |  | R-454B | 3.7083 | Residential & Commercial | USHP | Ducted CEE Tier 1
214398288 | Central HP <5.4 tons | CHAMPION HEATING AND COOLING | HRCU-A-CB (Split System: Heat Pump with Remote Outdoor Unit-Air-Source) | HH860E2S11 |  |  | CTM60C5CGS1+JMVT16CC2N1 | 0 | 45000 | 19 | 9 | 44500 | 33200 | 74.61% | 2 | 0 | 12 |  |  |  |  | R-454B | 3.75 | Residential & Commercial | USHP | Ducted CEE Tier 1
214398454 | Central HP <5.4 tons | CHAMPION HEATING AND COOLING | HRCU-A-CB (Split System: Heat Pump with Remote Outdoor Unit-Air-Source) | HH860E2S11 |  |  | CTM60C5CHS1 | TL8E100C20UH11 | 53000 | 19 | 9 | 53500 | 38000 | 71.03% | 2 | 0 | 11.7 |  |  |  |  | R-454B | 4.4167 | Residential & Commercial | USHP | Ducted CEE Tier 1
216374567 | Central HP <5.4 tons | CHAMPION HEATING AND COOLING | HRCU-A-CB (Split System: Heat Pump with Remote Outdoor Unit-Air-Source) | HH860E2S11 |  |  | CTF60C5CGS1 | Z9ET080C16SMPS1 | 44000 | 18 | 9 | 45000 | 32800 | 72.89% | 2 | 0 | 11 |  |  |  |  | R-454B | 3.6667 | Residential & Commercial | USHP | Ducted CEE Tier 1
213297663 | Central HP <5.4 tons | COLEMAN | HRCU-A-CB (Split System: Heat Pump with Remote Outdoor Unit-Air-Source) | HMH72B341 |  |  | XAHB36DBCN1 | Z8ES040A12LMPS1 | 33200 | 17.5 | 8.1 | 32800 | 23000 | 70.12% | 2.02 | 0 | 10 |  |  |  |  | R-410A | 2.7667 | Residential & Commercial | USHP | Ducted CEE Tier 1
212609309 | Central HP <5.4 tons | RUSSELL | HRCU-A-CB (Split System: Heat Pump with Remote Outdoor Unit-Air-Source) | SP18AZ24AJVC |  |  | TCFZ2421HEAAM | S802V0504A17UHS | 22800 | 20 | 8.5 | 22800 | 26000 | 114% | 2.1 | 0 | 12.5 |  |  |  |  | R-410A | 1.9 | Residential & Commercial | USHP | Ducted CEE Tier 1
213163978 | Central HP <5.4 tons | RUSSELL | HRCU-A-CB (Split System: Heat Pump with Remote Outdoor Unit-Air-Source) | SP18AZ24AJVC |  |  | TCFZ2421HEAAM | S97MV1005A21DHS | 22800 | 20 | 8.5 | 22800 | 26000 | 114% | 2.1 | 0 | 12.5 |  |  |  |  | R-410A | 1.9 | Residential & Commercial | USHP | Ducted CEE Tier 1
210106934 | Central HP <5.4 tons | RUSSELL | HRCU-A-CB (Split System: Heat Pump with Remote Outdoor Unit-Air-Source) | SP18AZ36AJVC |  |  | TCFZ6021SEAAM | S962V0703A17M4S | 34200 | 19 | 8.5 | 35000 | 43500 | 124.3% | 2.2 | 0 | 12.5 |  |  |  |  | R-410A | 2.85 | Residential & Commercial | USHP | Ducted CEE Tier 1
216644165 | Central HP <5.4 tons | KEEPRITE | HRCU-A-CB (Split System: Heat Pump with Remote Outdoor Unit-Air-Source) | D5CUHAH18AAK |  |  | EA*5X19M17A* | *96VSN0601412B* | 18000 | 15.2 | 9 | 19800 | 17700 | 89.39% | 1.9 | 0 | 11 |  |  |  |  | R-454B | 1.5 | Residential & Commercial | USHP | Ducted CEE Tier 1
213297713 | Central HP <5.4 tons | COLEMAN | HRCU-A-CB (Split System: Heat Pump with Remote Outdoor Unit-Air-Source) | HMH72B341 |  |  | XAFC36DBCN1 | Z9ES080B12SMPS1 | 33200 | 17 | 8.5 | 32200 | 22600 | 70.19% | 1.8 | 0 | 10 |  |  |  |  | R-410A | 2.7667 | Residential & Commercial | USHP | Ducted CEE Tier 1
213072357 | Central HP <5.4 tons | ACIQ | HRCU-A-CB (Split System: Heat Pump with Remote Outdoor Unit-Air-Source) | DLCURAH18ABK |  |  | EN(A,D)4X30L17** | *96VTN0601412A* | 18000 | 16 | 8.5 | 18600 | 18400 | 98.92% | 2.22 | 0 | 11 |  |  |  |  | R-410A | 1.5 | Residential & Commercial | USHP | Ducted CEE Tier 1
213080979 | Central HP <5.4 tons | ACIQ | HRCU-A-CB (Split System: Heat Pump with Remote Outdoor Unit-Air-Source) | HVH837GKA2* |  |  | EA*4X60L24A*+WALLCON | *96CTN1002122A* | 32800 | 17.5 | 8.5 | 31800 | 24800 | 77.99% | 2 | 0 | 11.7 |  |  |  |  | R-410A | 2.7333 | Residential & Commercial | USHP | Ducted CEE Tier 1
213080988 | Central HP <5.4 tons | ACIQ | HRCU-A-CB (Split System: Heat Pump with Remote Outdoor Unit-Air-Source) | HVH837GKA2* |  |  | EA*4X61L24A*+WALLCON | *97CMN1002122A* | 33200 | 18 | 8.5 | 32000 | 24800 | 77.5% | 2 | 0 | 12 |  |  |  |  | R-410A | 2.7667 | Residential & Commercial | USHP | Ducted CEE Tier 1
214066897 | Central HP <5.4 tons | RUSSELL | HRCU-A-CB (Split System: Heat Pump with Remote Outdoor Unit-Air-Source) | RD17AZ36AJ3N |  |  | TCFZ3621MTANM | S97MV1005A21DHS | 34200 | 18 | 8.1 | 34200 | 29400 | 85.96% | 1.9 | 0 | 10 |  |  |  |  | R-410A | 2.85 | Residential & Commercial | USHP | Ducted CEE Tier 1
214066715 | Central HP <5.4 tons | RUSSELL | HRCU-A-CB (Split System: Heat Pump with Remote Outdoor Unit-Air-Source) | RD17AZ36AJ3N |  |  | TCFZ3621MTANM | S921V1005A21M4S | 34200 | 17 | 8.1 | 34200 | 29600 | 86.55% | 1.9 | 0 | 10 |  |  |  |  | R-410A | 2.85 | Residential & Commercial | USHP | Ducted CEE Tier 1
214066742 | Central HP <5.4 tons | RUSSELL | HRCU-A-CB (Split System: Heat Pump with Remote Outdoor Unit-Air-Source) | RD17AZ36AJ3N |  |  | TCFZ3621MTANM | S802V0504A17UHN | 34200 | 18 | 8.1 | 34200 | 29800 | 87.13% | 1.9 | 0 | 10 |  |  |  |  | R-410A | 2.85 | Residential & Commercial | USHP | Ducted CEE Tier 1
214066747 | Central HP <5.4 tons | RUSSELL | HRCU-A-CB (Split System: Heat Pump with Remote Outdoor Unit-Air-Source) | RD17AZ36AJ3N |  |  | TCFZ3621MTANM | S802V0754A17DZ | 34200 | 18 | 8.1 | 34200 | 29600 | 86.55% | 1.9 | 0 | 10 |  |  |  |  | R-410A | 2.85 | Residential & Commercial | USHP | Ducted CEE Tier 1
213080895 | Central HP <5.4 tons | ACIQ | HRCU-A-CB (Split System: Heat Pump with Remote Outdoor Unit-Air-Source) | HVH837GKA** |  |  | EA*4X48L24A*+WALLCON | *80CTL1352422A* | 32400 | 17.5 | 8.5 | 32400 | 24800 | 76.54% | 2 | 12 | 11.7 |  |  |  |  | R-410A | 2.7 | Residential & Commercial | USHP | Ducted CEE Tier 1
214396475 | Central HP <5.4 tons | FRASER-JOHNSTON | HRCU-A-CB (Split System: Heat Pump with Remote Outdoor Unit-Air-Source) | HH836E2S11 |  |  | CTM36C5CDS1 | TMLE080C20MP11 | 34400 | 17 | 8.5 | 32400 | 26400 | 81.48% | 2 | 0 | 11 |  |  |  |  | R-454B | 2.8667 | Residential & Commercial | USHP | Ducted CEE Tier 1
213081038 | Central HP <5.4 tons | ACIQ | HRCU-A-CB (Split System: Heat Pump with Remote Outdoor Unit-Air-Source) | HVH837GKA** |  |  | EN(A,D,W)4X60L24**+WALLCON | *97CMN1002122A* | 32800 | 18 | 8.1 | 32200 | 24600 | 76.4% | 1.98 | 0 | 12 |  |  |  |  | R-410A | 2.7333 | Residential & Commercial | USHP | Ducted CEE Tier 1
213779563 | Central HP <5.4 tons | KENMORE | HRCU-A-CB (Split System: Heat Pump with Remote Outdoor Unit-Air-Source) | (C,H,T)VH837GKA** |  |  | EA*4X60L24A*+WALLCON | *80CTL0902120B* | 32800 | 17.5 | 8.1 | 31800 | 24600 | 77.36% | 1.98 | 0 | 11.5 |  |  |  |  | R-410A | 2.7333 | Residential & Commercial | USHP | Ducted CEE Tier 1
213779243 | Central HP <5.4 tons | KENMORE | HRCU-A-CB (Split System: Heat Pump with Remote Outdoor Unit-Air-Source) | (C,H,T)VH837GKA** |  |  | EA*4X42L24A*+WALLCON | *96CTN1202422B* | 31800 | 17 | 8.1 | 33000 | 24200 | 73.33% | 1.88 | 0 | 11 |  |  |  |  | R-410A | 2.65 | Residential & Commercial | USHP | Ducted CEE Tier 1
210106910 | Central HP <5.4 tons | RUSSELL | HRCU-A-CB (Split System: Heat Pump with Remote Outdoor Unit-Air-Source) | SP18AZ24AJVC |  |  | TCFZ2421HEAAM | S962V0403A17M4S | 22800 | 20 | 8.5 | 22800 | 26000 | 114% | 2.1 | 0 | 12.5 |  |  |  |  | R-410A | 1.9 | Residential & Commercial | USHP | Ducted CEE Tier 1
213829713 | Central HP <5.4 tons | RUSSELL | HRCU-A-CB (Split System: Heat Pump with Remote Outdoor Unit-Air-Source) | SP18AZ24AJVC |  |  | TCFZ2421HEAAM | S801V0704A17UHU | 22800 | 20 | 8.5 | 22800 | 26000 | 114% | 2.1 | 0 | 12.5 |  |  |  |  | R-410A | 1.9 | Residential & Commercial | USHP | Ducted CEE Tier 1
214595001 | Central HP <5.4 tons | FRASER-JOHNSTON | HRCU-A-CB (Split System: Heat Pump with Remote Outdoor Unit-Air-Source) | HH836E2S11 |  |  | CTM36B5CDS1 | Z8ES100B12SMPS1 | 33200 | 18 | 8.5 | 30600 | 25000 | 81.7% | 2 | 0 | 11 |  |  |  |  | R-454B | 2.7667 | Residential & Commercial | USHP | Ducted CEE Tier 1
214595051 | Central HP <5.4 tons | FRASER-JOHNSTON | HRCU-A-CB (Split System: Heat Pump with Remote Outdoor Unit-Air-Source) | HH836E2S11 |  |  | CTM36C5CDS1 | Z8ES080C20SMPS1 | 34400 | 18 | 8.5 | 32000 | 26200 | 81.88% | 2 | 0 | 11 |  |  |  |  | R-454B | 2.8667 | Residential & Commercial | USHP | Ducted CEE Tier 1
212980009 | Central HP <5.4 tons | KEEPRITE | HRCU-A-CB (Split System: Heat Pump with Remote Outdoor Unit-Air-Source) | DLCURAH18ABK |  |  | EN(A,D)4X30L17** | *80MS(N,L)0901714A* | 17700 | 16.5 | 8.1 | 18300 | 18600 | 101.6% | 2.24 | 0 | 11 |  |  |  |  | R-410A | 1.475 | Residential & Commercial | USHP | Ducted CEE Tier 1
211261901 | Central HP <5.4 tons | KEEPRITE | HRCU-A-CB (Split System: Heat Pump with Remote Outdoor Unit-Air-Source) | DLCURAH18ABK |  |  | EA*4X30L17A* | *95ESN0601412A* | 18000 | 16 | 8.5 | 18500 | 18500 | 100% | 2.22 | 0 | 10.5 |  |  |  |  | R-410A | 1.5 | Residential & Commercial | USHP | Ducted CEE Tier 1
211261582 | Central HP <5.4 tons | KEEPRITE | HRCU-A-CB (Split System: Heat Pump with Remote Outdoor Unit-Air-Source) | DLCURAH18ABK |  |  | EA*4X30L17A* | *96VSN0401410A* | 17500 | 16 | 8.5 | 18100 | 18600 | 102.8% | 2.24 | 0 | 10.5 |  |  |  |  | R-410A | 1.4583 | Residential & Commercial | USHP | Ducted CEE Tier 1
211261834 | Central HP <5.4 tons | KEEPRITE | HRCU-A-CB (Split System: Heat Pump with Remote Outdoor Unit-Air-Source) | DLCURAH18ABK |  |  | EA*4X30L17A* | *80VTL0701716A* | 17500 | 16.5 | 8.5 | 17900 | 18600 | 103.9% | 2.24 | 0 | 10.5 |  |  |  |  | R-410A | 1.4583 | Residential & Commercial | USHP | Ducted CEE Tier 1
211713353 | Central HP <5.4 tons | KEEPRITE | HRCU-A-CB (Split System: Heat Pump with Remote Outdoor Unit-Air-Source) | DLCURAH30ABK |  |  | EA*4X43L21A* | *92ESN0802120A* | 31200 | 15.2 | 8.5 | 33600 | 26000 | 77.38% | 1.88 | 0 | 9 |  |  |  |  | R-410A | 2.6 | Residential & Commercial | USHP
216374618 | Central HP <5.4 tons | CHAMPION HEATING AND COOLING | HRCU-A-CB (Split System: Heat Pump with Remote Outdoor Unit-Air-Source) | HH860E2S11 |  |  | CTU60D5XHS1+TXV | Z9ET120D20SMPS1 | 54000 | 19 | 9 | 55000 | 40000 | 72.73% | 2 | 0 | 11 |  |  |  |  | R-454B | 4.5 | Residential & Commercial | USHP | Ducted CEE Tier 1
216374684 | Central HP <5.4 tons | CHAMPION HEATING AND COOLING | HRCU-A-CB (Split System: Heat Pump with Remote Outdoor Unit-Air-Source) | HH824E2S11 |  |  | CTM36B5ADS1 | Z9ET060B12SMPS1 | 23000 | 18 | 9.5 | 23000 | 18400 | 80% | 2 | 0 | 12 |  |  |  |  | R-454B | 1.9167 | Residential & Commercial | USHP | Ducted CEE Tier 1
216374720 | Central HP <5.4 tons | CHAMPION HEATING AND COOLING | HRCU-A-CB (Split System: Heat Pump with Remote Outdoor Unit-Air-Source) | HH824E2S11 |  |  | CTM36B5ADS1 | Z9ET080B12SMPS1 | 23000 | 18 | 9 | 23000 | 17400 | 75.65% | 2 | 0 | 12 |  |  |  |  | R-454B | 1.9167 | Residential & Commercial | USHP | Ducted CEE Tier 1
216374654 | Central HP <5.4 tons | CHAMPION HEATING AND COOLING | HRCU-A-CB (Split System: Heat Pump with Remote Outdoor Unit-Air-Source) | HH860E2S11 |  |  | CTM60C5CGS1 | Z9ET100C16SMPS1 | 44500 | 19 | 9 | 45500 | 33200 | 72.97% | 2 | 0 | 11 |  |  |  |  | R-454B | 3.7083 | Residential & Commercial | USHP | Ducted CEE Tier 1
214397482 | Central HP <5.4 tons | CHAMPION HEATING AND COOLING | HRCU-A-CB (Split System: Heat Pump with Remote Outdoor Unit-Air-Source) | HH860E2S11 |  |  | CTM60C5CGS1 | TP9C100C20MP13 | 44000 | 18 | 9 | 44500 | 33600 | 75.51% | 2 | 0 | 11.7 |  |  |  |  | R-454B | 3.6667 | Residential & Commercial | USHP | Ducted CEE Tier 1
214397499 | Central HP <5.4 tons | CHAMPION HEATING AND COOLING | HRCU-A-CB (Split System: Heat Pump with Remote Outdoor Unit-Air-Source) | HH860E2S11 |  |  | CTF60C5CGS1 | TM9V080C16MP12 | 43500 | 17 | 9 | 44000 | 33600 | 76.36% | 2 | 0 | 11 |  |  |  |  | R-454B | 3.625 | Residential & Commercial | USHP | Ducted CEE Tier 1
214397516 | Central HP <5.4 tons | CHAMPION HEATING AND COOLING | HRCU-A-CB (Split System: Heat Pump with Remote Outdoor Unit-Air-Source) | HH860E2S11 |  |  | CTM60C5CGS1 | TL9E100C20UH11 | 44000 | 18 | 9 | 44500 | 33400 | 75.06% | 2 | 0 | 11.7 |  |  |  |  | R-454B | 3.6667 | Residential & Commercial | USHP | Ducted CEE Tier 1
214397261 | Central HP <5.4 tons | FRASER-JOHNSTON | HRCU-A-CB (Split System: Heat Pump with Remote Outdoor Unit-Air-Source) | HH836E2S11 |  |  | CTF36B5CDS1 | TM8Y080B12MP11 | 33400 | 18 | 8.5 | 31200 | 25600 | 82.05% | 2 | 0 | 11 |  |  |  |  | R-454B | 2.7833 | Residential & Commercial | USHP | Ducted CEE Tier 1
216783996 | Central HP <5.4 tons | FRASER-JOHNSTON | HRCU-A-CB (Split System: Heat Pump with Remote Outdoor Unit-Air-Source) | HH836E2S11 |  |  | CTF36C5CDS1 | Z8ES120C20LMPS1 | 34400 | 18 | 8.5 | 32000 | 26200 | 81.88% | 2 | 0 | 11 |  |  |  |  | R-454B | 2.8667 | Residential & Commercial | USHP | Ducted CEE Tier 1
214396334 | Central HP <5.4 tons | FRASER-JOHNSTON | HRCU-A-CB (Split System: Heat Pump with Remote Outdoor Unit-Air-Source) | HH860E2S11 |  |  | CTM60C5CHS1 | TM8Y100C20MP11 | 54000 | 19 | 9 | 55000 | 39500 | 71.82% | 2 | 0 | 11 |  |  |  |  | R-454B | 4.5 | Residential & Commercial | USHP | Ducted CEE Tier 1
214397022 | Central HP <5.4 tons | FRASER-JOHNSTON | HRCU-A-CB (Split System: Heat Pump with Remote Outdoor Unit-Air-Source) | HH860E2S11 |  |  | CTF60C5CGS1+JMET16CS2N1 | 0 | 45500 | 19 | 9 | 45500 | 34200 | 75.16% | 2 | 0 | 11.7 |  |  |  |  | R-454B | 3.7917 | Residential & Commercial | USHP | Ducted CEE Tier 1
216619072 | Central HP <5.4 tons | DUCANE | HRCU-A-CB (Split System: Heat Pump with Remote Outdoor Unit-Air-Source) | 7SCP18V24P-**A |  |  | 7AH1AE30PX-** | 0 | 24000 | 17.5 | 9.4 | 24000 | 23200 | 96.67% | 1.75 | 0 | 12 |  |  |  |  | R-454B | 2 | Residential & Commercial | USHP | Ducted CEE Tier 1
213781023 | Central HP <5.4 tons | KENMORE | HRCU-A-CB (Split System: Heat Pump with Remote Outdoor Unit-Air-Source) | (C,H,T)VH837GKA2* |  |  | EA*4X42L21A*+WALLCON | *95CSU0601716B* | 31600 | 16.5 | 8.1 | 33000 | 24600 | 74.55% | 1.86 | 0 | 10.5 |  |  |  |  | R-410A | 2.6333 | Residential & Commercial | USHP | Ducted CEE Tier 1
213780923 | Central HP <5.4 tons | KENMORE | HRCU-A-CB (Split System: Heat Pump with Remote Outdoor Unit-Air-Source) | (C,H,T)VH837GKA2* |  |  | EA*4X37L21A*+WALLCON | *97CMN0801714B* | 32800 | 17 | 8.1 | 33000 | 25200 | 76.36% | 1.96 | 0 | 11 |  |  |  |  | R-410A | 2.7333 | Residential & Commercial | USHP | Ducted CEE Tier 1
213780123 | Central HP <5.4 tons | KENMORE | HRCU-A-CB (Split System: Heat Pump with Remote Outdoor Unit-Air-Source) | (C,H,T)VH837GKA** |  |  | EHD4X42AAL+WALLCON | *96CTN1002122B* | 32600 | 16.5 | 8.1 | 33000 | 24600 | 74.55% | 1.94 | 0 | 11 |  |  |  |  | R-410A | 2.7167 | Residential & Commercial | USHP | Ducted CEE Tier 1
213779753 | Central HP <5.4 tons | KENMORE | HRCU-A-CB (Split System: Heat Pump with Remote Outdoor Unit-Air-Source) | (C,H,T)VH837GKA** |  |  | EA*4X61L24A*+WALLCON | *80CTL0902120B* | 33200 | 17.5 | 8.5 | 32000 | 24800 | 77.5% | 2 | 0 | 11.7 |  |  |  |  | R-410A | 2.7667 | Residential & Commercial | USHP | Ducted CEE Tier 1
213779803 | Central HP <5.4 tons | KENMORE | HRCU-A-CB (Split System: Heat Pump with Remote Outdoor Unit-Air-Source) | (C,H,T)VH837GKA** |  |  | EA*4X61L24A*+WALLCON | *96CTN1002122B* | 33200 | 17.5 | 8.5 | 32000 | 24800 | 77.5% | 2 | 0 | 11.7 |  |  |  |  | R-410A | 2.7667 | Residential & Commercial | USHP | Ducted CEE Tier 1
213080215 | Central HP <5.4 tons | KEEPRITE | HRCU-A-CB (Split System: Heat Pump with Remote Outdoor Unit-Air-Source) | DLCURAH36ABK |  |  | EA*4X48L24A* | *96MSN0802120A* | 36000 | 16 | 8.5 | 38000 | 34800 | 91.58% | 2.04 | 0 | 10 |  |  |  |  | R-410A | 3 | Residential & Commercial | USHP | Ducted CEE Tier 1
213080498 | Central HP <5.4 tons | KEEPRITE | HRCU-A-CB (Split System: Heat Pump with Remote Outdoor Unit-Air-Source) | DLCURAH36ABK |  |  | EN(A,D)4X48L24** | *96MSN1402422A* | 35800 | 16.5 | 8.1 | 38500 | 35000 | 90.91% | 2 | 0 | 10 |  |  |  |  | R-410A | 2.9833 | Residential & Commercial | USHP | Ducted CEE Tier 1
210106984 | Central HP <5.4 tons | RUSSELL | HRCU-A-CB (Split System: Heat Pump with Remote Outdoor Unit-Air-Source) | SP18AZ60AJVC |  |  | TCFZ6021SEAAM | S962V0705A21M4S | 52500 | 18 | 8.1 | 52500 | 50500 | 96.19% | 1.9 | 0 | 10 |  |  |  |  | R-410A | 4.375 | Residential & Commercial | USHP | Ducted CEE Tier 1
216623468 | Central HP <5.4 tons | MOOVAIR | HRCU-A-C (Split System: Heat Pump with Remote Outdoor Unit with No Indoor Fan --Air Source) | MSHMA30R2AN1 |  |  | MCHMA36RCAS1 | 0 | 29000 | 16 | 9.5 | 32000 | 32000 | 100% | 1.85 | 0 | 10 |  |  |  |  | R-454B | 2.4167 | Residential & Commercial | USHP | Ducted CEE Tier 1
213080913 | Central HP <5.4 tons | ACIQ | HRCU-A-CB (Split System: Heat Pump with Remote Outdoor Unit-Air-Source) | HVH837GKA** |  |  | EA*4X37L21A*+WALLCON | *97CMN1002122A* | 33000 | 17.5 | 8.5 | 33000 | 25200 | 76.36% | 2 | 12 | 11.7 |  |  |  |  | R-410A | 2.75 | Residential & Commercial | USHP | Ducted CEE Tier 1
213080922 | Central HP <5.4 tons | ACIQ | HRCU-A-CB (Split System: Heat Pump with Remote Outdoor Unit-Air-Source) | HVH837GKA** |  |  | EN(A,D,W)4X48L21**+WALLCON | *95CSU1002122A* | 32400 | 17.5 | 8.1 | 32800 | 24600 | 75% | 1.98 | 12 | 11.7 |  |  |  |  | R-410A | 2.7 | Residential & Commercial | USHP | Ducted CEE Tier 1
213081013 | Central HP <5.4 tons | ACIQ | HRCU-A-CB (Split System: Heat Pump with Remote Outdoor Unit-Air-Source) | HVH837GKA** |  |  | EA*4X60L24A*+WALLCON | *97CMN1002122A* | 32800 | 17.5 | 8.5 | 31800 | 24800 | 77.99% | 2 | 0 | 11.7 |  |  |  |  | R-410A | 2.7333 | Residential & Commercial | USHP | Ducted CEE Tier 1
216784756 | Central HP <5.4 tons | FRASER-JOHNSTON | HRCU-A-CB (Split System: Heat Pump with Remote Outdoor Unit-Air-Source) | HH860E2S11 |  |  | CTF60C5CHS1 | Z8ES120C20LMPS1 | 53500 | 19 | 9 | 53500 | 38000 | 71.03% | 2 | 0 | 11.7 |  |  |  |  | R-454B | 4.4583 | Residential & Commercial | USHP | Ducted CEE Tier 1
213782083 | Central HP <5.4 tons | KENMORE | HRCU-A-CB (Split System: Heat Pump with Remote Outdoor Unit-Air-Source) | (C,H,T)VH837GKA2* |  |  | EHD4X48AAL+WALLCON | *80CTL0901716B* | 32400 | 16.5 | 8.1 | 33000 | 24800 | 75.15% | 1.96 | 0 | 11 |  |  |  |  | R-410A | 2.7 | Residential & Commercial | USHP | Ducted CEE Tier 1
213782153 | Central HP <5.4 tons | KENMORE | HRCU-A-CB (Split System: Heat Pump with Remote Outdoor Unit-Air-Source) | (C,H,T)VH837GKA2* |  |  | EHD4X48AAL+WALLCON | *97CMN1002122B* | 32600 | 16.5 | 8.1 | 33000 | 24800 | 75.15% | 1.96 | 0 | 11 |  |  |  |  | R-410A | 2.7167 | Residential & Commercial | USHP | Ducted CEE Tier 1
213781933 | Central HP <5.4 tons | KENMORE | HRCU-A-CB (Split System: Heat Pump with Remote Outdoor Unit-Air-Source) | (C,H,T)VH837GKA2* |  |  | EHD4X42AAL+WALLCON | *80CTL0902120B* | 32400 | 16.5 | 8.1 | 32800 | 24600 | 75% | 1.94 | 0 | 11 |  |  |  |  | R-410A | 2.7 | Residential & Commercial | USHP | Ducted CEE Tier 1
216784848 | Central HP <5.4 tons | FRASER-JOHNSTON | HRCU-A-CB (Split System: Heat Pump with Remote Outdoor Unit-Air-Source) | HH836E2S11 |  |  | CTM48C5CFS1 | Z8ES080C20LMPS1 | 34200 | 19 | 9 | 32000 | 25400 | 79.38% | 2 | 0 | 11 |  |  |  |  | R-454B | 2.85 | Residential & Commercial | USHP | Ducted CEE Tier 1
216785925 | Central HP <5.4 tons | FRASER-JOHNSTON | HRCU-A-CB (Split System: Heat Pump with Remote Outdoor Unit-Air-Source) | HH836E2S11 |  |  | CTM48C5CFS1 | Z8ES120C16LMPS1 | 34000 | 19 | 9 | 31400 | 25200 | 80.25% | 2 | 0 | 11.7 |  |  |  |  | R-454B | 2.8333 | Residential & Commercial | USHP | Ducted CEE Tier 1
213067717 | Central HP <5.4 tons | ACIQ | HRCU-A-CB (Split System: Heat Pump with Remote Outdoor Unit-Air-Source) | HVH837GKA** |  |  | EHD4X60AAL+WALLCON | *96CTN1202422A* | 33000 | 17 | 8.1 | 32200 | 24800 | 77.02% | 2.02 | 0 | 11.5 |  |  |  |  | R-410A | 2.75 | Residential & Commercial | USHP | Ducted CEE Tier 1
213080896 | Central HP <5.4 tons | ACIQ | HRCU-A-CB (Split System: Heat Pump with Remote Outdoor Unit-Air-Source) | HVH837GKA** |  |  | EA*4X48L24A*+WALLCON | *96CTN1202422A* | 32400 | 17.5 | 8.5 | 32400 | 24800 | 76.54% | 2 | 12 | 11.7 |  |  |  |  | R-410A | 2.7 | Residential & Commercial | USHP | Ducted CEE Tier 1
215669048 | Central HP <5.4 tons | DAY & NIGHT | HRCU-A-CB (Split System: Heat Pump with Remote Outdoor Unit-Air-Source) | C5H0V36*K*AAA* |  |  | EA*5X43M21A*+WALLCON | *97CMN0601714B* | 34200 | 17.5 | 9 | 35600 | 25400 | 71.35% | 1.88 | 0 | 9.5 |  |  |  |  | R-454B | 2.85 | Residential & Commercial | USHP
211242091 | Central HP <5.4 tons | KEEPRITE | HRCU-A-CB (Split System: Heat Pump with Remote Outdoor Unit-Air-Source) | DLCURAH24ABK |  |  | EA*4X36L17A* | *80ES(N,L)0451712A* | 24200 | 16.5 | 8.5 | 26200 | 22600 | 86.26% | 1.88 | 0 | 10 |  |  |  |  | R-410A | 2.0167 | Residential & Commercial | USHP | Ducted CEE Tier 1
213081007 | Central HP <5.4 tons | ACIQ | HRCU-A-CB (Split System: Heat Pump with Remote Outdoor Unit-Air-Source) | HVH825GKA2* |  |  | EA*4X43L21A*+WALLCON | *80CTL0901716A* | 24600 | 17.5 | 8.5 | 21000 | 16500 | 78.57% | 2.04 | 0 | 11.7 |  |  |  |  | R-410A | 2.05 | Residential & Commercial | USHP | Ducted CEE Tier 1
216783862 | Central HP <5.4 tons | FRASER-JOHNSTON | HRCU-A-CB (Split System: Heat Pump with Remote Outdoor Unit-Air-Source) | HH824E2S11 |  |  | CTM36B5ADS1 | Z8ES060A12LMPS1 | 23000 | 18 | 9.5 | 23000 | 18500 | 80.43% | 2 | 0 | 12 |  |  |  |  | R-454B | 1.9167 | Residential & Commercial | USHP | Ducted CEE Tier 1
216675396 | Central HP <5.4 tons | KEEPRITE | HRCU-A-CB (Split System: Heat Pump with Remote Outdoor Unit-Air-Source) | D5CURAH24AAK |  |  | EA*5X30M17A* | *80CSU0401712A* | 24200 | 15.2 | 8.5 | 24400 | 19500 | 79.92% | 1.92 | 0 | 10 |  |  |  |  | R-454B | 2.0167 | Residential & Commercial | USHP | Ducted CEE Tier 1
214397241 | Central HP <5.4 tons | FRASER-JOHNSTON | HRCU-A-CB (Split System: Heat Pump with Remote Outdoor Unit-Air-Source) | HH836E2S11 |  |  | CTF36B5CDS1 | TM8E100B12MP11 | 33200 | 18 | 8.5 | 31200 | 25200 | 80.77% | 2 | 0 | 11 |  |  |  |  | R-454B | 2.7667 | Residential & Commercial | USHP | Ducted CEE Tier 1
214066635 | Central HP <5.4 tons | RUSSELL | HRCU-A-CB (Split System: Heat Pump with Remote Outdoor Unit-Air-Source) | RD17AZ36AJ3N |  |  | TCFZ3621MTANM | S97MV0603A17DHS | 34200 | 18 | 8.1 | 34200 | 29600 | 86.55% | 1.9 | 0 | 10 |  |  |  |  | R-410A | 2.85 | Residential & Commercial | USHP | Ducted CEE Tier 1
214066553 | Central HP <5.4 tons | RUSSELL | HRCU-A-CB (Split System: Heat Pump with Remote Outdoor Unit-Air-Source) | RD17AZ36AJ3N |  |  | TCFZ3621MTANM | S802V0755A21UHN | 34200 | 18 | 8.1 | 34200 | 29400 | 85.96% | 2 | 0 | 11.7 |  |  |  |  | R-410A | 2.85 | Residential & Commercial | USHP | Ducted CEE Tier 1
214396705 | Central HP <5.4 tons | FRASER-JOHNSTON | HRCU-A-CB (Split System: Heat Pump with Remote Outdoor Unit-Air-Source) | HH824E2S11 |  |  | JHE24B5AC2SS1 | 0 | 23000 | 19 | 9 | 23000 | 18300 | 79.57% | 2 | 0 | 12 |  |  |  |  | R-454B | 1.9167 | Residential & Commercial | USHP | Ducted CEE Tier 1
214397157 | Central HP <5.4 tons | FRASER-JOHNSTON | HRCU-A-CB (Split System: Heat Pump with Remote Outdoor Unit-Air-Source) | HH824E2S11 |  |  | CTF30B5ACS1 | TPLC080B12MP13 | 23000 | 17 | 9.5 | 23000 | 17900 | 77.83% | 2 | 0 | 12 |  |  |  |  | R-454B | 1.9167 | Residential & Commercial | USHP | Ducted CEE Tier 1
214239040 | Central HP <5.4 tons | KEEPRITE | HRCU-A-CB (Split System: Heat Pump with Remote Outdoor Unit-Air-Source) | CVH837GKA2* |  |  | END4X42L17**+WALLCON | *96CTN0801714B* | 32000 | 16.5 | 8.1 | 33000 | 24800 | 75.15% | 1.9 | 0 | 11 |  |  |  |  | R-410A | 2.6667 | Residential & Commercial | USHP | Ducted CEE Tier 1
213778932 | Central HP <5.4 tons | KEEPRITE | HRCU-A-CB (Split System: Heat Pump with Remote Outdoor Unit-Air-Source) | CVH837GKA** |  |  | EA*4X36L21A*+WALLCON | *96CTN1002122B* | 31600 | 17 | 8.1 | 32800 | 24200 | 73.78% | 1.86 | 0 | 11 |  |  |  |  | R-410A | 2.6333 | Residential & Commercial | USHP | Ducted CEE Tier 1
214572505 | Central HP <5.4 tons | KEEPRITE | HRCU-A-CB (Split System: Heat Pump with Remote Outdoor Unit-Air-Source) | CVH837GKA** |  |  | EA*4X36L21A*+WALLCON | *97CMN0602120B* | 31400 | 17 | 8.1 | 33200 | 24400 | 73.49% | 1.84 | 0 | 10.5 |  |  |  |  | R-410A | 2.6167 | Residential & Commercial | USHP | Ducted CEE Tier 1
213782033 | Central HP <5.4 tons | KENMORE | HRCU-A-CB (Split System: Heat Pump with Remote Outdoor Unit-Air-Source) | (C,H,T)VH837GKA2* |  |  | EHD4X42AAL+WALLCON | *96CTN1002122B* | 32600 | 16.5 | 8.1 | 33000 | 24600 | 74.55% | 1.94 | 0 | 11 |  |  |  |  | R-410A | 2.7167 | Residential & Commercial | USHP | Ducted CEE Tier 1
213781483 | Central HP <5.4 tons | KENMORE | HRCU-A-CB (Split System: Heat Pump with Remote Outdoor Unit-Air-Source) | (C,H,T)VH837GKA2* |  |  | EA*4X60L24A*+WALLCON | *80CTL1102120B* | 32800 | 17.5 | 8.1 | 31800 | 24600 | 77.36% | 1.98 | 0 | 11.5 |  |  |  |  | R-410A | 2.7333 | Residential & Commercial | USHP | Ducted CEE Tier 1
213781583 | Central HP <5.4 tons | KENMORE | HRCU-A-CB (Split System: Heat Pump with Remote Outdoor Unit-Air-Source) | (C,H,T)VH837GKA2* |  |  | EA*4X61L21A*+WALLCON | *80CTL1102120B* | 33200 | 17.5 | 8.5 | 32000 | 24800 | 77.5% | 1.98 | 0 | 11.5 |  |  |  |  | R-410A | 2.7667 | Residential & Commercial | USHP | Ducted CEE Tier 1
213781683 | Central HP <5.4 tons | KENMORE | HRCU-A-CB (Split System: Heat Pump with Remote Outdoor Unit-Air-Source) | (C,H,T)VH837GKA2* |  |  | EA*4X61L24A*+WALLCON | *80CTL1352422B* | 33200 | 17.5 | 8.5 | 32000 | 24800 | 77.5% | 2 | 0 | 11.7 |  |  |  |  | R-410A | 2.7667 | Residential & Commercial | USHP | Ducted CEE Tier 1
213080898 | Central HP <5.4 tons | ACIQ | HRCU-A-CB (Split System: Heat Pump with Remote Outdoor Unit-Air-Source) | HVH837GKA** |  |  | EA*4X48L24A*+WALLCON | *97CMN1202422A* | 32200 | 17.5 | 8.5 | 32600 | 25000 | 76.69% | 1.98 | 12 | 11.7 |  |  |  |  | R-410A | 2.6833 | Residential & Commercial | USHP | Ducted CEE Tier 1
213081005 | Central HP <5.4 tons | ACIQ | HRCU-A-CB (Split System: Heat Pump with Remote Outdoor Unit-Air-Source) | HVH825GKA3* |  |  | EA*4X43L21A*+WALLCON | *80CTL0901716A* | 24600 | 17.5 | 8.5 | 21000 | 16500 | 78.57% | 2.04 | 0 | 11.7 |  |  |  |  | R-410A | 2.05 | Residential & Commercial | USHP | Ducted CEE Tier 1
213081012 | Central HP <5.4 tons | ACIQ | HRCU-A-CB (Split System: Heat Pump with Remote Outdoor Unit-Air-Source) | HVH837GKA** |  |  | EA*4X60L24A*+WALLCON | *96CTN1202422A* | 32800 | 18 | 8.5 | 31800 | 24800 | 77.99% | 2 | 0 | 11.7 |  |  |  |  | R-410A | 2.7333 | Residential & Commercial | USHP | Ducted CEE Tier 1
213081023 | Central HP <5.4 tons | ACIQ | HRCU-A-CB (Split System: Heat Pump with Remote Outdoor Unit-Air-Source) | HVH837GKA** |  |  | EA*4X61L24A*+WALLCON | *96CTN1202422A* | 33200 | 18 | 8.5 | 32000 | 24800 | 77.5% | 2 | 0 | 12 |  |  |  |  | R-410A | 2.7667 | Residential & Commercial | USHP | Ducted CEE Tier 1
213067158 | Central HP <5.4 tons | ACIQ | HRCU-A-CB (Split System: Heat Pump with Remote Outdoor Unit-Air-Source) | HVH837GKA2* |  |  | EA*4X42L21A*+WALLCON | *80CSU1002120A* | 31800 | 17 | 8.1 | 33200 | 24400 | 73.49% | 1.88 | 0 | 11 |  |  |  |  | R-410A | 2.65 | Residential & Commercial | USHP | Ducted CEE Tier 1
213080939 | Central HP <5.4 tons | ACIQ | HRCU-A-CB (Split System: Heat Pump with Remote Outdoor Unit-Air-Source) | HVH837GKA2* |  |  | EA*4X48L24A*+WALLCON | *80CTL0902120A* | 32400 | 17.5 | 8.5 | 32600 | 25000 | 76.69% | 1.98 | 12 | 11.7 |  |  |  |  | R-410A | 2.7 | Residential & Commercial | USHP | Ducted CEE Tier 1
214075577 | Central HP <5.4 tons | RUSSELL | HRCU-A-CB (Split System: Heat Pump with Remote Outdoor Unit-Air-Source) | RD17AZ24AJ3N |  |  | TCFZ2417MTANM | S802V1004A17UHN | 22600 | 17 | 9.5 | 22600 | 16800 | 74.34% | 2.1 | 0 | 11.2 |  |  |  |  | R-410A | 1.8833 | Residential & Commercial | USHP | Ducted CEE Tier 1
214075428 | Central HP <5.4 tons | RUSSELL | HRCU-A-CB (Split System: Heat Pump with Remote Outdoor Unit-Air-Source) | RD17AZ24AJ3N |  |  | TCFZ2417MTANM | S97MV0603A17DHS | 22600 | 18 | 9.5 | 22600 | 16900 | 74.78% | 2 | 0 | 11.2 |  |  |  |  | R-410A | 1.8833 | Residential & Commercial | USHP | Ducted CEE Tier 1
210106968 | Central HP <5.4 tons | RUSSELL | HRCU-A-CB (Split System: Heat Pump with Remote Outdoor Unit-Air-Source) | SP18AZ48AJVC |  |  | TCFZ6021SEAAM | S962V1005A21M4S | 44500 | 19 | 8.5 | 43500 | 45000 | 103.4% | 2 | 0 | 10.9 |  |  |  |  | R-410A | 3.7083 | Residential & Commercial | USHP | Ducted CEE Tier 1
213829754 | Central HP <5.4 tons | RUSSELL | HRCU-A-CB (Split System: Heat Pump with Remote Outdoor Unit-Air-Source) | SP18AZ60AJVC |  |  | TCFZ6021SEAAM | S801V1005A21UHU | 53000 | 19 | 8.1 | 53000 | 50500 | 95.28% | 1.9 | 0 | 10 |  |  |  |  | R-410A | 4.4167 | Residential & Commercial | USHP | Ducted CEE Tier 1
216785488 | Central HP <5.4 tons | FRASER-JOHNSTON | HRCU-A-CB (Split System: Heat Pump with Remote Outdoor Unit-Air-Source) | HH860E2S11 |  |  | CTM60C5CGS1 | Z8ES100C20LMPS1 | 44500 | 18 | 9 | 44500 | 33400 | 75.06% | 2 | 0 | 12 |  |  |  |  | R-454B | 3.7083 | Residential & Commercial | USHP | Ducted CEE Tier 1
216786071 | Central HP <5.4 tons | FRASER-JOHNSTON | HRCU-A-CB (Split System: Heat Pump with Remote Outdoor Unit-Air-Source) | HH860E2S11 |  |  | CTM60C5CGS1 | Z8ES080C20LMPS1 | 44000 | 18 | 9 | 44500 | 33400 | 75.06% | 2 | 0 | 12 |  |  |  |  | R-454B | 3.6667 | Residential & Commercial | USHP | Ducted CEE Tier 1
215935441 | Central HP <5.4 tons | KEEPRITE | HRCU-A-CB (Split System: Heat Pump with Remote Outdoor Unit-Air-Source) | C5H3V36*K*AAA* |  |  | EVM5X60M24A*+WALLCON | *96CTN1002122B* | 35600 | 22 | 8.5 | 38000 | 28400 | 74.74% | 2.04 | 0 | 12.5 |  |  |  |  | R-454B | 2.9667 | Residential & Commercial | USHP | Ducted CEE Tier 1
215936211 | Central HP <5.4 tons | KEEPRITE | HRCU-A-CB (Split System: Heat Pump with Remote Outdoor Unit-Air-Source) | C5H3V36*K*AAA* |  |  | EVD5X42M24A*+WALLCON | *95CSU1002122B* | 35600 | 22 | 8.5 | 38000 | 28400 | 74.74% | 2.06 | 0 | 12.5 |  |  |  |  | R-454B | 2.9667 | Residential & Commercial | USHP | Ducted CEE Tier 1
215936341 | Central HP <5.4 tons | KEEPRITE | HRCU-A-CB (Split System: Heat Pump with Remote Outdoor Unit-Air-Source) | C5H3V36*K*AAA* |  |  | EVD5X48M24A*+WALLCON | *80CTL1352422B* | 35200 | 21.5 | 8.5 | 38000 | 28200 | 74.21% | 2.04 | 0 | 12 |  |  |  |  | R-454B | 2.9333 | Residential & Commercial | USHP | Ducted CEE Tier 1
215935591 | Central HP <5.4 tons | KEEPRITE | HRCU-A-CB (Split System: Heat Pump with Remote Outdoor Unit-Air-Source) | C5H3V36*K*AAA* |  |  | EVD5X36M21A*+WALLCON | *80CSU0401712A* | 34400 | 21 | 8.5 | 38500 | 28400 | 73.77% | 2.04 | 0 | 11.7 |  |  |  |  | R-454B | 2.8667 | Residential & Commercial | USHP | Ducted CEE Tier 1
215683588 | Central HP <5.4 tons | BRYANT HEATING AND COOLING SYSTEMS | HRCU-A-CB (Split System: Heat Pump with Remote Outdoor Unit-Air-Source) | 290VAN024**AA* |  |  | CAA**2417AM*+UI | 88*TB48090C17*** | 22800 | 17 | 9 | 24000 | 16800 | 70% | 1.96 | 0 | 10 |  |  |  |  | R-454B | 1.9 | Residential & Commercial | USHP | Ducted CEE Tier 1
215683656 | Central HP <5.4 tons | BRYANT HEATING AND COOLING SYSTEMS | HRCU-A-CB (Split System: Heat Pump with Remote Outdoor Unit-Air-Source) | 290VAN024**AA* |  |  | CAA**3617AM*+UI | 987MC42060C17*** | 23000 | 17 | 9 | 23800 | 16700 | 70.17% | 1.98 | 0 | 10 |  |  |  |  | R-454B | 1.9167 | Residential & Commercial | USHP | Ducted CEE Tier 1
210106959 | Central HP <5.4 tons | RUSSELL | HRCU-A-CB (Split System: Heat Pump with Remote Outdoor Unit-Air-Source) | SP18AZ36AJVC |  |  | TCFZ6021SEAAM | S98MV1005A21UPS | 34200 | 19 | 8.5 | 34200 | 43500 | 127.2% | 2.2 | 0 | 12.5 |  |  |  |  | R-410A | 2.85 | Residential & Commercial | USHP | Ducted CEE Tier 1
213780313 | Central HP <5.4 tons | KENMORE | HRCU-A-CB (Split System: Heat Pump with Remote Outdoor Unit-Air-Source) | (C,H,T)VH837GKA** |  |  | EHD4X60AAL+WALLCON | *80CTL0701412B* | 32800 | 16.5 | 8.1 | 32400 | 25600 | 79.01% | 2 | 0 | 11 |  |  |  |  | R-410A | 2.7333 | Residential & Commercial | USHP | Ducted CEE Tier 1
213780983 | Central HP <5.4 tons | KENMORE | HRCU-A-CB (Split System: Heat Pump with Remote Outdoor Unit-Air-Source) | (C,H,T)VH837GKA2* |  |  | EA*4X42L21A*+WALLCON | *80CTL0701716B* | 31400 | 17 | 8.1 | 33200 | 24400 | 73.49% | 1.86 | 0 | 10.5 |  |  |  |  | R-410A | 2.6167 | Residential & Commercial | USHP | Ducted CEE Tier 1
213780763 | Central HP <5.4 tons | KENMORE | HRCU-A-CB (Split System: Heat Pump with Remote Outdoor Unit-Air-Source) | (C,H,T)VH837GKA2* |  |  | EA*4X36L21A*+WALLCON | *80CTL0902120B* | 31600 | 17 | 8.1 | 32800 | 24200 | 73.78% | 1.86 | 0 | 11 |  |  |  |  | R-410A | 2.6333 | Residential & Commercial | USHP | Ducted CEE Tier 1
213780413 | Central HP <5.4 tons | KENMORE | HRCU-A-CB (Split System: Heat Pump with Remote Outdoor Unit-Air-Source) | (C,H,T)VH837GKA** |  |  | EHD4X60AAL+WALLCON | *97CMN1202422B* | 33000 | 16.5 | 8.1 | 32200 | 24800 | 77.02% | 2 | 0 | 11 |  |  |  |  | R-410A | 2.75 | Residential & Commercial | USHP | Ducted CEE Tier 1
213780163 | Central HP <5.4 tons | KENMORE | HRCU-A-CB (Split System: Heat Pump with Remote Outdoor Unit-Air-Source) | (C,H,T)VH837GKA** |  |  | EHD4X48AAL+WALLCON | *80CTL0701716B* | 32600 | 16.5 | 8.1 | 33200 | 25000 | 75.3% | 1.94 | 0 | 11 |  |  |  |  | R-410A | 2.7167 | Residential & Commercial | USHP | Ducted CEE Tier 1
216635425 | Central HP <5.4 tons | ACIQ | HRCU-A-CB (Split System: Heat Pump with Remote Outdoor Unit-Air-Source) | H5H3V36*K*AAA* |  |  | ESH5X42M12A*+WALLCON | *97CMN1002122B* | 33600 | 19 | 9 | 34600 | 26600 | 76.88% | 1.94 | 0 | 11.5 |  |  |  |  | R-454B | 2.8 | Residential & Commercial | USHP | Ducted CEE Tier 1
215937881 | Central HP <5.4 tons | KEEPRITE | HRCU-A-CB (Split System: Heat Pump with Remote Outdoor Unit-Air-Source) | C5H3V48*K*AAA* |  |  | EVD5X48M24A*+WALLCON | *80CTL0702120B* | 44500 | 20 | 8.1 | 52500 | 38500 | 73.33% | 1.9 | 0 | 11 |  |  |  |  | R-454B | 3.7083 | Residential & Commercial | USHP | Ducted CEE Tier 1
216635490 | Central HP <5.4 tons | ACIQ | HRCU-A-CB (Split System: Heat Pump with Remote Outdoor Unit-Air-Source) | H5H3V48*K*AAA* |  |  | EA*5X60M24A*+WALLCON | *80CSU1002120A* | 44500 | 21 | 9.5 | 48500 | 36400 | 75.05% | 2 | 0 | 11 |  |  |  |  | R-454B | 3.7083 | Residential & Commercial | USHP | Ducted CEE Tier 1
211243479 | Central HP <5.4 tons | KEEPRITE | HRCU-A-CB (Split System: Heat Pump with Remote Outdoor Unit-Air-Source) | DLCURAH24ABK |  |  | EA*4X37L21A* | *96VTN1002120A* | 24400 | 17 | 8.5 | 25200 | 21200 | 84.13% | 1.78 | 0 | 10.5 |  |  |  |  | R-410A | 2.0333 | Residential & Commercial | USHP | Ducted CEE Tier 1
211243870 | Central HP <5.4 tons | KEEPRITE | HRCU-A-CB (Split System: Heat Pump with Remote Outdoor Unit-Air-Source) | DLCURAH24ABK |  |  | EN(A,D)4X24L17** | *96VSN0401410A* | 23400 | 15.5 | 8.5 | 26600 | 24000 | 90.23% | 1.96 | 0 | 10 |  |  |  |  | R-410A | 1.95 | Residential & Commercial | USHP | Ducted CEE Tier 1
215683940 | Central HP <5.4 tons | BRYANT HEATING AND COOLING SYSTEMS | HRCU-A-CB (Split System: Heat Pump with Remote Outdoor Unit-Air-Source) | 290VAN036**AA* |  |  | CAA**4221AM*+UI | 88*TB48070C17*** | 33000 | 17.5 | 9 | 36000 | 25800 | 71.67% | 1.86 | 0 | 9.5 |  |  |  |  | R-454B | 2.75 | Residential & Commercial | USHP
210595690 | Central HP <5.4 tons | KENMORE | HRCU-A-CB (Split System: Heat Pump with Remote Outdoor Unit-Air-Source) | (C,H,T)VH825GKA2* |  |  | EN(A,D)4X48L24**+WALLCON | *95CSU0802120A* | 24200 | 17 | 8.1 | 21200 | 16600 | 78.3% | 2.02 | 0 | 11.5 |  |  |  |  | R-410A | 2.0167 | Residential & Commercial | USHP | Ducted CEE Tier 1
213779693 | Central HP <5.4 tons | KENMORE | HRCU-A-CB (Split System: Heat Pump with Remote Outdoor Unit-Air-Source) | (C,H,T)VH837GKA** |  |  | EA*4X61L21A*+WALLCON | *97CMN0601714B* | 33000 | 17 | 8.1 | 32200 | 25200 | 78.26% | 1.94 | 0 | 11 |  |  |  |  | R-410A | 2.75 | Residential & Commercial | USHP | Ducted CEE Tier 1
213779713 | Central HP <5.4 tons | KENMORE | HRCU-A-CB (Split System: Heat Pump with Remote Outdoor Unit-Air-Source) | (C,H,T)VH837GKA** |  |  | EA*4X61L21A*+WALLCON | *97CMN1002122B* | 33200 | 17.5 | 8.5 | 32000 | 24800 | 77.5% | 1.98 | 0 | 11.7 |  |  |  |  | R-410A | 2.7667 | Residential & Commercial | USHP | Ducted CEE Tier 1
213778993 | Central HP <5.4 tons | KENMORE | HRCU-A-CB (Split System: Heat Pump with Remote Outdoor Unit-Air-Source) | (C,H,T)VH837GKA** |  |  | EA*4X37L21A*+WALLCON | *95CSU0601716B* | 32800 | 17 | 8.5 | 33000 | 25200 | 76.36% | 1.96 | 0 | 11 |  |  |  |  | R-410A | 2.7333 | Residential & Commercial | USHP | Ducted CEE Tier 1
213779443 | Central HP <5.4 tons | KENMORE | HRCU-A-CB (Split System: Heat Pump with Remote Outdoor Unit-Air-Source) | (C,H,T)VH837GKA** |  |  | EA*4X48L21A*+WALLCON | *97CMN0801714B* | 32200 | 17 | 8.1 | 32600 | 25000 | 76.69% | 1.94 | 0 | 11 |  |  |  |  | R-410A | 2.6833 | Residential & Commercial | USHP | Ducted CEE Tier 1
213779093 | Central HP <5.4 tons | KENMORE | HRCU-A-CB (Split System: Heat Pump with Remote Outdoor Unit-Air-Source) | (C,H,T)VH837GKA** |  |  | EA*4X42L21A*+WALLCON | *80CTL0902120B* | 31800 | 17 | 8.1 | 32800 | 24200 | 73.78% | 1.88 | 0 | 11 |  |  |  |  | R-410A | 2.65 | Residential & Commercial | USHP | Ducted CEE Tier 1
213778743 | Central HP <5.4 tons | KENMORE | HRCU-A-CB (Split System: Heat Pump with Remote Outdoor Unit-Air-Source) | (C,H,T)VH837GKA** |  |  | EA*4X36L17A*+WALLCON | *80CTL0701412B* | 31400 | 16.5 | 8.1 | 33400 | 24400 | 73.05% | 1.82 | 0 | 10.5 |  |  |  |  | R-410A | 2.6167 | Residential & Commercial | USHP | Ducted CEE Tier 1
214239010 | Central HP <5.4 tons | KEEPRITE | HRCU-A-CB (Split System: Heat Pump with Remote Outdoor Unit-Air-Source) | CVH837GKA2* |  |  | END4X42L17**+WALLCON | *97CMN0601714B* | 31800 | 16.5 | 8.1 | 33200 | 25000 | 75.3% | 1.88 | 0 | 11 |  |  |  |  | R-410A | 2.65 | Residential & Commercial | USHP | Ducted CEE Tier 1
215683954 | Central HP <5.4 tons | BRYANT HEATING AND COOLING SYSTEMS | HRCU-A-CB (Split System: Heat Pump with Remote Outdoor Unit-Air-Source) | 290VAN036**AA* |  |  | CAA**4221AM*+UI | 935CB66100C21*** | 33200 | 17.5 | 9 | 35800 | 25600 | 71.51% | 1.84 | 0 | 10 |  |  |  |  | R-454B | 2.7667 | Residential & Commercial | USHP | Ducted CEE Tier 1
215683970 | Central HP <5.4 tons | BRYANT HEATING AND COOLING SYSTEMS | HRCU-A-CB (Split System: Heat Pump with Remote Outdoor Unit-Air-Source) | 290VAN036**AA* |  |  | CAA**4221AM*+UI | 986TD66100C21*** | 33200 | 17.5 | 9 | 35800 | 25600 | 71.51% | 1.84 | 0 | 10 |  |  |  |  | R-454B | 2.7667 | Residential & Commercial | USHP | Ducted CEE Tier 1
215684072 | Central HP <5.4 tons | BRYANT HEATING AND COOLING SYSTEMS | HRCU-A-CB (Split System: Heat Pump with Remote Outdoor Unit-Air-Source) | 290VAN036**AA* |  |  | CSAH*4212AM*+UI | 88*TB60090C21*** | 34000 | 16.5 | 8.5 | 35600 | 25200 | 70.79% | 1.78 | 0 | 9.5 |  |  |  |  | R-454B | 2.8333 | Residential & Commercial | USHP
215684090 | Central HP <5.4 tons | BRYANT HEATING AND COOLING SYSTEMS | HRCU-A-CB (Split System: Heat Pump with Remote Outdoor Unit-Air-Source) | 290VAN036**AA* |  |  | CSAH*4212AM*+UI | 987MC66100C21*** | 34000 | 16.5 | 8.5 | 35600 | 25200 | 70.79% | 1.78 | 0 | 9.5 |  |  |  |  | R-454B | 2.8333 | Residential & Commercial | USHP
211243897 | Central HP <5.4 tons | KEEPRITE | HRCU-A-CB (Split System: Heat Pump with Remote Outdoor Unit-Air-Source) | DLCURAH24ABK |  |  | EN(A,D)4X24L17** | *96VSN0801716A* | 23800 | 16 | 8.5 | 26800 | 23400 | 87.31% | 1.92 | 0 | 10 |  |  |  |  | R-410A | 1.9833 | Residential & Commercial | USHP | Ducted CEE Tier 1
211243179 | Central HP <5.4 tons | KEEPRITE | HRCU-A-CB (Split System: Heat Pump with Remote Outdoor Unit-Air-Source) | DLCURAH24ABK |  |  | EA*4X37L17A* | OLV098A12* | 23800 | 16.5 | 8.1 | 25200 | 22200 | 88.1% | 1.84 | 0 | 10 |  |  |  |  | R-410A | 1.9833 | Residential & Commercial | USHP | Ducted CEE Tier 1
211243270 | Central HP <5.4 tons | KEEPRITE | HRCU-A-CB (Split System: Heat Pump with Remote Outdoor Unit-Air-Source) | DLCURAH24ABK |  |  | EA*4X37L21A* | *95ESU0401712A* | 24400 | 17 | 8.5 | 25200 | 21200 | 84.13% | 1.78 | 0 | 10 |  |  |  |  | R-410A | 2.0333 | Residential & Commercial | USHP | Ducted CEE Tier 1
213774613 | Central HP <5.4 tons | KENMORE | HRCU-A-CB (Split System: Heat Pump with Remote Outdoor Unit-Air-Source) | (C,H,T)VH825GKA3* |  |  | EHD4X48AAL+WALLCON | *80CTL1102120B* | 24200 | 16 | 8.1 | 21200 | 16600 | 78.3% | 2.02 | 0 | 10.5 |  |  |  |  | R-410A | 2.0167 | Residential & Commercial | USHP | Ducted CEE Tier 1
213774563 | Central HP <5.4 tons | KENMORE | HRCU-A-CB (Split System: Heat Pump with Remote Outdoor Unit-Air-Source) | (C,H,T)VH825GKA3* |  |  | EHD4X48AAL+WALLCON | *80CTL0451712B* | 24200 | 16 | 8.1 | 21400 | 16700 | 78.04% | 2 | 0 | 10.5 |  |  |  |  | R-410A | 2.0167 | Residential & Commercial | USHP | Ducted CEE Tier 1
215679831 | Central HP <5.4 tons | KENMORE | HRCU-A-CB (Split System: Heat Pump with Remote Outdoor Unit-Air-Source) | (C,H,T)5H0V36*K*AAA* |  |  | ESH5X42M12A*+WALLCON | *97CTN0801716A* | 33800 | 16 | 8.5 | 35800 | 25400 | 70.95% | 1.76 | 0 | 9 |  |  |  |  | R-454B | 2.8167 | Residential & Commercial | USHP
214574575 | Central HP <5.4 tons | KEEPRITE | HRCU-A-CB (Split System: Heat Pump with Remote Outdoor Unit-Air-Source) | CVH837GKA2* |  |  | EN(A,D,W)4X48L21**+WALLCON | *80CTL0702120B* | 32400 | 18.5 | 8.1 | 32800 | 24800 | 75.61% | 1.96 | 0 | 11.5 |  |  |  |  | R-410A | 2.7 | Residential & Commercial | USHP | Ducted CEE Tier 1
211243345 | Central HP <5.4 tons | KEEPRITE | HRCU-A-CB (Split System: Heat Pump with Remote Outdoor Unit-Air-Source) | DLCURAH24ABK |  |  | EA*4X37L21A* | *80VSL0701716A* | 24600 | 17 | 8.5 | 25400 | 21200 | 83.46% | 1.78 | 0 | 10.5 |  |  |  |  | R-410A | 2.05 | Residential & Commercial | USHP | Ducted CEE Tier 1
211242591 | Central HP <5.4 tons | KEEPRITE | HRCU-A-CB (Split System: Heat Pump with Remote Outdoor Unit-Air-Source) | DLCURAH24ABK |  |  | EA*4X36L21A* | *80ES(N,L)0901714A* | 24800 | 17 | 8.5 | 26400 | 22000 | 83.33% | 1.84 | 0 | 10 |  |  |  |  | R-410A | 2.0667 | Residential & Commercial | USHP | Ducted CEE Tier 1
216633772 | Central HP <5.4 tons | ACIQ | HRCU-A-CB (Split System: Heat Pump with Remote Outdoor Unit-Air-Source) | H5H0V48*K*AAA* |  |  | EA*5X48M21A*+WALLCON | *80CTL0902120B* | 44500 | 18 | 9 | 48500 | 34000 | 70.1% | 2.06 | 0 | 9.5 |  |  |  |  | R-454B | 3.7083 | Residential & Commercial | USHP
216633787 | Central HP <5.4 tons | ACIQ | HRCU-A-CB (Split System: Heat Pump with Remote Outdoor Unit-Air-Source) | H5H0V48*K*AAA* |  |  | EA*5X60M24A*+WALLCON | *80CTL1352422B* | 45000 | 18 | 9 | 47500 | 33400 | 70.32% | 2.08 | 0 | 10 |  |  |  |  | R-454B | 3.75 | Residential & Commercial | USHP | Ducted CEE Tier 1
216633788 | Central HP <5.4 tons | ACIQ | HRCU-A-CB (Split System: Heat Pump with Remote Outdoor Unit-Air-Source) | H5H0V48*K*AAA* |  |  | EA*5X60M24A*+WALLCON | *95CSU0802120B* | 45000 | 17.5 | 9 | 47500 | 33600 | 70.74% | 2.08 | 0 | 9.5 |  |  |  |  | R-454B | 3.75 | Residential & Commercial | USHP
216633803 | Central HP <5.4 tons | ACIQ | HRCU-A-CB (Split System: Heat Pump with Remote Outdoor Unit-Air-Source) | H5H0V48*K*AAA* |  |  | EA*5X61M21A*+WALLCON | *80CTL0902120B* | 46000 | 18.5 | 9 | 47500 | 33600 | 70.74% | 2.06 | 0 | 10 |  |  |  |  | R-454B | 3.8333 | Residential & Commercial | USHP | Ducted CEE Tier 1
216633837 | Central HP <5.4 tons | ACIQ | HRCU-A-CB (Split System: Heat Pump with Remote Outdoor Unit-Air-Source) | H5H0V48*K*AAA* |  |  | ESH5X48M12A*+WALLCON | *95CSU0601716B* | 44500 | 16 | 8.5 | 49500 | 34800 | 70.3% | 1.92 | 0 | 9 |  |  |  |  | R-454B | 3.7083 | Residential & Commercial | USHP
216633870 | Central HP <5.4 tons | ACIQ | HRCU-A-CB (Split System: Heat Pump with Remote Outdoor Unit-Air-Source) | H5H0V48*K*AAA* |  |  | FCMA5B60L0D*+WALLCON | 0 | 46500 | 19.5 | 9.5 | 47000 | 33000 | 70.21% | 2.2 | 0 | 10.5 |  |  |  |  | R-454B | 3.875 | Residential & Commercial | USHP | Ducted CEE Tier 1
216739113 | Central HP <5.4 tons | KEEPRITE | HRCU-A-CB (Split System: Heat Pump with Remote Outdoor Unit-Air-Source) | D5CUHAH24AAK |  |  | FM(C,U)5Z36**AL* | 0 | 23200 | 17 | 9 | 21400 | 19300 | 90.19% | 2.08 | 0 | 11 |  |  |  |  | R-454B | 1.9333 | Residential & Commercial | USHP | Ducted CEE Tier 1
216738597 | Central HP <5.4 tons | KEEPRITE | HRCU-A-CB (Split System: Heat Pump with Remote Outdoor Unit-Air-Source) | D5CUHAH24AAK |  |  | ESH5X36M12A* | *96MSN1002122A* | 22400 | 15.5 | 8.1 | 20800 | 18400 | 88.46% | 1.85 | 0 | 10.5 |  |  |  |  | R-454B | 1.8667 | Residential & Commercial | USHP | Ducted CEE Tier 1
213072060 | Central HP <5.4 tons | ACIQ | HRCU-A-CB (Split System: Heat Pump with Remote Outdoor Unit-Air-Source) | DLCURAH24ABK |  |  | FVM4X24***L | 0 | 23800 | 17 | 8.5 | 25800 | 23000 | 89.15% | 1.92 | 0 | 10 |  |  |  |  | R-410A | 1.9833 | Residential & Commercial | USHP | Ducted CEE Tier 1
213080936 | Central HP <5.4 tons | ACIQ | HRCU-A-CB (Split System: Heat Pump with Remote Outdoor Unit-Air-Source) | HVH837GKA2* |  |  | EA*4X48L21A*+WALLCON | *97CMN1002122A* | 32400 | 17.5 | 8.5 | 32600 | 25000 | 76.69% | 1.98 | 12 | 11.7 |  |  |  |  | R-410A | 2.7 | Residential & Commercial | USHP | Ducted CEE Tier 1
213072262 | Central HP <5.4 tons | ACIQ | HRCU-A-CB (Split System: Heat Pump with Remote Outdoor Unit-Air-Source) | DLCURAH18ABK |  |  | EA*4X30L17A* | OMV098J12* | 18300 | 16 | 8.5 | 18900 | 18400 | 97.35% | 2.22 | 0 | 10.5 |  |  |  |  | R-410A | 1.525 | Residential & Commercial | USHP | Ducted CEE Tier 1
213080900 | Central HP <5.4 tons | ACIQ | HRCU-A-CB (Split System: Heat Pump with Remote Outdoor Unit-Air-Source) | HVH837GKA** |  |  | END4X42L17**+WALLCON | *80CTL0901716A* | 32200 | 17.5 | 8.1 | 33000 | 24600 | 74.55% | 1.92 | 11 | 11.7 |  |  |  |  | R-410A | 2.6833 | Residential & Commercial | USHP | Ducted CEE Tier 1
213080901 | Central HP <5.4 tons | ACIQ | HRCU-A-CB (Split System: Heat Pump with Remote Outdoor Unit-Air-Source) | HVH837GKA** |  |  | EN(A,D,W)4X48L21**+WALLCON | *80CTL0902120A* | 32400 | 17.5 | 8.1 | 33000 | 24800 | 75.15% | 1.96 | 12 | 11.7 |  |  |  |  | R-410A | 2.7 | Residential & Commercial | USHP | Ducted CEE Tier 1
213081034 | Central HP <5.4 tons | ACIQ | HRCU-A-CB (Split System: Heat Pump with Remote Outdoor Unit-Air-Source) | HVH837GKA** |  |  | EN(A,D,W)4X60L24**+WALLCON | *95CSU0802120A* | 32800 | 18 | 8.1 | 32200 | 24600 | 76.4% | 1.98 | 0 | 12 |  |  |  |  | R-410A | 2.7333 | Residential & Commercial | USHP | Ducted CEE Tier 1
215937991 | Central HP <5.4 tons | KEEPRITE | HRCU-A-CB (Split System: Heat Pump with Remote Outdoor Unit-Air-Source) | C5H3V48*K*AAA* |  |  | EVD5X48M24A*+WALLCON | *96CTN1202422B* | 45000 | 20.5 | 8.1 | 52000 | 38000 | 73.08% | 1.9 | 0 | 11 |  |  |  |  | R-454B | 3.75 | Residential & Commercial | USHP | Ducted CEE Tier 1
215938111 | Central HP <5.4 tons | KEEPRITE | HRCU-A-CB (Split System: Heat Pump with Remote Outdoor Unit-Air-Source) | C5H3V48*K*AAA* |  |  | EVD5X49M24A*+WALLCON | *96CTN1002122B* | 45500 | 20.5 | 8.1 | 52500 | 38000 | 72.38% | 1.9 | 0 | 11.5 |  |  |  |  | R-454B | 3.7917 | Residential & Commercial | USHP | Ducted CEE Tier 1
214066479 | Central HP <5.4 tons | RUSSELL | HRCU-A-CB (Split System: Heat Pump with Remote Outdoor Unit-Air-Source) | RD17AZ36AJ3N |  |  | TCFZ3621MTANM | S962V1005A21M4S | 34200 | 17 | 8.1 | 34200 | 29600 | 86.55% | 1.9 | 0 | 10 |  |  |  |  | R-410A | 2.85 | Residential & Commercial | USHP | Ducted CEE Tier 1
214066806 | Central HP <5.4 tons | RUSSELL | HRCU-A-CB (Split System: Heat Pump with Remote Outdoor Unit-Air-Source) | RD17AZ36AJ3N |  |  | TCFZ3621MTANM | S962V0855A21M4S | 34200 | 18 | 8.1 | 34200 | 29600 | 86.55% | 1.9 | 0 | 10 |  |  |  |  | R-410A | 2.85 | Residential & Commercial | USHP | Ducted CEE Tier 1
214397355 | Central HP <5.4 tons | FRASER-JOHNSTON | HRCU-A-CB (Split System: Heat Pump with Remote Outdoor Unit-Air-Source) | HH836E2S11 |  |  | CTM48C5CFS1 | TMLE120C20MP11 | 34600 | 17 | 8.5 | 32600 | 25600 | 78.53% | 2 | 0 | 11 |  |  |  |  | R-454B | 2.8833 | Residential & Commercial | USHP | Ducted CEE Tier 1
214066549 | Central HP <5.4 tons | RUSSELL | HRCU-A-CB (Split System: Heat Pump with Remote Outdoor Unit-Air-Source) | RD17AZ36AJ3N |  |  | TCFZ3621MTANM | S801V1005A21UHU | 34200 | 18 | 8.1 | 34200 | 29400 | 85.96% | 2 | 0 | 11.7 |  |  |  |  | R-410A | 2.85 | Residential & Commercial | USHP | Ducted CEE Tier 1
216785702 | Central HP <5.4 tons | FRASER-JOHNSTON | HRCU-A-CB (Split System: Heat Pump with Remote Outdoor Unit-Air-Source) | HH860E2S11 |  |  | CTU60C5XGS1+TXV | Z8ES100C16LMPS1 | 44000 | 18 | 9 | 44000 | 33200 | 75.45% | 2 | 0 | 12 |  |  |  |  | R-454B | 3.6667 | Residential & Commercial | USHP | Ducted CEE Tier 1
213781403 | Central HP <5.4 tons | KENMORE | HRCU-A-CB (Split System: Heat Pump with Remote Outdoor Unit-Air-Source) | (C,H,T)VH837GKA2* |  |  | EA*4X48L24A*+WALLCON | *80CTL0902120B* | 32400 | 17 | 8.5 | 32200 | 24800 | 77.02% | 1.98 | 0 | 11.5 |  |  |  |  | R-410A | 2.7 | Residential & Commercial | USHP | Ducted CEE Tier 1
213080409 | Central HP <5.4 tons | KEEPRITE | HRCU-A-CB (Split System: Heat Pump with Remote Outdoor Unit-Air-Source) | DLCURAH36ABK |  |  | EA*4X42L24A* | *96MSN1002122A* | 35400 | 16 | 8.5 | 38500 | 35000 | 90.91% | 1.88 | 0 | 10 |  |  |  |  | R-410A | 2.95 | Residential & Commercial | USHP | Ducted CEE Tier 1
216633077 | Central HP <5.4 tons | ACIQ | HRCU-A-CB (Split System: Heat Pump with Remote Outdoor Unit-Air-Source) | H5H0V24*K*AAA* |  |  | EA*5X37M21A*+WALLCON | *80CTL0902120B* | 24000 | 17.5 | 9 | 23200 | 16300 | 70.26% | 2.02 | 0 | 10.5 |  |  |  |  | R-454B | 2 | Residential & Commercial | USHP | Ducted CEE Tier 1
214395014 | Central HP <5.4 tons | KEEPRITE | HRCU-A-CB (Split System: Heat Pump with Remote Outdoor Unit-Air-Source) | DLCURAH24ABK |  |  | EN(A,D)4X24L17** | *96MSN0601716A* | 23400 | 16 | 9 | 26600 | 24200 | 90.98% | 2 | 0 | 10 |  |  |  |  | R-410A | 1.95 | Residential & Commercial | USHP | Ducted CEE Tier 1
216633873 | Central HP <5.4 tons | ACIQ | HRCU-A-CB (Split System: Heat Pump with Remote Outdoor Unit-Air-Source) | H5H0V48*K*AAA* |  |  | EVM5X48M21A*+WALLCON | *80CTL0701716B* | 46500 | 18 | 9 | 50000 | 36800 | 73.6% | 2 | 0 | 9.5 |  |  |  |  | R-454B | 3.875 | Residential & Commercial | USHP
216633906 | Central HP <5.4 tons | ACIQ | HRCU-A-CB (Split System: Heat Pump with Remote Outdoor Unit-Air-Source) | H5H0V48*K*AAA* |  |  | EVM5X60M21A*+WALLCON | *80CTL0701716B* | 48000 | 18.5 | 9 | 50000 | 37200 | 74.4% | 2 | 0 | 10 |  |  |  |  | R-454B | 4 | Residential & Commercial | USHP | Ducted CEE Tier 1
216633971 | Central HP <5.4 tons | ACIQ | HRCU-A-CB (Split System: Heat Pump with Remote Outdoor Unit-Air-Source) | H5H0V48*K*AAA* |  |  | EVD5X49M24A*+WALLCON | *97CMN0802120B* | 48000 | 19 | 9 | 50000 | 36600 | 73.2% | 2 | 0 | 10 |  |  |  |  | R-454B | 4 | Residential & Commercial | USHP | Ducted CEE Tier 1
215351154 | Central HP <5.4 tons | TOSOT | HRCU-A-CB (Split System: Heat Pump with Remote Outdoor Unit-Air-Source) | TU60-R32WEDU |  |  | TUD60-R32AHEDU | 0 | 53000 | 18.5 | 10.5 | 54000 | 54000 | 100% | 2.1 | 0 | 11.7 |  |  |  |  | R-32 | 4.4167 | Residential & Commercial | USHP | Ducted CEE Tier 1
216634037 | Central HP <5.4 tons | ACIQ | HRCU-A-CB (Split System: Heat Pump with Remote Outdoor Unit-Air-Source) | H5H0V60*K*AAA* |  |  | EVM5X60M21A*+WALLCON | *80CTL1102120B* | 57000 | 18.5 | 9 | 63500 | 44500 | 70.08% | 2.08 | 0 | 9.5 |  |  |  |  | R-454B | 4.75 | Residential & Commercial | USHP
216634055 | Central HP <5.4 tons | ACIQ | HRCU-A-CB (Split System: Heat Pump with Remote Outdoor Unit-Air-Source) | H5H0V60*K*AAA* |  |  | EVM5X60M24A*+WALLCON | *96CTN1002122B* | 56500 | 18.5 | 9 | 63000 | 44500 | 70.63% | 2.08 | 0 | 9 |  |  |  |  | R-454B | 4.7083 | Residential & Commercial | USHP
216634070 | Central HP <5.4 tons | ACIQ | HRCU-A-CB (Split System: Heat Pump with Remote Outdoor Unit-Air-Source) | H5H0V60*K*AAA* |  |  | EVD5X60M21A*+WALLCON | *80CTL0702120B* | 56500 | 18 | 9 | 64000 | 45000 | 70.31% | 2.06 | 0 | 9 |  |  |  |  | R-454B | 4.7083 | Residential & Commercial | USHP
213779273 | Central HP <5.4 tons | KENMORE | HRCU-A-CB (Split System: Heat Pump with Remote Outdoor Unit-Air-Source) | (C,H,T)VH837GKA** |  |  | EA*4X43L21A*+WALLCON | *80CTL0901716B* | 33000 | 17 | 8.5 | 32800 | 25000 | 76.22% | 1.98 | 0 | 11 |  |  |  |  | R-410A | 2.75 | Residential & Commercial | USHP | Ducted CEE Tier 1
213779623 | Central HP <5.4 tons | KENMORE | HRCU-A-CB (Split System: Heat Pump with Remote Outdoor Unit-Air-Source) | (C,H,T)VH837GKA** |  |  | EA*4X60L24A*+WALLCON | *96CTN1202422B* | 32800 | 17.5 | 8.1 | 31800 | 24600 | 77.36% | 1.98 | 0 | 11.5 |  |  |  |  | R-410A | 2.7333 | Residential & Commercial | USHP | Ducted CEE Tier 1
215679431 | Central HP <5.4 tons | KENMORE | HRCU-A-CB (Split System: Heat Pump with Remote Outdoor Unit-Air-Source) | (C,H,T)5H0V36*K*AAA* |  |  | EA*5X43M21A*+WALLCON | *80CSU0401712B* | 34600 | 18 | 9 | 35200 | 25000 | 71.02% | 1.9 | 0 | 10 |  |  |  |  | R-454B | 2.8833 | Residential & Commercial | USHP | Ducted CEE Tier 1
215679281 | Central HP <5.4 tons | KENMORE | HRCU-A-CB (Split System: Heat Pump with Remote Outdoor Unit-Air-Source) | (C,H,T)5H0V36*K*AAA* |  |  | EA*5X37M21A*+WALLCON | *96CTN0802120B* | 34400 | 18 | 9 | 35400 | 25200 | 71.19% | 1.88 | 0 | 10 |  |  |  |  | R-454B | 2.8667 | Residential & Commercial | USHP | Ducted CEE Tier 1
216635409 | Central HP <5.4 tons | ACIQ | HRCU-A-CB (Split System: Heat Pump with Remote Outdoor Unit-Air-Source) | H5H3V36*K*AAA* |  |  | ESH5X42M12A*+WALLCON | *80CSU0601716A* | 33400 | 19.5 | 9 | 34800 | 26600 | 76.44% | 1.94 | 0 | 11 |  |  |  |  | R-454B | 2.7833 | Residential & Commercial | USHP | Ducted CEE Tier 1
216635559 | Central HP <5.4 tons | ACIQ | HRCU-A-CB (Split System: Heat Pump with Remote Outdoor Unit-Air-Source) | H5H3V36*K*AAA* |  |  | EVM5X44M21A*+WALLCON | *80CSU0401712A* | 35600 | 22 | 8.5 | 38000 | 28800 | 75.79% | 2.02 | 0 | 12 |  |  |  |  | R-454B | 2.9667 | Residential & Commercial | USHP | Ducted CEE Tier 1
216635641 | Central HP <5.4 tons | ACIQ | HRCU-A-CB (Split System: Heat Pump with Remote Outdoor Unit-Air-Source) | H5H3V36*K*AAA* |  |  | EVD5X36M21A*+WALLCON | *80CSU0601716A* | 34400 | 21 | 8.5 | 38500 | 28200 | 73.25% | 2.04 | 0 | 11.7 |  |  |  |  | R-454B | 2.8667 | Residential & Commercial | USHP | Ducted CEE Tier 1
216635711 | Central HP <5.4 tons | ACIQ | HRCU-A-CB (Split System: Heat Pump with Remote Outdoor Unit-Air-Source) | H5H3V36*K*AAA* |  |  | EVD5X48M24A*+WALLCON | *80CSU1002120A* | 35000 | 21.5 | 8.5 | 38500 | 28400 | 73.77% | 2.04 | 0 | 12 |  |  |  |  | R-454B | 2.9167 | Residential & Commercial | USHP | Ducted CEE Tier 1
213781453 | Central HP <5.4 tons | KENMORE | HRCU-A-CB (Split System: Heat Pump with Remote Outdoor Unit-Air-Source) | (C,H,T)VH837GKA2* |  |  | EA*4X48L24A*+WALLCON | *96CTN1002122B* | 32400 | 17 | 8.5 | 32200 | 24800 | 77.02% | 1.98 | 0 | 11 |  |  |  |  | R-410A | 2.7 | Residential & Commercial | USHP | Ducted CEE Tier 1
214279924 | Central HP <5.4 tons | KEEPRITE | HRCU-A-CB (Split System: Heat Pump with Remote Outdoor Unit-Air-Source) | DLCURAH24ABK |  |  | EA*4X36L21A* | *96MSN0601716A* | 23600 | 17 | 9 | 25800 | 23600 | 91.47% | 1.96 | 0 | 10 |  |  |  |  | R-410A | 1.9667 | Residential & Commercial | USHP | Ducted CEE Tier 1
214574465 | Central HP <5.4 tons | KEEPRITE | HRCU-A-CB (Split System: Heat Pump with Remote Outdoor Unit-Air-Source) | CVH837GKA2* |  |  | EN(A,D)4X36L21**+WALLCON | *95CSU0802120B* | 31400 | 16.5 | 8.1 | 33200 | 24200 | 72.89% | 1.82 | 0 | 11 |  |  |  |  | R-410A | 2.6167 | Residential & Commercial | USHP | Ducted CEE Tier 1
216783491 | Central HP <5.4 tons | FRASER-JOHNSTON | HRCU-A-CB (Split System: Heat Pump with Remote Outdoor Unit-Air-Source) | HH824E2S11 |  |  | CTF36B5ADS1 | Z8ES100B12LMPS1 | 23000 | 19 | 9.5 | 23000 | 18800 | 81.74% | 2 | 0 | 12 |  |  |  |  | R-454B | 1.9167 | Residential & Commercial | USHP | Ducted CEE Tier 1
214650712 | Central HP <5.4 tons | CHAMPION HEATING AND COOLING | HRCU-A-CB (Split System: Heat Pump with Remote Outdoor Unit-Air-Source) | HH824E2S11 |  |  | CTU36B5XDS1+TXV | TM9E080B12MP12 | 23000 | 18 | 9.5 | 23000 | 18800 | 81.74% | 2 | 0 | 12 |  |  |  |  | R-454B | 1.9167 | Residential & Commercial | USHP | Ducted CEE Tier 1
214066674 | Central HP <5.4 tons | RUSSELL | HRCU-A-CB (Split System: Heat Pump with Remote Outdoor Unit-Air-Source) | RD17AZ36AJ3N |  |  | TCFZ3621MTANM | S801V0704A17UHU | 34200 | 18 | 8.1 | 34200 | 29600 | 86.55% | 1.9 | 0 | 10 |  |  |  |  | R-410A | 2.85 | Residential & Commercial | USHP | Ducted CEE Tier 1
214395401 | Central HP <5.4 tons | FRASER-JOHNSTON | HRCU-A-CB (Split System: Heat Pump with Remote Outdoor Unit-Air-Source) | HH860E2S11 |  |  | JHC60C5CH2SS1 | 0 | 54000 | 19 | 9 | 54000 | 38500 | 71.3% | 2 | 0 | 11.7 |  |  |  |  | R-454B | 4.5 | Residential & Commercial | USHP | Ducted CEE Tier 1
214609053 | Central HP <5.4 tons | COLEMAN | HRCU-A-CB (Split System: Heat Pump with Remote Outdoor Unit-Air-Source) | HH860E2S11 |  |  | CTM60C5CGS1 | Z9ES080C20SMPS1 | 44500 | 18 | 9 | 45500 | 33400 | 73.41% | 2 | 0 | 12 |  |  |  |  | R-454B | 3.7083 | Residential & Commercial | USHP | Ducted CEE Tier 1
214398130 | Central HP <5.4 tons | CHAMPION HEATING AND COOLING | HRCU-A-CB (Split System: Heat Pump with Remote Outdoor Unit-Air-Source) | HH836E2S11 |  |  | CTF36C5CDS1 | TM8Y100C16MP11 | 33600 | 18 | 8.5 | 30800 | 25200 | 81.82% | 2 | 0 | 11.7 |  |  |  |  | R-454B | 2.8 | Residential & Commercial | USHP | Ducted CEE Tier 1
214398600 | Central HP <5.4 tons | CHAMPION HEATING AND COOLING | HRCU-A-CB (Split System: Heat Pump with Remote Outdoor Unit-Air-Source) | HH836E2S11 |  |  | CTF48C5CFS1 | TM8Y100C20MP11 | 34400 | 19 | 9 | 32600 | 25800 | 79.14% | 2 | 0 | 11 |  |  |  |  | R-454B | 2.8667 | Residential & Commercial | USHP | Ducted CEE Tier 1
214397605 | Central HP <5.4 tons | CHAMPION HEATING AND COOLING | HRCU-A-CB (Split System: Heat Pump with Remote Outdoor Unit-Air-Source) | HH860E2S11 |  |  | CTM60D5CHS1 | TM8E130D20MP11 | 54500 | 19 | 8.5 | 55000 | 40000 | 72.73% | 2 | 0 | 11.7 |  |  |  |  | R-454B | 4.5417 | Residential & Commercial | USHP | Ducted CEE Tier 1
214397830 | Central HP <5.4 tons | CHAMPION HEATING AND COOLING | HRCU-A-CB (Split System: Heat Pump with Remote Outdoor Unit-Air-Source) | HH860E2S11 |  |  | CTM60C5CGS1 | TP9C080C16MP13 | 43500 | 18 | 9 | 44000 | 34000 | 77.27% | 2 | 0 | 11 |  |  |  |  | R-454B | 3.625 | Residential & Commercial | USHP | Ducted CEE Tier 1
214398645 | Central HP <5.4 tons | CHAMPION HEATING AND COOLING | HRCU-A-CB (Split System: Heat Pump with Remote Outdoor Unit-Air-Source) | HH860E2S11 |  |  | CTF60C5CGS1 | TM8V080C16MP12 | 43500 | 18 | 9 | 44000 | 33400 | 75.91% | 2 | 0 | 11.7 |  |  |  |  | R-454B | 3.625 | Residential & Commercial | USHP | Ducted CEE Tier 1
216374694 | Central HP <5.4 tons | CHAMPION HEATING AND COOLING | HRCU-A-CB (Split System: Heat Pump with Remote Outdoor Unit-Air-Source) | HH860E2S11 |  |  | CTM60C5CGS1 | Z9ET100C20SMPS1 | 45000 | 18 | 9 | 46500 | 33800 | 72.69% | 2 | 0 | 11 |  |  |  |  | R-454B | 3.75 | Residential & Commercial | USHP | Ducted CEE Tier 1
216374776 | Central HP <5.4 tons | CHAMPION HEATING AND COOLING | HRCU-A-CB (Split System: Heat Pump with Remote Outdoor Unit-Air-Source) | HH860E2S11 |  |  | CTM60D5CHS1 | Z9ET120D20SMPS1 | 54000 | 19 | 8.5 | 55000 | 40000 | 72.73% | 2 | 0 | 11 |  |  |  |  | R-454B | 4.5 | Residential & Commercial | USHP | Ducted CEE Tier 1
214397494 | Central HP <5.4 tons | CHAMPION HEATING AND COOLING | HRCU-A-CB (Split System: Heat Pump with Remote Outdoor Unit-Air-Source) | HH860E2S11 |  |  | CTM60C5CGS1 | TM9E080C20MP12 | 44500 | 17 | 9 | 45000 | 33800 | 75.11% | 2 | 0 | 11.7 |  |  |  |  | R-454B | 3.7083 | Residential & Commercial | USHP | Ducted CEE Tier 1
214397892 | Central HP <5.4 tons | CHAMPION HEATING AND COOLING | HRCU-A-CB (Split System: Heat Pump with Remote Outdoor Unit-Air-Source) | HH860E2S11 |  |  | CTM60C5CGS1 | TMLV120C20MP12 | 44000 | 18 | 9 | 44500 | 33600 | 75.51% | 2 | 0 | 11.7 |  |  |  |  | R-454B | 3.6667 | Residential & Commercial | USHP | Ducted CEE Tier 1
214397561 | Central HP <5.4 tons | CHAMPION HEATING AND COOLING | HRCU-A-CB (Split System: Heat Pump with Remote Outdoor Unit-Air-Source) | HH824E2S11 |  |  | CTM30B5ACS1 | TPLC080B12MP13 | 23000 | 17 | 9.5 | 23000 | 17900 | 77.83% | 2 | 0 | 12 |  |  |  |  | R-454B | 1.9167 | Residential & Commercial | USHP | Ducted CEE Tier 1
214239160 | Central HP <5.4 tons | KEEPRITE | HRCU-A-CB (Split System: Heat Pump with Remote Outdoor Unit-Air-Source) | CVH837GKA2* |  |  | EN(A,D,W)4X42L21**+WALLCON | *96CTN1002122B* | 31800 | 16.5 | 8.1 | 33000 | 24400 | 73.94% | 1.88 | 0 | 11 |  |  |  |  | R-410A | 2.65 | Residential & Commercial | USHP | Ducted CEE Tier 1
216013471 | Central HP <5.4 tons | DUCANE | HRCU-A-CB (Split System: Heat Pump with Remote Outdoor Unit-Air-Source) | 7SCP18V60P-**A |  |  | 7AH1AV60PX-** | 0 | 55000 | 16 | 9.4 | 55000 | 43000 | 78.18% | 1.75 | 0 | 10 |  |  |  |  | R-454B | 4.5833 | Residential & Commercial | USHP | Ducted CEE Tier 1
214574515 | Central HP <5.4 tons | KEEPRITE | HRCU-A-CB (Split System: Heat Pump with Remote Outdoor Unit-Air-Source) | CVH837GKA2* |  |  | EN(A,D,W)4X42L21**+WALLCON | *80CTL0702120B* | 31800 | 17 | 8.1 | 33000 | 24600 | 74.55% | 1.88 | 0 | 11 |  |  |  |  | R-410A | 2.65 | Residential & Commercial | USHP | Ducted CEE Tier 1
214574045 | Central HP <5.4 tons | KEEPRITE | HRCU-A-CB (Split System: Heat Pump with Remote Outdoor Unit-Air-Source) | CVH837GKA2* |  |  | EA*4X60L24A*+WALLCON | *95CSU0802120B* | 32800 | 17.5 | 8.5 | 31600 | 24800 | 78.48% | 1.98 | 0 | 11.5 |  |  |  |  | R-410A | 2.7333 | Residential & Commercial | USHP | Ducted CEE Tier 1
214573945 | Central HP <5.4 tons | KEEPRITE | HRCU-A-CB (Split System: Heat Pump with Remote Outdoor Unit-Air-Source) | CVH837GKA2* |  |  | EA*4X48L21A*+WALLCON | *97CMN0602120B* | 32200 | 17 | 8.5 | 32600 | 25200 | 77.3% | 1.96 | 0 | 11 |  |  |  |  | R-410A | 2.6833 | Residential & Commercial | USHP | Ducted CEE Tier 1
214398625 | Central HP <5.4 tons | CHAMPION HEATING AND COOLING | HRCU-A-CB (Split System: Heat Pump with Remote Outdoor Unit-Air-Source) | HH836E2S11 |  |  | CTF48C5CFS1 | TM8Y080C16MP11 | 33200 | 19 | 9 | 31400 | 25000 | 79.62% | 2 | 0 | 11 |  |  |  |  | R-454B | 2.7667 | Residential & Commercial | USHP | Ducted CEE Tier 1
214398091 | Central HP <5.4 tons | CHAMPION HEATING AND COOLING | HRCU-A-CB (Split System: Heat Pump with Remote Outdoor Unit-Air-Source) | HH836E2S11 |  |  | CTM36B5CDS1 | TM9V060B12MP12 | 33000 | 17 | 8.5 | 31000 | 25400 | 81.94% | 2 | 0 | 11 |  |  |  |  | R-454B | 2.75 | Residential & Commercial | USHP | Ducted CEE Tier 1
214397882 | Central HP <5.4 tons | CHAMPION HEATING AND COOLING | HRCU-A-CB (Split System: Heat Pump with Remote Outdoor Unit-Air-Source) | HH860E2S11 |  |  | CTM60C5CGS1 | TM8V120C20MP12 | 44000 | 18 | 9 | 44500 | 33600 | 75.51% | 2 | 0 | 11.7 |  |  |  |  | R-454B | 3.6667 | Residential & Commercial | USHP | Ducted CEE Tier 1
214398264 | Central HP <5.4 tons | CHAMPION HEATING AND COOLING | HRCU-A-CB (Split System: Heat Pump with Remote Outdoor Unit-Air-Source) | HH860E2S11 |  |  | CTF60C5CGS1 | TM8V100C20MP12 | 44500 | 18 | 9 | 45000 | 33800 | 75.11% | 2 | 0 | 11 |  |  |  |  | R-454B | 3.7083 | Residential & Commercial | USHP | Ducted CEE Tier 1
214398325 | Central HP <5.4 tons | CHAMPION HEATING AND COOLING | HRCU-A-CB (Split System: Heat Pump with Remote Outdoor Unit-Air-Source) | HH860E2S11 |  |  | CTM60D5CGS1+JMVT20DC2N1 | 0 | 45000 | 18 | 9 | 44500 | 33400 | 75.06% | 2 | 0 | 12 |  |  |  |  | R-454B | 3.75 | Residential & Commercial | USHP | Ducted CEE Tier 1
214398330 | Central HP <5.4 tons | CHAMPION HEATING AND COOLING | HRCU-A-CB (Split System: Heat Pump with Remote Outdoor Unit-Air-Source) | HH860E2S11 |  |  | CTM60C5CGS1+JMC17C2SN1 | 0 | 45000 | 19 | 9 | 45000 | 33400 | 74.22% | 2 | 0 | 12 |  |  |  |  | R-454B | 3.75 | Residential & Commercial | USHP | Ducted CEE Tier 1
214398150 | Central HP <5.4 tons | CHAMPION HEATING AND COOLING | HRCU-A-CB (Split System: Heat Pump with Remote Outdoor Unit-Air-Source) | HH836E2S11 |  |  | CTM36C5CDS1 | TM9V080C16MP12 | 33800 | 17 | 8.5 | 31800 | 26000 | 81.76% | 2 | 0 | 11 |  |  |  |  | R-454B | 2.8167 | Residential & Commercial | USHP | Ducted CEE Tier 1
214398514 | Central HP <5.4 tons | CHAMPION HEATING AND COOLING | HRCU-A-CB (Split System: Heat Pump with Remote Outdoor Unit-Air-Source) | HH836E2S11 |  |  | CTM36B5CDS1 | TP9C080B12MP13 | 33000 | 17 | 8.5 | 30600 | 25000 | 81.7% | 2 | 0 | 11 |  |  |  |  | R-454B | 2.75 | Residential & Commercial | USHP | Ducted CEE Tier 1
214398568 | Central HP <5.4 tons | CHAMPION HEATING AND COOLING | HRCU-A-CB (Split System: Heat Pump with Remote Outdoor Unit-Air-Source) | HH836E2S11 |  |  | CTM36C5CDS1 | TL9E100C20UH11 | 34200 | 17 | 8.5 | 32000 | 26200 | 81.88% | 2 | 0 | 11 |  |  |  |  | R-454B | 2.85 | Residential & Commercial | USHP | Ducted CEE Tier 1
216374557 | Central HP <5.4 tons | CHAMPION HEATING AND COOLING | HRCU-A-CB (Split System: Heat Pump with Remote Outdoor Unit-Air-Source) | HH836E2S11 |  |  | CTF48C5CFS1 | Z9ET080C16SMPS1 | 33800 | 19 | 9.5 | 32400 | 24200 | 74.69% | 2 | 0 | 11 |  |  |  |  | R-454B | 2.8167 | Residential & Commercial | USHP | Ducted CEE Tier 1
214398407 | Central HP <5.4 tons | CHAMPION HEATING AND COOLING | HRCU-A-CB (Split System: Heat Pump with Remote Outdoor Unit-Air-Source) | HH860E2S11 |  |  | CTM60C5CHS1 | TL9E100C20UH11 | 53000 | 19 | 8.5 | 53500 | 38500 | 71.96% | 2 | 0 | 11.7 |  |  |  |  | R-454B | 4.4167 | Residential & Commercial | USHP | Ducted CEE Tier 1
214398650 | Central HP <5.4 tons | CHAMPION HEATING AND COOLING | HRCU-A-CB (Split System: Heat Pump with Remote Outdoor Unit-Air-Source) | HH860E2S11 |  |  | CTF60C5CGS1 | TMLV100C16MP12 | 43500 | 18 | 9 | 44000 | 33400 | 75.91% | 2 | 0 | 11.7 |  |  |  |  | R-454B | 3.625 | Residential & Commercial | USHP | Ducted CEE Tier 1
216374644 | Central HP <5.4 tons | CHAMPION HEATING AND COOLING | HRCU-A-CB (Split System: Heat Pump with Remote Outdoor Unit-Air-Source) | HH824E2S11 |  |  | CTU36B5XDS1+TXV | Z9ET080B12SMPS1 | 23000 | 18 | 9.5 | 23000 | 17500 | 76.09% | 2 | 0 | 12 |  |  |  |  | R-454B | 1.9167 | Residential & Commercial | USHP | Ducted CEE Tier 1
214397526 | Central HP <5.4 tons | CHAMPION HEATING AND COOLING | HRCU-A-CB (Split System: Heat Pump with Remote Outdoor Unit-Air-Source) | HH824E2S11 |  |  | CTF36B5ADS1+JMET12BS2N1 | 0 | 23000 | 19 | 9.5 | 23000 | 18100 | 78.7% | 2 | 0 | 12 |  |  |  |  | R-454B | 1.9167 | Residential & Commercial | USHP | Ducted CEE Tier 1
213780233 | Central HP <5.4 tons | KENMORE | HRCU-A-CB (Split System: Heat Pump with Remote Outdoor Unit-Air-Source) | (C,H,T)VH837GKA** |  |  | EHD4X48AAL+WALLCON | *97CMN0801714B* | 32400 | 16.5 | 8.1 | 33000 | 25000 | 75.76% | 1.94 | 0 | 11 |  |  |  |  | R-410A | 2.7 | Residential & Commercial | USHP | Ducted CEE Tier 1
213779533 | Central HP <5.4 tons | KENMORE | HRCU-A-CB (Split System: Heat Pump with Remote Outdoor Unit-Air-Source) | (C,H,T)VH837GKA** |  |  | EA*4X48L24A*+WALLCON | *97CMN1202422B* | 32200 | 17 | 8.1 | 32600 | 24800 | 76.07% | 1.98 | 0 | 11 |  |  |  |  | R-410A | 2.6833 | Residential & Commercial | USHP | Ducted CEE Tier 1
213779163 | Central HP <5.4 tons | KENMORE | HRCU-A-CB (Split System: Heat Pump with Remote Outdoor Unit-Air-Source) | (C,H,T)VH837GKA** |  |  | EA*4X42L21A*+WALLCON | *96CTN0801714B* | 31600 | 17 | 8.1 | 33000 | 24600 | 74.55% | 1.86 | 0 | 10.5 |  |  |  |  | R-410A | 2.6333 | Residential & Commercial | USHP | Ducted CEE Tier 1
213779263 | Central HP <5.4 tons | KENMORE | HRCU-A-CB (Split System: Heat Pump with Remote Outdoor Unit-Air-Source) | (C,H,T)VH837GKA** |  |  | EA*4X43L21A*+WALLCON | *80CTL0701716B* | 32800 | 17 | 8.5 | 33000 | 25200 | 76.36% | 1.96 | 0 | 11 |  |  |  |  | R-410A | 2.7333 | Residential & Commercial | USHP | Ducted CEE Tier 1
213779283 | Central HP <5.4 tons | KENMORE | HRCU-A-CB (Split System: Heat Pump with Remote Outdoor Unit-Air-Source) | (C,H,T)VH837GKA** |  |  | EA*4X43L21A*+WALLCON | *80CTL0902120B* | 32800 | 17 | 8.5 | 32600 | 25000 | 76.69% | 1.98 | 0 | 11.5 |  |  |  |  | R-410A | 2.7333 | Residential & Commercial | USHP | Ducted CEE Tier 1
213774503 | Central HP <5.4 tons | KENMORE | HRCU-A-CB (Split System: Heat Pump with Remote Outdoor Unit-Air-Source) | (C,H,T)VH825GKA3* |  |  | EHD4X42AAL+WALLCON | *97CMN1202422B* | 24200 | 16 | 8.1 | 21400 | 16600 | 77.57% | 2 | 0 | 10.5 |  |  |  |  | R-410A | 2.0167 | Residential & Commercial | USHP | Ducted CEE Tier 1
213782273 | Central HP <5.4 tons | KENMORE | HRCU-A-CB (Split System: Heat Pump with Remote Outdoor Unit-Air-Source) | (C,H,T)VH837GKA2* |  |  | EHD4X60AAL+WALLCON | *80CTL1352422B* | 33000 | 16.5 | 8.1 | 32200 | 24800 | 77.02% | 2 | 0 | 11.5 |  |  |  |  | R-410A | 2.75 | Residential & Commercial | USHP | Ducted CEE Tier 1
213781723 | Central HP <5.4 tons | KENMORE | HRCU-A-CB (Split System: Heat Pump with Remote Outdoor Unit-Air-Source) | (C,H,T)VH837GKA2* |  |  | EA*4X61L24A*+WALLCON | *96CTN1202422B* | 33200 | 17.5 | 8.5 | 32000 | 24800 | 77.5% | 2 | 0 | 11.7 |  |  |  |  | R-410A | 2.7667 | Residential & Commercial | USHP | Ducted CEE Tier 1
213781923 | Central HP <5.4 tons | KENMORE | HRCU-A-CB (Split System: Heat Pump with Remote Outdoor Unit-Air-Source) | (C,H,T)VH837GKA2* |  |  | EHD4X42AAL+WALLCON | *80CTL0901716B* | 32200 | 16.5 | 8.1 | 33000 | 24800 | 75.15% | 1.94 | 0 | 11 |  |  |  |  | R-410A | 2.6833 | Residential & Commercial | USHP | Ducted CEE Tier 1
213781253 | Central HP <5.4 tons | KENMORE | HRCU-A-CB (Split System: Heat Pump with Remote Outdoor Unit-Air-Source) | (C,H,T)VH837GKA2* |  |  | EA*4X43L21A*+WALLCON | *96CTN0601714B* | 32800 | 17 | 8.1 | 33000 | 25400 | 76.97% | 1.96 | 0 | 11 |  |  |  |  | R-410A | 2.7333 | Residential & Commercial | USHP | Ducted CEE Tier 1
213781353 | Central HP <5.4 tons | KENMORE | HRCU-A-CB (Split System: Heat Pump with Remote Outdoor Unit-Air-Source) | (C,H,T)VH837GKA2* |  |  | EA*4X48L21A*+WALLCON | *97CMN0801714B* | 32200 | 17 | 8.1 | 32600 | 25000 | 76.69% | 1.94 | 0 | 11 |  |  |  |  | R-410A | 2.6833 | Residential & Commercial | USHP | Ducted CEE Tier 1
213781153 | Central HP <5.4 tons | KENMORE | HRCU-A-CB (Split System: Heat Pump with Remote Outdoor Unit-Air-Source) | (C,H,T)VH837GKA2* |  |  | EA*4X42L24A*+WALLCON | *96CTN1202422B* | 31800 | 17 | 8.1 | 33000 | 24200 | 73.33% | 1.88 | 0 | 11 |  |  |  |  | R-410A | 2.65 | Residential & Commercial | USHP | Ducted CEE Tier 1
213780453 | Central HP <5.4 tons | KENMORE | HRCU-A-CB (Split System: Heat Pump with Remote Outdoor Unit-Air-Source) | (C,H,T)VH837GKA** |  |  | EHD4X60AAL+WALLCON | *96CTN1202422B* | 33000 | 16.5 | 8.1 | 32200 | 24800 | 77.02% | 2 | 0 | 11.5 |  |  |  |  | R-410A | 2.75 | Residential & Commercial | USHP | Ducted CEE Tier 1
213780033 | Central HP <5.4 tons | KENMORE | HRCU-A-CB (Split System: Heat Pump with Remote Outdoor Unit-Air-Source) | (C,H,T)VH837GKA** |  |  | EHD4X42AAL+WALLCON | *80CTL1102120B* | 32600 | 16.5 | 8.1 | 32800 | 24600 | 75% | 1.94 | 0 | 11 |  |  |  |  | R-410A | 2.7167 | Residential & Commercial | USHP | Ducted CEE Tier 1
213780083 | Central HP <5.4 tons | KENMORE | HRCU-A-CB (Split System: Heat Pump with Remote Outdoor Unit-Air-Source) | (C,H,T)VH837GKA** |  |  | EHD4X42AAL+WALLCON | *97CMN1002122B* | 32600 | 16.5 | 8.1 | 33000 | 24600 | 74.55% | 1.94 | 0 | 11 |  |  |  |  | R-410A | 2.7167 | Residential & Commercial | USHP | Ducted CEE Tier 1
213780183 | Central HP <5.4 tons | KENMORE | HRCU-A-CB (Split System: Heat Pump with Remote Outdoor Unit-Air-Source) | (C,H,T)VH837GKA** |  |  | EHD4X48AAL+WALLCON | *80CTL0902120B* | 32600 | 16.5 | 8.1 | 33000 | 24800 | 75.15% | 1.96 | 0 | 11 |  |  |  |  | R-410A | 2.7167 | Residential & Commercial | USHP | Ducted CEE Tier 1
211242725 | Central HP <5.4 tons | KEEPRITE | HRCU-A-CB (Split System: Heat Pump with Remote Outdoor Unit-Air-Source) | DLCURAH24ABK |  |  | EA*4X36L21A* | OMV098J12* | 23600 | 16.5 | 8.5 | 25800 | 23200 | 89.92% | 1.94 | 0 | 10 |  |  |  |  | R-410A | 1.9667 | Residential & Commercial | USHP | Ducted CEE Tier 1
211242734 | Central HP <5.4 tons | KEEPRITE | HRCU-A-CB (Split System: Heat Pump with Remote Outdoor Unit-Air-Source) | DLCURAH24ABK |  |  | EA*4X36L21A* | OLV098A12* | 23400 | 16.5 | 8.5 | 25600 | 23800 | 92.97% | 1.98 | 0 | 10 |  |  |  |  | R-410A | 1.95 | Residential & Commercial | USHP | Ducted CEE Tier 1
211242825 | Central HP <5.4 tons | KEEPRITE | HRCU-A-CB (Split System: Heat Pump with Remote Outdoor Unit-Air-Source) | DLCURAH24ABK |  |  | EA*4X37L17A* | *95ESU0401712A* | 24000 | 17 | 8.5 | 25200 | 22000 | 87.3% | 1.84 | 0 | 10 |  |  |  |  | R-410A | 2 | Residential & Commercial | USHP | Ducted CEE Tier 1
211242836 | Central HP <5.4 tons | KEEPRITE | HRCU-A-CB (Split System: Heat Pump with Remote Outdoor Unit-Air-Source) | DLCURAH24ABK |  |  | EA*4X37L17A* | *80ES(N,L)0701716A* | 25400 | 16 | 8.5 | 26400 | 21000 | 79.55% | 1.76 | 0 | 10 |  |  |  |  | R-410A | 2.1167 | Residential & Commercial | USHP | Ducted CEE Tier 1
215670374 | Central HP <5.4 tons | KENMORE | HRCU-A-CB (Split System: Heat Pump with Remote Outdoor Unit-Air-Source) | (C,H,T)5H0V36*K*AAA* |  |  | ESH5X48M12A*+WALLCON | *96CTN1202422B* | 34200 | 17 | 8.5 | 35400 | 25200 | 71.19% | 1.9 | 0 | 9.5 |  |  |  |  | R-454B | 2.85 | Residential & Commercial | USHP
215670404 | Central HP <5.4 tons | KENMORE | HRCU-A-CB (Split System: Heat Pump with Remote Outdoor Unit-Air-Source) | (C,H,T)5H0V36*K*AAA* |  |  | ESH5X60M12A*+WALLCON | *80CTL0451712B* | 34200 | 16.5 | 8.5 | 35000 | 25200 | 72% | 1.78 | 0 | 9 |  |  |  |  | R-454B | 2.85 | Residential & Commercial | USHP
215670304 | Central HP <5.4 tons | KENMORE | HRCU-A-CB (Split System: Heat Pump with Remote Outdoor Unit-Air-Source) | (C,H,T)5H0V36*K*AAA* |  |  | ESH5X48M12A*+WALLCON | *97CMN0802120B* | 34200 | 16.5 | 8.5 | 35400 | 25200 | 71.19% | 1.88 | 0 | 9.5 |  |  |  |  | R-454B | 2.85 | Residential & Commercial | USHP
215669820 | Central HP <5.4 tons | KENMORE | HRCU-A-CB (Split System: Heat Pump with Remote Outdoor Unit-Air-Source) | (C,H,T)5H0V36*K*AAA* |  |  | ESH5X36M12A*+WALLCON | *80CTL1102120B* | 33800 | 16 | 8.5 | 35600 | 25400 | 71.35% | 1.76 | 0 | 9.5 |  |  |  |  | R-454B | 2.8167 | Residential & Commercial | USHP
215669852 | Central HP <5.4 tons | KENMORE | HRCU-A-CB (Split System: Heat Pump with Remote Outdoor Unit-Air-Source) | (C,H,T)5H0V36*K*AAA* |  |  | ESH5X36M12A*+WALLCON | *95CSU1002122B* | 33800 | 16.5 | 8.5 | 35800 | 25400 | 70.95% | 1.76 | 0 | 9.5 |  |  |  |  | R-454B | 2.8167 | Residential & Commercial | USHP
215670204 | Central HP <5.4 tons | KENMORE | HRCU-A-CB (Split System: Heat Pump with Remote Outdoor Unit-Air-Source) | (C,H,T)5H0V36*K*AAA* |  |  | ESH5X48M12A*+WALLCON | *80CTL0901716B* | 34200 | 17 | 8.5 | 35400 | 25200 | 71.19% | 1.88 | 0 | 9.5 |  |  |  |  | R-454B | 2.85 | Residential & Commercial | USHP
216634156 | Central HP <5.4 tons | ACIQ | HRCU-A-CB (Split System: Heat Pump with Remote Outdoor Unit-Air-Source) | H5H0V24*K*AAA* |  |  | EA*5X24M17A*+WALLCON | *97CTN0601716A* | 22800 | 16.5 | 9 | 24000 | 16900 | 70.42% | 1.94 | 0 | 10 |  |  |  |  | R-454B | 1.9 | Residential & Commercial | USHP | Ducted CEE Tier 1
216634171 | Central HP <5.4 tons | ACIQ | HRCU-A-CB (Split System: Heat Pump with Remote Outdoor Unit-Air-Source) | H5H0V24*K*AAA* |  |  | EA*5X37M17A*+WALLCON | *80CSU0601716B* | 23800 | 17 | 9 | 23400 | 16400 | 70.09% | 2 | 0 | 10 |  |  |  |  | R-454B | 1.9833 | Residential & Commercial | USHP | Ducted CEE Tier 1
214572605 | Central HP <5.4 tons | KEEPRITE | HRCU-A-CB (Split System: Heat Pump with Remote Outdoor Unit-Air-Source) | CVH837GKA** |  |  | EA*4X42L21A*+WALLCON | *95CSU0802120B* | 31800 | 17 | 8.5 | 33000 | 24400 | 73.94% | 1.9 | 0 | 11 |  |  |  |  | R-410A | 2.65 | Residential & Commercial | USHP | Ducted CEE Tier 1
214572855 | Central HP <5.4 tons | KEEPRITE | HRCU-A-CB (Split System: Heat Pump with Remote Outdoor Unit-Air-Source) | CVH837GKA** |  |  | EA*4X48L24A*+WALLCON | *95CSU1002122B* | 32400 | 17.5 | 8.5 | 32200 | 24800 | 77.02% | 2 | 0 | 11.5 |  |  |  |  | R-410A | 2.7 | Residential & Commercial | USHP | Ducted CEE Tier 1
214574445 | Central HP <5.4 tons | KEEPRITE | HRCU-A-CB (Split System: Heat Pump with Remote Outdoor Unit-Air-Source) | CVH837GKA2* |  |  | EHD4X60AAL+WALLCON | *96CTN0802120B* | 33000 | 18 | 8.5 | 32000 | 24800 | 77.5% | 2.02 | 0 | 11.5 |  |  |  |  | R-410A | 2.75 | Residential & Commercial | USHP | Ducted CEE Tier 1
214574145 | Central HP <5.4 tons | KEEPRITE | HRCU-A-CB (Split System: Heat Pump with Remote Outdoor Unit-Air-Source) | CVH837GKA2* |  |  | EA*4X61L21A*+WALLCON | *96CTN0802120B* | 33200 | 18.5 | 8.5 | 31800 | 24800 | 77.99% | 2 | 0 | 11.5 |  |  |  |  | R-410A | 2.7667 | Residential & Commercial | USHP | Ducted CEE Tier 1
214574325 | Central HP <5.4 tons | KEEPRITE | HRCU-A-CB (Split System: Heat Pump with Remote Outdoor Unit-Air-Source) | CVH837GKA2* |  |  | EHD4X42AAL+WALLCON | *96CTN0802120B* | 32600 | 17.5 | 8.5 | 32800 | 24800 | 75.61% | 1.96 | 0 | 11 |  |  |  |  | R-410A | 2.7167 | Residential & Commercial | USHP | Ducted CEE Tier 1
215933051 | Central HP <5.4 tons | KEEPRITE | HRCU-A-CB (Split System: Heat Pump with Remote Outdoor Unit-Air-Source) | C5H3V36*K*AAA* |  |  | ESH5X36M12A*+WALLCON | *80CSU1002120A* | 33200 | 18.5 | 9 | 35000 | 26800 | 76.57% | 1.92 | 0 | 11 |  |  |  |  | R-454B | 2.7667 | Residential & Commercial | USHP | Ducted CEE Tier 1
215933001 | Central HP <5.4 tons | KEEPRITE | HRCU-A-CB (Split System: Heat Pump with Remote Outdoor Unit-Air-Source) | C5H3V36*K*AAA* |  |  | ESH5X30M12A*+WALLCON | *97CMN0601714B* | 32200 | 18 | 9 | 34800 | 26800 | 77.01% | 1.9 | 0 | 10 |  |  |  |  | R-454B | 2.6833 | Residential & Commercial | USHP | Ducted CEE Tier 1
214572805 | Central HP <5.4 tons | KEEPRITE | HRCU-A-CB (Split System: Heat Pump with Remote Outdoor Unit-Air-Source) | CVH837GKA** |  |  | EA*4X48L21A*+WALLCON | *97CMN0602120B* | 32200 | 17 | 8.5 | 32600 | 25200 | 77.3% | 1.96 | 0 | 11 |  |  |  |  | R-410A | 2.6833 | Residential & Commercial | USHP | Ducted CEE Tier 1
214573575 | Central HP <5.4 tons | KEEPRITE | HRCU-A-CB (Split System: Heat Pump with Remote Outdoor Unit-Air-Source) | CVH837GKA** |  |  | EN(A,D,W)4X60L24**+WALLCON | *95CSU1002122B* | 32800 | 19 | 8.5 | 32200 | 24600 | 76.4% | 1.98 | 0 | 12 |  |  |  |  | R-410A | 2.7333 | Residential & Commercial | USHP | Ducted CEE Tier 1
215931731 | Central HP <5.4 tons | KEEPRITE | HRCU-A-CB (Split System: Heat Pump with Remote Outdoor Unit-Air-Source) | C5H3V60*K*AAA* |  |  | EA*5X61M24A*+WALLCON | *95CSU0802120B* | 56500 | 18.5 | 8.5 | 60500 | 46500 | 76.86% | 2.02 | 0 | 11 |  |  |  |  | R-454B | 4.7083 | Residential & Commercial | USHP | Ducted CEE Tier 1
215931681 | Central HP <5.4 tons | KEEPRITE | HRCU-A-CB (Split System: Heat Pump with Remote Outdoor Unit-Air-Source) | C5H3V60*K*AAA* |  |  | EA*5X61M24A*+WALLCON | *80CSU1002120A* | 57000 | 19 | 8.5 | 60500 | 46500 | 76.86% | 2.02 | 0 | 11 |  |  |  |  | R-454B | 4.75 | Residential & Commercial | USHP | Ducted CEE Tier 1
216633973 | Central HP <5.4 tons | ACIQ | HRCU-A-CB (Split System: Heat Pump with Remote Outdoor Unit-Air-Source) | H5H0V48*K*AAA* |  |  | EVD5X49M24A*+WALLCON | *97CMN1202422B* | 48000 | 19 | 9 | 50000 | 36600 | 73.2% | 2 | 0 | 10 |  |  |  |  | R-454B | 4 | Residential & Commercial | USHP | Ducted CEE Tier 1
216634505 | Central HP <5.4 tons | ACIQ | HRCU-A-CB (Split System: Heat Pump with Remote Outdoor Unit-Air-Source) | H5H0V48*K*AAA* |  |  | ESH5X60M12A*+WALLCON | *80CSU0802120B* | 45500 | 17 | 8.5 | 48000 | 33600 | 70% | 2.06 | 0 | 9.5 |  |  |  |  | R-454B | 3.7917 | Residential & Commercial | USHP
216634539 | Central HP <5.4 tons | ACIQ | HRCU-A-CB (Split System: Heat Pump with Remote Outdoor Unit-Air-Source) | H5H0V48*K*AAA* |  |  | EVM5X61M24A*+WALLCON | *96CTN0802120B* | 48500 | 19 | 9.5 | 50000 | 36800 | 73.6% | 2.1 | 0 | 10.5 |  |  |  |  | R-454B | 4.0417 | Residential & Commercial | USHP | Ducted CEE Tier 1
216733212 | Central HP <5.4 tons | KEEPRITE | HRCU-A-CB (Split System: Heat Pump with Remote Outdoor Unit-Air-Source) | D5CUHAH24AAK |  |  | EA*5X25M17A* | *80MS(N,L)0901714A* | 23000 | 16 | 8.5 | 20600 | 18400 | 89.32% | 1.98 | 0 | 11 |  |  |  |  | R-454B | 1.9167 | Residential & Commercial | USHP | Ducted CEE Tier 1
211222744 | Central HP <5.4 tons | KEEPRITE | HRCU-A-CB (Split System: Heat Pump with Remote Outdoor Unit-Air-Source) | DLCURAH30ABK |  |  | FM(C,U)4Z30**AL* | 0 | 30400 | 15.5 | 8.5 | 35000 | 27400 | 78.29% | 1.82 | 0 | 9 |  |  |  |  | R-410A | 2.5333 | Residential & Commercial | USHP
211241780 | Central HP <5.4 tons | KEEPRITE | HRCU-A-CB (Split System: Heat Pump with Remote Outdoor Unit-Air-Source) | DLCURAH24ABK |  |  | EA*4X30L17A* | *80ESU0601716A | 24800 | 16.5 | 8.5 | 26800 | 22200 | 82.84% | 1.84 | 0 | 10 |  |  |  |  | R-410A | 2.0667 | Residential & Commercial | USHP | Ducted CEE Tier 1
211241139 | Central HP <5.4 tons | KEEPRITE | HRCU-A-CB (Split System: Heat Pump with Remote Outdoor Unit-Air-Source) | DLCURAH24ABK |  |  | EA*4X25L17A* | *92ESN0801716A* | 25000 | 17.5 | 8.5 | 25600 | 21000 | 82.03% | 1.78 | 0 | 10.5 |  |  |  |  | R-410A | 2.0833 | Residential & Commercial | USHP | Ducted CEE Tier 1
215670254 | Central HP <5.4 tons | KENMORE | HRCU-A-CB (Split System: Heat Pump with Remote Outdoor Unit-Air-Source) | (C,H,T)5H0V36*K*AAA* |  |  | ESH5X48M12A*+WALLCON | *95CSU0802120B* | 34200 | 16.5 | 8.5 | 35400 | 25200 | 71.19% | 1.88 | 0 | 9.5 |  |  |  |  | R-454B | 2.85 | Residential & Commercial | USHP
215669670 | Central HP <5.4 tons | KENMORE | HRCU-A-CB (Split System: Heat Pump with Remote Outdoor Unit-Air-Source) | (C,H,T)5H0V36*K*AAA* |  |  | EA*5X61M24A*+WALLCON | *95CSU0802120B* | 34800 | 18 | 9 | 34400 | 24800 | 72.09% | 1.92 | 0 | 10 |  |  |  |  | R-454B | 2.9 | Residential & Commercial | USHP | Ducted CEE Tier 1
215669788 | Central HP <5.4 tons | KENMORE | HRCU-A-CB (Split System: Heat Pump with Remote Outdoor Unit-Air-Source) | (C,H,T)5H0V36*K*AAA* |  |  | ESH5X36M12A*+WALLCON | *80CTL0701716B* | 33600 | 16.5 | 8.5 | 35800 | 25600 | 71.51% | 1.78 | 0 | 9 |  |  |  |  | R-454B | 2.8 | Residential & Commercial | USHP
215677441 | Central HP <5.4 tons | KENMORE | HRCU-A-CB (Split System: Heat Pump with Remote Outdoor Unit-Air-Source) | (C,H,T)5H0V60*K*AAA* |  |  | EVD5X60M24A*+WALLCON | *80CSU1002120A* | 56500 | 18 | 9 | 63000 | 44500 | 70.63% | 2.08 | 0 | 9 |  |  |  |  | R-454B | 4.7083 | Residential & Commercial | USHP
215682721 | Central HP <5.4 tons | KENMORE | HRCU-A-CB (Split System: Heat Pump with Remote Outdoor Unit-Air-Source) | (C,H,T)5H0V60*K*AAA* |  |  | ESH5X60M12A*+WALLCON | *96CTN0802120B* | 55500 | 17 | 8.5 | 60000 | 42000 | 70% | 1.9 | 0 | 8.5 |  |  |  |  | R-454B | 4.625 | Residential & Commercial | USHP
216635443 | Central HP <5.4 tons | ACIQ | HRCU-A-CB (Split System: Heat Pump with Remote Outdoor Unit-Air-Source) | H5H3V36*K*AAA* |  |  | ESH5X48M12A*+WALLCON | *95CSU0802120B* | 33600 | 19 | 9 | 34800 | 26600 | 76.44% | 1.94 | 0 | 11.5 |  |  |  |  | R-454B | 2.8 | Residential & Commercial | USHP | Ducted CEE Tier 1
216635444 | Central HP <5.4 tons | ACIQ | HRCU-A-CB (Split System: Heat Pump with Remote Outdoor Unit-Air-Source) | H5H3V36*K*AAA* |  |  | ESH5X48M12A*+WALLCON | *95CSU1002122B* | 33800 | 19.5 | 9 | 34600 | 26400 | 76.3% | 1.94 | 0 | 11.7 |  |  |  |  | R-454B | 2.8167 | Residential & Commercial | USHP | Ducted CEE Tier 1
216635458 | Central HP <5.4 tons | ACIQ | HRCU-A-CB (Split System: Heat Pump with Remote Outdoor Unit-Air-Source) | H5H3V36*K*AAA* |  |  | ESH5X60M12A*+WALLCON | *80CTL0701716B* | 34000 | 19.5 | 9 | 34600 | 26400 | 76.3% | 1.94 | 0 | 11.5 |  |  |  |  | R-454B | 2.8333 | Residential & Commercial | USHP | Ducted CEE Tier 1
216635575 | Central HP <5.4 tons | ACIQ | HRCU-A-CB (Split System: Heat Pump with Remote Outdoor Unit-Air-Source) | H5H3V36*K*AAA* |  |  | EVM5X44M21A*+WALLCON | *96CTN0801714B* | 35400 | 21.5 | 8.5 | 38500 | 28800 | 74.81% | 2.02 | 0 | 12 |  |  |  |  | R-454B | 2.95 | Residential & Commercial | USHP | Ducted CEE Tier 1
216635608 | Central HP <5.4 tons | ACIQ | HRCU-A-CB (Split System: Heat Pump with Remote Outdoor Unit-Air-Source) | H5H3V36*K*AAA* |  |  | EVM5X60M21A*+WALLCON | *97CMN0602120B* | 35400 | 21 | 8.5 | 38500 | 29000 | 75.32% | 2.02 | 0 | 12 |  |  |  |  | R-454B | 2.95 | Residential & Commercial | USHP | Ducted CEE Tier 1
216635693 | Central HP <5.4 tons | ACIQ | HRCU-A-CB (Split System: Heat Pump with Remote Outdoor Unit-Air-Source) | H5H3V36*K*AAA* |  |  | EVD5X42M21A*+WALLCON | *96CTN0601714B* | 34200 | 20.5 | 8.1 | 38000 | 27000 | 71.05% | 2 | 0 | 11 |  |  |  |  | R-454B | 2.85 | Residential & Commercial | USHP | Ducted CEE Tier 1
216635710 | Central HP <5.4 tons | ACIQ | HRCU-A-CB (Split System: Heat Pump with Remote Outdoor Unit-Air-Source) | H5H3V36*K*AAA* |  |  | EVD5X48M21A*+WALLCON | *96CTN0601714B* | 34600 | 20.5 | 8.5 | 38000 | 27600 | 72.63% | 2 | 0 | 11.5 |  |  |  |  | R-454B | 2.8833 | Residential & Commercial | USHP | Ducted CEE Tier 1
213780333 | Central HP <5.4 tons | KENMORE | HRCU-A-CB (Split System: Heat Pump with Remote Outdoor Unit-Air-Source) | (C,H,T)VH837GKA** |  |  | EHD4X60AAL+WALLCON | *80CTL0901716B* | 33000 | 16.5 | 8.1 | 32200 | 24800 | 77.02% | 1.98 | 0 | 11 |  |  |  |  | R-410A | 2.75 | Residential & Commercial | USHP | Ducted CEE Tier 1
213779413 | Central HP <5.4 tons | KENMORE | HRCU-A-CB (Split System: Heat Pump with Remote Outdoor Unit-Air-Source) | (C,H,T)VH837GKA** |  |  | EA*4X48L21A*+WALLCON | *80CTL1102120B* | 32400 | 17 | 8.1 | 32400 | 24800 | 76.54% | 1.98 | 0 | 11 |  |  |  |  | R-410A | 2.7 | Residential & Commercial | USHP | Ducted CEE Tier 1
213781103 | Central HP <5.4 tons | KENMORE | HRCU-A-CB (Split System: Heat Pump with Remote Outdoor Unit-Air-Source) | (C,H,T)VH837GKA2* |  |  | EA*4X42L24A*+WALLCON | *80CTL1102120B* | 31800 | 17 | 8.1 | 32800 | 24200 | 73.78% | 1.88 | 0 | 11 |  |  |  |  | R-410A | 2.65 | Residential & Commercial | USHP | Ducted CEE Tier 1
213780953 | Central HP <5.4 tons | KENMORE | HRCU-A-CB (Split System: Heat Pump with Remote Outdoor Unit-Air-Source) | (C,H,T)VH837GKA2* |  |  | EA*4X37L21A*+WALLCON | *96CTN0801714B* | 32800 | 17 | 8.5 | 33000 | 25200 | 76.36% | 1.96 | 0 | 11 |  |  |  |  | R-410A | 2.7333 | Residential & Commercial | USHP | Ducted CEE Tier 1
213779433 | Central HP <5.4 tons | KENMORE | HRCU-A-CB (Split System: Heat Pump with Remote Outdoor Unit-Air-Source) | (C,H,T)VH837GKA** |  |  | EA*4X48L21A*+WALLCON | *97CMN0601714B* | 32000 | 16.5 | 8.1 | 32800 | 25200 | 76.83% | 1.94 | 0 | 10.5 |  |  |  |  | R-410A | 2.6667 | Residential & Commercial | USHP | Ducted CEE Tier 1
213779633 | Central HP <5.4 tons | KENMORE | HRCU-A-CB (Split System: Heat Pump with Remote Outdoor Unit-Air-Source) | (C,H,T)VH837GKA** |  |  | EA*4X61L21A*+WALLCON | *80CTL0451712B* | 33000 | 17 | 8.1 | 32400 | 25200 | 77.78% | 1.94 | 0 | 11 |  |  |  |  | R-410A | 2.75 | Residential & Commercial | USHP | Ducted CEE Tier 1
213778863 | Central HP <5.4 tons | KENMORE | HRCU-A-CB (Split System: Heat Pump with Remote Outdoor Unit-Air-Source) | (C,H,T)VH837GKA** |  |  | EA*4X36L21A*+WALLCON | *80CTL1102120B* | 31600 | 17 | 8.1 | 32800 | 24200 | 73.78% | 1.86 | 0 | 11 |  |  |  |  | R-410A | 2.6333 | Residential & Commercial | USHP | Ducted CEE Tier 1
213778913 | Central HP <5.4 tons | KENMORE | HRCU-A-CB (Split System: Heat Pump with Remote Outdoor Unit-Air-Source) | (C,H,T)VH837GKA** |  |  | EA*4X36L21A*+WALLCON | *96CTN0601714B* | 31400 | 16.5 | 8.1 | 33200 | 24400 | 73.49% | 1.82 | 0 | 10.5 |  |  |  |  | R-410A | 2.6167 | Residential & Commercial | USHP | Ducted CEE Tier 1
213779313 | Central HP <5.4 tons | KENMORE | HRCU-A-CB (Split System: Heat Pump with Remote Outdoor Unit-Air-Source) | (C,H,T)VH837GKA** |  |  | EA*4X43L21A*+WALLCON | *97CMN0601714B* | 32600 | 16.5 | 8.1 | 33000 | 25400 | 76.97% | 1.94 | 0 | 11 |  |  |  |  | R-410A | 2.7167 | Residential & Commercial | USHP | Ducted CEE Tier 1
213774433 | Central HP <5.4 tons | KENMORE | HRCU-A-CB (Split System: Heat Pump with Remote Outdoor Unit-Air-Source) | (C,H,T)VH825GKA3* |  |  | EHD4X42AAL+WALLCON | *80CTL0902120B* | 24200 | 16 | 8.1 | 21400 | 16600 | 77.57% | 2 | 0 | 10.5 |  |  |  |  | R-410A | 2.0167 | Residential & Commercial | USHP | Ducted CEE Tier 1
213774453 | Central HP <5.4 tons | KENMORE | HRCU-A-CB (Split System: Heat Pump with Remote Outdoor Unit-Air-Source) | (C,H,T)VH825GKA3* |  |  | EHD4X42AAL+WALLCON | *80CTL1352422B* | 24200 | 16 | 8.1 | 21400 | 16600 | 77.57% | 2 | 0 | 10.5 |  |  |  |  | R-410A | 2.0167 | Residential & Commercial | USHP | Ducted CEE Tier 1
213774533 | Central HP <5.4 tons | KENMORE | HRCU-A-CB (Split System: Heat Pump with Remote Outdoor Unit-Air-Source) | (C,H,T)VH825GKA3* |  |  | EHD4X42AAL+WALLCON | *96CTN0801714B* | 24000 | 16 | 8.1 | 21400 | 16600 | 77.57% | 2 | 0 | 10.5 |  |  |  |  | R-410A | 2 | Residential & Commercial | USHP | Ducted CEE Tier 1
213774553 | Central HP <5.4 tons | KENMORE | HRCU-A-CB (Split System: Heat Pump with Remote Outdoor Unit-Air-Source) | (C,H,T)VH825GKA3* |  |  | EHD4X42AAL+WALLCON | *96CTN1202422B* | 24200 | 16 | 8.1 | 21400 | 16600 | 77.57% | 2 | 0 | 10.5 |  |  |  |  | R-410A | 2.0167 | Residential & Commercial | USHP | Ducted CEE Tier 1
213774703 | Central HP <5.4 tons | KENMORE | HRCU-A-CB (Split System: Heat Pump with Remote Outdoor Unit-Air-Source) | (C,H,T)VH825GKA3* |  |  | EHD4X48AAL+WALLCON | *96CTN0801714B* | 24200 | 16 | 8.1 | 21400 | 16600 | 77.57% | 2 | 0 | 10.5 |  |  |  |  | R-410A | 2.0167 | Residential & Commercial | USHP | Ducted CEE Tier 1
214239190 | Central HP <5.4 tons | KEEPRITE | HRCU-A-CB (Split System: Heat Pump with Remote Outdoor Unit-Air-Source) | CVH837GKA2* |  |  | EN(A,D,W)4X48L21**+WALLCON | *80CTL0901716B* | 32400 | 17 | 8.1 | 32800 | 24800 | 75.61% | 1.94 | 0 | 11.7 |  |  |  |  | R-410A | 2.7 | Residential & Commercial | USHP | Ducted CEE Tier 1
215682861 | Central HP <5.4 tons | KENMORE | HRCU-A-CB (Split System: Heat Pump with Remote Outdoor Unit-Air-Source) | (C,H,T)5H0V60*K*AAA* |  |  | EVM5X60M21A*+WALLCON | *97CTN1002122A* | 56500 | 18.5 | 9 | 64000 | 45000 | 70.31% | 2.08 | 0 | 9 |  |  |  |  | R-454B | 4.7083 | Residential & Commercial | USHP
215682661 | Central HP <5.4 tons | KENMORE | HRCU-A-CB (Split System: Heat Pump with Remote Outdoor Unit-Air-Source) | (C,H,T)5H0V60*K*AAA* |  |  | EA*5X61M24A*+WALLCON | *96CTN0802120B* | 56000 | 18.5 | 9 | 60000 | 42000 | 70% | 2.02 | 0 | 9 |  |  |  |  | R-454B | 4.6667 | Residential & Commercial | USHP
215680001 | Central HP <5.4 tons | KENMORE | HRCU-A-CB (Split System: Heat Pump with Remote Outdoor Unit-Air-Source) | (C,H,T)5H0V36*K*AAA* |  |  | ESH5X60M12A*+WALLCON | *97CTN1002122A* | 34600 | 17 | 8.5 | 34600 | 24800 | 71.68% | 1.82 | 0 | 10 |  |  |  |  | R-454B | 2.8833 | Residential & Commercial | USHP | Ducted CEE Tier 1
215678381 | Central HP <5.4 tons | KENMORE | HRCU-A-CB (Split System: Heat Pump with Remote Outdoor Unit-Air-Source) | (C,H,T)5H0V24*K*AAA* |  |  | EA*5X37M17A*+WALLCON | *97CTN0801716A* | 23800 | 17 | 9 | 23400 | 16500 | 70.51% | 2 | 0 | 10 |  |  |  |  | R-454B | 1.9833 | Residential & Commercial | USHP | Ducted CEE Tier 1
213772543 | Central HP <5.4 tons | KENMORE | HRCU-A-CB (Split System: Heat Pump with Remote Outdoor Unit-Air-Source) | (C,H,T)VH825GKA2* |  |  | EHD4X48AAL+WALLCON | *97CMN1202422B* | 24200 | 16 | 8.1 | 21200 | 16600 | 78.3% | 2.02 | 0 | 10.5 |  |  |  |  | R-410A | 2.0167 | Residential & Commercial | USHP | Ducted CEE Tier 1
215679701 | Central HP <5.4 tons | KENMORE | HRCU-A-CB (Split System: Heat Pump with Remote Outdoor Unit-Air-Source) | (C,H,T)5H0V36*K*AAA* |  |  | EA*5X61M24A*+WALLCON | *97CTN1202422A* | 35000 | 18.5 | 9 | 34400 | 24800 | 72.09% | 1.92 | 0 | 10.5 |  |  |  |  | R-454B | 2.9167 | Residential & Commercial | USHP | Ducted CEE Tier 1
215679801 | Central HP <5.4 tons | KENMORE | HRCU-A-CB (Split System: Heat Pump with Remote Outdoor Unit-Air-Source) | (C,H,T)5H0V36*K*AAA* |  |  | ESH5X42M12A*+WALLCON | *80CSU0401712B* | 34000 | 16.5 | 8.5 | 35600 | 25200 | 70.79% | 1.78 | 0 | 9.5 |  |  |  |  | R-454B | 2.8333 | Residential & Commercial | USHP
215679201 | Central HP <5.4 tons | KENMORE | HRCU-A-CB (Split System: Heat Pump with Remote Outdoor Unit-Air-Source) | (C,H,T)5H0V36*K*AAA* |  |  | EA*5X36M17A*+WALLCON | *80CSU0401712B* | 32800 | 17 | 8.5 | 36000 | 25800 | 71.67% | 1.76 | 0 | 9.5 |  |  |  |  | R-454B | 2.7333 | Residential & Commercial | USHP
215679251 | Central HP <5.4 tons | KENMORE | HRCU-A-CB (Split System: Heat Pump with Remote Outdoor Unit-Air-Source) | (C,H,T)5H0V36*K*AAA* |  |  | EA*5X37M17A*+WALLCON | *80CSU0601716B* | 34000 | 17 | 9 | 35600 | 25400 | 71.35% | 1.86 | 0 | 9.5 |  |  |  |  | R-454B | 2.8333 | Residential & Commercial | USHP
215679301 | Central HP <5.4 tons | KENMORE | HRCU-A-CB (Split System: Heat Pump with Remote Outdoor Unit-Air-Source) | (C,H,T)5H0V36*K*AAA* |  |  | EA*5X37M21A*+WALLCON | *80CSU0601716B* | 34600 | 17.5 | 9 | 35200 | 25000 | 71.02% | 1.9 | 0 | 10 |  |  |  |  | R-454B | 2.8833 | Residential & Commercial | USHP | Ducted CEE Tier 1
215678431 | Central HP <5.4 tons | KENMORE | HRCU-A-CB (Split System: Heat Pump with Remote Outdoor Unit-Air-Source) | (C,H,T)5H0V24*K*AAA* |  |  | EA*5X37M21A*+WALLCON | *97CTN1002122A* | 24000 | 17.5 | 9 | 23200 | 16300 | 70.26% | 2.02 | 0 | 10.5 |  |  |  |  | R-454B | 2 | Residential & Commercial | USHP | Ducted CEE Tier 1
213772293 | Central HP <5.4 tons | KENMORE | HRCU-A-CB (Split System: Heat Pump with Remote Outdoor Unit-Air-Source) | (C,H,T)VH825GKA2* |  |  | EHD4X42AAL+WALLCON | *80CTL0901716B* | 24200 | 16.5 | 8.1 | 21200 | 16600 | 78.3% | 2 | 0 | 10.5 |  |  |  |  | R-410A | 2.0167 | Residential & Commercial | USHP | Ducted CEE Tier 1
214574625 | Central HP <5.4 tons | KEEPRITE | HRCU-A-CB (Split System: Heat Pump with Remote Outdoor Unit-Air-Source) | CVH837GKA2* |  |  | EN(A,D,W)4X48L21**+WALLCON | *96CTN0802120B* | 32400 | 17.5 | 8.5 | 32600 | 24800 | 76.07% | 1.98 | 0 | 11.5 |  |  |  |  | R-410A | 2.7 | Residential & Commercial | USHP | Ducted CEE Tier 1
214574455 | Central HP <5.4 tons | KEEPRITE | HRCU-A-CB (Split System: Heat Pump with Remote Outdoor Unit-Air-Source) | CVH837GKA2* |  |  | EN(A,D)4X36L21**+WALLCON | *80CTL0702120B* | 31400 | 17 | 8.1 | 33200 | 24200 | 72.89% | 1.82 | 0 | 11 |  |  |  |  | R-410A | 2.6167 | Residential & Commercial | USHP | Ducted CEE Tier 1
214574505 | Central HP <5.4 tons | KEEPRITE | HRCU-A-CB (Split System: Heat Pump with Remote Outdoor Unit-Air-Source) | CVH837GKA2* |  |  | EN(A,D)4X36L21**+WALLCON | *96CTN0802120B* | 31400 | 17 | 8.1 | 33000 | 24000 | 72.73% | 1.84 | 0 | 11 |  |  |  |  | R-410A | 2.6167 | Residential & Commercial | USHP | Ducted CEE Tier 1
215682741 | Central HP <5.4 tons | KENMORE | HRCU-A-CB (Split System: Heat Pump with Remote Outdoor Unit-Air-Source) | (C,H,T)5H0V60*K*AAA* |  |  | ESH5X60M12A*+WALLCON | *80CSU0601716B* | 54500 | 17 | 8.5 | 58500 | 41000 | 70.09% | 1.92 | 0 | 9 |  |  |  |  | R-454B | 4.5417 | Residential & Commercial | USHP
215682771 | Central HP <5.4 tons | KENMORE | HRCU-A-CB (Split System: Heat Pump with Remote Outdoor Unit-Air-Source) | (C,H,T)5H0V60*K*AAA* |  |  | ESH5X60M12A*+WALLCON | *97CTN0802120A* | 55500 | 17 | 8.5 | 60000 | 42000 | 70% | 1.9 | 0 | 8.5 |  |  |  |  | R-454B | 4.625 | Residential & Commercial | USHP
215683091 | Central HP <5.4 tons | KENMORE | HRCU-A-CB (Split System: Heat Pump with Remote Outdoor Unit-Air-Source) | (C,H,T)5H0V60*K*AAA* |  |  | EVD5X60M24A*+WALLCON | *97CTN0802120A* | 56500 | 18 | 9 | 63500 | 44500 | 70.08% | 2.08 | 0 | 9 |  |  |  |  | R-454B | 4.7083 | Residential & Commercial | USHP
215683141 | Central HP <5.4 tons | KENMORE | HRCU-A-CB (Split System: Heat Pump with Remote Outdoor Unit-Air-Source) | (C,H,T)5H0V60*K*AAA* |  |  | EVD5X61M21A*+WALLCON | *80CSU0601716B* | 56500 | 18 | 9 | 61000 | 43500 | 71.31% | 2.1 | 0 | 9.5 |  |  |  |  | R-454B | 4.7083 | Residential & Commercial | USHP
215682591 | Central HP <5.4 tons | KENMORE | HRCU-A-CB (Split System: Heat Pump with Remote Outdoor Unit-Air-Source) | (C,H,T)5H0V60*K*AAA* |  |  | EA*5X60M24A*+WALLCON | *80CSU0802120B* | 55500 | 18.5 | 8.5 | 58500 | 41000 | 70.09% | 2.04 | 0 | 9 |  |  |  |  | R-454B | 4.625 | Residential & Commercial | USHP
215678411 | Central HP <5.4 tons | KENMORE | HRCU-A-CB (Split System: Heat Pump with Remote Outdoor Unit-Air-Source) | (C,H,T)5H0V24*K*AAA* |  |  | EA*5X37M21A*+WALLCON | *97CTN0601716A* | 24000 | 17 | 9 | 23400 | 16400 | 70.09% | 2.02 | 0 | 10.5 |  |  |  |  | R-454B | 2 | Residential & Commercial | USHP | Ducted CEE Tier 1
215678161 | Central HP <5.4 tons | KENMORE | HRCU-A-CB (Split System: Heat Pump with Remote Outdoor Unit-Air-Source) | (C,H,T)5H0V60*K*AAA* |  |  | ESH5X60M12A*+WALLCON | *97CMN1202422B* | 55500 | 17 | 8.5 | 60000 | 42000 | 70% | 1.9 | 0 | 8.5 |  |  |  |  | R-454B | 4.625 | Residential & Commercial | USHP
216635728 | Central HP <5.4 tons | ACIQ | HRCU-A-CB (Split System: Heat Pump with Remote Outdoor Unit-Air-Source) | H5H3V36*K*AAA* |  |  | EVD5X49M24A*+WALLCON | *80CTL1352422B* | 35600 | 22 | 8.5 | 38000 | 28400 | 74.74% | 2.04 | 0 | 12.5 |  |  |  |  | R-454B | 2.9667 | Residential & Commercial | USHP | Ducted CEE Tier 1
216636045 | Central HP <5.4 tons | ACIQ | HRCU-A-CB (Split System: Heat Pump with Remote Outdoor Unit-Air-Source) | H5H3V36*K*AAA* |  |  | EA*5X36M17A*+WALLCON | *97CTN0801716A* | 32000 | 19 | 9.5 | 35600 | 27400 | 76.97% | 1.98 | 0 | 10.5 |  |  |  |  | R-454B | 2.6667 | Residential & Commercial | USHP | Ducted CEE Tier 1
216636060 | Central HP <5.4 tons | ACIQ | HRCU-A-CB (Split System: Heat Pump with Remote Outdoor Unit-Air-Source) | H5H3V36*K*AAA* |  |  | EA*5X60M24A*+WALLCON | *96CTN0802120B* | 34000 | 20 | 9.5 | 34200 | 26000 | 76.02% | 2.06 | 0 | 11.7 |  |  |  |  | R-454B | 2.8333 | Residential & Commercial | USHP | Ducted CEE Tier 1
216636062 | Central HP <5.4 tons | ACIQ | HRCU-A-CB (Split System: Heat Pump with Remote Outdoor Unit-Air-Source) | H5H3V36*K*AAA* |  |  | EA*5X60M24A*+WALLCON | *97CTN1002122A* | 34000 | 20.5 | 9.5 | 34000 | 25800 | 75.88% | 2.06 | 0 | 12 |  |  |  |  | R-454B | 2.8333 | Residential & Commercial | USHP | Ducted CEE Tier 1
216636076 | Central HP <5.4 tons | ACIQ | HRCU-A-CB (Split System: Heat Pump with Remote Outdoor Unit-Air-Source) | H5H3V36*K*AAA* |  |  | ESH5X36M12A*+WALLCON | *80CSU0401712B* | 33400 | 19 | 9 | 34800 | 26600 | 76.44% | 1.92 | 0 | 11.5 |  |  |  |  | R-454B | 2.7833 | Residential & Commercial | USHP | Ducted CEE Tier 1
216636077 | Central HP <5.4 tons | ACIQ | HRCU-A-CB (Split System: Heat Pump with Remote Outdoor Unit-Air-Source) | H5H3V36*K*AAA* |  |  | ESH5X36M12A*+WALLCON | *80CSU0601716B* | 33400 | 19 | 9 | 34800 | 26600 | 76.44% | 1.92 | 0 | 11.5 |  |  |  |  | R-454B | 2.7833 | Residential & Commercial | USHP | Ducted CEE Tier 1
216636079 | Central HP <5.4 tons | ACIQ | HRCU-A-CB (Split System: Heat Pump with Remote Outdoor Unit-Air-Source) | H5H3V36*K*AAA* |  |  | ESH5X36M12A*+WALLCON | *97CTN0801716A* | 33000 | 18.5 | 9 | 35400 | 27200 | 76.84% | 1.92 | 0 | 10.5 |  |  |  |  | R-454B | 2.75 | Residential & Commercial | USHP | Ducted CEE Tier 1
216636092 | Central HP <5.4 tons | ACIQ | HRCU-A-CB (Split System: Heat Pump with Remote Outdoor Unit-Air-Source) | H5H3V36*K*AAA* |  |  | ESH5X48M12A*+WALLCON | *80CSU0401712B* | 33800 | 19.5 | 9 | 34600 | 26400 | 76.3% | 1.92 | 0 | 11.7 |  |  |  |  | R-454B | 2.8167 | Residential & Commercial | USHP | Ducted CEE Tier 1
216636109 | Central HP <5.4 tons | ACIQ | HRCU-A-CB (Split System: Heat Pump with Remote Outdoor Unit-Air-Source) | H5H3V36*K*AAA* |  |  | EVM5X44M21A*+WALLCON | *80CSU0601716B* | 35600 | 22 | 8.5 | 38000 | 28600 | 75.26% | 2.02 | 0 | 12.5 |  |  |  |  | R-454B | 2.9667 | Residential & Commercial | USHP | Ducted CEE Tier 1
216636112 | Central HP <5.4 tons | ACIQ | HRCU-A-CB (Split System: Heat Pump with Remote Outdoor Unit-Air-Source) | H5H3V36*K*AAA* |  |  | EVM5X44M21A*+WALLCON | *97CTN0802120A* | 35600 | 21.5 | 8.5 | 38000 | 28600 | 75.26% | 2.04 | 0 | 12 |  |  |  |  | R-454B | 2.9667 | Residential & Commercial | USHP | Ducted CEE Tier 1
216636129 | Central HP <5.4 tons | ACIQ | HRCU-A-CB (Split System: Heat Pump with Remote Outdoor Unit-Air-Source) | H5H3V36*K*AAA* |  |  | EVM5X60M24A*+WALLCON | *97CTN0802120A* | 35400 | 21.5 | 8.5 | 38000 | 28600 | 75.26% | 2.04 | 0 | 12 |  |  |  |  | R-454B | 2.95 | Residential & Commercial | USHP | Ducted CEE Tier 1
216636161 | Central HP <5.4 tons | ACIQ | HRCU-A-CB (Split System: Heat Pump with Remote Outdoor Unit-Air-Source) | H5H3V36*K*AAA* |  |  | EVD5X49M24A*+WALLCON | *97CTN1202422A* | 35600 | 22 | 8.5 | 38500 | 28400 | 73.77% | 2.04 | 0 | 12.5 |  |  |  |  | R-454B | 2.9667 | Residential & Commercial | USHP | Ducted CEE Tier 1
216636329 | Central HP <5.4 tons | ACIQ | HRCU-A-CB (Split System: Heat Pump with Remote Outdoor Unit-Air-Source) | H5H3V36*K*AAA* |  |  | EVD5X61M21A*+WALLCON | *80CTL1102120B* | 36000 | 22 | 8.5 | 37400 | 28200 | 75.4% | 2.04 | 0 | 12.5 |  |  |  |  | R-454B | 3 | Residential & Commercial | USHP | Ducted CEE Tier 1
215669450 | Central HP <5.4 tons | KENMORE | HRCU-A-CB (Split System: Heat Pump with Remote Outdoor Unit-Air-Source) | (C,H,T)5H0V36*K*AAA* |  |  | EA*5X61M21A*+WALLCON | *80CSU1002120A* | 34800 | 18 | 9 | 34400 | 24800 | 72.09% | 1.9 | 0 | 10 |  |  |  |  | R-454B | 2.9 | Residential & Commercial | USHP | Ducted CEE Tier 1
215678231 | Central HP <5.4 tons | KENMORE | HRCU-A-CB (Split System: Heat Pump with Remote Outdoor Unit-Air-Source) | (C,H,T)5H0V24*K*AAA* |  |  | EA*5X25M17A*+WALLCON | *80CSU0401712B* | 24000 | 17 | 9 | 23200 | 16300 | 70.26% | 2.02 | 0 | 10.5 |  |  |  |  | R-454B | 2 | Residential & Commercial | USHP | Ducted CEE Tier 1
215678281 | Central HP <5.4 tons | KENMORE | HRCU-A-CB (Split System: Heat Pump with Remote Outdoor Unit-Air-Source) | (C,H,T)5H0V24*K*AAA* |  |  | EA*5X30M17A*+WALLCON | *80CSU0601716B* | 23200 | 17 | 8.5 | 23600 | 16600 | 70.34% | 1.98 | 0 | 10 |  |  |  |  | R-454B | 1.9333 | Residential & Commercial | USHP | Ducted CEE Tier 1
216636343 | Central HP <5.4 tons | ACIQ | HRCU-A-CB (Split System: Heat Pump with Remote Outdoor Unit-Air-Source) | H5H3V36*K*AAA* |  |  | EVD5X61M21A*+WALLCON | *97CTN1002122A* | 36000 | 22 | 8.5 | 37400 | 28200 | 75.4% | 2.04 | 0 | 12.5 |  |  |  |  | R-454B | 3 | Residential & Commercial | USHP | Ducted CEE Tier 1
216636344 | Central HP <5.4 tons | ACIQ | HRCU-A-CB (Split System: Heat Pump with Remote Outdoor Unit-Air-Source) | H5H3V36*K*AAA* |  |  | EVD5X61M24A*+WALLCON | *96CTN0802120B* | 36000 | 22 | 8.5 | 37400 | 28200 | 75.4% | 2.04 | 0 | 12.5 |  |  |  |  | R-454B | 3 | Residential & Commercial | USHP | Ducted CEE Tier 1
215677981 | Central HP <5.4 tons | KENMORE | HRCU-A-CB (Split System: Heat Pump with Remote Outdoor Unit-Air-Source) | (C,H,T)5H0V60*K*AAA* |  |  | EA*5X61M24A*+WALLCON | *97CMN0602120B* | 55000 | 17.5 | 8.5 | 61000 | 43000 | 70.49% | 1.88 | 0 | 8 |  |  |  |  | R-454B | 4.5833 | Residential & Commercial | USHP
215677511 | Central HP <5.4 tons | KENMORE | HRCU-A-CB (Split System: Heat Pump with Remote Outdoor Unit-Air-Source) | (C,H,T)5H0V60*K*AAA* |  |  | EVD5X60M24A*+WALLCON | *97CMN0602120B* | 55500 | 17.5 | 8.5 | 64000 | 45500 | 71.09% | 1.94 | 0 | 8.5 |  |  |  |  | R-454B | 4.625 | Residential & Commercial | USHP
215677561 | Central HP <5.4 tons | KENMORE | HRCU-A-CB (Split System: Heat Pump with Remote Outdoor Unit-Air-Source) | (C,H,T)5H0V60*K*AAA* |  |  | EVD5X60M24A*+WALLCON | *96CTN1202422B* | 56500 | 18.5 | 9 | 63000 | 44500 | 70.63% | 2.08 | 0 | 9 |  |  |  |  | R-454B | 4.7083 | Residential & Commercial | USHP
215677061 | Central HP <5.4 tons | KENMORE | HRCU-A-CB (Split System: Heat Pump with Remote Outdoor Unit-Air-Source) | (C,H,T)5H0V60*K*AAA* |  |  | EVM5X60M21A*+WALLCON | *97CMN0802120B* | 56500 | 18 | 9 | 64000 | 45000 | 70.31% | 2.06 | 0 | 9 |  |  |  |  | R-454B | 4.7083 | Residential & Commercial | USHP
215670604 | Central HP <5.4 tons | KENMORE | HRCU-A-CB (Split System: Heat Pump with Remote Outdoor Unit-Air-Source) | (C,H,T)5H0V36*K*AAA* |  |  | ESH5X60M12A*+WALLCON | *96CTN1202422B* | 34600 | 17 | 8.5 | 34600 | 24800 | 71.68% | 1.92 | 0 | 10 |  |  |  |  | R-454B | 2.8833 | Residential & Commercial | USHP | Ducted CEE Tier 1
215670100 | Central HP <5.4 tons | KENMORE | HRCU-A-CB (Split System: Heat Pump with Remote Outdoor Unit-Air-Source) | (C,H,T)5H0V36*K*AAA* |  |  | ESH5X42M12A*+WALLCON | *96CTN0601714B* | 33600 | 16.5 | 8.5 | 35800 | 25600 | 71.51% | 1.76 | 0 | 9 |  |  |  |  | R-454B | 2.8 | Residential & Commercial | USHP
215667810 | Central HP <5.4 tons | KENMORE | HRCU-A-CB (Split System: Heat Pump with Remote Outdoor Unit-Air-Source) | (C,H,T)5H0V24*K*AAA* |  |  | EA*5X37M17A*+WALLCON | *96CTN0801714B* | 23800 | 17 | 9 | 23400 | 16500 | 70.51% | 2 | 0 | 10.5 |  |  |  |  | R-454B | 1.9833 | Residential & Commercial | USHP | Ducted CEE Tier 1
215666940 | Central HP <5.4 tons | KENMORE | HRCU-A-CB (Split System: Heat Pump with Remote Outdoor Unit-Air-Source) | (C,H,T)5H0V24*K*AAA* |  |  | EA*5X24M14A*+WALLCON | *80CTL0701412B* | 22800 | 17 | 9 | 24000 | 16900 | 70.42% | 1.94 | 0 | 10 |  |  |  |  | R-454B | 1.9 | Residential & Commercial | USHP | Ducted CEE Tier 1
211386595 | Central HP <5.4 tons | CHAMPION HEATING AND COOLING | HRCU-A-CB (Split System: Heat Pump with Remote Outdoor Unit-Air-Source) | HMH72B341 |  |  | XAHC48FXXN1+JMET12CS2N1+TXV | 0 | 33800 | 17.5 | 8.5 | 32000 | 23400 | 73.12% | 2.08 | 0 | 9.5 |  |  |  |  | R-410A | 2.8167 | Residential & Commercial | USHP
210595670 | Central HP <5.4 tons | KENMORE | HRCU-A-CB (Split System: Heat Pump with Remote Outdoor Unit-Air-Source) | (C,H,T)VH825GKA2* |  |  | EHD4X48AAL+WALLCON | *80CSU1002120A* | 24200 | 16 | 8.1 | 21200 | 16600 | 78.3% | 2 | 0 | 10.5 |  |  |  |  | R-410A | 2.0167 | Residential & Commercial | USHP | Ducted CEE Tier 1
210595602 | Central HP <5.4 tons | KENMORE | HRCU-A-CB (Split System: Heat Pump with Remote Outdoor Unit-Air-Source) | (C,H,T)VH825GKA2* |  |  | EA*4X42L24A*+WALLCON | *96CTN1002122A* | 23800 | 16.5 | 8.1 | 21400 | 16600 | 77.57% | 1.96 | 0 | 11 |  |  |  |  | R-410A | 1.9833 | Residential & Commercial | USHP | Ducted CEE Tier 1
216619069 | Central HP <5.4 tons | DUCANE | HRCU-A-CB (Split System: Heat Pump with Remote Outdoor Unit-Air-Source) | 7SCP18V24P-**A |  |  | 7AH1AV18PX-** | 0 | 24000 | 17.5 | 9.4 | 24000 | 23400 | 97.5% | 1.75 | 0 | 11.7 |  |  |  |  | R-454B | 2 | Residential & Commercial | USHP | Ducted CEE Tier 1
210106928 | Central HP <5.4 tons | RUSSELL | HRCU-A-CB (Split System: Heat Pump with Remote Outdoor Unit-Air-Source) | SP18AZ24AJVC |  |  | TCFZ2421HEAAM | S98MV0703A17UPS | 22800 | 20 | 8.5 | 22800 | 26000 | 114% | 2.1 | 0 | 12.5 |  |  |  |  | R-410A | 1.9 | Residential & Commercial | USHP | Ducted CEE Tier 1
210595604 | Central HP <5.4 tons | KENMORE | HRCU-A-CB (Split System: Heat Pump with Remote Outdoor Unit-Air-Source) | (C,H,T)VH825GKA2* |  |  | EA*4X42L24A*+WALLCON | *97CMN0602120A* | 23600 | 16.5 | 8.1 | 21400 | 16700 | 78.04% | 1.96 | 0 | 11 |  |  |  |  | R-410A | 1.9667 | Residential & Commercial | USHP | Ducted CEE Tier 1
216738217 | Central HP <5.4 tons | KEEPRITE | HRCU-A-CB (Split System: Heat Pump with Remote Outdoor Unit-Air-Source) | D5CUHAH24AAK |  |  | ESH5X36M12A* | *80MSU0601716A* | 22600 | 16 | 8.1 | 20600 | 18400 | 89.32% | 1.85 | 0 | 10.5 |  |  |  |  | R-454B | 1.8833 | Residential & Commercial | USHP | Ducted CEE Tier 1
214421548 | Central HP <5.4 tons | FRASER-JOHNSTON | HRCU-A-CB (Split System: Heat Pump with Remote Outdoor Unit-Air-Source) | HH860E2S11 |  |  | CTM60D5CHS1+JMET18DS2N1 | 0 | 54000 | 19 | 9 | 53500 | 38500 | 71.96% | 2 | 0 | 12 |  |  |  |  | R-454B | 4.5 | Residential & Commercial | USHP | Ducted CEE Tier 1
213781563 | Central HP <5.4 tons | KENMORE | HRCU-A-CB (Split System: Heat Pump with Remote Outdoor Unit-Air-Source) | (C,H,T)VH837GKA2* |  |  | EA*4X61L21A*+WALLCON | *80CTL0901716B* | 33200 | 17.5 | 8.1 | 32000 | 24800 | 77.5% | 1.98 | 0 | 11.5 |  |  |  |  | R-410A | 2.7667 | Residential & Commercial | USHP | Ducted CEE Tier 1
216739035 | Central HP <5.4 tons | KEEPRITE | HRCU-A-CB (Split System: Heat Pump with Remote Outdoor Unit-Air-Source) | D5CUHAH24AAK |  |  | F5MA5*24L*B* | 0 | 23000 | 15.5 | 8.5 | 21400 | 19200 | 89.72% | 1.98 | 0 | 11 |  |  |  |  | R-454B | 1.9167 | Residential & Commercial | USHP | Ducted CEE Tier 1
215667124 | Central HP <5.4 tons | KENMORE | HRCU-A-CB (Split System: Heat Pump with Remote Outdoor Unit-Air-Source) | (C,H,T)5H0V24*K*AAA* |  |  | EA*5X24M17A*+WALLCON | *96CTN0401410B* | 22400 | 15.5 | 8.5 | 24400 | 17200 | 70.49% | 1.82 | 0 | 9 |  |  |  |  | R-454B | 1.8667 | Residential & Commercial | USHP
215667192 | Central HP <5.4 tons | KENMORE | HRCU-A-CB (Split System: Heat Pump with Remote Outdoor Unit-Air-Source) | (C,H,T)5H0V24*K*AAA* |  |  | EA*5X25M17A*+WALLCON | *80CTL0701412B* | 24000 | 17.5 | 9 | 23200 | 16400 | 70.69% | 2 | 0 | 10.5 |  |  |  |  | R-454B | 2 | Residential & Commercial | USHP | Ducted CEE Tier 1
215676861 | Central HP <5.4 tons | KENMORE | HRCU-A-CB (Split System: Heat Pump with Remote Outdoor Unit-Air-Source) | (C,H,T)5H0V48*K*AAA* |  |  | EVD5X61M24A*+WALLCON | *80CSU1002120A* | 48500 | 19 | 9 | 50000 | 36800 | 73.6% | 2.1 | 0 | 10 |  |  |  |  | R-454B | 4.0417 | Residential & Commercial | USHP | Ducted CEE Tier 1
215682091 | Central HP <5.4 tons | KENMORE | HRCU-A-CB (Split System: Heat Pump with Remote Outdoor Unit-Air-Source) | (C,H,T)5H0V48*K*AAA* |  |  | EVM5X61M24A*+WALLCON | *97CTN1202422A* | 48500 | 19.5 | 9.5 | 50000 | 36600 | 73.2% | 2.12 | 0 | 10.5 |  |  |  |  | R-454B | 4.0417 | Residential & Commercial | USHP | Ducted CEE Tier 1
215681741 | Central HP <5.4 tons | KENMORE | HRCU-A-CB (Split System: Heat Pump with Remote Outdoor Unit-Air-Source) | (C,H,T)5H0V48*K*AAA* |  |  | ESH5X60M12A*+WALLCON | *97CTN1002122A* | 45500 | 16.5 | 8.5 | 48000 | 33800 | 70.42% | 2.08 | 0 | 9.5 |  |  |  |  | R-454B | 3.7917 | Residential & Commercial | USHP
215681791 | Central HP <5.4 tons | KENMORE | HRCU-A-CB (Split System: Heat Pump with Remote Outdoor Unit-Air-Source) | (C,H,T)5H0V48*K*AAA* |  |  | EVM5X48M21A*+WALLCON | *80CSU1002120B* | 47000 | 18 | 9 | 50000 | 36400 | 72.8% | 2 | 0 | 9.5 |  |  |  |  | R-454B | 3.9167 | Residential & Commercial | USHP
215676441 | Central HP <5.4 tons | KENMORE | HRCU-A-CB (Split System: Heat Pump with Remote Outdoor Unit-Air-Source) | (C,H,T)5H0V48*K*AAA* |  |  | EVD5X60M21A*+WALLCON | *80CTL0451712B* | 47500 | 18 | 9 | 50000 | 37600 | 75.2% | 1.98 | 0 | 9.5 |  |  |  |  | R-454B | 3.9583 | Residential & Commercial | USHP
213781193 | Central HP <5.4 tons | KENMORE | HRCU-A-CB (Split System: Heat Pump with Remote Outdoor Unit-Air-Source) | (C,H,T)VH837GKA2* |  |  | EA*4X43L21A*+WALLCON | *80CTL0902120B* | 32800 | 17 | 8.5 | 32600 | 25000 | 76.69% | 1.98 | 0 | 11.5 |  |  |  |  | R-410A | 2.7333 | Residential & Commercial | USHP | Ducted CEE Tier 1
213781113 | Central HP <5.4 tons | KENMORE | HRCU-A-CB (Split System: Heat Pump with Remote Outdoor Unit-Air-Source) | (C,H,T)VH837GKA2* |  |  | EA*4X42L24A*+WALLCON | *80CTL1352422B* | 31800 | 17 | 8.1 | 33000 | 24200 | 73.33% | 1.88 | 0 | 11 |  |  |  |  | R-410A | 2.65 | Residential & Commercial | USHP | Ducted CEE Tier 1
213780993 | Central HP <5.4 tons | KENMORE | HRCU-A-CB (Split System: Heat Pump with Remote Outdoor Unit-Air-Source) | (C,H,T)VH837GKA2* |  |  | EA*4X42L21A*+WALLCON | *80CTL0901716B* | 31800 | 17 | 8.1 | 33000 | 24400 | 73.94% | 1.88 | 0 | 11 |  |  |  |  | R-410A | 2.65 | Residential & Commercial | USHP | Ducted CEE Tier 1
213780643 | Central HP <5.4 tons | KENMORE | HRCU-A-CB (Split System: Heat Pump with Remote Outdoor Unit-Air-Source) | (C,H,T)VH837GKA2* |  |  | EA*4X36L17A*+WALLCON | *80CTL0451712B* | 31200 | 16.5 | 8.1 | 33400 | 24600 | 73.65% | 1.8 | 0 | 10.5 |  |  |  |  | R-410A | 2.6 | Residential & Commercial | USHP | Ducted CEE Tier 1
213780693 | Central HP <5.4 tons | KENMORE | HRCU-A-CB (Split System: Heat Pump with Remote Outdoor Unit-Air-Source) | (C,H,T)VH837GKA2* |  |  | EA*4X36L17A*+WALLCON | *97CMN0601714B* | 31200 | 16.5 | 8.1 | 33400 | 24600 | 73.65% | 1.82 | 0 | 10.5 |  |  |  |  | R-410A | 2.6 | Residential & Commercial | USHP | Ducted CEE Tier 1
213780793 | Central HP <5.4 tons | KENMORE | HRCU-A-CB (Split System: Heat Pump with Remote Outdoor Unit-Air-Source) | (C,H,T)VH837GKA2* |  |  | EA*4X36L21A*+WALLCON | *97CMN0601714B* | 31200 | 16.5 | 8.1 | 33200 | 24600 | 74.1% | 1.82 | 0 | 10.5 |  |  |  |  | R-410A | 2.6 | Residential & Commercial | USHP | Ducted CEE Tier 1
215676711 | Central HP <5.4 tons | KENMORE | HRCU-A-CB (Split System: Heat Pump with Remote Outdoor Unit-Air-Source) | (C,H,T)5H0V48*K*AAA* |  |  | EVD5X61M21A*+WALLCON | *80CTL0451712B* | 48000 | 18.5 | 9 | 50000 | 37600 | 75.2% | 1.98 | 0 | 9.5 |  |  |  |  | R-454B | 4 | Residential & Commercial | USHP
215676261 | Central HP <5.4 tons | KENMORE | HRCU-A-CB (Split System: Heat Pump with Remote Outdoor Unit-Air-Source) | (C,H,T)5H0V48*K*AAA* |  |  | EVD5X48M24A*+WALLCON | *97CMN0802120B* | 47000 | 18.5 | 9 | 50000 | 36400 | 72.8% | 2 | 0 | 10 |  |  |  |  | R-454B | 3.9167 | Residential & Commercial | USHP | Ducted CEE Tier 1
215675941 | Central HP <5.4 tons | KENMORE | HRCU-A-CB (Split System: Heat Pump with Remote Outdoor Unit-Air-Source) | (C,H,T)5H0V48*K*AAA* |  |  | EVM5X60M24A*+WALLCON | *97CMN1202422B* | 48000 | 19 | 9 | 50000 | 36600 | 73.2% | 2 | 0 | 10 |  |  |  |  | R-454B | 4 | Residential & Commercial | USHP | Ducted CEE Tier 1
215675991 | Central HP <5.4 tons | KENMORE | HRCU-A-CB (Split System: Heat Pump with Remote Outdoor Unit-Air-Source) | (C,H,T)5H0V48*K*AAA* |  |  | EVM5X61M24A*+WALLCON | *80CTL0902120B* | 48500 | 19.5 | 9.5 | 50000 | 36600 | 73.2% | 2.1 | 0 | 10.5 |  |  |  |  | R-454B | 4.0417 | Residential & Commercial | USHP | Ducted CEE Tier 1
215675541 | Central HP <5.4 tons | KENMORE | HRCU-A-CB (Split System: Heat Pump with Remote Outdoor Unit-Air-Source) | (C,H,T)5H0V48*K*AAA* |  |  | EVM5X49M21A*+WALLCON | *80CTL0701716B* | 48000 | 18.5 | 9 | 50000 | 37200 | 74.4% | 2 | 0 | 10 |  |  |  |  | R-454B | 4 | Residential & Commercial | USHP | Ducted CEE Tier 1
215674312 | Central HP <5.4 tons | KENMORE | HRCU-A-CB (Split System: Heat Pump with Remote Outdoor Unit-Air-Source) | (C,H,T)5H0V48*K*AAA* |  |  | EA*5X61M21A*+WALLCON | *80CSU0802120A* | 46000 | 18 | 9 | 47500 | 33600 | 70.74% | 2.08 | 0 | 10 |  |  |  |  | R-454B | 3.8333 | Residential & Commercial | USHP | Ducted CEE Tier 1
213781183 | Central HP <5.4 tons | KENMORE | HRCU-A-CB (Split System: Heat Pump with Remote Outdoor Unit-Air-Source) | (C,H,T)VH837GKA2* |  |  | EA*4X43L21A*+WALLCON | *80CTL0901716B* | 33000 | 17 | 8.5 | 32800 | 25000 | 76.22% | 1.98 | 0 | 11 |  |  |  |  | R-410A | 2.75 | Residential & Commercial | USHP | Ducted CEE Tier 1
213780933 | Central HP <5.4 tons | KENMORE | HRCU-A-CB (Split System: Heat Pump with Remote Outdoor Unit-Air-Source) | (C,H,T)VH837GKA2* |  |  | EA*4X37L21A*+WALLCON | *97CMN1002122B* | 33000 | 17 | 8.5 | 32600 | 25000 | 76.69% | 1.98 | 0 | 11.5 |  |  |  |  | R-410A | 2.75 | Residential & Commercial | USHP | Ducted CEE Tier 1
210595609 | Central HP <5.4 tons | KENMORE | HRCU-A-CB (Split System: Heat Pump with Remote Outdoor Unit-Air-Source) | (C,H,T)VH825GKA2* |  |  | EA*4X43L21A*+WALLCON | *80CSU1002120A* | 24400 | 16.5 | 8.1 | 21200 | 16700 | 78.77% | 2.02 | 0 | 11 |  |  |  |  | R-410A | 2.0333 | Residential & Commercial | USHP | Ducted CEE Tier 1
210595643 | Central HP <5.4 tons | KENMORE | HRCU-A-CB (Split System: Heat Pump with Remote Outdoor Unit-Air-Source) | (C,H,T)VH825GKA2* |  |  | EA*4X48L24A*+WALLCON | *96CTN1002122A* | 24200 | 16.5 | 8.1 | 21000 | 16500 | 78.57% | 2.02 | 0 | 11 |  |  |  |  | R-410A | 2.0167 | Residential & Commercial | USHP | Ducted CEE Tier 1
214809218 | Central HP <5.4 tons | FRASER-JOHNSTON | HRCU-A-CB (Split System: Heat Pump with Remote Outdoor Unit-Air-Source) | HH860E2S11 |  |  | CTU60C5XGS1+TXV | Z8ES120C16SMPS1 | 44000 | 18 | 9 | 43500 | 33000 | 75.86% | 2 | 0 | 12 |  |  |  |  | R-454B | 3.6667 | Residential & Commercial | USHP | Ducted CEE Tier 1
214396361 | Central HP <5.4 tons | FRASER-JOHNSTON | HRCU-A-CB (Split System: Heat Pump with Remote Outdoor Unit-Air-Source) | HH860E2S11 |  |  | CTF60D5CJS1 | TM9V120D20MP12 | 53000 | 19 | 9 | 55000 | 39500 | 71.82% | 2 | 0 | 11 |  |  |  |  | R-454B | 4.4167 | Residential & Commercial | USHP | Ducted CEE Tier 1
214779593 | Central HP <5.4 tons | COLEMAN | HRCU-A-CB (Split System: Heat Pump with Remote Outdoor Unit-Air-Source) | HMH72B341 |  |  | XAHC36DBCN1 | Z9ES080C16SMPS1 | 33200 | 17 | 8.5 | 32000 | 22400 | 70% | 1.8 | 0 | 10 |  |  |  |  | R-410A | 2.7667 | Residential & Commercial | USHP | Ducted CEE Tier 1
216738731 | Central HP <5.4 tons | KEEPRITE | HRCU-A-CB (Split System: Heat Pump with Remote Outdoor Unit-Air-Source) | D5CUHAH24AAK |  |  | ESH5X36M12A* | *95MSU1002120A* | 22800 | 16 | 8.1 | 20800 | 18500 | 88.94% | 1.85 | 0 | 11 |  |  |  |  | R-454B | 1.9 | Residential & Commercial | USHP | Ducted CEE Tier 1
216737115 | Central HP <5.4 tons | KEEPRITE | HRCU-A-CB (Split System: Heat Pump with Remote Outdoor Unit-Air-Source) | D5CUHAH24AAK |  |  | ESH5X30M12A* | *80MS(N,L)1102120A* | 22800 | 15.2 | 8.1 | 21200 | 19000 | 89.62% | 1.9 | 0 | 10.5 |  |  |  |  | R-454B | 1.9 | Residential & Commercial | USHP | Ducted CEE Tier 1
216737067 | Central HP <5.4 tons | KEEPRITE | HRCU-A-CB (Split System: Heat Pump with Remote Outdoor Unit-Air-Source) | D5CUHAH24AAK |  |  | ESH5X30M12A* | *80MS(N,L)0702116A* | 22400 | 15.2 | 8.1 | 21000 | 18900 | 90% | 1.9 | 0 | 10.5 |  |  |  |  | R-454B | 1.8667 | Residential & Commercial | USHP | Ducted CEE Tier 1
216737015 | Central HP <5.4 tons | KEEPRITE | HRCU-A-CB (Split System: Heat Pump with Remote Outdoor Unit-Air-Source) | D5CUHAH24AAK |  |  | ESH5X30M12A* | *80MS(N,L)0451412A* | 22400 | 15.2 | 8.1 | 21000 | 18800 | 89.52% | 1.9 | 0 | 10.5 |  |  |  |  | R-454B | 1.8667 | Residential & Commercial | USHP | Ducted CEE Tier 1
214396611 | Central HP <5.4 tons | FRASER-JOHNSTON | HRCU-A-CB (Split System: Heat Pump with Remote Outdoor Unit-Air-Source) | HH860E2S11 |  |  | CTM60D5CGS1+JMC20D2SN1 | 0 | 45000 | 18 | 9.5 | 46500 | 33800 | 72.69% | 2 | 0 | 12 |  |  |  |  | R-454B | 3.75 | Residential & Commercial | USHP | Ducted CEE Tier 1
214396752 | Central HP <5.4 tons | FRASER-JOHNSTON | HRCU-A-CB (Split System: Heat Pump with Remote Outdoor Unit-Air-Source) | HH860E2S11 |  |  | CTF60D5CHS1 | TMLE130D20MP11 | 54000 | 19 | 8.5 | 55000 | 38500 | 70% | 2 | 0 | 11.7 |  |  |  |  | R-454B | 4.5 | Residential & Commercial | USHP | Ducted CEE Tier 1
214396445 | Central HP <5.4 tons | FRASER-JOHNSTON | HRCU-A-CB (Split System: Heat Pump with Remote Outdoor Unit-Air-Source) | HH836E2S11 |  |  | JHE36C5CD2SS1 | 0 | 33800 | 19 | 8.5 | 31000 | 25000 | 80.65% | 2 | 0 | 11.7 |  |  |  |  | R-454B | 2.8167 | Residential & Commercial | USHP | Ducted CEE Tier 1
214396520 | Central HP <5.4 tons | FRASER-JOHNSTON | HRCU-A-CB (Split System: Heat Pump with Remote Outdoor Unit-Air-Source) | HH836E2S11 |  |  | CTM48C5CFS1 | TM8V100C16MP12 | 33000 | 19 | 9 | 31200 | 25200 | 80.77% | 2 | 0 | 11 |  |  |  |  | R-454B | 2.75 | Residential & Commercial | USHP | Ducted CEE Tier 1
214396291 | Central HP <5.4 tons | FRASER-JOHNSTON | HRCU-A-CB (Split System: Heat Pump with Remote Outdoor Unit-Air-Source) | HH824E2S11 |  |  | CTM30B5ACS1 | TL9E060B12UH11 | 23000 | 17 | 9.5 | 23000 | 18300 | 79.57% | 2 | 0 | 12 |  |  |  |  | R-454B | 1.9167 | Residential & Commercial | USHP | Ducted CEE Tier 1
214396720 | Central HP <5.4 tons | FRASER-JOHNSTON | HRCU-A-CB (Split System: Heat Pump with Remote Outdoor Unit-Air-Source) | HH824E2S11 |  |  | CTM30B5ACS1 | TP9C060B12MP13 | 23000 | 17 | 9.5 | 23000 | 18000 | 78.26% | 2 | 0 | 12 |  |  |  |  | R-454B | 1.9167 | Residential & Commercial | USHP | Ducted CEE Tier 1
210106989 | Central HP <5.4 tons | RUSSELL | HRCU-A-CB (Split System: Heat Pump with Remote Outdoor Unit-Air-Source) | SP18AZ60AJVC |  |  | TCFZ6021SEAAM | S962V1005A21M4S | 52500 | 18 | 8.1 | 52500 | 50500 | 96.19% | 1.9 | 0 | 10 |  |  |  |  | R-410A | 4.375 | Residential & Commercial | USHP | Ducted CEE Tier 1
212609372 | Central HP <5.4 tons | RUSSELL | HRCU-A-CB (Split System: Heat Pump with Remote Outdoor Unit-Air-Source) | SP18AZ48AJVC |  |  | TCFZ6021SEAAM | S802V0755A21UHN | 44500 | 18 | 8.1 | 43500 | 45000 | 103.4% | 2 | 0 | 10 |  |  |  |  | R-410A | 3.7083 | Residential & Commercial | USHP | Ducted CEE Tier 1
212609320 | Central HP <5.4 tons | RUSSELL | HRCU-A-CB (Split System: Heat Pump with Remote Outdoor Unit-Air-Source) | SP18AZ24AJVC |  |  | TCFZ2421HEAAM | S802V1004A17UHN | 22800 | 20 | 8.5 | 22800 | 26000 | 114% | 2.1 | 0 | 12.5 |  |  |  |  | R-410A | 1.9 | Residential & Commercial | USHP | Ducted CEE Tier 1
212609329 | Central HP <5.4 tons | RUSSELL | HRCU-A-CB (Split System: Heat Pump with Remote Outdoor Unit-Air-Source) | SP18AZ24AJVC |  |  | TCFZ2421HEAAM | S802V1005A21UHN | 22800 | 20 | 8.5 | 22800 | 26000 | 114% | 2.1 | 0 | 12.5 |  |  |  |  | R-410A | 1.9 | Residential & Commercial | USHP | Ducted CEE Tier 1
214398630 | Central HP <5.4 tons | CHAMPION HEATING AND COOLING | HRCU-A-CB (Split System: Heat Pump with Remote Outdoor Unit-Air-Source) | HH860E2S11 |  |  | CTM60C5CGS1 | TM9Y080C16MP11 | 44000 | 17 | 9 | 44500 | 33800 | 75.96% | 2 | 0 | 11 |  |  |  |  | R-454B | 3.6667 | Residential & Commercial | USHP | Ducted CEE Tier 1
213780853 | Central HP <5.4 tons | KENMORE | HRCU-A-CB (Split System: Heat Pump with Remote Outdoor Unit-Air-Source) | (C,H,T)VH837GKA2* |  |  | EA*4X37L21A*+WALLCON | *80CTL0451712B* | 32600 | 16.5 | 8.1 | 33200 | 25400 | 76.51% | 1.94 | 0 | 10.5 |  |  |  |  | R-410A | 2.7167 | Residential & Commercial | USHP | Ducted CEE Tier 1
213780703 | Central HP <5.4 tons | KENMORE | HRCU-A-CB (Split System: Heat Pump with Remote Outdoor Unit-Air-Source) | (C,H,T)VH837GKA2* |  |  | EA*4X36L17A*+WALLCON | *97CMN0801714B* | 31400 | 16.5 | 8.1 | 33200 | 24400 | 73.49% | 1.82 | 0 | 10.5 |  |  |  |  | R-410A | 2.6167 | Residential & Commercial | USHP | Ducted CEE Tier 1
213780753 | Central HP <5.4 tons | KENMORE | HRCU-A-CB (Split System: Heat Pump with Remote Outdoor Unit-Air-Source) | (C,H,T)VH837GKA2* |  |  | EA*4X36L21A*+WALLCON | *80CTL0901716B* | 31600 | 17 | 8.1 | 33000 | 24200 | 73.33% | 1.84 | 0 | 11 |  |  |  |  | R-410A | 2.6333 | Residential & Commercial | USHP | Ducted CEE Tier 1
213781083 | Central HP <5.4 tons | KENMORE | HRCU-A-CB (Split System: Heat Pump with Remote Outdoor Unit-Air-Source) | (C,H,T)VH837GKA2* |  |  | EA*4X42L21A*+WALLCON | *96CTN1002122B* | 31800 | 17 | 8.1 | 33000 | 24400 | 73.94% | 1.88 | 0 | 11 |  |  |  |  | R-410A | 2.65 | Residential & Commercial | USHP | Ducted CEE Tier 1
213780813 | Central HP <5.4 tons | KENMORE | HRCU-A-CB (Split System: Heat Pump with Remote Outdoor Unit-Air-Source) | (C,H,T)VH837GKA2* |  |  | EA*4X36L21A*+WALLCON | *97CMN1002122B* | 31600 | 17 | 8.1 | 32800 | 24200 | 73.78% | 1.86 | 0 | 11 |  |  |  |  | R-410A | 2.6333 | Residential & Commercial | USHP | Ducted CEE Tier 1
216782033 | Central HP <5.4 tons | FRASER-JOHNSTON | HRCU-A-CB (Split System: Heat Pump with Remote Outdoor Unit-Air-Source) | HH836E2S11 |  |  | CTM48C5CFS1 | Z8ES100C20LMPS1 | 34400 | 19 | 9 | 32000 | 25400 | 79.38% | 2 | 0 | 11 |  |  |  |  | R-454B | 2.8667 | Residential & Commercial | USHP | Ducted CEE Tier 1
216783342 | Central HP <5.4 tons | FRASER-JOHNSTON | HRCU-A-CB (Split System: Heat Pump with Remote Outdoor Unit-Air-Source) | HH836E2S11 |  |  | CTF48C5CFS1 | Z8ES080C16LMPS1 | 34400 | 19 | 9 | 32200 | 25400 | 78.88% | 2 | 0 | 11 |  |  |  |  | R-454B | 2.8667 | Residential & Commercial | USHP | Ducted CEE Tier 1
216643533 | Central HP <5.4 tons | KEEPRITE | HRCU-A-CB (Split System: Heat Pump with Remote Outdoor Unit-Air-Source) | D5CUHAH18AAK |  |  | EA*5X30M17A* | *80MSU0401712A* | 17800 | 15.2 | 9.5 | 20000 | 18100 | 90.5% | 1.92 | 0 | 11 |  |  |  |  | R-454B | 1.4833 | Residential & Commercial | USHP | Ducted CEE Tier 1
216643353 | Central HP <5.4 tons | KEEPRITE | HRCU-A-CB (Split System: Heat Pump with Remote Outdoor Unit-Air-Source) | D5CUHAH18AAK |  |  | EA*5X19M17A* | *80VSL0451412B* | 18300 | 15.2 | 9.5 | 20000 | 17800 | 89% | 2 | 0 | 11 |  |  |  |  | R-454B | 1.525 | Residential & Commercial | USHP | Ducted CEE Tier 1
214243182 | Central HP <5.4 tons | KEEPRITE | HRCU-A-CB (Split System: Heat Pump with Remote Outdoor Unit-Air-Source) | CVH825GKA2* |  |  | EN(A,D,W)4X48L21**+WALLCON | *96CTN0801714B* | 24000 | 17 | 8.1 | 21400 | 16600 | 77.57% | 2 | 0 | 11 |  |  |  |  | R-410A | 2 | Residential & Commercial | USHP | Ducted CEE Tier 1
213067635 | Central HP <5.4 tons | ACIQ | HRCU-A-CB (Split System: Heat Pump with Remote Outdoor Unit-Air-Source) | HVH825GKA2* |  |  | EN(A,D,W)4X48L21**+WALLCON | *97CMN1002122A* | 24200 | 17 | 8.1 | 21400 | 16600 | 77.57% | 2.02 | 0 | 11.5 |  |  |  |  | R-410A | 2.0167 | Residential & Commercial | USHP | Ducted CEE Tier 1
214396450 | Central HP <5.4 tons | FRASER-JOHNSTON | HRCU-A-CB (Split System: Heat Pump with Remote Outdoor Unit-Air-Source) | HH836E2S11 |  |  | CTF36C5CDS1 | TM8E120C16MP11 | 33200 | 18 | 8.5 | 30600 | 25000 | 81.7% | 2 | 0 | 11.7 |  |  |  |  | R-454B | 2.7667 | Residential & Commercial | USHP | Ducted CEE Tier 1
216508765 | Central HP <5.4 tons | COLEMAN | HRCU-A-CB (Split System: Heat Pump with Remote Outdoor Unit-Air-Source) | HH836E2S11 |  |  | CTF30A5ADS1 | TMLE040A12MP11 | 33000 | 18 | 8.5 | 31000 | 25400 | 81.94% | 2 | 0 | 11 |  |  |  |  | R-454B | 2.75 | Residential & Commercial | USHP | Ducted CEE Tier 1
214397152 | Central HP <5.4 tons | FRASER-JOHNSTON | HRCU-A-CB (Split System: Heat Pump with Remote Outdoor Unit-Air-Source) | HH824E2S11 |  |  | CTF30B5ACS1 | TM8V080B12MP12 | 23000 | 17 | 9.5 | 23000 | 17900 | 77.83% | 2 | 0 | 12 |  |  |  |  | R-454B | 1.9167 | Residential & Commercial | USHP | Ducted CEE Tier 1
214398360 | Central HP <5.4 tons | CHAMPION HEATING AND COOLING | HRCU-A-CB (Split System: Heat Pump with Remote Outdoor Unit-Air-Source) | HH824E2S11 |  |  | CTF36B5ADS1 | TM9V080B12MP12 | 23000 | 18 | 9.5 | 23000 | 18400 | 80% | 2 | 0 | 12 |  |  |  |  | R-454B | 1.9167 | Residential & Commercial | USHP | Ducted CEE Tier 1
214242202 | Central HP <5.4 tons | KEEPRITE | HRCU-A-CB (Split System: Heat Pump with Remote Outdoor Unit-Air-Source) | CVH825GKA3* |  |  | EN(A,D,W)4X42L21**+WALLCON | *96CTN1002122B* | 23800 | 16.5 | 8.1 | 21400 | 16600 | 77.57% | 1.96 | 0 | 11 |  |  |  |  | R-410A | 1.9833 | Residential & Commercial | USHP | Ducted CEE Tier 1
214242352 | Central HP <5.4 tons | KEEPRITE | HRCU-A-CB (Split System: Heat Pump with Remote Outdoor Unit-Air-Source) | CVH825GKA3* |  |  | EN(A,D)4X48L24**+WALLCON | *80CTL1352422B* | 24200 | 17 | 8.1 | 21200 | 16600 | 78.3% | 2 | 0 | 11 |  |  |  |  | R-410A | 2.0167 | Residential & Commercial | USHP | Ducted CEE Tier 1
213774532 | Central HP <5.4 tons | KEEPRITE | HRCU-A-CB (Split System: Heat Pump with Remote Outdoor Unit-Air-Source) | CVH825GKA3* |  |  | EHD4X42AAL+WALLCON | *96CTN0801714B* | 24000 | 16 | 8.1 | 21400 | 16600 | 77.57% | 2 | 0 | 10.5 |  |  |  |  | R-410A | 2 | Residential & Commercial | USHP | Ducted CEE Tier 1
213774632 | Central HP <5.4 tons | KEEPRITE | HRCU-A-CB (Split System: Heat Pump with Remote Outdoor Unit-Air-Source) | CVH825GKA3* |  |  | EHD4X48AAL+WALLCON | *95CSU0601716B* | 24200 | 16 | 8.1 | 21400 | 16600 | 77.57% | 2 | 0 | 10.5 |  |  |  |  | R-410A | 2.0167 | Residential & Commercial | USHP | Ducted CEE Tier 1
216619100 | Central HP <5.4 tons | DUCANE | HRCU-A-C (Split System: Heat Pump with Remote Outdoor Unit with No Indoor Fan --Air Source) | 7SCP18V36P-**A |  |  | 7EH36BX-**+TDR | 0 | 33000 | 15.2 | 8.1 | 34000 | 29400 | 86.47% | 1.8 | 0 | 10 |  |  |  |  | R-454B | 2.75 | Residential & Commercial | USHP | Ducted CEE Tier 1
216374639 | Central HP <5.4 tons | CHAMPION HEATING AND COOLING | HRCU-A-CB (Split System: Heat Pump with Remote Outdoor Unit-Air-Source) | HH836E2S11 |  |  | CTM48C5CFS1 | Z9ET080C16SMPS1 | 33800 | 19 | 9.5 | 32400 | 24200 | 74.69% | 2 | 0 | 11 |  |  |  |  | R-454B | 2.8167 | Residential & Commercial | USHP | Ducted CEE Tier 1
214397707 | Central HP <5.4 tons | CHAMPION HEATING AND COOLING | HRCU-A-CB (Split System: Heat Pump with Remote Outdoor Unit-Air-Source) | HH836E2S11 |  |  | CTM36C5CDS1 | TM8E120C16MP11 | 33800 | 18 | 8.5 | 31600 | 25800 | 81.65% | 2 | 0 | 11 |  |  |  |  | R-454B | 2.8167 | Residential & Commercial | USHP | Ducted CEE Tier 1
211902793 | Central HP <5.4 tons | RUSSELL | HRCU-A-CB (Split System: Heat Pump with Remote Outdoor Unit-Air-Source) | SP18AZ36AJVC |  |  | TCFZ6021SEAAM | S802VA075421M | 34200 | 20 | 8.5 | 34200 | 43000 | 125.7% | 2.2 | 0 | 12.5 |  |  |  |  | R-410A | 2.85 | Residential & Commercial | USHP | Ducted CEE Tier 1
213372387 | Central HP <5.4 tons | RUSSELL | HRCU-A-CB (Split System: Heat Pump with Remote Outdoor Unit-Air-Source) | SP18AZ36AJVC |  |  | TCFZ6021SEAAM | S951V0603A17UHU | 34200 | 19 | 8.5 | 34200 | 43500 | 127.2% | 2.2 | 0 | 12.5 |  |  |  |  | R-410A | 2.85 | Residential & Commercial | USHP | Ducted CEE Tier 1
214396802 | Central HP <5.4 tons | FRASER-JOHNSTON | HRCU-A-CB (Split System: Heat Pump with Remote Outdoor Unit-Air-Source) | HH836E2S11 |  |  | CTM36B5CDS1 | TMLE080B12MP11 | 33400 | 18 | 8.5 | 31600 | 26000 | 82.28% | 2 | 0 | 11 |  |  |  |  | R-454B | 2.7833 | Residential & Commercial | USHP | Ducted CEE Tier 1
214397002 | Central HP <5.4 tons | FRASER-JOHNSTON | HRCU-A-CB (Split System: Heat Pump with Remote Outdoor Unit-Air-Source) | HH836E2S11 |  |  | CTM48C5CFS1 | TM9E080C20MP12 | 34400 | 17 | 8.5 | 32400 | 25800 | 79.63% | 2 | 0 | 11 |  |  |  |  | R-454B | 2.8667 | Residential & Commercial | USHP | Ducted CEE Tier 1
214609170 | Central HP <5.4 tons | COLEMAN | HRCU-A-CB (Split System: Heat Pump with Remote Outdoor Unit-Air-Source) | HH860E2S11 |  |  | CTM60D5CGS1 | Z9ES120D20SMPS1 | 46000 | 18 | 9 | 47000 | 34200 | 72.77% | 2 | 0 | 11.7 |  |  |  |  | R-454B | 3.8333 | Residential & Commercial | USHP | Ducted CEE Tier 1
216785457 | Central HP <5.4 tons | FRASER-JOHNSTON | HRCU-A-CB (Split System: Heat Pump with Remote Outdoor Unit-Air-Source) | HH860E2S11 |  |  | CTF60C5CHS1 | Z8ES100C20LMPS1 | 53500 | 19 | 9 | 53500 | 38000 | 71.03% | 2 | 0 | 12 |  |  |  |  | R-454B | 4.4583 | Residential & Commercial | USHP | Ducted CEE Tier 1
214397404 | Central HP <5.4 tons | FRASER-JOHNSTON | HRCU-A-CB (Split System: Heat Pump with Remote Outdoor Unit-Air-Source) | HH860E2S11 |  |  | JHE48C5CG2SS1 | 0 | 44500 | 19 | 8.5 | 44500 | 33400 | 75.06% | 2 | 0 | 12 |  |  |  |  | R-454B | 3.7083 | Residential & Commercial | USHP | Ducted CEE Tier 1
214397431 | Central HP <5.4 tons | FRASER-JOHNSTON | HRCU-A-CB (Split System: Heat Pump with Remote Outdoor Unit-Air-Source) | HH860E2S11 |  |  | CTF60D5CGS1+JMVT20DC2N1 | 0 | 45500 | 19 | 9.5 | 45000 | 33800 | 75.11% | 2 | 0 | 12 |  |  |  |  | R-454B | 3.7917 | Residential & Commercial | USHP | Ducted CEE Tier 1
216634541 | Central HP <5.4 tons | ACIQ | HRCU-A-CB (Split System: Heat Pump with Remote Outdoor Unit-Air-Source) | H5H0V48*K*AAA* |  |  | EVM5X61M24A*+WALLCON | *80CSU1002120B* | 48500 | 19 | 9 | 50000 | 36600 | 73.2% | 2.12 | 0 | 10 |  |  |  |  | R-454B | 4.0417 | Residential & Commercial | USHP | Ducted CEE Tier 1
214241632 | Central HP <5.4 tons | KEEPRITE | HRCU-A-CB (Split System: Heat Pump with Remote Outdoor Unit-Air-Source) | CVH825GKA3* |  |  | EN(A,D)4X24L17**+WALLCON | *96CTN0601714B* | 23200 | 15.5 | 8.1 | 22200 | 16900 | 76.13% | 1.9 | 0 | 10.5 |  |  |  |  | R-410A | 1.9333 | Residential & Commercial | USHP | Ducted CEE Tier 1
214241982 | Central HP <5.4 tons | KEEPRITE | HRCU-A-CB (Split System: Heat Pump with Remote Outdoor Unit-Air-Source) | CVH825GKA3* |  |  | EN(A,D)4X36L21**+WALLCON | *96CTN1002122B* | 23600 | 16.5 | 8.1 | 21400 | 16700 | 78.04% | 1.92 | 0 | 11 |  |  |  |  | R-410A | 1.9667 | Residential & Commercial | USHP | Ducted CEE Tier 1
214571115 | Central HP <5.4 tons | KEEPRITE | HRCU-A-CB (Split System: Heat Pump with Remote Outdoor Unit-Air-Source) | CVH825GKA3* |  |  | EN(A,D)4X36L21**+WALLCON | *95CSU1002122B* | 23400 | 16.5 | 8.1 | 21600 | 16700 | 77.31% | 1.92 | 0 | 11 |  |  |  |  | R-410A | 1.95 | Residential & Commercial | USHP | Ducted CEE Tier 1
213296796 | Central HP <5.4 tons | CHAMPION HEATING AND COOLING | HRCU-A-CB (Split System: Heat Pump with Remote Outdoor Unit-Air-Source) | HMH72B341 |  |  | XAFB30CXXN1+TXV | Z9ET080B12SMPS1 | 32600 | 18.5 | 8.1 | 33000 | 23400 | 70.91% | 2.02 | 0 | 9.5 |  |  |  |  | R-410A | 2.7167 | Residential & Commercial | USHP
213297141 | Central HP <5.4 tons | CHAMPION HEATING AND COOLING | HRCU-A-CB (Split System: Heat Pump with Remote Outdoor Unit-Air-Source) | HMH72B341 |  |  | XAHC30CXXN1+TXV | Z8ES100C16SMPS1 | 32400 | 17.5 | 8.1 | 32000 | 22800 | 71.25% | 2.02 | 0 | 9.5 |  |  |  |  | R-410A | 2.7 | Residential & Commercial | USHP
213297171 | Central HP <5.4 tons | CHAMPION HEATING AND COOLING | HRCU-A-CB (Split System: Heat Pump with Remote Outdoor Unit-Air-Source) | HMH72B341 |  |  | XAFC30CXXN1+TXV | Z8ES080C16SMPS1 | 33600 | 18 | 8.5 | 33000 | 23200 | 70.3% | 2.08 | 0 | 10 |  |  |  |  | R-410A | 2.8 | Residential & Commercial | USHP | Ducted CEE Tier 1
213297291 | Central HP <5.4 tons | CHAMPION HEATING AND COOLING | HRCU-A-CB (Split System: Heat Pump with Remote Outdoor Unit-Air-Source) | HMH72B341 |  |  | XAHC36DXXN1+TXV | Z8ET100C20LMPS1 | 34000 | 18.5 | 8.5 | 33400 | 23600 | 70.66% | 2.08 | 0 | 9.5 |  |  |  |  | R-410A | 2.8333 | Residential & Commercial | USHP
213297691 | Central HP <5.4 tons | CHAMPION HEATING AND COOLING | HRCU-A-CB (Split System: Heat Pump with Remote Outdoor Unit-Air-Source) | HMH72B341 |  |  | XAFC36DXXN1+TXV | Z9ET060B12SMPS1 | 34000 | 18.5 | 8.1 | 33400 | 24000 | 71.86% | 2.06 | 0 | 9.5 |  |  |  |  | R-410A | 2.8333 | Residential & Commercial | USHP
214570535 | Central HP <5.4 tons | KEEPRITE | HRCU-A-CB (Split System: Heat Pump with Remote Outdoor Unit-Air-Source) | CVH825GKA3* |  |  | EA*4X42L21A*+WALLCON | *97CMN0802120B* | 23800 | 16.5 | 8.1 | 21400 | 16600 | 77.57% | 1.96 | 0 | 10.5 |  |  |  |  | R-410A | 1.9833 | Residential & Commercial | USHP | Ducted CEE Tier 1
216635525 | Central HP <5.4 tons | ACIQ | HRCU-A-CB (Split System: Heat Pump with Remote Outdoor Unit-Air-Source) | H5H3V48*K*AAA* |  |  | ESH5X48M12A*+WALLCON | *80CTL0701412B* | 43000 | 19.5 | 8.5 | 49000 | 35400 | 72.24% | 1.8 | 0 | 11 |  |  |  |  | R-454B | 3.5833 | Residential & Commercial | USHP | Ducted CEE Tier 1
214570685 | Central HP <5.4 tons | KEEPRITE | HRCU-A-CB (Split System: Heat Pump with Remote Outdoor Unit-Air-Source) | CVH825GKA3* |  |  | EA*4X48L21A*+WALLCON | *95CSU0802120B* | 24000 | 16.5 | 8.5 | 21000 | 16600 | 79.05% | 2.02 | 0 | 11 |  |  |  |  | R-410A | 2 | Residential & Commercial | USHP | Ducted CEE Tier 1
214570765 | Central HP <5.4 tons | KEEPRITE | HRCU-A-CB (Split System: Heat Pump with Remote Outdoor Unit-Air-Source) | CVH825GKA3* |  |  | EA*4X48L24A*+WALLCON | *97CMN0602120B* | 24000 | 16.5 | 8.5 | 21000 | 16600 | 79.05% | 2 | 0 | 10.5 |  |  |  |  | R-410A | 2 | Residential & Commercial | USHP | Ducted CEE Tier 1
216635541 | Central HP <5.4 tons | ACIQ | HRCU-A-CB (Split System: Heat Pump with Remote Outdoor Unit-Air-Source) | H5H3V48*K*AAA* |  |  | ESH5X60M12A*+WALLCON | *97CMN0801714B* | 44000 | 19.5 | 9 | 49000 | 36400 | 74.29% | 1.84 | 0 | 11 |  |  |  |  | R-454B | 3.6667 | Residential & Commercial | USHP | Ducted CEE Tier 1
216635542 | Central HP <5.4 tons | ACIQ | HRCU-A-CB (Split System: Heat Pump with Remote Outdoor Unit-Air-Source) | H5H3V48*K*AAA* |  |  | ESH5X60M12A*+WALLCON | *96CTN0801714B* | 43500 | 19.5 | 9 | 49000 | 35600 | 72.65% | 1.92 | 0 | 11.5 |  |  |  |  | R-454B | 3.625 | Residential & Commercial | USHP | Ducted CEE Tier 1
216635808 | Central HP <5.4 tons | ACIQ | HRCU-A-CB (Split System: Heat Pump with Remote Outdoor Unit-Air-Source) | H5H3V48*K*AAA* |  |  | EVM5X49M21A*+WALLCON | *96CTN0801714B* | 44000 | 20 | 8.1 | 53500 | 37600 | 70.28% | 2 | 0 | 11.5 |  |  |  |  | R-454B | 3.6667 | Residential & Commercial | USHP | Ducted CEE Tier 1
216635876 | Central HP <5.4 tons | ACIQ | HRCU-A-CB (Split System: Heat Pump with Remote Outdoor Unit-Air-Source) | H5H3V48*K*AAA* |  |  | EVD5X48M24A*+WALLCON | *97CMN0802120B* | 44500 | 20 | 8.1 | 52000 | 38000 | 73.08% | 1.9 | 0 | 11 |  |  |  |  | R-454B | 3.7083 | Residential & Commercial | USHP | Ducted CEE Tier 1
214397340 | Central HP <5.4 tons | FRASER-JOHNSTON | HRCU-A-CB (Split System: Heat Pump with Remote Outdoor Unit-Air-Source) | HH836E2S11 |  |  | CTM48C5CFS1 | TMLE080C20MP11 | 34600 | 18 | 8.5 | 32800 | 25800 | 78.66% | 2 | 0 | 11 |  |  |  |  | R-454B | 2.8833 | Residential & Commercial | USHP | Ducted CEE Tier 1
213297911 | Central HP <5.4 tons | CHAMPION HEATING AND COOLING | HRCU-A-CB (Split System: Heat Pump with Remote Outdoor Unit-Air-Source) | HMH72B341 |  |  | XAHC30CXXN1+TXV | Z8ET100C20LMPS1 | 32800 | 18.5 | 8.5 | 32000 | 22800 | 71.25% | 2.04 | 0 | 9.5 |  |  |  |  | R-410A | 2.7333 | Residential & Commercial | USHP
213297981 | Central HP <5.4 tons | CHAMPION HEATING AND COOLING | HRCU-A-CB (Split System: Heat Pump with Remote Outdoor Unit-Air-Source) | HMH72B341 |  |  | XAHB36DXXN1+TXV | Z8ES100B12SMPS1 | 33400 | 17.5 | 8.1 | 32800 | 23200 | 70.73% | 2.02 | 0 | 9.5 |  |  |  |  | R-410A | 2.7833 | Residential & Commercial | USHP
213298111 | Central HP <5.4 tons | CHAMPION HEATING AND COOLING | HRCU-A-CB (Split System: Heat Pump with Remote Outdoor Unit-Air-Source) | HMH72B341 |  |  | XAUB36DXXN1+JMET12BS2N1+TXV | 0 | 34000 | 18.5 | 8.5 | 33800 | 23800 | 70.41% | 2.12 | 0 | 10.5 |  |  |  |  | R-410A | 2.8333 | Residential & Commercial | USHP | Ducted CEE Tier 1
216374710 | Central HP <5.4 tons | CHAMPION HEATING AND COOLING | HRCU-A-CB (Split System: Heat Pump with Remote Outdoor Unit-Air-Source) | HH836E2S11 |  |  | CTM36B5CDS1 | Z9ET060B12SMPS1 | 33200 | 18 | 8.5 | 31600 | 24200 | 76.58% | 2 | 0 | 11 |  |  |  |  | R-454B | 2.7667 | Residential & Commercial | USHP | Ducted CEE Tier 1
214241852 | Central HP <5.4 tons | KEEPRITE | HRCU-A-CB (Split System: Heat Pump with Remote Outdoor Unit-Air-Source) | CVH825GKA3* |  |  | EN(A,D,W)4X36L17**+WALLCON | *96CTN0601714B* | 23400 | 16 | 8.1 | 21600 | 16800 | 77.78% | 1.9 | 0 | 10.5 |  |  |  |  | R-410A | 1.95 | Residential & Commercial | USHP | Ducted CEE Tier 1
213297916 | Central HP <5.4 tons | CHAMPION HEATING AND COOLING | HRCU-A-CB (Split System: Heat Pump with Remote Outdoor Unit-Air-Source) | HMH72B341 |  |  | XAFC30CXXN1+TXV | Z8ET100C16LMPS1 | 33400 | 18 | 8.5 | 33000 | 23400 | 70.91% | 2.06 | 0 | 9.5 |  |  |  |  | R-410A | 2.7833 | Residential & Commercial | USHP
213297941 | Central HP <5.4 tons | CHAMPION HEATING AND COOLING | HRCU-A-CB (Split System: Heat Pump with Remote Outdoor Unit-Air-Source) | HMH72B341 |  |  | XAFD48FXXN1+TXV | Z8ES120C16SMPS1 | 34000 | 16.5 | 8.5 | 32800 | 23400 | 71.34% | 2.1 | 0 | 9.5 |  |  |  |  | R-410A | 2.8333 | Residential & Commercial | USHP
213298091 | Central HP <5.4 tons | CHAMPION HEATING AND COOLING | HRCU-A-CB (Split System: Heat Pump with Remote Outdoor Unit-Air-Source) | HMH72B341 |  |  | XAFB30CXXN1+JMVT12BC2N1+TXV | 0 | 33400 | 18.5 | 8.5 | 33400 | 23400 | 70.06% | 2.06 | 0 | 10 |  |  |  |  | R-410A | 2.7833 | Residential & Commercial | USHP | Ducted CEE Tier 1
215937841 | Central HP <5.4 tons | KEEPRITE | HRCU-A-CB (Split System: Heat Pump with Remote Outdoor Unit-Air-Source) | C5H3V48*K*AAA* |  |  | EVD5X48M21A*+WALLCON | *97CMN1002122B* | 44500 | 20 | 8.1 | 52000 | 38500 | 74.04% | 2 | 0 | 11 |  |  |  |  | R-454B | 3.7083 | Residential & Commercial | USHP | Ducted CEE Tier 1
213779593 | Central HP <5.4 tons | KENMORE | HRCU-A-CB (Split System: Heat Pump with Remote Outdoor Unit-Air-Source) | (C,H,T)VH837GKA** |  |  | EA*4X60L24A*+WALLCON | *97CMN1002122B* | 32800 | 17.5 | 8.1 | 31800 | 24600 | 77.36% | 1.98 | 0 | 11.5 |  |  |  |  | R-410A | 2.7333 | Residential & Commercial | USHP | Ducted CEE Tier 1
213779613 | Central HP <5.4 tons | KENMORE | HRCU-A-CB (Split System: Heat Pump with Remote Outdoor Unit-Air-Source) | (C,H,T)VH837GKA** |  |  | EA*4X60L24A*+WALLCON | *96CTN1002122B* | 32800 | 17.5 | 8.1 | 31800 | 24600 | 77.36% | 1.98 | 0 | 11.5 |  |  |  |  | R-410A | 2.7333 | Residential & Commercial | USHP | Ducted CEE Tier 1
213779813 | Central HP <5.4 tons | KENMORE | HRCU-A-CB (Split System: Heat Pump with Remote Outdoor Unit-Air-Source) | (C,H,T)VH837GKA** |  |  | EA*4X61L24A*+WALLCON | *96CTN1202422B* | 33200 | 17.5 | 8.5 | 32000 | 24800 | 77.5% | 2 | 0 | 11.7 |  |  |  |  | R-410A | 2.7667 | Residential & Commercial | USHP | Ducted CEE Tier 1
213780263 | Central HP <5.4 tons | KENMORE | HRCU-A-CB (Split System: Heat Pump with Remote Outdoor Unit-Air-Source) | (C,H,T)VH837GKA** |  |  | EHD4X48AAL+WALLCON | *96CTN0601714B* | 32400 | 16 | 8.1 | 33000 | 25200 | 76.36% | 1.94 | 0 | 10.5 |  |  |  |  | R-410A | 2.7 | Residential & Commercial | USHP | Ducted CEE Tier 1
213779193 | Central HP <5.4 tons | KENMORE | HRCU-A-CB (Split System: Heat Pump with Remote Outdoor Unit-Air-Source) | (C,H,T)VH837GKA** |  |  | EA*4X42L24A*+WALLCON | *80CTL1102120B* | 31800 | 17 | 8.1 | 32800 | 24200 | 73.78% | 1.88 | 0 | 11 |  |  |  |  | R-410A | 2.65 | Residential & Commercial | USHP | Ducted CEE Tier 1
213779493 | Central HP <5.4 tons | KENMORE | HRCU-A-CB (Split System: Heat Pump with Remote Outdoor Unit-Air-Source) | (C,H,T)VH837GKA** |  |  | EA*4X48L24A*+WALLCON | *80CTL0902120B* | 32400 | 17 | 8.5 | 32200 | 24800 | 77.02% | 1.98 | 0 | 11.5 |  |  |  |  | R-410A | 2.7 | Residential & Commercial | USHP | Ducted CEE Tier 1
213778843 | Central HP <5.4 tons | KENMORE | HRCU-A-CB (Split System: Heat Pump with Remote Outdoor Unit-Air-Source) | (C,H,T)VH837GKA** |  |  | EA*4X36L21A*+WALLCON | *80CTL0901716B* | 31600 | 17 | 8.1 | 33000 | 24200 | 73.33% | 1.84 | 0 | 11 |  |  |  |  | R-410A | 2.6333 | Residential & Commercial | USHP | Ducted CEE Tier 1
213296871 | Central HP <5.4 tons | CHAMPION HEATING AND COOLING | HRCU-A-CB (Split System: Heat Pump with Remote Outdoor Unit-Air-Source) | HMH72B341 |  |  | XAFC36DBCN1 | Z8ES120C20LMPS1 | 34000 | 17.5 | 8.5 | 34000 | 24600 | 72.35% | 2.12 | 0 | 9.5 |  |  |  |  | R-410A | 2.8333 | Residential & Commercial | USHP
213297296 | Central HP <5.4 tons | CHAMPION HEATING AND COOLING | HRCU-A-CB (Split System: Heat Pump with Remote Outdoor Unit-Air-Source) | HMH72B341 |  |  | XAHC36DBCN1 | Z8ET100C20LMPS1 | 33400 | 18.5 | 8.5 | 32200 | 22600 | 70.19% | 2.04 | 0 | 10.5 |  |  |  |  | R-410A | 2.7833 | Residential & Commercial | USHP | Ducted CEE Tier 1
213297516 | Central HP <5.4 tons | CHAMPION HEATING AND COOLING | HRCU-A-CB (Split System: Heat Pump with Remote Outdoor Unit-Air-Source) | HMH72B341 |  |  | XAFC36DBCN1 | Z8ET080B12LMPS1 | 34000 | 18.5 | 8.1 | 33400 | 24000 | 71.86% | 2.08 | 0 | 9.5 |  |  |  |  | R-410A | 2.8333 | Residential & Commercial | USHP
211387389 | Central HP <5.4 tons | CHAMPION HEATING AND COOLING | HRCU-A-CB (Split System: Heat Pump with Remote Outdoor Unit-Air-Source) | HMH72B341 |  |  | XAFC30CXXN1+TXV | TP9C100C20MP13 | 33400 | 17.5 | 8.1 | 33600 | 23600 | 70.24% | 2.06 | 0 | 9.5 |  |  |  |  | R-410A | 2.7833 | Residential & Commercial | USHP
213773813 | Central HP <5.4 tons | KENMORE | HRCU-A-CB (Split System: Heat Pump with Remote Outdoor Unit-Air-Source) | (C,H,T)VH825GKA3* |  |  | EA*4X48L24A*+WALLCON | *80CTL0902120B* | 24200 | 17 | 8.1 | 21000 | 16500 | 78.57% | 2.02 | 0 | 11 |  |  |  |  | R-410A | 2.0167 | Residential & Commercial | USHP | Ducted CEE Tier 1
213773513 | Central HP <5.4 tons | KENMORE | HRCU-A-CB (Split System: Heat Pump with Remote Outdoor Unit-Air-Source) | (C,H,T)VH825GKA3* |  |  | EA*4X42L24A*+WALLCON | *80CTL1102120B* | 23800 | 16.5 | 8.1 | 21400 | 16600 | 77.57% | 1.96 | 0 | 11 |  |  |  |  | R-410A | 1.9833 | Residential & Commercial | USHP | Ducted CEE Tier 1
213773563 | Central HP <5.4 tons | KENMORE | HRCU-A-CB (Split System: Heat Pump with Remote Outdoor Unit-Air-Source) | (C,H,T)VH825GKA3* |  |  | EA*4X42L24A*+WALLCON | *96CTN1202422B* | 23800 | 17 | 8.1 | 21400 | 16600 | 77.57% | 1.96 | 0 | 10.5 |  |  |  |  | R-410A | 1.9833 | Residential & Commercial | USHP | Ducted CEE Tier 1
211386535 | Central HP <5.4 tons | CHAMPION HEATING AND COOLING | HRCU-A-CB (Split System: Heat Pump with Remote Outdoor Unit-Air-Source) | HMH72B341 |  |  | XAFD48FXXN1+TXV | TL8E080C16UH11 | 34000 | 16.5 | 8.5 | 32600 | 24000 | 73.62% | 2.08 | 0 | 9.5 |  |  |  |  | R-410A | 2.8333 | Residential & Commercial | USHP
214397702 | Central HP <5.4 tons | CHAMPION HEATING AND COOLING | HRCU-A-CB (Split System: Heat Pump with Remote Outdoor Unit-Air-Source) | HH836E2S11 |  |  | CTF36C5CDS1 | TMLE100C16MP11 | 34000 | 18 | 8.5 | 31600 | 25800 | 81.65% | 2 | 0 | 11 |  |  |  |  | R-454B | 2.8333 | Residential & Commercial | USHP | Ducted CEE Tier 1
210595867 | Central HP <5.4 tons | KENMORE | HRCU-A-CB (Split System: Heat Pump with Remote Outdoor Unit-Air-Source) | (C,H,T)VH837GKA** |  |  | EHD4X60AAL+WALLCON | *96CTN1202422A* | 33000 | 17 | 8.1 | 32200 | 24800 | 77.02% | 2.02 | 0 | 11.5 |  |  |  |  | R-410A | 2.75 | Residential & Commercial | USHP | Ducted CEE Tier 1
213780093 | Central HP <5.4 tons | KENMORE | HRCU-A-CB (Split System: Heat Pump with Remote Outdoor Unit-Air-Source) | (C,H,T)VH837GKA** |  |  | EHD4X42AAL+WALLCON | *97CMN1202422B* | 32400 | 16.5 | 8.1 | 32800 | 24800 | 75.61% | 1.94 | 0 | 11 |  |  |  |  | R-410A | 2.7 | Residential & Commercial | USHP | Ducted CEE Tier 1
213780293 | Central HP <5.4 tons | KENMORE | HRCU-A-CB (Split System: Heat Pump with Remote Outdoor Unit-Air-Source) | (C,H,T)VH837GKA** |  |  | EHD4X48AAL+WALLCON | *96CTN1202422B* | 32600 | 16.5 | 8.1 | 33000 | 24800 | 75.15% | 1.96 | 0 | 11 |  |  |  |  | R-410A | 2.7167 | Residential & Commercial | USHP | Ducted CEE Tier 1
213779673 | Central HP <5.4 tons | KENMORE | HRCU-A-CB (Split System: Heat Pump with Remote Outdoor Unit-Air-Source) | (C,H,T)VH837GKA** |  |  | EA*4X61L21A*+WALLCON | *80CTL1102120B* | 33200 | 17.5 | 8.5 | 32000 | 24800 | 77.5% | 1.98 | 0 | 11.5 |  |  |  |  | R-410A | 2.7667 | Residential & Commercial | USHP | Ducted CEE Tier 1
213779773 | Central HP <5.4 tons | KENMORE | HRCU-A-CB (Split System: Heat Pump with Remote Outdoor Unit-Air-Source) | (C,H,T)VH837GKA** |  |  | EA*4X61L24A*+WALLCON | *80CTL1352422B* | 33200 | 17.5 | 8.5 | 32000 | 24800 | 77.5% | 2 | 0 | 11.7 |  |  |  |  | R-410A | 2.7667 | Residential & Commercial | USHP | Ducted CEE Tier 1
211386235 | Central HP <5.4 tons | CHAMPION HEATING AND COOLING | HRCU-A-CB (Split System: Heat Pump with Remote Outdoor Unit-Air-Source) | HMH72B341 |  |  | XAFD48FXXN1+TXV | TL9E080C16UH11 | 34000 | 16.5 | 8.5 | 32800 | 24200 | 73.78% | 2.08 | 0 | 9 |  |  |  |  | R-410A | 2.8333 | Residential & Commercial | USHP
211386896 | Central HP <5.4 tons | CHAMPION HEATING AND COOLING | HRCU-A-CB (Split System: Heat Pump with Remote Outdoor Unit-Air-Source) | HMH72B341 |  |  | XAHC36DBCN1 | TM9Y080B12MP11 | 33400 | 17.5 | 8.1 | 33600 | 24000 | 71.43% | 2.02 | 0 | 9.5 |  |  |  |  | R-410A | 2.7833 | Residential & Commercial | USHP
211387532 | Central HP <5.4 tons | CHAMPION HEATING AND COOLING | HRCU-A-CB (Split System: Heat Pump with Remote Outdoor Unit-Air-Source) | HMH72B341 |  |  | XAFC36DBCN1 | TM9V100C16MP12 | 34000 | 17.5 | 8.5 | 34000 | 24000 | 70.59% | 2.1 | 0 | 10 |  |  |  |  | R-410A | 2.8333 | Residential & Commercial | USHP | Ducted CEE Tier 1
211387541 | Central HP <5.4 tons | CHAMPION HEATING AND COOLING | HRCU-A-CB (Split System: Heat Pump with Remote Outdoor Unit-Air-Source) | HMH72B341 |  |  | XAFC36DBCN1 | TP9C100C16MP13 | 34000 | 17.5 | 8.5 | 34000 | 24000 | 70.59% | 2.1 | 0 | 10 |  |  |  |  | R-410A | 2.8333 | Residential & Commercial | USHP | Ducted CEE Tier 1
211387596 | Central HP <5.4 tons | CHAMPION HEATING AND COOLING | HRCU-A-CB (Split System: Heat Pump with Remote Outdoor Unit-Air-Source) | HMH72B341 |  |  | XAHC36DBCN1 | TP9C080C16MP13 | 33400 | 17 | 8.1 | 33200 | 23400 | 70.48% | 2.04 | 0 | 9.5 |  |  |  |  | R-410A | 2.7833 | Residential & Commercial | USHP
211386703 | Central HP <5.4 tons | CHAMPION HEATING AND COOLING | HRCU-A-CB (Split System: Heat Pump with Remote Outdoor Unit-Air-Source) | HMH72B341 |  |  | XAHC36DBCN1 | TM9Y100C20MP11 | 34000 | 15.5 | 8.1 | 34000 | 24400 | 71.76% | 2.06 | 0 | 9.5 |  |  |  |  | R-410A | 2.8333 | Residential & Commercial | USHP
211386728 | Central HP <5.4 tons | CHAMPION HEATING AND COOLING | HRCU-A-CB (Split System: Heat Pump with Remote Outdoor Unit-Air-Source) | HMH72B341 |  |  | XAHC36DBCN1 | TM9Y100C16MP11 | 33800 | 16.5 | 8.1 | 33600 | 24000 | 71.43% | 2.04 | 0 | 9.5 |  |  |  |  | R-410A | 2.8167 | Residential & Commercial | USHP
211385833 | Central HP <5.4 tons | CHAMPION HEATING AND COOLING | HRCU-A-CB (Split System: Heat Pump with Remote Outdoor Unit-Air-Source) | HMH72B341 |  |  | XAFC48FXXN1+TXV | TM8E080C16MP11 | 33400 | 17 | 8.5 | 32200 | 23400 | 72.67% | 2.06 | 0 | 9.5 |  |  |  |  | R-410A | 2.7833 | Residential & Commercial | USHP
213779423 | Central HP <5.4 tons | KENMORE | HRCU-A-CB (Split System: Heat Pump with Remote Outdoor Unit-Air-Source) | (C,H,T)VH837GKA** |  |  | EA*4X48L21A*+WALLCON | *95CSU0601716B* | 32200 | 17 | 8.1 | 32600 | 25000 | 76.69% | 1.94 | 0 | 11 |  |  |  |  | R-410A | 2.6833 | Residential & Commercial | USHP | Ducted CEE Tier 1
213297236 | Central HP <5.4 tons | CHAMPION HEATING AND COOLING | HRCU-A-CB (Split System: Heat Pump with Remote Outdoor Unit-Air-Source) | HMH72B341 |  |  | XAFC36DXXN1+TXV | Z9ET080B12SMPS1 | 34000 | 18.5 | 8.1 | 33400 | 24200 | 72.46% | 2.08 | 0 | 10 |  |  |  |  | R-410A | 2.8333 | Residential & Commercial | USHP | Ducted CEE Tier 1
214397783 | Central HP <5.4 tons | CHAMPION HEATING AND COOLING | HRCU-A-CB (Split System: Heat Pump with Remote Outdoor Unit-Air-Source) | HH836E2S11 |  |  | CTF48C5CFS1 | TM9V080C16MP12 | 33200 | 18 | 9 | 31600 | 25400 | 80.38% | 2 | 0 | 11 |  |  |  |  | R-454B | 2.7667 | Residential & Commercial | USHP | Ducted CEE Tier 1
214397800 | Central HP <5.4 tons | CHAMPION HEATING AND COOLING | HRCU-A-CB (Split System: Heat Pump with Remote Outdoor Unit-Air-Source) | HH836E2S11 |  |  | CTM48C5CFS1 | TM9Y100C20MP11 | 34200 | 17 | 8.5 | 32800 | 26000 | 79.27% | 2 | 0 | 10 |  |  |  |  | R-454B | 2.85 | Residential & Commercial | USHP | Ducted CEE Tier 1
214398103 | Central HP <5.4 tons | CHAMPION HEATING AND COOLING | HRCU-A-CB (Split System: Heat Pump with Remote Outdoor Unit-Air-Source) | HH836E2S11 |  |  | CTF36C5CDS1+JMET12CS2N1 | 0 | 34400 | 19 | 9 | 31800 | 25600 | 80.5% | 2 | 0 | 11.7 |  |  |  |  | R-454B | 2.8667 | Residential & Commercial | USHP | Ducted CEE Tier 1
214398605 | Central HP <5.4 tons | CHAMPION HEATING AND COOLING | HRCU-A-CB (Split System: Heat Pump with Remote Outdoor Unit-Air-Source) | HH836E2S11 |  |  | CTF48C5CFS1 | TL9E080C16UH11 | 33400 | 18 | 9 | 31400 | 25400 | 80.89% | 2 | 0 | 11 |  |  |  |  | R-454B | 2.7833 | Residential & Commercial | USHP | Ducted CEE Tier 1
216374552 | Central HP <5.4 tons | CHAMPION HEATING AND COOLING | HRCU-A-CB (Split System: Heat Pump with Remote Outdoor Unit-Air-Source) | HH836E2S11 |  |  | CTF36C5CDS1 | Z9ET080C16SMPS1 | 33400 | 18 | 8.5 | 31000 | 23800 | 76.77% | 2 | 0 | 11 |  |  |  |  | R-454B | 2.7833 | Residential & Commercial | USHP | Ducted CEE Tier 1
216769733 | Central HP <5.4 tons | DUCANE | HRCU-A-CB (Split System: Heat Pump with Remote Outdoor Unit-Air-Source) | 7SCP18V36P-**A |  |  | 7ED30/36BX-**+TDR | 97G2DF070BV16* | 34000 | 16.5 | 8.5 | 35800 | 28600 | 79.89% | 1.85 | 0 | 10 |  |  |  |  | R-454B | 2.8333 | Residential & Commercial | USHP | Ducted CEE Tier 1
213297521 | Central HP <5.4 tons | CHAMPION HEATING AND COOLING | HRCU-A-CB (Split System: Heat Pump with Remote Outdoor Unit-Air-Source) | HMH72B341 |  |  | XAHC36DXXN1+TXV | Z8ES120C16SMPS1 | 34000 | 17.5 | 8.1 | 33400 | 24000 | 71.86% | 2.08 | 0 | 9.5 |  |  |  |  | R-410A | 2.8333 | Residential & Commercial | USHP
213298006 | Central HP <5.4 tons | CHAMPION HEATING AND COOLING | HRCU-A-CB (Split System: Heat Pump with Remote Outdoor Unit-Air-Source) | HMH72B341 |  |  | XAHC36DXXN1+TXV | Z8ES080C20LMPS1 | 34000 | 17.5 | 8.1 | 33400 | 23600 | 70.66% | 2.08 | 0 | 9.5 |  |  |  |  | R-410A | 2.8333 | Residential & Commercial | USHP
213297956 | Central HP <5.4 tons | CHAMPION HEATING AND COOLING | HRCU-A-CB (Split System: Heat Pump with Remote Outdoor Unit-Air-Source) | HMH72B341 |  |  | XAFD48FBCN1 | Z8ES120C16LMPS1 | 34000 | 16.5 | 8.5 | 32800 | 23400 | 71.34% | 2.1 | 0 | 9.5 |  |  |  |  | R-410A | 2.8333 | Residential & Commercial | USHP
213297971 | Central HP <5.4 tons | CHAMPION HEATING AND COOLING | HRCU-A-CB (Split System: Heat Pump with Remote Outdoor Unit-Air-Source) | HMH72B341 |  |  | XAHC36DBCN1 | Z8ES100C16SMPS1 | 34000 | 17.5 | 8.1 | 33400 | 24000 | 71.86% | 2.08 | 0 | 9.5 |  |  |  |  | R-410A | 2.8333 | Residential & Commercial | USHP
214397345 | Central HP <5.4 tons | FRASER-JOHNSTON | HRCU-A-CB (Split System: Heat Pump with Remote Outdoor Unit-Air-Source) | HH836E2S11 |  |  | CTM48C5CFS1+JMC17C2SN1 | 0 | 34000 | 19 | 9 | 31400 | 25000 | 79.62% | 2 | 0 | 11.7 |  |  |  |  | R-454B | 2.8333 | Residential & Commercial | USHP | Ducted CEE Tier 1
214396286 | Central HP <5.4 tons | FRASER-JOHNSTON | HRCU-A-CB (Split System: Heat Pump with Remote Outdoor Unit-Air-Source) | HH824E2S11 |  |  | CTM30B5ACS1 | TMLE100B12MP11 | 23000 | 17 | 9.5 | 23000 | 18300 | 79.57% | 2 | 0 | 12 |  |  |  |  | R-454B | 1.9167 | Residential & Commercial | USHP | Ducted CEE Tier 1
214397147 | Central HP <5.4 tons | FRASER-JOHNSTON | HRCU-A-CB (Split System: Heat Pump with Remote Outdoor Unit-Air-Source) | HH824E2S11 |  |  | CTF30B5ACS1 | TMLE080B12MP11 | 23000 | 17 | 9.5 | 23000 | 18400 | 80% | 2 | 0 | 12 |  |  |  |  | R-454B | 1.9167 | Residential & Commercial | USHP | Ducted CEE Tier 1
213297606 | Central HP <5.4 tons | CHAMPION HEATING AND COOLING | HRCU-A-CB (Split System: Heat Pump with Remote Outdoor Unit-Air-Source) | HMH72B341 |  |  | XAUB36DXXN1+TXV | Z8ES100B12LMPS1 | 34000 | 18 | 8.1 | 34000 | 24600 | 72.35% | 2.1 | 0 | 9.5 |  |  |  |  | R-410A | 2.8333 | Residential & Commercial | USHP
213297776 | Central HP <5.4 tons | CHAMPION HEATING AND COOLING | HRCU-A-CB (Split System: Heat Pump with Remote Outdoor Unit-Air-Source) | HMH72B341 |  |  | XAFC30CXXN1+TXV | Z8ES120C16LMPS1 | 33600 | 18 | 8.5 | 33000 | 23400 | 70.91% | 2.06 | 0 | 9.5 |  |  |  |  | R-410A | 2.8 | Residential & Commercial | USHP
213297806 | Central HP <5.4 tons | CHAMPION HEATING AND COOLING | HRCU-A-CB (Split System: Heat Pump with Remote Outdoor Unit-Air-Source) | HMH72B341 |  |  | XAFC30CXXN1+TXV | Z8ES080C20LMPS1 | 33600 | 18 | 8.5 | 33000 | 23200 | 70.3% | 2.08 | 0 | 10 |  |  |  |  | R-410A | 2.8 | Residential & Commercial | USHP | Ducted CEE Tier 1
214397672 | Central HP <5.4 tons | CHAMPION HEATING AND COOLING | HRCU-A-CB (Split System: Heat Pump with Remote Outdoor Unit-Air-Source) | HH836E2S11 |  |  | CTF36C5CDS1 | TMLE080C16MP11 | 33800 | 18 | 8.5 | 31400 | 25600 | 81.53% | 2 | 0 | 11 |  |  |  |  | R-454B | 2.8167 | Residential & Commercial | USHP | Ducted CEE Tier 1
214398274 | Central HP <5.4 tons | CHAMPION HEATING AND COOLING | HRCU-A-CB (Split System: Heat Pump with Remote Outdoor Unit-Air-Source) | HH860E2S11 |  |  | CTF60C5CGS1 | TPLC100C20MP13 | 44500 | 18 | 9 | 45000 | 33800 | 75.11% | 2 | 0 | 11 |  |  |  |  | R-454B | 3.7083 | Residential & Commercial | USHP | Ducted CEE Tier 1
214398015 | Central HP <5.4 tons | CHAMPION HEATING AND COOLING | HRCU-A-CB (Split System: Heat Pump with Remote Outdoor Unit-Air-Source) | HH860E2S11 |  |  | CTF60C5CHS1 | TM8E080C20MP11 | 53500 | 19 | 8.5 | 55000 | 39000 | 70.91% | 2 | 0 | 11 |  |  |  |  | R-454B | 4.4583 | Residential & Commercial | USHP | Ducted CEE Tier 1
214397697 | Central HP <5.4 tons | CHAMPION HEATING AND COOLING | HRCU-A-CB (Split System: Heat Pump with Remote Outdoor Unit-Air-Source) | HH836E2S11 |  |  | CTF36C5CDS1 | TM8E100C16MP11 | 34000 | 18 | 8.5 | 31600 | 25800 | 81.65% | 2 | 0 | 11 |  |  |  |  | R-454B | 2.8333 | Residential & Commercial | USHP | Ducted CEE Tier 1
214397645 | Central HP <5.4 tons | CHAMPION HEATING AND COOLING | HRCU-A-CB (Split System: Heat Pump with Remote Outdoor Unit-Air-Source) | HH836E2S11 |  |  | CTF48C5CFS1+JMET12CS2N1 | 0 | 34000 | 19 | 9 | 31800 | 25200 | 79.25% | 2 | 0 | 11.7 |  |  |  |  | R-454B | 2.8333 | Residential & Commercial | USHP | Ducted CEE Tier 1
214397590 | Central HP <5.4 tons | CHAMPION HEATING AND COOLING | HRCU-A-CB (Split System: Heat Pump with Remote Outdoor Unit-Air-Source) | HH860E2S11 |  |  | CTF60D5CHS1+JMET18DS2N1 | 0 | 54000 | 19 | 9 | 53500 | 38500 | 71.96% | 2 | 0 | 12 |  |  |  |  | R-454B | 4.5 | Residential & Commercial | USHP | Ducted CEE Tier 1
216374740 | Central HP <5.4 tons | CHAMPION HEATING AND COOLING | HRCU-A-CB (Split System: Heat Pump with Remote Outdoor Unit-Air-Source) | HH860E2S11 |  |  | CTM60D5CJS1 | Z9ET120D20SMPS1 | 53000 | 19 | 9 | 55500 | 40000 | 72.07% | 2 | 0 | 10 |  |  |  |  | R-454B | 4.4167 | Residential & Commercial | USHP | Ducted CEE Tier 1
214398392 | Central HP <5.4 tons | CHAMPION HEATING AND COOLING | HRCU-A-CB (Split System: Heat Pump with Remote Outdoor Unit-Air-Source) | HH824E2S11 |  |  | CTF30B5ACS1 | TMLE100B12MP11 | 23000 | 17 | 9.5 | 23000 | 18400 | 80% | 2 | 0 | 12 |  |  |  |  | R-454B | 1.9167 | Residential & Commercial | USHP | Ducted CEE Tier 1
213372369 | Central HP <5.4 tons | RUSSELL | HRCU-A-CB (Split System: Heat Pump with Remote Outdoor Unit-Air-Source) | SP18AZ24AJVC |  |  | TCFZ2421HEAAM | S951V0403A17UHU | 22800 | 20 | 8.5 | 22800 | 26200 | 114.9% | 2.1 | 0 | 12.5 |  |  |  |  | R-410A | 1.9 | Residential & Commercial | USHP | Ducted CEE Tier 1
210595893 | Central HP <5.4 tons | KENMORE | HRCU-A-CB (Split System: Heat Pump with Remote Outdoor Unit-Air-Source) | (C,H,T)VH837GKA** |  |  | EN(A,D,W)4X60L24**+WALLCON | *95CSU1002122A* | 32800 | 18 | 8.1 | 32200 | 24600 | 76.4% | 1.98 | 0 | 12 |  |  |  |  | R-410A | 2.7333 | Residential & Commercial | USHP | Ducted CEE Tier 1
213780373 | Central HP <5.4 tons | KENMORE | HRCU-A-CB (Split System: Heat Pump with Remote Outdoor Unit-Air-Source) | (C,H,T)VH837GKA** |  |  | EHD4X60AAL+WALLCON | *95CSU0601716B* | 32800 | 16.5 | 8.1 | 32200 | 25000 | 77.64% | 1.96 | 0 | 11 |  |  |  |  | R-410A | 2.7333 | Residential & Commercial | USHP | Ducted CEE Tier 1
216643124 | Central HP <5.4 tons | KEEPRITE | HRCU-A-CB (Split System: Heat Pump with Remote Outdoor Unit-Air-Source) | D5CUHAH18AAK |  |  | EA*5X19M17A* | *80MS(N,L)0451412A* | 18300 | 15.2 | 10.5 | 19800 | 17700 | 89.39% | 2 | 0 | 11 |  |  |  |  | R-454B | 1.525 | Residential & Commercial | USHP | Ducted CEE Tier 1
214398074 | Central HP <5.4 tons | CHAMPION HEATING AND COOLING | HRCU-A-CB (Split System: Heat Pump with Remote Outdoor Unit-Air-Source) | HH836E2S11 |  |  | CTM48C5CFS1 | TM9E100C16MP12 | 33400 | 19 | 9 | 31400 | 25400 | 80.89% | 2 | 0 | 11 |  |  |  |  | R-454B | 2.7833 | Residential & Commercial | USHP | Ducted CEE Tier 1
214398499 | Central HP <5.4 tons | CHAMPION HEATING AND COOLING | HRCU-A-CB (Split System: Heat Pump with Remote Outdoor Unit-Air-Source) | HH836E2S11 |  |  | CTF36C5CDS1+JMVT16CC2N1 | 0 | 34800 | 19 | 9 | 32200 | 25800 | 80.12% | 2 | 0 | 11.7 |  |  |  |  | R-454B | 2.9 | Residential & Commercial | USHP | Ducted CEE Tier 1
213782093 | Central HP <5.4 tons | KENMORE | HRCU-A-CB (Split System: Heat Pump with Remote Outdoor Unit-Air-Source) | (C,H,T)VH837GKA2* |  |  | EHD4X48AAL+WALLCON | *80CTL0902120B* | 32600 | 16.5 | 8.1 | 33000 | 24800 | 75.15% | 1.96 | 0 | 11 |  |  |  |  | R-410A | 2.7167 | Residential & Commercial | USHP | Ducted CEE Tier 1
213781473 | Central HP <5.4 tons | KENMORE | HRCU-A-CB (Split System: Heat Pump with Remote Outdoor Unit-Air-Source) | (C,H,T)VH837GKA2* |  |  | EA*4X60L24A*+WALLCON | *80CTL0902120B* | 32800 | 17.5 | 8.1 | 31800 | 24600 | 77.36% | 1.98 | 0 | 11.5 |  |  |  |  | R-410A | 2.7333 | Residential & Commercial | USHP | Ducted CEE Tier 1
213781293 | Central HP <5.4 tons | KENMORE | HRCU-A-CB (Split System: Heat Pump with Remote Outdoor Unit-Air-Source) | (C,H,T)VH837GKA2* |  |  | EA*4X48L21A*+WALLCON | *80CTL0701716B* | 32200 | 17 | 8.1 | 32600 | 25000 | 76.69% | 1.96 | 0 | 11 |  |  |  |  | R-410A | 2.6833 | Residential & Commercial | USHP | Ducted CEE Tier 1
213781323 | Central HP <5.4 tons | KENMORE | HRCU-A-CB (Split System: Heat Pump with Remote Outdoor Unit-Air-Source) | (C,H,T)VH837GKA2* |  |  | EA*4X48L21A*+WALLCON | *80CTL1102120B* | 32400 | 17 | 8.1 | 32400 | 24800 | 76.54% | 1.98 | 0 | 11 |  |  |  |  | R-410A | 2.7 | Residential & Commercial | USHP | Ducted CEE Tier 1
216734126 | Central HP <5.4 tons | KEEPRITE | HRCU-A-CB (Split System: Heat Pump with Remote Outdoor Unit-Air-Source) | D5CUHAH24AAK |  |  | EA*5X30M17A* | *96MSN0601716A* | 22000 | 15.5 | 8.1 | 20800 | 18800 | 90.38% | 1.9 | 0 | 10.5 |  |  |  |  | R-454B | 1.8333 | Residential & Commercial | USHP | Ducted CEE Tier 1
216737720 | Central HP <5.4 tons | KEEPRITE | HRCU-A-CB (Split System: Heat Pump with Remote Outdoor Unit-Air-Source) | D5CUHAH24AAK |  |  | ESH5X30M12A* | *95MSU0802120A* | 22800 | 16 | 8.5 | 21200 | 19000 | 89.62% | 1.96 | 0 | 10.5 |  |  |  |  | R-454B | 1.9 | Residential & Commercial | USHP | Ducted CEE Tier 1
213780003 | Central HP <5.4 tons | KENMORE | HRCU-A-CB (Split System: Heat Pump with Remote Outdoor Unit-Air-Source) | (C,H,T)VH837GKA** |  |  | EHD4X42AAL+WALLCON | *80CTL0701716B* | 32400 | 16 | 8.1 | 33200 | 24800 | 74.7% | 1.92 | 0 | 11 |  |  |  |  | R-410A | 2.7 | Residential & Commercial | USHP | Ducted CEE Tier 1
213779403 | Central HP <5.4 tons | KENMORE | HRCU-A-CB (Split System: Heat Pump with Remote Outdoor Unit-Air-Source) | (C,H,T)VH837GKA** |  |  | EA*4X48L21A*+WALLCON | *80CTL0902120B* | 32200 | 17 | 8.1 | 32600 | 24800 | 76.07% | 1.98 | 0 | 11 |  |  |  |  | R-410A | 2.6833 | Residential & Commercial | USHP | Ducted CEE Tier 1
216643578 | Central HP <5.4 tons | KEEPRITE | HRCU-A-CB (Split System: Heat Pump with Remote Outdoor Unit-Air-Source) | D5CUHAH18AAK |  |  | EA*5X19M17A* | *80MSU0401712A* | 18400 | 15.5 | 9.5 | 20000 | 17700 | 88.5% | 2 | 0 | 11.5 |  |  |  |  | R-454B | 1.5333 | Residential & Commercial | USHP | Ducted CEE Tier 1
216643403 | Central HP <5.4 tons | KEEPRITE | HRCU-A-CB (Split System: Heat Pump with Remote Outdoor Unit-Air-Source) | D5CUHAH18AAK |  |  | EA*5X25M17A* | *80VSL0451412B* | 18500 | 15.2 | 9.5 | 20000 | 17600 | 88% | 2.02 | 0 | 11.5 |  |  |  |  | R-454B | 1.5417 | Residential & Commercial | USHP | Ducted CEE Tier 1
214398526 | Central HP <5.4 tons | CHAMPION HEATING AND COOLING | HRCU-A-CB (Split System: Heat Pump with Remote Outdoor Unit-Air-Source) | HH836E2S11 |  |  | CTF36C5CDS1 | TL9E100C20UH11 | 34200 | 17 | 8.5 | 32000 | 26200 | 81.88% | 2 | 0 | 11 |  |  |  |  | R-454B | 2.85 | Residential & Commercial | USHP | Ducted CEE Tier 1
214398531 | Central HP <5.4 tons | CHAMPION HEATING AND COOLING | HRCU-A-CB (Split System: Heat Pump with Remote Outdoor Unit-Air-Source) | HH836E2S11 |  |  | CTF36C5CDS1 | TM9E080C16MP12 | 34200 | 18 | 8.5 | 32200 | 25800 | 80.12% | 2 | 0 | 11 |  |  |  |  | R-454B | 2.85 | Residential & Commercial | USHP | Ducted CEE Tier 1
213779453 | Central HP <5.4 tons | KENMORE | HRCU-A-CB (Split System: Heat Pump with Remote Outdoor Unit-Air-Source) | (C,H,T)VH837GKA** |  |  | EA*4X48L21A*+WALLCON | *97CMN1002122B* | 32400 | 17 | 8.1 | 32600 | 24800 | 76.07% | 1.98 | 0 | 11 |  |  |  |  | R-410A | 2.7 | Residential & Commercial | USHP | Ducted CEE Tier 1
213779153 | Central HP <5.4 tons | KENMORE | HRCU-A-CB (Split System: Heat Pump with Remote Outdoor Unit-Air-Source) | (C,H,T)VH837GKA** |  |  | EA*4X42L21A*+WALLCON | *96CTN0601714B* | 31600 | 16.5 | 8.1 | 33200 | 24600 | 74.1% | 1.86 | 0 | 10.5 |  |  |  |  | R-410A | 2.6333 | Residential & Commercial | USHP | Ducted CEE Tier 1
213779203 | Central HP <5.4 tons | KENMORE | HRCU-A-CB (Split System: Heat Pump with Remote Outdoor Unit-Air-Source) | (C,H,T)VH837GKA** |  |  | EA*4X42L24A*+WALLCON | *80CTL1352422B* | 31800 | 17 | 8.1 | 33000 | 24200 | 73.33% | 1.88 | 0 | 11 |  |  |  |  | R-410A | 2.65 | Residential & Commercial | USHP | Ducted CEE Tier 1
213779253 | Central HP <5.4 tons | KENMORE | HRCU-A-CB (Split System: Heat Pump with Remote Outdoor Unit-Air-Source) | (C,H,T)VH837GKA** |  |  | EA*4X43L21A*+WALLCON | *80CTL0451712B* | 32600 | 16.5 | 8.1 | 33200 | 25400 | 76.51% | 1.94 | 0 | 10.5 |  |  |  |  | R-410A | 2.7167 | Residential & Commercial | USHP | Ducted CEE Tier 1
213778903 | Central HP <5.4 tons | KENMORE | HRCU-A-CB (Split System: Heat Pump with Remote Outdoor Unit-Air-Source) | (C,H,T)VH837GKA** |  |  | EA*4X36L21A*+WALLCON | *97CMN1002122B* | 31600 | 17 | 8.1 | 32800 | 24200 | 73.78% | 1.86 | 0 | 11 |  |  |  |  | R-410A | 2.6333 | Residential & Commercial | USHP | Ducted CEE Tier 1
213778953 | Central HP <5.4 tons | KENMORE | HRCU-A-CB (Split System: Heat Pump with Remote Outdoor Unit-Air-Source) | (C,H,T)VH837GKA** |  |  | EA*4X37L21A*+WALLCON | *80CTL0701716B* | 32800 | 17 | 8.5 | 33000 | 25200 | 76.36% | 1.96 | 0 | 11 |  |  |  |  | R-410A | 2.7333 | Residential & Commercial | USHP | Ducted CEE Tier 1
216374588 | Central HP <5.4 tons | CHAMPION HEATING AND COOLING | HRCU-A-CB (Split System: Heat Pump with Remote Outdoor Unit-Air-Source) | HH836E2S11 |  |  | CTM36B5CDS1 | Z9ET080B12SMPS1 | 33200 | 18 | 8.5 | 31200 | 24000 | 76.92% | 2 | 0 | 11 |  |  |  |  | R-454B | 2.7667 | Residential & Commercial | USHP | Ducted CEE Tier 1
213297706 | Central HP <5.4 tons | CHAMPION HEATING AND COOLING | HRCU-A-CB (Split System: Heat Pump with Remote Outdoor Unit-Air-Source) | HMH72B341 |  |  | XAHC36DBCN1 | Z9ES080C20SMPS1 | 33800 | 17 | 8.5 | 32800 | 23000 | 70.12% | 1.8 | 0 | 10 |  |  |  |  | R-410A | 2.8167 | Residential & Commercial | USHP | Ducted CEE Tier 1
213297881 | Central HP <5.4 tons | CHAMPION HEATING AND COOLING | HRCU-A-CB (Split System: Heat Pump with Remote Outdoor Unit-Air-Source) | HMH72B341 |  |  | XAFC36DBCN1 | Z9ES080C16SMPS1 | 33400 | 17 | 8.5 | 32000 | 22400 | 70% | 1.8 | 0 | 10 |  |  |  |  | R-410A | 2.7833 | Residential & Commercial | USHP | Ducted CEE Tier 1
213297926 | Central HP <5.4 tons | CHAMPION HEATING AND COOLING | HRCU-A-CB (Split System: Heat Pump with Remote Outdoor Unit-Air-Source) | HMH72B341 |  |  | XAFB36DXXN1+TXV | Z8ET080B12LMPS1 | 34000 | 18.5 | 8.1 | 33400 | 24000 | 71.86% | 2.08 | 0 | 9.5 |  |  |  |  | R-410A | 2.8333 | Residential & Commercial | USHP
213297386 | Central HP <5.4 tons | CHAMPION HEATING AND COOLING | HRCU-A-CB (Split System: Heat Pump with Remote Outdoor Unit-Air-Source) | HMH72B341 |  |  | XAHC30CXXN1+TXV | Z8ES080C16SMPS1 | 32800 | 17.5 | 8.5 | 32000 | 22800 | 71.25% | 2.04 | 0 | 9.5 |  |  |  |  | R-410A | 2.7333 | Residential & Commercial | USHP
213297451 | Central HP <5.4 tons | CHAMPION HEATING AND COOLING | HRCU-A-CB (Split System: Heat Pump with Remote Outdoor Unit-Air-Source) | HMH72B341 |  |  | XAUB36DXXN1+TXV | Z9ET060B12SMPS1 | 34000 | 18.5 | 8.1 | 33400 | 24000 | 71.86% | 2.06 | 0 | 9.5 |  |  |  |  | R-410A | 2.8333 | Residential & Commercial | USHP
213297551 | Central HP <5.4 tons | CHAMPION HEATING AND COOLING | HRCU-A-CB (Split System: Heat Pump with Remote Outdoor Unit-Air-Source) | HMH72B341 |  |  | XAHC36DBCN1 | Z8ES100C20SMPS1 | 34000 | 17 | 8.5 | 33400 | 23600 | 70.66% | 2.08 | 0 | 9.5 |  |  |  |  | R-410A | 2.8333 | Residential & Commercial | USHP
213297571 | Central HP <5.4 tons | CHAMPION HEATING AND COOLING | HRCU-A-CB (Split System: Heat Pump with Remote Outdoor Unit-Air-Source) | HMH72B341 |  |  | XAHC36DBCN1 | Z8ES100B12SMPS1 | 33400 | 17.5 | 8.1 | 32800 | 23200 | 70.73% | 2.02 | 0 | 9.5 |  |  |  |  | R-410A | 2.7833 | Residential & Commercial | USHP
215681569 | Central HP <5.4 tons | DAY & NIGHT | HRCU-A-CB (Split System: Heat Pump with Remote Outdoor Unit-Air-Source) | C5H0V48*K*AAA* |  |  | EA*5X61M24A*+WALLCON | *97CTN1202422A* | 46000 | 18.5 | 9 | 47500 | 33600 | 70.74% | 2.06 | 0 | 10 |  |  |  |  | R-454B | 3.8333 | Residential & Commercial | USHP | Ducted CEE Tier 1
215681549 | Central HP <5.4 tons | DAY & NIGHT | HRCU-A-CB (Split System: Heat Pump with Remote Outdoor Unit-Air-Source) | C5H0V48*K*AAA* |  |  | EA*5X61M24A*+WALLCON | *97CTN0802120A* | 46000 | 18 | 9 | 48000 | 33800 | 70.42% | 2.08 | 0 | 10 |  |  |  |  | R-454B | 3.8333 | Residential & Commercial | USHP | Ducted CEE Tier 1
216634467 | Central HP <5.4 tons | ACIQ | HRCU-A-CB (Split System: Heat Pump with Remote Outdoor Unit-Air-Source) | H5H0V48*K*AAA* |  |  | EA*5X48M21A*+WALLCON | *80CSU0601716B* | 44000 | 17 | 9 | 48500 | 34200 | 70.52% | 2.04 | 0 | 9.5 |  |  |  |  | R-454B | 3.6667 | Residential & Commercial | USHP
214398145 | Central HP <5.4 tons | CHAMPION HEATING AND COOLING | HRCU-A-CB (Split System: Heat Pump with Remote Outdoor Unit-Air-Source) | HH836E2S11 |  |  | CTM36C5CDS1 | TM9Y080C16MP11 | 33200 | 18 | 9 | 31200 | 25200 | 80.77% | 2 | 0 | 11 |  |  |  |  | R-454B | 2.7667 | Residential & Commercial | USHP | Ducted CEE Tier 1
214398162 | Central HP <5.4 tons | CHAMPION HEATING AND COOLING | HRCU-A-CB (Split System: Heat Pump with Remote Outdoor Unit-Air-Source) | HH836E2S11 |  |  | CTM36C5CDS1 | TM9V100C16MP12 | 33800 | 18 | 8.5 | 31400 | 25800 | 82.17% | 2 | 0 | 11 |  |  |  |  | R-454B | 2.8167 | Residential & Commercial | USHP | Ducted CEE Tier 1
214398229 | Central HP <5.4 tons | CHAMPION HEATING AND COOLING | HRCU-A-CB (Split System: Heat Pump with Remote Outdoor Unit-Air-Source) | HH836E2S11 |  |  | CTF48C5CFS1 | TL8E080C16UH11 | 33200 | 18 | 9 | 31400 | 25400 | 80.89% | 2 | 0 | 11 |  |  |  |  | R-454B | 2.7667 | Residential & Commercial | USHP | Ducted CEE Tier 1
214398494 | Central HP <5.4 tons | CHAMPION HEATING AND COOLING | HRCU-A-CB (Split System: Heat Pump with Remote Outdoor Unit-Air-Source) | HH836E2S11 |  |  | CTF36C5CDS1 | TM9E100C16MP12 | 33800 | 18 | 8.5 | 31600 | 25800 | 81.65% | 2 | 0 | 11 |  |  |  |  | R-454B | 2.8167 | Residential & Commercial | USHP | Ducted CEE Tier 1
213297746 | Central HP <5.4 tons | CHAMPION HEATING AND COOLING | HRCU-A-CB (Split System: Heat Pump with Remote Outdoor Unit-Air-Source) | HMH72B341 |  |  | XAFD48FXXN1+TXV | Z8ET080C16LMPS1 | 33600 | 17.5 | 8.5 | 32800 | 23200 | 70.73% | 2.08 | 0 | 9.5 |  |  |  |  | R-410A | 2.8 | Residential & Commercial | USHP
214571235 | Central HP <5.4 tons | KEEPRITE | HRCU-A-CB (Split System: Heat Pump with Remote Outdoor Unit-Air-Source) | CVH825GKA3* |  |  | EN(A,D,W)4X48L21**+WALLCON | *95CSU1002122B* | 24200 | 17 | 8.1 | 21200 | 16600 | 78.3% | 2.02 | 0 | 11.5 |  |  |  |  | R-410A | 2.0167 | Residential & Commercial | USHP | Ducted CEE Tier 1
215681359 | Central HP <5.4 tons | DAY & NIGHT | HRCU-A-CB (Split System: Heat Pump with Remote Outdoor Unit-Air-Source) | C5H0V48*K*AAA* |  |  | EA*5X48M21A*+WALLCON | *97CTN0802120A* | 44000 | 17.5 | 9 | 48500 | 34200 | 70.52% | 2.06 | 0 | 9.5 |  |  |  |  | R-454B | 3.6667 | Residential & Commercial | USHP
215681509 | Central HP <5.4 tons | DAY & NIGHT | HRCU-A-CB (Split System: Heat Pump with Remote Outdoor Unit-Air-Source) | C5H0V48*K*AAA* |  |  | EA*5X61M21A*+WALLCON | *97CTN1002122A* | 46000 | 18 | 9 | 47500 | 33800 | 71.16% | 2.08 | 0 | 10 |  |  |  |  | R-454B | 3.8333 | Residential & Commercial | USHP | Ducted CEE Tier 1
215681729 | Central HP <5.4 tons | DAY & NIGHT | HRCU-A-CB (Split System: Heat Pump with Remote Outdoor Unit-Air-Source) | C5H0V48*K*AAA* |  |  | ESH5X60M12A*+WALLCON | *97CTN0802120A* | 45500 | 16.5 | 8.5 | 48000 | 33800 | 70.42% | 2.06 | 0 | 9.5 |  |  |  |  | R-454B | 3.7917 | Residential & Commercial | USHP
215681829 | Central HP <5.4 tons | DAY & NIGHT | HRCU-A-CB (Split System: Heat Pump with Remote Outdoor Unit-Air-Source) | C5H0V48*K*AAA* |  |  | EVM5X49M21A*+WALLCON | *80CSU0401712B* | 48000 | 18.5 | 9 | 50000 | 36600 | 73.2% | 2 | 0 | 10 |  |  |  |  | R-454B | 4 | Residential & Commercial | USHP | Ducted CEE Tier 1
215681929 | Central HP <5.4 tons | DAY & NIGHT | HRCU-A-CB (Split System: Heat Pump with Remote Outdoor Unit-Air-Source) | C5H0V48*K*AAA* |  |  | EVM5X60M21A*+WALLCON | *80CSU0802120B* | 48500 | 19 | 9 | 50000 | 36400 | 72.8% | 2.12 | 0 | 10 |  |  |  |  | R-454B | 4.0417 | Residential & Commercial | USHP | Ducted CEE Tier 1
216634485 | Central HP <5.4 tons | ACIQ | HRCU-A-CB (Split System: Heat Pump with Remote Outdoor Unit-Air-Source) | H5H0V48*K*AAA* |  |  | EA*5X61M21A*+WALLCON | *97CTN0802120A* | 46000 | 18 | 9 | 48000 | 33800 | 70.42% | 2.08 | 0 | 10 |  |  |  |  | R-454B | 3.8333 | Residential & Commercial | USHP | Ducted CEE Tier 1
216634510 | Central HP <5.4 tons | ACIQ | HRCU-A-CB (Split System: Heat Pump with Remote Outdoor Unit-Air-Source) | H5H0V48*K*AAA* |  |  | ESH5X60M12A*+WALLCON | *97CTN1202422A* | 45500 | 16.5 | 8.5 | 48000 | 33800 | 70.42% | 2.08 | 0 | 9.5 |  |  |  |  | R-454B | 3.7917 | Residential & Commercial | USHP
216634526 | Central HP <5.4 tons | ACIQ | HRCU-A-CB (Split System: Heat Pump with Remote Outdoor Unit-Air-Source) | H5H0V48*K*AAA* |  |  | EVM5X60M21A*+WALLCON | *80CSU0401712B* | 48000 | 18.5 | 9 | 50000 | 36600 | 73.2% | 2 | 0 | 10 |  |  |  |  | R-454B | 4 | Residential & Commercial | USHP | Ducted CEE Tier 1
215681859 | Central HP <5.4 tons | DAY & NIGHT | HRCU-A-CB (Split System: Heat Pump with Remote Outdoor Unit-Air-Source) | C5H0V48*K*AAA* |  |  | EVM5X49M21A*+WALLCON | *80CSU1002120B* | 48000 | 18.5 | 9 | 50000 | 36600 | 73.2% | 2 | 0 | 10 |  |  |  |  | R-454B | 4 | Residential & Commercial | USHP | Ducted CEE Tier 1
215681909 | Central HP <5.4 tons | DAY & NIGHT | HRCU-A-CB (Split System: Heat Pump with Remote Outdoor Unit-Air-Source) | C5H0V48*K*AAA* |  |  | EVM5X60M21A*+WALLCON | *80CSU0401712B* | 48000 | 18.5 | 9 | 50000 | 36600 | 73.2% | 2 | 0 | 10 |  |  |  |  | R-454B | 4 | Residential & Commercial | USHP | Ducted CEE Tier 1
215682009 | Central HP <5.4 tons | DAY & NIGHT | HRCU-A-CB (Split System: Heat Pump with Remote Outdoor Unit-Air-Source) | C5H0V48*K*AAA* |  |  | EVM5X60M24A*+WALLCON | *97CTN0802120A* | 48000 | 19 | 9 | 50000 | 36600 | 73.2% | 2 | 0 | 10 |  |  |  |  | R-454B | 4 | Residential & Commercial | USHP | Ducted CEE Tier 1
215681969 | Central HP <5.4 tons | DAY & NIGHT | HRCU-A-CB (Split System: Heat Pump with Remote Outdoor Unit-Air-Source) | C5H0V48*K*AAA* |  |  | EVM5X60M21A*+WALLCON | *97CTN1002122A* | 48000 | 19 | 9 | 50000 | 36800 | 73.6% | 2 | 0 | 10.5 |  |  |  |  | R-454B | 4 | Residential & Commercial | USHP | Ducted CEE Tier 1
215682069 | Central HP <5.4 tons | DAY & NIGHT | HRCU-A-CB (Split System: Heat Pump with Remote Outdoor Unit-Air-Source) | C5H0V48*K*AAA* |  |  | EVM5X61M24A*+WALLCON | *97CTN0802120A* | 48500 | 19 | 9.5 | 50000 | 36800 | 73.6% | 2.1 | 0 | 10.5 |  |  |  |  | R-454B | 4.0417 | Residential & Commercial | USHP | Ducted CEE Tier 1
215681379 | Central HP <5.4 tons | DAY & NIGHT | HRCU-A-CB (Split System: Heat Pump with Remote Outdoor Unit-Air-Source) | C5H0V48*K*AAA* |  |  | EA*5X60M24A*+WALLCON | *96CTN0802120B* | 45000 | 18 | 9 | 47500 | 33600 | 70.74% | 2.06 | 0 | 10 |  |  |  |  | R-454B | 3.75 | Residential & Commercial | USHP | Ducted CEE Tier 1
215682029 | Central HP <5.4 tons | DAY & NIGHT | HRCU-A-CB (Split System: Heat Pump with Remote Outdoor Unit-Air-Source) | C5H0V48*K*AAA* |  |  | EVM5X60M24A*+WALLCON | *97CTN1202422A* | 48000 | 19 | 9 | 50000 | 36600 | 73.2% | 2 | 0 | 10.5 |  |  |  |  | R-454B | 4 | Residential & Commercial | USHP | Ducted CEE Tier 1
215682129 | Central HP <5.4 tons | DAY & NIGHT | HRCU-A-CB (Split System: Heat Pump with Remote Outdoor Unit-Air-Source) | C5H0V48*K*AAA* |  |  | EVD5X48M21A*+WALLCON | *80CSU0802120B* | 47000 | 18.5 | 9 | 50000 | 36200 | 72.4% | 2.02 | 0 | 10 |  |  |  |  | R-454B | 3.9167 | Residential & Commercial | USHP | Ducted CEE Tier 1
215682429 | Central HP <5.4 tons | DAY & NIGHT | HRCU-A-CB (Split System: Heat Pump with Remote Outdoor Unit-Air-Source) | C5H0V48*K*AAA* |  |  | EVD5X60M24A*+WALLCON | *97CTN1202422A* | 48000 | 19 | 9 | 50000 | 36600 | 73.2% | 2 | 0 | 10.5 |  |  |  |  | R-454B | 4 | Residential & Commercial | USHP | Ducted CEE Tier 1
215682479 | Central HP <5.4 tons | DAY & NIGHT | HRCU-A-CB (Split System: Heat Pump with Remote Outdoor Unit-Air-Source) | C5H0V48*K*AAA* |  |  | EVD5X61M21A*+WALLCON | *80CSU1002120B* | 48500 | 19 | 9 | 50000 | 36800 | 73.6% | 2.12 | 0 | 10 |  |  |  |  | R-454B | 4.0417 | Residential & Commercial | USHP | Ducted CEE Tier 1
215682549 | Central HP <5.4 tons | DAY & NIGHT | HRCU-A-CB (Split System: Heat Pump with Remote Outdoor Unit-Air-Source) | C5H0V48*K*AAA* |  |  | EVD5X61M24A*+WALLCON | *97CTN0802120A* | 48500 | 19 | 9.5 | 50000 | 36800 | 73.6% | 2.1 | 0 | 10.5 |  |  |  |  | R-454B | 4.0417 | Residential & Commercial | USHP | Ducted CEE Tier 1
216634622 | Central HP <5.4 tons | ACIQ | HRCU-A-CB (Split System: Heat Pump with Remote Outdoor Unit-Air-Source) | H5H0V60*K*AAA* |  |  | EVM5X60M24A*+WALLCON | *96CTN0802120B* | 56500 | 18 | 9 | 63500 | 44500 | 70.08% | 2.08 | 0 | 9 |  |  |  |  | R-454B | 4.7083 | Residential & Commercial | USHP
215681679 | Central HP <5.4 tons | DAY & NIGHT | HRCU-A-CB (Split System: Heat Pump with Remote Outdoor Unit-Air-Source) | C5H0V48*K*AAA* |  |  | ESH5X60M12A*+WALLCON | *80CSU0401712B* | 45500 | 16.5 | 8.5 | 48000 | 33800 | 70.42% | 2.08 | 0 | 9.5 |  |  |  |  | R-454B | 3.7917 | Residential & Commercial | USHP
215681779 | Central HP <5.4 tons | DAY & NIGHT | HRCU-A-CB (Split System: Heat Pump with Remote Outdoor Unit-Air-Source) | C5H0V48*K*AAA* |  |  | EVM5X48M21A*+WALLCON | *80CSU0802120B* | 47000 | 18.5 | 9 | 50000 | 36200 | 72.4% | 2 | 0 | 10 |  |  |  |  | R-454B | 3.9167 | Residential & Commercial | USHP | Ducted CEE Tier 1
215681879 | Central HP <5.4 tons | DAY & NIGHT | HRCU-A-CB (Split System: Heat Pump with Remote Outdoor Unit-Air-Source) | C5H0V48*K*AAA* |  |  | EVM5X49M21A*+WALLCON | *97CTN0802120A* | 48000 | 19 | 9 | 50000 | 36800 | 73.6% | 2 | 0 | 10 |  |  |  |  | R-454B | 4 | Residential & Commercial | USHP | Ducted CEE Tier 1
215677961 | Central HP <5.4 tons | KENMORE | HRCU-A-CB (Split System: Heat Pump with Remote Outdoor Unit-Air-Source) | (C,H,T)5H0V60*K*AAA* |  |  | EA*5X61M24A*+WALLCON | *95CSU0802120B* | 56000 | 18 | 8.5 | 60000 | 42000 | 70% | 2.02 | 0 | 8.5 |  |  |  |  | R-454B | 4.6667 | Residential & Commercial | USHP
215667866 | Central HP <5.4 tons | KENMORE | HRCU-A-CB (Split System: Heat Pump with Remote Outdoor Unit-Air-Source) | (C,H,T)5H0V24*K*AAA* |  |  | EA*5X37M21A*+WALLCON | *80CTL0902120B* | 24000 | 17.5 | 9 | 23200 | 16300 | 70.26% | 2.02 | 0 | 10.5 |  |  |  |  | R-454B | 2 | Residential & Commercial | USHP | Ducted CEE Tier 1
215681821 | Central HP <5.4 tons | KENMORE | HRCU-A-CB (Split System: Heat Pump with Remote Outdoor Unit-Air-Source) | (C,H,T)5H0V48*K*AAA* |  |  | EVM5X49M21A*+WALLCON | *96CTN0802120B* | 48000 | 19 | 9 | 50000 | 36800 | 73.6% | 2 | 0 | 10 |  |  |  |  | R-454B | 4 | Residential & Commercial | USHP | Ducted CEE Tier 1
215681351 | Central HP <5.4 tons | KENMORE | HRCU-A-CB (Split System: Heat Pump with Remote Outdoor Unit-Air-Source) | (C,H,T)5H0V48*K*AAA* |  |  | EA*5X48M21A*+WALLCON | *97CTN0801716A* | 44000 | 17 | 9 | 49000 | 34600 | 70.61% | 2.04 | 0 | 9 |  |  |  |  | R-454B | 3.6667 | Residential & Commercial | USHP
214241762 | Central HP <5.4 tons | KEEPRITE | HRCU-A-CB (Split System: Heat Pump with Remote Outdoor Unit-Air-Source) | CVH825GKA3* |  |  | EN(A,D)4X30L17**+WALLCON | *96CTN0801714B* | 23400 | 16.5 | 8.1 | 21600 | 16700 | 77.31% | 1.9 | 0 | 10.5 |  |  |  |  | R-410A | 1.95 | Residential & Commercial | USHP | Ducted CEE Tier 1
215676819 | Central HP <5.4 tons | DAY & NIGHT | HRCU-A-CB (Split System: Heat Pump with Remote Outdoor Unit-Air-Source) | C5H0V48*K*AAA* |  |  | EVD5X61M21A*+WALLCON | *97CMN1002122B* | 48500 | 19.5 | 9.5 | 50000 | 36800 | 73.6% | 2.12 | 0 | 10.5 |  |  |  |  | R-454B | 4.0417 | Residential & Commercial | USHP | Ducted CEE Tier 1
215682309 | Central HP <5.4 tons | DAY & NIGHT | HRCU-A-CB (Split System: Heat Pump with Remote Outdoor Unit-Air-Source) | C5H0V48*K*AAA* |  |  | EVD5X60M21A*+WALLCON | *80CSU0401712B* | 48000 | 18.5 | 9 | 50000 | 36600 | 73.2% | 2 | 0 | 10 |  |  |  |  | R-454B | 4 | Residential & Commercial | USHP | Ducted CEE Tier 1
215682359 | Central HP <5.4 tons | DAY & NIGHT | HRCU-A-CB (Split System: Heat Pump with Remote Outdoor Unit-Air-Source) | C5H0V48*K*AAA* |  |  | EVD5X60M21A*+WALLCON | *97CTN0802120A* | 48000 | 19 | 9 | 50000 | 36800 | 73.6% | 2 | 0 | 10 |  |  |  |  | R-454B | 4 | Residential & Commercial | USHP | Ducted CEE Tier 1
216634060 | Central HP <5.4 tons | ACIQ | HRCU-A-CB (Split System: Heat Pump with Remote Outdoor Unit-Air-Source) | H5H0V60*K*AAA* |  |  | EVM5X61M24A*+WALLCON | *95CSU0802120B* | 57500 | 18 | 9 | 64000 | 45000 | 70.31% | 2.08 | 0 | 9 |  |  |  |  | R-454B | 4.7917 | Residential & Commercial | USHP
215681819 | Central HP <5.4 tons | DAY & NIGHT | HRCU-A-CB (Split System: Heat Pump with Remote Outdoor Unit-Air-Source) | C5H0V48*K*AAA* |  |  | EVM5X49M21A*+WALLCON | *96CTN0802120B* | 48000 | 19 | 9 | 50000 | 36800 | 73.6% | 2 | 0 | 10 |  |  |  |  | R-454B | 4 | Residential & Commercial | USHP | Ducted CEE Tier 1
215681869 | Central HP <5.4 tons | DAY & NIGHT | HRCU-A-CB (Split System: Heat Pump with Remote Outdoor Unit-Air-Source) | C5H0V48*K*AAA* |  |  | EVM5X49M21A*+WALLCON | *97CTN0801716A* | 47500 | 18.5 | 9 | 50000 | 37200 | 74.4% | 1.98 | 0 | 10 |  |  |  |  | R-454B | 3.9583 | Residential & Commercial | USHP | Ducted CEE Tier 1
215681889 | Central HP <5.4 tons | DAY & NIGHT | HRCU-A-CB (Split System: Heat Pump with Remote Outdoor Unit-Air-Source) | C5H0V48*K*AAA* |  |  | EVM5X49M21A*+WALLCON | *97CTN1002122A* | 48000 | 19 | 9 | 50000 | 36800 | 73.6% | 2 | 0 | 10.5 |  |  |  |  | R-454B | 4 | Residential & Commercial | USHP | Ducted CEE Tier 1
216633027 | Central HP <5.4 tons | ACIQ | HRCU-A-CB (Split System: Heat Pump with Remote Outdoor Unit-Air-Source) | H5H0V24*K*AAA* |  |  | EA*5X25M17A*+WALLCON | *80CTL0451712B* | 23800 | 17 | 9 | 23400 | 16500 | 70.51% | 2 | 0 | 10 |  |  |  |  | R-454B | 1.9833 | Residential & Commercial | USHP | Ducted CEE Tier 1
216633045 | Central HP <5.4 tons | ACIQ | HRCU-A-CB (Split System: Heat Pump with Remote Outdoor Unit-Air-Source) | H5H0V24*K*AAA* |  |  | EA*5X30M17A*+WALLCON | *97CMN0801714B* | 23000 | 17 | 8.5 | 23800 | 16700 | 70.17% | 1.86 | 0 | 10 |  |  |  |  | R-454B | 1.9167 | Residential & Commercial | USHP | Ducted CEE Tier 1
216633062 | Central HP <5.4 tons | ACIQ | HRCU-A-CB (Split System: Heat Pump with Remote Outdoor Unit-Air-Source) | H5H0V24*K*AAA* |  |  | EA*5X37M17A*+WALLCON | *80CTL0451712B* | 23600 | 17 | 9 | 23600 | 16600 | 70.34% | 1.98 | 0 | 10 |  |  |  |  | R-454B | 1.9667 | Residential & Commercial | USHP | Ducted CEE Tier 1
215681669 | Central HP <5.4 tons | DAY & NIGHT | HRCU-A-CB (Split System: Heat Pump with Remote Outdoor Unit-Air-Source) | C5H0V48*K*AAA* |  |  | ESH5X60M12A*+WALLCON | *96CTN0802120B* | 45500 | 16.5 | 8.5 | 48000 | 33800 | 70.42% | 2.06 | 0 | 9.5 |  |  |  |  | R-454B | 3.7917 | Residential & Commercial | USHP
215682139 | Central HP <5.4 tons | DAY & NIGHT | HRCU-A-CB (Split System: Heat Pump with Remote Outdoor Unit-Air-Source) | C5H0V48*K*AAA* |  |  | EVD5X48M21A*+WALLCON | *80CSU1002120B* | 47000 | 18 | 9 | 50000 | 36400 | 72.8% | 2.02 | 0 | 9.5 |  |  |  |  | R-454B | 3.9167 | Residential & Commercial | USHP
215682289 | Central HP <5.4 tons | DAY & NIGHT | HRCU-A-CB (Split System: Heat Pump with Remote Outdoor Unit-Air-Source) | C5H0V48*K*AAA* |  |  | EVD5X49M24A*+WALLCON | *97CTN1202422A* | 48000 | 19 | 9 | 50000 | 36600 | 73.2% | 2 | 0 | 10.5 |  |  |  |  | R-454B | 4 | Residential & Commercial | USHP | Ducted CEE Tier 1
216634535 | Central HP <5.4 tons | ACIQ | HRCU-A-CB (Split System: Heat Pump with Remote Outdoor Unit-Air-Source) | H5H0V48*K*AAA* |  |  | EVM5X60M24A*+WALLCON | *80CSU1002120B* | 48000 | 18.5 | 9 | 50000 | 36600 | 73.2% | 2 | 0 | 10 |  |  |  |  | R-454B | 4 | Residential & Commercial | USHP | Ducted CEE Tier 1
216634551 | Central HP <5.4 tons | ACIQ | HRCU-A-CB (Split System: Heat Pump with Remote Outdoor Unit-Air-Source) | H5H0V48*K*AAA* |  |  | EVD5X48M21A*+WALLCON | *97CTN0802120A* | 47000 | 18.5 | 9 | 50000 | 36600 | 73.2% | 1.98 | 0 | 10 |  |  |  |  | R-454B | 3.9167 | Residential & Commercial | USHP | Ducted CEE Tier 1
216633790 | Central HP <5.4 tons | ACIQ | HRCU-A-CB (Split System: Heat Pump with Remote Outdoor Unit-Air-Source) | H5H0V48*K*AAA* |  |  | EA*5X60M24A*+WALLCON | *97CMN0602120B* | 45000 | 17.5 | 9 | 47500 | 34000 | 71.58% | 2.06 | 0 | 9.5 |  |  |  |  | R-454B | 3.75 | Residential & Commercial | USHP
216633801 | Central HP <5.4 tons | ACIQ | HRCU-A-CB (Split System: Heat Pump with Remote Outdoor Unit-Air-Source) | H5H0V48*K*AAA* |  |  | EA*5X61M21A*+WALLCON | *80CTL0702120B* | 46000 | 18 | 9 | 48000 | 33800 | 70.42% | 2.06 | 0 | 10 |  |  |  |  | R-454B | 3.8333 | Residential & Commercial | USHP | Ducted CEE Tier 1
216633810 | Central HP <5.4 tons | ACIQ | HRCU-A-CB (Split System: Heat Pump with Remote Outdoor Unit-Air-Source) | H5H0V48*K*AAA* |  |  | EA*5X61M21A*+WALLCON | *96CTN0801714B* | 45500 | 17.5 | 9 | 48000 | 33600 | 70% | 2.08 | 0 | 9.5 |  |  |  |  | R-454B | 3.7917 | Residential & Commercial | USHP
216633817 | Central HP <5.4 tons | ACIQ | HRCU-A-CB (Split System: Heat Pump with Remote Outdoor Unit-Air-Source) | H5H0V48*K*AAA* |  |  | EA*5X61M24A*+WALLCON | *80CTL1352422B* | 46000 | 18.5 | 9 | 47500 | 33600 | 70.74% | 2.08 | 0 | 10 |  |  |  |  | R-454B | 3.8333 | Residential & Commercial | USHP | Ducted CEE Tier 1
216786519 | Central HP <5.4 tons | FRASER-JOHNSTON | HRCU-A-CB (Split System: Heat Pump with Remote Outdoor Unit-Air-Source) | HH860E2S11 |  |  | CTF60D5CHS1 | Z8ES130D20LMPS1 | 54000 | 19 | 9 | 53500 | 38500 | 71.96% | 2 | 0 | 12 |  |  |  |  | R-454B | 4.5 | Residential & Commercial | USHP | Ducted CEE Tier 1
213781033 | Central HP <5.4 tons | KENMORE | HRCU-A-CB (Split System: Heat Pump with Remote Outdoor Unit-Air-Source) | (C,H,T)VH837GKA2* |  |  | EA*4X42L21A*+WALLCON | *97CMN0601714B* | 31600 | 16.5 | 8.1 | 33200 | 24600 | 74.1% | 1.84 | 0 | 10.5 |  |  |  |  | R-410A | 2.6333 | Residential & Commercial | USHP | Ducted CEE Tier 1
214574675 | Central HP <5.4 tons | KEEPRITE | HRCU-A-CB (Split System: Heat Pump with Remote Outdoor Unit-Air-Source) | CVH837GKA2* |  |  | EN(A,D)4X48L24**+WALLCON | *97CMN0802120B* | 32400 | 17.5 | 8.5 | 32800 | 24800 | 75.61% | 1.96 | 0 | 11.5 |  |  |  |  | R-410A | 2.7 | Residential & Commercial | USHP | Ducted CEE Tier 1
214574355 | Central HP <5.4 tons | KEEPRITE | HRCU-A-CB (Split System: Heat Pump with Remote Outdoor Unit-Air-Source) | CVH837GKA2* |  |  | EHD4X48AAL+WALLCON | *95CSU1002122B* | 32600 | 17.5 | 8.5 | 32600 | 24800 | 76.07% | 1.98 | 0 | 11 |  |  |  |  | R-410A | 2.7167 | Residential & Commercial | USHP | Ducted CEE Tier 1
214573705 | Central HP <5.4 tons | KEEPRITE | HRCU-A-CB (Split System: Heat Pump with Remote Outdoor Unit-Air-Source) | CVH837GKA2* |  |  | EA*4X37L21A*+WALLCON | *97CMN0602120B* | 32800 | 17 | 8.5 | 33000 | 25400 | 76.97% | 1.98 | 0 | 11 |  |  |  |  | R-410A | 2.7333 | Residential & Commercial | USHP | Ducted CEE Tier 1
215674500 | Central HP <5.4 tons | DAY & NIGHT | HRCU-A-CB (Split System: Heat Pump with Remote Outdoor Unit-Air-Source) | C5H0V48*K*AAA* |  |  | EA*5X61M24A*+WALLCON | *80CTL1102120B* | 46000 | 18.5 | 9 | 47500 | 33600 | 70.74% | 2.08 | 0 | 10 |  |  |  |  | R-454B | 3.8333 | Residential & Commercial | USHP | Ducted CEE Tier 1
215675669 | Central HP <5.4 tons | DAY & NIGHT | HRCU-A-CB (Split System: Heat Pump with Remote Outdoor Unit-Air-Source) | C5H0V48*K*AAA* |  |  | EVM5X60M21A*+WALLCON | *80CSU0601716A* | 48000 | 19 | 9 | 50000 | 36800 | 73.6% | 2 | 0 | 10 |  |  |  |  | R-454B | 4 | Residential & Commercial | USHP | Ducted CEE Tier 1
215674968 | Central HP <5.4 tons | DAY & NIGHT | HRCU-A-CB (Split System: Heat Pump with Remote Outdoor Unit-Air-Source) | C5H0V48*K*AAA* |  |  | ESH5X48M12A*+WALLCON | *97CMN0602120B* | 44500 | 16 | 8.5 | 49500 | 34800 | 70.3% | 1.92 | 0 | 9 |  |  |  |  | R-454B | 3.7083 | Residential & Commercial | USHP
215675889 | Central HP <5.4 tons | DAY & NIGHT | HRCU-A-CB (Split System: Heat Pump with Remote Outdoor Unit-Air-Source) | C5H0V48*K*AAA* |  |  | EVM5X60M24A*+WALLCON | *80CTL1102120B* | 48000 | 19 | 9 | 50000 | 36400 | 72.8% | 2 | 0 | 10.5 |  |  |  |  | R-454B | 4 | Residential & Commercial | USHP | Ducted CEE Tier 1
213297591 | Central HP <5.4 tons | CHAMPION HEATING AND COOLING | HRCU-A-CB (Split System: Heat Pump with Remote Outdoor Unit-Air-Source) | HMH72B341 |  |  | XAFB36DBCN1 | Z8ES100B12SMPS1 | 34000 | 18 | 8.1 | 34000 | 24600 | 72.35% | 2.1 | 0 | 9.5 |  |  |  |  | R-410A | 2.8333 | Residential & Commercial | USHP
213297641 | Central HP <5.4 tons | CHAMPION HEATING AND COOLING | HRCU-A-CB (Split System: Heat Pump with Remote Outdoor Unit-Air-Source) | HMH72B341 |  |  | XAHB36DBCN1 | Z8ES080B12SMPS1 | 33200 | 17.5 | 8.1 | 32800 | 23000 | 70.12% | 2 | 0 | 10 |  |  |  |  | R-410A | 2.7667 | Residential & Commercial | USHP | Ducted CEE Tier 1
213297666 | Central HP <5.4 tons | CHAMPION HEATING AND COOLING | HRCU-A-CB (Split System: Heat Pump with Remote Outdoor Unit-Air-Source) | HMH72B341 |  |  | XAHB36DBCN1 | Z8ES040A12LMPS1 | 33200 | 17.5 | 8.1 | 32800 | 23000 | 70.12% | 2.02 | 0 | 10 |  |  |  |  | R-410A | 2.7667 | Residential & Commercial | USHP | Ducted CEE Tier 1
215681559 | Central HP <5.4 tons | DAY & NIGHT | HRCU-A-CB (Split System: Heat Pump with Remote Outdoor Unit-Air-Source) | C5H0V48*K*AAA* |  |  | EA*5X61M24A*+WALLCON | *97CTN1002122A* | 46000 | 18.5 | 9 | 47500 | 33600 | 70.74% | 2.06 | 0 | 10 |  |  |  |  | R-454B | 3.8333 | Residential & Commercial | USHP | Ducted CEE Tier 1
215681739 | Central HP <5.4 tons | DAY & NIGHT | HRCU-A-CB (Split System: Heat Pump with Remote Outdoor Unit-Air-Source) | C5H0V48*K*AAA* |  |  | ESH5X60M12A*+WALLCON | *97CTN1002122A* | 45500 | 16.5 | 8.5 | 48000 | 33800 | 70.42% | 2.08 | 0 | 9.5 |  |  |  |  | R-454B | 3.7917 | Residential & Commercial | USHP
214574205 | Central HP <5.4 tons | KEEPRITE | HRCU-A-CB (Split System: Heat Pump with Remote Outdoor Unit-Air-Source) | CVH837GKA2* |  |  | EA*4X61L24A*+WALLCON | *96CTN0802120B* | 33200 | 18.5 | 8.5 | 31800 | 24800 | 77.99% | 2.02 | 0 | 11.5 |  |  |  |  | R-410A | 2.7667 | Residential & Commercial | USHP | Ducted CEE Tier 1
214574005 | Central HP <5.4 tons | KEEPRITE | HRCU-A-CB (Split System: Heat Pump with Remote Outdoor Unit-Air-Source) | CVH837GKA2* |  |  | EA*4X48L24A*+WALLCON | *97CMN0602120B* | 32200 | 17 | 8.5 | 32600 | 25200 | 77.3% | 1.96 | 0 | 11 |  |  |  |  | R-410A | 2.6833 | Residential & Commercial | USHP | Ducted CEE Tier 1
214720046 | Central HP <5.4 tons | CHAMPION HEATING AND COOLING | HRCU-A-CB (Split System: Heat Pump with Remote Outdoor Unit-Air-Source) | HH836E2S11 |  |  | CTU48C5XFS1+JMET12CS2N1+TXV | 0 | 34000 | 19 | 9 | 31800 | 25200 | 79.25% | 2 | 0 | 11.7 |  |  |  |  | R-454B | 2.8333 | Residential & Commercial | USHP | Ducted CEE Tier 1
215682209 | Central HP <5.4 tons | DAY & NIGHT | HRCU-A-CB (Split System: Heat Pump with Remote Outdoor Unit-Air-Source) | C5H0V48*K*AAA* |  |  | EVD5X48M24A*+WALLCON | *97CTN0802120A* | 47000 | 18.5 | 9 | 50000 | 36400 | 72.8% | 2 | 0 | 10 |  |  |  |  | R-454B | 3.9167 | Residential & Commercial | USHP | Ducted CEE Tier 1
212609403 | Central HP <5.4 tons | RUSSELL | HRCU-A-CB (Split System: Heat Pump with Remote Outdoor Unit-Air-Source) | SP18AZ48AJVC |  |  | TCFZ6021SEAAM | S802V0755A21UHS | 44500 | 18 | 8.1 | 43500 | 45000 | 103.4% | 2 | 0 | 10 |  |  |  |  | R-410A | 3.7083 | Residential & Commercial | USHP | Ducted CEE Tier 1
216738919 | Central HP <5.4 tons | KEEPRITE | HRCU-A-CB (Split System: Heat Pump with Remote Outdoor Unit-Air-Source) | D5CUHAH24AAK |  |  | ESH5X36M12A* | *97VTN0802120A* | 22800 | 16 | 8.1 | 21000 | 18600 | 88.57% | 1.85 | 0 | 11 |  |  |  |  | R-454B | 1.9 | Residential & Commercial | USHP | Ducted CEE Tier 1
213781363 | Central HP <5.4 tons | KENMORE | HRCU-A-CB (Split System: Heat Pump with Remote Outdoor Unit-Air-Source) | (C,H,T)VH837GKA2* |  |  | EA*4X48L21A*+WALLCON | *97CMN1002122B* | 32400 | 17 | 8.1 | 32600 | 24800 | 76.07% | 1.98 | 0 | 11 |  |  |  |  | R-410A | 2.7 | Residential & Commercial | USHP | Ducted CEE Tier 1
213780893 | Central HP <5.4 tons | KENMORE | HRCU-A-CB (Split System: Heat Pump with Remote Outdoor Unit-Air-Source) | (C,H,T)VH837GKA2* |  |  | EA*4X37L21A*+WALLCON | *80CTL1102120B* | 33000 | 17 | 8.5 | 32800 | 25000 | 76.22% | 1.98 | 0 | 11.5 |  |  |  |  | R-410A | 2.75 | Residential & Commercial | USHP | Ducted CEE Tier 1
214396700 | Central HP <5.4 tons | FRASER-JOHNSTON | HRCU-A-CB (Split System: Heat Pump with Remote Outdoor Unit-Air-Source) | HH824E2S11 |  |  | CTF30B5ACS1 | TM9Y080B12MP11 | 23000 | 17 | 9.5 | 23000 | 18500 | 80.43% | 2 | 0 | 11.7 |  |  |  |  | R-454B | 1.9167 | Residential & Commercial | USHP | Ducted CEE Tier 1
211385858 | Central HP <5.4 tons | CHAMPION HEATING AND COOLING | HRCU-A-CB (Split System: Heat Pump with Remote Outdoor Unit-Air-Source) | HMH72B341 |  |  | XAFC48FBCN1 | TM8E080C16MP11 | 33400 | 17 | 8.5 | 32200 | 23400 | 72.67% | 2.06 | 0 | 9.5 |  |  |  |  | R-410A | 2.7833 | Residential & Commercial | USHP
215670284 | Central HP <5.4 tons | KENMORE | HRCU-A-CB (Split System: Heat Pump with Remote Outdoor Unit-Air-Source) | (C,H,T)5H0V36*K*AAA* |  |  | ESH5X48M12A*+WALLCON | *97CMN0602120B* | 34000 | 16.5 | 8.5 | 35600 | 25400 | 71.35% | 1.76 | 0 | 9.5 |  |  |  |  | R-454B | 2.8333 | Residential & Commercial | USHP
215670334 | Central HP <5.4 tons | KENMORE | HRCU-A-CB (Split System: Heat Pump with Remote Outdoor Unit-Air-Source) | (C,H,T)5H0V36*K*AAA* |  |  | ESH5X48M12A*+WALLCON | *96CTN0401410B* | 32600 | 15.5 | 8.5 | 36000 | 25600 | 71.11% | 1.78 | 0 | 9 |  |  |  |  | R-454B | 2.7167 | Residential & Commercial | USHP
215674462 | Central HP <5.4 tons | KENMORE | HRCU-A-CB (Split System: Heat Pump with Remote Outdoor Unit-Air-Source) | (C,H,T)5H0V48*K*AAA* |  |  | EA*5X61M24A*+WALLCON | *80CSU0802120A* | 46000 | 18 | 9 | 47500 | 33600 | 70.74% | 2.08 | 0 | 10 |  |  |  |  | R-454B | 3.8333 | Residential & Commercial | USHP | Ducted CEE Tier 1
215675919 | Central HP <5.4 tons | DAY & NIGHT | HRCU-A-CB (Split System: Heat Pump with Remote Outdoor Unit-Air-Source) | C5H0V48*K*AAA* |  |  | EVM5X60M24A*+WALLCON | *95CSU1002122B* | 48000 | 19 | 9 | 50000 | 36400 | 72.8% | 2.02 | 0 | 10 |  |  |  |  | R-454B | 4 | Residential & Commercial | USHP | Ducted CEE Tier 1
215675989 | Central HP <5.4 tons | DAY & NIGHT | HRCU-A-CB (Split System: Heat Pump with Remote Outdoor Unit-Air-Source) | C5H0V48*K*AAA* |  |  | EVM5X61M24A*+WALLCON | *80CTL0902120B* | 48500 | 19.5 | 9.5 | 50000 | 36600 | 73.2% | 2.1 | 0 | 10.5 |  |  |  |  | R-454B | 4.0417 | Residential & Commercial | USHP | Ducted CEE Tier 1
215676789 | Central HP <5.4 tons | DAY & NIGHT | HRCU-A-CB (Split System: Heat Pump with Remote Outdoor Unit-Air-Source) | C5H0V48*K*AAA* |  |  | EVD5X61M21A*+WALLCON | *95CSU1002122B* | 48500 | 19 | 9 | 50000 | 36600 | 73.2% | 2.12 | 0 | 10.5 |  |  |  |  | R-454B | 4.0417 | Residential & Commercial | USHP | Ducted CEE Tier 1
216680875 | Central HP <5.4 tons | BRYANT HEATING AND COOLING SYSTEMS | HRCU-A-CB (Split System: Heat Pump with Remote Outdoor Unit-Air-Source) | 38MURAQ18AB3* |  |  | CSPH*2412AL* | 927TA48080V17*** | 17700 | 15.2 | 8.5 | 18400 | 18500 | 100.5% | 2.08 | 0 | 10.5 |  |  |  |  | R-410A | 1.475 | Residential & Commercial | USHP | Ducted CEE Tier 1
215681599 | Central HP <5.4 tons | DAY & NIGHT | HRCU-A-CB (Split System: Heat Pump with Remote Outdoor Unit-Air-Source) | C5H0V48*K*AAA* |  |  | ESH5X48M12A*+WALLCON | *80CSU0601716B* | 45000 | 16 | 8.5 | 49000 | 34400 | 70.2% | 2.04 | 0 | 9 |  |  |  |  | R-454B | 3.75 | Residential & Commercial | USHP
215681799 | Central HP <5.4 tons | DAY & NIGHT | HRCU-A-CB (Split System: Heat Pump with Remote Outdoor Unit-Air-Source) | C5H0V48*K*AAA* |  |  | EVM5X48M21A*+WALLCON | *97CTN0801716A* | 46500 | 18 | 9 | 50000 | 37000 | 74% | 2 | 0 | 9.5 |  |  |  |  | R-454B | 3.875 | Residential & Commercial | USHP
215682199 | Central HP <5.4 tons | DAY & NIGHT | HRCU-A-CB (Split System: Heat Pump with Remote Outdoor Unit-Air-Source) | C5H0V48*K*AAA* |  |  | EVD5X48M24A*+WALLCON | *80CSU1002120B* | 47000 | 18 | 9 | 50000 | 36400 | 72.8% | 2 | 0 | 9.5 |  |  |  |  | R-454B | 3.9167 | Residential & Commercial | USHP
215682419 | Central HP <5.4 tons | DAY & NIGHT | HRCU-A-CB (Split System: Heat Pump with Remote Outdoor Unit-Air-Source) | C5H0V48*K*AAA* |  |  | EVD5X60M24A*+WALLCON | *97CTN1002122A* | 48000 | 19 | 9 | 50000 | 36600 | 73.2% | 2 | 0 | 10 |  |  |  |  | R-454B | 4 | Residential & Commercial | USHP | Ducted CEE Tier 1
215682569 | Central HP <5.4 tons | DAY & NIGHT | HRCU-A-CB (Split System: Heat Pump with Remote Outdoor Unit-Air-Source) | C5H0V48*K*AAA* |  |  | EVD5X61M24A*+WALLCON | *97CTN1202422A* | 48500 | 19.5 | 9.5 | 50000 | 36600 | 73.2% | 2.12 | 0 | 10.5 |  |  |  |  | R-454B | 4.0417 | Residential & Commercial | USHP | Ducted CEE Tier 1
214075354 | Central HP <5.4 tons | RUSSELL | HRCU-A-CB (Split System: Heat Pump with Remote Outdoor Unit-Air-Source) | RD17AZ60AJ3N |  |  | TCFZ6024STANM | S921V0705A21M4S | 55000 | 18 | 8.1 | 54000 | 49500 | 91.67% | 1.75 | 0 | 10 |  |  |  |  | R-410A | 4.5833 | Residential & Commercial | USHP | Ducted CEE Tier 1
214075188 | Central HP <5.4 tons | RUSSELL | HRCU-A-CB (Split System: Heat Pump with Remote Outdoor Unit-Air-Source) | RD17AZ60AJ3N |  |  | TCFZ6024STANM | S802VA125524M | 55500 | 19 | 8.1 | 53500 | 49000 | 91.59% | 1.75 | 0 | 10 |  |  |  |  | R-410A | 4.625 | Residential & Commercial | USHP | Ducted CEE Tier 1
215681979 | Central HP <5.4 tons | DAY & NIGHT | HRCU-A-CB (Split System: Heat Pump with Remote Outdoor Unit-Air-Source) | C5H0V48*K*AAA* |  |  | EVM5X60M24A*+WALLCON | *96CTN0802120B* | 48000 | 19 | 9 | 50000 | 36600 | 73.2% | 2 | 0 | 10 |  |  |  |  | R-454B | 4 | Residential & Commercial | USHP | Ducted CEE Tier 1
215682079 | Central HP <5.4 tons | DAY & NIGHT | HRCU-A-CB (Split System: Heat Pump with Remote Outdoor Unit-Air-Source) | C5H0V48*K*AAA* |  |  | EVM5X61M24A*+WALLCON | *97CTN1002122A* | 48500 | 19.5 | 9.5 | 50000 | 36600 | 73.2% | 2.12 | 0 | 10.5 |  |  |  |  | R-454B | 4.0417 | Residential & Commercial | USHP | Ducted CEE Tier 1
215682279 | Central HP <5.4 tons | DAY & NIGHT | HRCU-A-CB (Split System: Heat Pump with Remote Outdoor Unit-Air-Source) | C5H0V48*K*AAA* |  |  | EVD5X49M24A*+WALLCON | *97CTN1002122A* | 48000 | 19 | 9 | 50000 | 36600 | 73.2% | 2 | 0 | 10.5 |  |  |  |  | R-454B | 4 | Residential & Commercial | USHP | Ducted CEE Tier 1
215682529 | Central HP <5.4 tons | DAY & NIGHT | HRCU-A-CB (Split System: Heat Pump with Remote Outdoor Unit-Air-Source) | C5H0V48*K*AAA* |  |  | EVD5X61M24A*+WALLCON | *80CSU0802120B* | 49000 | 19 | 9 | 50000 | 36400 | 72.8% | 2.12 | 0 | 10.5 |  |  |  |  | R-454B | 4.0833 | Residential & Commercial | USHP | Ducted CEE Tier 1
215681629 | Central HP <5.4 tons | DAY & NIGHT | HRCU-A-CB (Split System: Heat Pump with Remote Outdoor Unit-Air-Source) | C5H0V48*K*AAA* |  |  | ESH5X48M12A*+WALLCON | *97CTN0801716A* | 44500 | 16 | 8.5 | 49500 | 34800 | 70.3% | 1.92 | 0 | 9 |  |  |  |  | R-454B | 3.7083 | Residential & Commercial | USHP
215681399 | Central HP <5.4 tons | DAY & NIGHT | HRCU-A-CB (Split System: Heat Pump with Remote Outdoor Unit-Air-Source) | C5H0V48*K*AAA* |  |  | EA*5X60M24A*+WALLCON | *80CSU1002120B* | 45000 | 17.5 | 9 | 47500 | 33600 | 70.74% | 2.06 | 0 | 9.5 |  |  |  |  | R-454B | 3.75 | Residential & Commercial | USHP
215681749 | Central HP <5.4 tons | DAY & NIGHT | HRCU-A-CB (Split System: Heat Pump with Remote Outdoor Unit-Air-Source) | C5H0V48*K*AAA* |  |  | ESH5X60M12A*+WALLCON | *97CTN1202422A* | 45500 | 16.5 | 8.5 | 48000 | 33800 | 70.42% | 2.08 | 0 | 9.5 |  |  |  |  | R-454B | 3.7917 | Residential & Commercial | USHP
215681949 | Central HP <5.4 tons | DAY & NIGHT | HRCU-A-CB (Split System: Heat Pump with Remote Outdoor Unit-Air-Source) | C5H0V48*K*AAA* |  |  | EVM5X60M21A*+WALLCON | *97CTN0801716A* | 47500 | 18.5 | 9 | 50000 | 37200 | 74.4% | 1.98 | 0 | 10 |  |  |  |  | R-454B | 3.9583 | Residential & Commercial | USHP | Ducted CEE Tier 1
215682349 | Central HP <5.4 tons | DAY & NIGHT | HRCU-A-CB (Split System: Heat Pump with Remote Outdoor Unit-Air-Source) | C5H0V48*K*AAA* |  |  | EVD5X60M21A*+WALLCON | *97CTN0801716A* | 47500 | 18.5 | 9 | 50000 | 37200 | 74.4% | 1.98 | 0 | 10 |  |  |  |  | R-454B | 3.9583 | Residential & Commercial | USHP | Ducted CEE Tier 1
215682519 | Central HP <5.4 tons | DAY & NIGHT | HRCU-A-CB (Split System: Heat Pump with Remote Outdoor Unit-Air-Source) | C5H0V48*K*AAA* |  |  | EVD5X61M24A*+WALLCON | *96CTN0802120B* | 48500 | 19 | 9.5 | 50000 | 36800 | 73.6% | 2.1 | 0 | 10.5 |  |  |  |  | R-454B | 4.0417 | Residential & Commercial | USHP | Ducted CEE Tier 1
216732954 | Central HP <5.4 tons | KEEPRITE | HRCU-A-CB (Split System: Heat Pump with Remote Outdoor Unit-Air-Source) | D5CUHAH24AAK |  |  | EA*5X24M17A* | *96VSN0401410B* | 21800 | 15.5 | 8.5 | 21200 | 19200 | 90.57% | 1.96 | 0 | 10 |  |  |  |  | R-454B | 1.8167 | Residential & Commercial | USHP | Ducted CEE Tier 1
216732681 | Central HP <5.4 tons | KEEPRITE | HRCU-A-CB (Split System: Heat Pump with Remote Outdoor Unit-Air-Source) | D5CUHAH24AAK |  |  | EA*5X24M17A* | *80MS(N,L)0701412A* | 22000 | 16 | 8.5 | 21000 | 19100 | 90.95% | 1.96 | 0 | 10.5 |  |  |  |  | R-454B | 1.8333 | Residential & Commercial | USHP | Ducted CEE Tier 1
216633824 | Central HP <5.4 tons | ACIQ | HRCU-A-CB (Split System: Heat Pump with Remote Outdoor Unit-Air-Source) | H5H0V48*K*AAA* |  |  | EA*5X61M24A*+WALLCON | *96CTN1002122B* | 46000 | 18.5 | 9 | 47500 | 33600 | 70.74% | 2.06 | 0 | 10 |  |  |  |  | R-454B | 3.8333 | Residential & Commercial | USHP | Ducted CEE Tier 1
216633965 | Central HP <5.4 tons | ACIQ | HRCU-A-CB (Split System: Heat Pump with Remote Outdoor Unit-Air-Source) | H5H0V48*K*AAA* |  |  | EVD5X49M24A*+WALLCON | *80CTL0702120B* | 47500 | 19 | 9 | 50000 | 36800 | 73.6% | 2 | 0 | 10 |  |  |  |  | R-454B | 3.9583 | Residential & Commercial | USHP | Ducted CEE Tier 1
216634024 | Central HP <5.4 tons | ACIQ | HRCU-A-CB (Split System: Heat Pump with Remote Outdoor Unit-Air-Source) | H5H0V48*K*AAA* |  |  | EVD5X61M24A*+WALLCON | *80CTL1352422B* | 48500 | 19.5 | 9.5 | 50000 | 36600 | 73.2% | 2.1 | 0 | 10.5 |  |  |  |  | R-454B | 4.0417 | Residential & Commercial | USHP | Ducted CEE Tier 1
216633783 | Central HP <5.4 tons | ACIQ | HRCU-A-CB (Split System: Heat Pump with Remote Outdoor Unit-Air-Source) | H5H0V48*K*AAA* |  |  | EA*5X60M24A*+WALLCON | *80CSU1002120A* | 45000 | 17.5 | 9 | 47500 | 33600 | 70.74% | 2.06 | 0 | 10 |  |  |  |  | R-454B | 3.75 | Residential & Commercial | USHP | Ducted CEE Tier 1
215682389 | Central HP <5.4 tons | DAY & NIGHT | HRCU-A-CB (Split System: Heat Pump with Remote Outdoor Unit-Air-Source) | C5H0V48*K*AAA* |  |  | EVD5X60M24A*+WALLCON | *80CSU0802120B* | 48000 | 19 | 9 | 50000 | 36200 | 72.4% | 2.12 | 0 | 10 |  |  |  |  | R-454B | 4 | Residential & Commercial | USHP | Ducted CEE Tier 1
214075184 | Central HP <5.4 tons | RUSSELL | HRCU-A-CB (Split System: Heat Pump with Remote Outdoor Unit-Air-Source) | RD17AZ60AJ3N |  |  | TCFZ6024STANM | S801V1255A24DZ | 55500 | 18 | 8.1 | 53500 | 49000 | 91.59% | 1.75 | 0 | 10 |  |  |  |  | R-410A | 4.625 | Residential & Commercial | USHP | Ducted CEE Tier 1
214574685 | Central HP <5.4 tons | KEEPRITE | HRCU-A-CB (Split System: Heat Pump with Remote Outdoor Unit-Air-Source) | CVH837GKA2* |  |  | EN(A,D)4X48L24**+WALLCON | *96CTN0802120B* | 32400 | 17.5 | 8.5 | 32600 | 24800 | 76.07% | 1.98 | 0 | 11.5 |  |  |  |  | R-410A | 2.7 | Residential & Commercial | USHP | Ducted CEE Tier 1
216633176 | Central HP <5.4 tons | ACIQ | HRCU-A-CB (Split System: Heat Pump with Remote Outdoor Unit-Air-Source) | H5H0V36*K*AAA* |  |  | EA*5X37M21A*+WALLCON | *80CTL0451712B* | 34000 | 17.5 | 9 | 35600 | 25400 | 71.35% | 1.86 | 0 | 9.5 |  |  |  |  | R-454B | 2.8333 | Residential & Commercial | USHP
216633179 | Central HP <5.4 tons | ACIQ | HRCU-A-CB (Split System: Heat Pump with Remote Outdoor Unit-Air-Source) | H5H0V36*K*AAA* |  |  | EA*5X37M21A*+WALLCON | *80CTL0901716B* | 34400 | 18 | 9 | 35400 | 25200 | 71.19% | 1.88 | 0 | 10 |  |  |  |  | R-454B | 2.8667 | Residential & Commercial | USHP | Ducted CEE Tier 1
216633227 | Central HP <5.4 tons | ACIQ | HRCU-A-CB (Split System: Heat Pump with Remote Outdoor Unit-Air-Source) | H5H0V36*K*AAA* |  |  | EA*5X43M21A*+WALLCON | *97CMN0802120B* | 34600 | 18 | 9 | 35200 | 25000 | 71.02% | 1.88 | 0 | 10 |  |  |  |  | R-454B | 2.8833 | Residential & Commercial | USHP | Ducted CEE Tier 1
215669400 | Central HP <5.4 tons | KENMORE | HRCU-A-CB (Split System: Heat Pump with Remote Outdoor Unit-Air-Source) | (C,H,T)5H0V36*K*AAA* |  |  | EA*5X60M24A*+WALLCON | *97CMN1202422B* | 34400 | 18.5 | 9 | 34200 | 24800 | 72.51% | 1.9 | 0 | 10 |  |  |  |  | R-454B | 2.8667 | Residential & Commercial | USHP | Ducted CEE Tier 1
215669330 | Central HP <5.4 tons | KENMORE | HRCU-A-CB (Split System: Heat Pump with Remote Outdoor Unit-Air-Source) | (C,H,T)5H0V36*K*AAA* |  |  | EA*5X60M24A*+WALLCON | *80CTL1102120B* | 34400 | 18.5 | 9 | 34200 | 24600 | 71.93% | 1.92 | 0 | 10.5 |  |  |  |  | R-454B | 2.8667 | Residential & Commercial | USHP | Ducted CEE Tier 1
215669280 | Central HP <5.4 tons | KENMORE | HRCU-A-CB (Split System: Heat Pump with Remote Outdoor Unit-Air-Source) | (C,H,T)5H0V36*K*AAA* |  |  | EA*5X48M21A*+WALLCON | *96CTN0801714B* | 33600 | 18 | 9 | 35200 | 25200 | 71.59% | 1.88 | 0 | 9.5 |  |  |  |  | R-454B | 2.8 | Residential & Commercial | USHP
215669082 | Central HP <5.4 tons | KENMORE | HRCU-A-CB (Split System: Heat Pump with Remote Outdoor Unit-Air-Source) | (C,H,T)5H0V36*K*AAA* |  |  | EA*5X43M21A*+WALLCON | *96CTN0801714B* | 34400 | 18 | 8.1 | 35400 | 25200 | 71.19% | 1.9 | 0 | 10 |  |  |  |  | R-454B | 2.8667 | Residential & Commercial | USHP | Ducted CEE Tier 1
215669150 | Central HP <5.4 tons | KENMORE | HRCU-A-CB (Split System: Heat Pump with Remote Outdoor Unit-Air-Source) | (C,H,T)5H0V36*K*AAA* |  |  | EA*5X48M21A*+WALLCON | *80CTL0702120B* | 33800 | 18 | 9 | 35000 | 25000 | 71.43% | 1.88 | 0 | 10 |  |  |  |  | R-454B | 2.8167 | Residential & Commercial | USHP | Ducted CEE Tier 1
215682229 | Central HP <5.4 tons | DAY & NIGHT | HRCU-A-CB (Split System: Heat Pump with Remote Outdoor Unit-Air-Source) | C5H0V48*K*AAA* |  |  | EVD5X48M24A*+WALLCON | *97CTN1202422A* | 47000 | 18.5 | 9 | 50000 | 36400 | 72.8% | 2 | 0 | 10 |  |  |  |  | R-454B | 3.9167 | Residential & Commercial | USHP | Ducted CEE Tier 1
215682379 | Central HP <5.4 tons | DAY & NIGHT | HRCU-A-CB (Split System: Heat Pump with Remote Outdoor Unit-Air-Source) | C5H0V48*K*AAA* |  |  | EVD5X60M24A*+WALLCON | *96CTN0802120B* | 48000 | 19 | 9 | 50000 | 36600 | 73.2% | 2 | 0 | 10 |  |  |  |  | R-454B | 4 | Residential & Commercial | USHP | Ducted CEE Tier 1
215682449 | Central HP <5.4 tons | DAY & NIGHT | HRCU-A-CB (Split System: Heat Pump with Remote Outdoor Unit-Air-Source) | C5H0V48*K*AAA* |  |  | EVD5X61M21A*+WALLCON | *80CSU0401712B* | 48500 | 19 | 9 | 50000 | 36800 | 73.6% | 2.12 | 0 | 10 |  |  |  |  | R-454B | 4.0417 | Residential & Commercial | USHP | Ducted CEE Tier 1
214239560 | Central HP <5.4 tons | KEEPRITE | HRCU-A-CB (Split System: Heat Pump with Remote Outdoor Unit-Air-Source) | CVH837GKA** |  |  | EN(A,D)4X36L21**+WALLCON | *80CTL1102120B* | 31400 | 16.5 | 8.1 | 33000 | 24000 | 72.73% | 1.82 | 0 | 11 |  |  |  |  | R-410A | 2.6167 | Residential & Commercial | USHP | Ducted CEE Tier 1
214572655 | Central HP <5.4 tons | KEEPRITE | HRCU-A-CB (Split System: Heat Pump with Remote Outdoor Unit-Air-Source) | CVH837GKA** |  |  | EA*4X42L24A*+WALLCON | *80CTL0702120B* | 31800 | 18 | 8.5 | 33000 | 24400 | 73.94% | 1.9 | 0 | 11 |  |  |  |  | R-410A | 2.65 | Residential & Commercial | USHP | Ducted CEE Tier 1
214573005 | Central HP <5.4 tons | KEEPRITE | HRCU-A-CB (Split System: Heat Pump with Remote Outdoor Unit-Air-Source) | CVH837GKA** |  |  | EA*4X61L21A*+WALLCON | *96CTN0802120B* | 33200 | 18.5 | 8.5 | 31800 | 24800 | 77.99% | 2 | 0 | 11.5 |  |  |  |  | R-410A | 2.7667 | Residential & Commercial | USHP | Ducted CEE Tier 1
214573275 | Central HP <5.4 tons | KEEPRITE | HRCU-A-CB (Split System: Heat Pump with Remote Outdoor Unit-Air-Source) | CVH837GKA** |  |  | EHD4X60AAL+WALLCON | *95CSU1002122B* | 33000 | 18 | 8.5 | 32000 | 24800 | 77.5% | 2.02 | 0 | 11.5 |  |  |  |  | R-410A | 2.75 | Residential & Commercial | USHP | Ducted CEE Tier 1
214574055 | Central HP <5.4 tons | KEEPRITE | HRCU-A-CB (Split System: Heat Pump with Remote Outdoor Unit-Air-Source) | CVH837GKA2* |  |  | EA*4X60L24A*+WALLCON | *95CSU1002122B* | 32800 | 17.5 | 8.5 | 31600 | 24800 | 78.48% | 2 | 0 | 11.5 |  |  |  |  | R-410A | 2.7333 | Residential & Commercial | USHP | Ducted CEE Tier 1
216675756 | Central HP <5.4 tons | KEEPRITE | HRCU-A-CB (Split System: Heat Pump with Remote Outdoor Unit-Air-Source) | D5CURAH24AAK |  |  | EA*5X37M21A* | *80MS(N,L)0451714A* | 24400 | 15.2 | 8.5 | 23000 | 19000 | 82.61% | 1.96 | 0 | 10 |  |  |  |  | R-454B | 2.0333 | Residential & Commercial | USHP | Ducted CEE Tier 1
216732771 | Central HP <5.4 tons | KEEPRITE | HRCU-A-CB (Split System: Heat Pump with Remote Outdoor Unit-Air-Source) | D5CUHAH24AAK |  |  | EA*5X24M17A* | *80MSU0601716A* | 21800 | 16 | 8.5 | 21000 | 19100 | 90.95% | 1.98 | 0 | 10.5 |  |  |  |  | R-454B | 1.8167 | Residential & Commercial | USHP | Ducted CEE Tier 1
216675438 | Central HP <5.4 tons | KEEPRITE | HRCU-A-CB (Split System: Heat Pump with Remote Outdoor Unit-Air-Source) | D5CURAH24AAK |  |  | ESH5X30M12A* | *80CSU0401712A* | 24600 | 16 | 9 | 24600 | 19600 | 79.67% | 2.02 | 0 | 10 |  |  |  |  | R-454B | 2.05 | Residential & Commercial | USHP | Ducted CEE Tier 1
214573755 | Central HP <5.4 tons | KEEPRITE | HRCU-A-CB (Split System: Heat Pump with Remote Outdoor Unit-Air-Source) | CVH837GKA2* |  |  | EA*4X42L21A*+WALLCON | *95CSU1002122B* | 31800 | 17.5 | 8.5 | 32800 | 24400 | 74.39% | 1.9 | 0 | 11 |  |  |  |  | R-410A | 2.65 | Residential & Commercial | USHP | Ducted CEE Tier 1
213071980 | Central HP <5.4 tons | ACIQ | HRCU-A-CB (Split System: Heat Pump with Remote Outdoor Unit-Air-Source) | DLCURAH24ABK |  |  | FEM4X30**BL | 0 | 24000 | 17 | 8.5 | 26200 | 23400 | 89.31% | 1.94 | 0 | 10 |  |  |  |  | R-410A | 2 | Residential & Commercial | USHP | Ducted CEE Tier 1
214573605 | Central HP <5.4 tons | KEEPRITE | HRCU-A-CB (Split System: Heat Pump with Remote Outdoor Unit-Air-Source) | CVH837GKA** |  |  | EN(A,D,W)4X60L24**+WALLCON | *96CTN0802120B* | 32800 | 19 | 8.5 | 32200 | 24600 | 76.4% | 1.98 | 0 | 12 |  |  |  |  | R-410A | 2.7333 | Residential & Commercial | USHP | Ducted CEE Tier 1
214574185 | Central HP <5.4 tons | KEEPRITE | HRCU-A-CB (Split System: Heat Pump with Remote Outdoor Unit-Air-Source) | CVH837GKA2* |  |  | EA*4X61L24A*+WALLCON | *97CMN0602120B* | 33000 | 18 | 8.5 | 32000 | 25000 | 78.12% | 1.98 | 0 | 11.5 |  |  |  |  | R-410A | 2.75 | Residential & Commercial | USHP | Ducted CEE Tier 1
214574135 | Central HP <5.4 tons | KEEPRITE | HRCU-A-CB (Split System: Heat Pump with Remote Outdoor Unit-Air-Source) | CVH837GKA2* |  |  | EA*4X61L21A*+WALLCON | *97CMN0802120B* | 33200 | 17.5 | 8.5 | 32000 | 24800 | 77.5% | 2 | 0 | 11.5 |  |  |  |  | R-410A | 2.7667 | Residential & Commercial | USHP | Ducted CEE Tier 1
213081008 | Central HP <5.4 tons | ACIQ | HRCU-A-CB (Split System: Heat Pump with Remote Outdoor Unit-Air-Source) | HVH825GKA2* |  |  | EN(A,D,W)4X48L21**+WALLCON | *80CTL0901716A* | 24200 | 17.5 | 8.1 | 21200 | 16500 | 77.83% | 2.02 | 0 | 11.7 |  |  |  |  | R-410A | 2.0167 | Residential & Commercial | USHP | Ducted CEE Tier 1
215674100 | Central HP <5.4 tons | DAY & NIGHT | HRCU-A-CB (Split System: Heat Pump with Remote Outdoor Unit-Air-Source) | C5H0V48*K*AAA* |  |  | EA*5X48M21A*+WALLCON | *97CMN0602120B* | 44000 | 17 | 9 | 49000 | 34600 | 70.61% | 2.04 | 0 | 9.5 |  |  |  |  | R-454B | 3.6667 | Residential & Commercial | USHP
215674250 | Central HP <5.4 tons | DAY & NIGHT | HRCU-A-CB (Split System: Heat Pump with Remote Outdoor Unit-Air-Source) | C5H0V48*K*AAA* |  |  | EA*5X60M24A*+WALLCON | *97CMN0802120B* | 45000 | 18 | 9 | 47500 | 33600 | 70.74% | 2.06 | 0 | 10 |  |  |  |  | R-454B | 3.75 | Residential & Commercial | USHP | Ducted CEE Tier 1
205751224 | Central HP <5.4 tons | KENMORE | HRCU-A-CB (Split System: Heat Pump with Remote Outdoor Unit-Air-Source) | (C,H,T)VH837GKA** |  |  | EA*4X43L21A*+WALLCON | *80CTL0901716A* | 33000 | 18 | 8.5 | 32800 | 25000 | 76.22% | 2 | 12 | 11.7 |  |  |  |  | R-410A | 2.75 | Residential & Commercial | USHP | Ducted CEE Tier 1
216769715 | Central HP <5.4 tons | DUCANE | HRCU-A-CB (Split System: Heat Pump with Remote Outdoor Unit-Air-Source) | 7SCP18V36P-**A |  |  | 7E[C,U]30BX-**+TDR | 97G2UH045BV12* | 33800 | 17 | 8.5 | 35600 | 28600 | 80.34% | 1.8 | 0 | 11 |  |  |  |  | R-454B | 2.8167 | Residential & Commercial | USHP | Ducted CEE Tier 1
214382099 | Central HP <5.4 tons | COLEMAN | HRCU-A-CB (Split System: Heat Pump with Remote Outdoor Unit-Air-Source) | HC20B3621 |  |  | JHVVC36DE2C2N1+CC | 0 | 33200 | 19.5 | 8.5 | 33800 | 28800 | 85.21% | 1.98 | 0 | 12 |  |  |  |  | R-410A | 2.7667 | Residential & Commercial | USHP | Ducted CEE Tier 1
215222788 | Central HP <5.4 tons | RUSSELL | HRCU-A-CB (Split System: Heat Pump with Remote Outdoor Unit-Air-Source) | RD17AZ60AJ3N |  |  | TCFZ6021STAAM | S921T0705A21M4 | 54500 | 18 | 8.1 | 46500 | 33800 | 72.69% | 2 | 0 | 10 |  |  |  |  | R-410A | 4.5417 | Residential & Commercial | USHP | Ducted CEE Tier 1
216739091 | Central HP <5.4 tons | KEEPRITE | HRCU-A-CB (Split System: Heat Pump with Remote Outdoor Unit-Air-Source) | D5CUHAH24AAK |  |  | FM(C,U)5Z24**AL* | 0 | 22800 | 16.5 | 9 | 21600 | 19600 | 90.74% | 2.08 | 0 | 11 |  |  |  |  | R-454B | 1.9 | Residential & Commercial | USHP | Ducted CEE Tier 1
216644673 | Central HP <5.4 tons | KEEPRITE | HRCU-A-CB (Split System: Heat Pump with Remote Outdoor Unit-Air-Source) | D5CUHAH18AAK |  |  | FM(C,U)5Z30**AL* | 0 | 18500 | 15.5 | 12 | 20600 | 18600 | 90.29% | 2.08 | 0 | 11.5 |  |  |  |  | R-454B | 1.5417 | Residential & Commercial | USHP | Ducted CEE Tier 1
216643453 | Central HP <5.4 tons | KEEPRITE | HRCU-A-CB (Split System: Heat Pump with Remote Outdoor Unit-Air-Source) | D5CUHAH18AAK |  |  | EA*5X19M17A* | *80VSL0701412B* | 18400 | 15.2 | 9.5 | 19800 | 17700 | 89.39% | 2 | 0 | 11.5 |  |  |  |  | R-454B | 1.5333 | Residential & Commercial | USHP | Ducted CEE Tier 1
214809194 | Central HP <5.4 tons | COLEMAN | HRCU-A-CB (Split System: Heat Pump with Remote Outdoor Unit-Air-Source) | HH860E2S11 |  |  | CTU60C5XGS1+TXV | CPLC100C16MP13 | 43500 | 18 | 9 | 44000 | 33400 | 75.91% | 2 | 0 | 11.7 |  |  |  |  | R-454B | 3.625 | Residential & Commercial | USHP | Ducted CEE Tier 1
215938372 | Central HP <5.4 tons | KENMORE | HRCU-A-CB (Split System: Heat Pump with Remote Outdoor Unit-Air-Source) | (C,H,T)5H3V48*K*AAA* |  |  | EVD5X60M24A*+WALLCON | *97CMN1002122B* | 45500 | 20.5 | 8.1 | 52500 | 38000 | 72.38% | 1.9 | 0 | 11.5 |  |  |  |  | R-454B | 3.7917 | Residential & Commercial | USHP | Ducted CEE Tier 1
215669200 | Central HP <5.4 tons | KENMORE | HRCU-A-CB (Split System: Heat Pump with Remote Outdoor Unit-Air-Source) | (C,H,T)5H0V36*K*AAA* |  |  | EA*5X48M21A*+WALLCON | *95CSU0802120B* | 33800 | 17.5 | 9 | 35000 | 25000 | 71.43% | 1.88 | 0 | 9.5 |  |  |  |  | R-454B | 2.8167 | Residential & Commercial | USHP
213773763 | Central HP <5.4 tons | KENMORE | HRCU-A-CB (Split System: Heat Pump with Remote Outdoor Unit-Air-Source) | (C,H,T)VH825GKA3* |  |  | EA*4X48L21A*+WALLCON | *97CMN0801714B* | 24000 | 16.5 | 8.1 | 21000 | 16600 | 79.05% | 2 | 0 | 10.5 |  |  |  |  | R-410A | 2 | Residential & Commercial | USHP | Ducted CEE Tier 1
213773363 | Central HP <5.4 tons | KENMORE | HRCU-A-CB (Split System: Heat Pump with Remote Outdoor Unit-Air-Source) | (C,H,T)VH825GKA3* |  |  | EA*4X37L21A*+WALLCON | *96CTN0801714B* | 24400 | 16.5 | 8.1 | 21200 | 16600 | 78.3% | 2.02 | 0 | 11 |  |  |  |  | R-410A | 2.0333 | Residential & Commercial | USHP | Ducted CEE Tier 1
216633259 | Central HP <5.4 tons | ACIQ | HRCU-A-CB (Split System: Heat Pump with Remote Outdoor Unit-Air-Source) | H5H0V36*K*AAA* |  |  | EA*5X60M24A*+WALLCON | *97CMN0802120B* | 34400 | 18 | 9 | 34200 | 24800 | 72.51% | 1.9 | 0 | 10 |  |  |  |  | R-454B | 2.8667 | Residential & Commercial | USHP | Ducted CEE Tier 1
216633276 | Central HP <5.4 tons | ACIQ | HRCU-A-CB (Split System: Heat Pump with Remote Outdoor Unit-Air-Source) | H5H0V36*K*AAA* |  |  | EA*5X61M21A*+WALLCON | *97CMN0602120B* | 34600 | 18 | 9 | 34600 | 25000 | 72.25% | 1.9 | 0 | 10 |  |  |  |  | R-454B | 2.8833 | Residential & Commercial | USHP | Ducted CEE Tier 1
216633277 | Central HP <5.4 tons | ACIQ | HRCU-A-CB (Split System: Heat Pump with Remote Outdoor Unit-Air-Source) | H5H0V36*K*AAA* |  |  | EA*5X61M21A*+WALLCON | *97CMN0801714B* | 34600 | 18 | 9 | 34600 | 25000 | 72.25% | 1.9 | 0 | 10 |  |  |  |  | R-454B | 2.8833 | Residential & Commercial | USHP | Ducted CEE Tier 1
216633295 | Central HP <5.4 tons | ACIQ | HRCU-A-CB (Split System: Heat Pump with Remote Outdoor Unit-Air-Source) | H5H0V36*K*AAA* |  |  | EA*5X61M24A*+WALLCON | *96CTN1202422B* | 35000 | 18.5 | 9 | 34400 | 24800 | 72.09% | 1.92 | 0 | 10.5 |  |  |  |  | R-454B | 2.9167 | Residential & Commercial | USHP | Ducted CEE Tier 1
216633311 | Central HP <5.4 tons | ACIQ | HRCU-A-CB (Split System: Heat Pump with Remote Outdoor Unit-Air-Source) | H5H0V36*K*AAA* |  |  | ESH5X36M12A*+WALLCON | *97CMN0602120B* | 33600 | 16 | 8.5 | 35800 | 25600 | 71.51% | 1.76 | 0 | 9 |  |  |  |  | R-454B | 2.8 | Residential & Commercial | USHP
216633362 | Central HP <5.4 tons | ACIQ | HRCU-A-CB (Split System: Heat Pump with Remote Outdoor Unit-Air-Source) | H5H0V36*K*AAA* |  |  | ESH5X48M12A*+WALLCON | *97CMN1002122B* | 34200 | 17 | 8.5 | 35400 | 25200 | 71.19% | 1.9 | 0 | 9.5 |  |  |  |  | R-454B | 2.85 | Residential & Commercial | USHP
216633377 | Central HP <5.4 tons | ACIQ | HRCU-A-CB (Split System: Heat Pump with Remote Outdoor Unit-Air-Source) | H5H0V36*K*AAA* |  |  | ESH5X60M12A*+WALLCON | *80CTL1102120B* | 34600 | 17 | 8.5 | 34600 | 24800 | 71.68% | 1.92 | 0 | 10 |  |  |  |  | R-454B | 2.8833 | Residential & Commercial | USHP | Ducted CEE Tier 1
206997927 | Central HP <5.4 tons | KENMORE | HRCU-A-CB (Split System: Heat Pump with Remote Outdoor Unit-Air-Source) | (C,H,T)VH837GKA2* |  |  | EHD4X48AAL+WALLCON | *95CSU0802120A* | 32600 | 17 | 8.1 | 33000 | 24800 | 75.15% | 1.98 | 11.5 | 11 |  |  |  |  | R-410A | 2.7167 | Residential & Commercial | USHP | Ducted CEE Tier 1
211261198 | Central HP <5.4 tons | KEEPRITE | HRCU-A-CB (Split System: Heat Pump with Remote Outdoor Unit-Air-Source) | DLCURAH18ABK |  |  | EA*4X25L17A* | OMV098J12* | 18800 | 16 | 8.5 | 18700 | 17300 | 92.51% | 2.12 | 0 | 11 |  |  |  |  | R-410A | 1.5667 | Residential & Commercial | USHP | Ducted CEE Tier 1
211260645 | Central HP <5.4 tons | KEEPRITE | HRCU-A-CB (Split System: Heat Pump with Remote Outdoor Unit-Air-Source) | DLCURAH18ABK |  |  | EA*4X24L17A* | *80ESU0601716A | 18500 | 16 | 9 | 19400 | 18600 | 95.88% | 2.26 | 0 | 10.5 |  |  |  |  | R-410A | 1.5417 | Residential & Commercial | USHP | Ducted CEE Tier 1
211260678 | Central HP <5.4 tons | KEEPRITE | HRCU-A-CB (Split System: Heat Pump with Remote Outdoor Unit-Air-Source) | DLCURAH18ABK |  |  | EA*4X24L17A* | OMV112K14A | 18100 | 15.5 | 8.5 | 19100 | 18900 | 98.95% | 2.26 | 0 | 10.5 |  |  |  |  | R-410A | 1.5083 | Residential & Commercial | USHP | Ducted CEE Tier 1
211260395 | Central HP <5.4 tons | KEEPRITE | HRCU-A-CB (Split System: Heat Pump with Remote Outdoor Unit-Air-Source) | DLCURAH18ABK |  |  | EA*4X24L17A* | *80VTL0451412A* | 17600 | 16.5 | 8.5 | 18500 | 19100 | 103.2% | 2.3 | 0 | 10.5 |  |  |  |  | R-410A | 1.4667 | Residential & Commercial | USHP | Ducted CEE Tier 1
216634271 | Central HP <5.4 tons | ACIQ | HRCU-A-CB (Split System: Heat Pump with Remote Outdoor Unit-Air-Source) | H5H0V36*K*AAA* |  |  | EA*5X42M21A*+WALLCON | *80CSU0401712B* | 33200 | 17.5 | 8.5 | 35800 | 25600 | 71.51% | 1.86 | 0 | 9.5 |  |  |  |  | R-454B | 2.7667 | Residential & Commercial | USHP
216634272 | Central HP <5.4 tons | ACIQ | HRCU-A-CB (Split System: Heat Pump with Remote Outdoor Unit-Air-Source) | H5H0V36*K*AAA* |  |  | EA*5X42M21A*+WALLCON | *80CSU0601716B* | 33200 | 17.5 | 8.5 | 35800 | 25600 | 71.51% | 1.84 | 0 | 9.5 |  |  |  |  | R-454B | 2.7667 | Residential & Commercial | USHP
216733623 | Central HP <5.4 tons | KEEPRITE | HRCU-A-CB (Split System: Heat Pump with Remote Outdoor Unit-Air-Source) | D5CUHAH24AAK |  |  | EA*5X25M17A* | *97VTN0801716A* | 23200 | 16.5 | 8.5 | 20800 | 18500 | 88.94% | 1.96 | 0 | 11 |  |  |  |  | R-454B | 1.9333 | Residential & Commercial | USHP | Ducted CEE Tier 1
216733423 | Central HP <5.4 tons | KEEPRITE | HRCU-A-CB (Split System: Heat Pump with Remote Outdoor Unit-Air-Source) | D5CUHAH24AAK |  |  | EA*5X25M17A* | *96MSN0261410A* | 23000 | 15.5 | 8.5 | 20800 | 18500 | 88.94% | 1.98 | 0 | 11 |  |  |  |  | R-454B | 1.9167 | Residential & Commercial | USHP | Ducted CEE Tier 1
214807685 | Central HP <5.4 tons | COLEMAN | HRCU-A-CB (Split System: Heat Pump with Remote Outdoor Unit-Air-Source) | HH824E2S11 |  |  | CTM36B5ADS1 | TMLE080B12MP11 | 23000 | 18 | 9.5 | 23000 | 18600 | 80.87% | 2 | 0 | 12 |  |  |  |  | R-454B | 1.9167 | Residential & Commercial | USHP | Ducted CEE Tier 1
210450242 | Central HP <5.4 tons | BRYANT HEATING AND COOLING SYSTEMS | HRCU-A-CB (Split System: Heat Pump with Remote Outdoor Unit-Air-Source) | 38MURAQ36AB3* |  |  | CAP**3621AL* | 926TB48080V17*** | 35000 | 15.5 | 8.5 | 39000 | 35400 | 90.77% | 1.8 | 0 | 9.5 |  |  |  |  | R-410A | 2.9167 | Residential & Commercial | USHP
214574075 | Central HP <5.4 tons | KEEPRITE | HRCU-A-CB (Split System: Heat Pump with Remote Outdoor Unit-Air-Source) | CVH837GKA2* |  |  | EA*4X60L24A*+WALLCON | *97CMN0802120B* | 32800 | 17.5 | 8.5 | 31600 | 24800 | 78.48% | 2 | 0 | 11.5 |  |  |  |  | R-410A | 2.7333 | Residential & Commercial | USHP | Ducted CEE Tier 1
214573725 | Central HP <5.4 tons | KEEPRITE | HRCU-A-CB (Split System: Heat Pump with Remote Outdoor Unit-Air-Source) | CVH837GKA2* |  |  | EA*4X37L21A*+WALLCON | *96CTN0802120B* | 33000 | 17.5 | 8.5 | 32600 | 25000 | 76.69% | 2 | 0 | 11.5 |  |  |  |  | R-410A | 2.75 | Residential & Commercial | USHP | Ducted CEE Tier 1
214574195 | Central HP <5.4 tons | KEEPRITE | HRCU-A-CB (Split System: Heat Pump with Remote Outdoor Unit-Air-Source) | CVH837GKA2* |  |  | EA*4X61L24A*+WALLCON | *97CMN0802120B* | 33200 | 17.5 | 8.5 | 31800 | 24800 | 77.99% | 2 | 0 | 11.5 |  |  |  |  | R-410A | 2.7667 | Residential & Commercial | USHP | Ducted CEE Tier 1
214574395 | Central HP <5.4 tons | KEEPRITE | HRCU-A-CB (Split System: Heat Pump with Remote Outdoor Unit-Air-Source) | CVH837GKA2* |  |  | EHD4X60AAL+WALLCON | *80CTL0702120B* | 33000 | 17 | 8.5 | 32200 | 25000 | 77.64% | 2 | 0 | 11 |  |  |  |  | R-410A | 2.75 | Residential & Commercial | USHP | Ducted CEE Tier 1
216633840 | Central HP <5.4 tons | ACIQ | HRCU-A-CB (Split System: Heat Pump with Remote Outdoor Unit-Air-Source) | H5H0V48*K*AAA* |  |  | ESH5X48M12A*+WALLCON | *97CMN0602120B* | 44500 | 16 | 8.5 | 49500 | 34800 | 70.3% | 1.92 | 0 | 9 |  |  |  |  | R-454B | 3.7083 | Residential & Commercial | USHP
216633851 | Central HP <5.4 tons | ACIQ | HRCU-A-CB (Split System: Heat Pump with Remote Outdoor Unit-Air-Source) | H5H0V48*K*AAA* |  |  | ESH5X60M12A*+WALLCON | *80CTL0451712B* | 45000 | 15.5 | 8.5 | 48500 | 34600 | 71.34% | 1.94 | 0 | 9 |  |  |  |  | R-454B | 3.75 | Residential & Commercial | USHP
216633860 | Central HP <5.4 tons | ACIQ | HRCU-A-CB (Split System: Heat Pump with Remote Outdoor Unit-Air-Source) | H5H0V48*K*AAA* |  |  | ESH5X60M12A*+WALLCON | *95CSU0802120B* | 45500 | 16.5 | 8.5 | 48000 | 33800 | 70.42% | 2.06 | 0 | 9.5 |  |  |  |  | R-454B | 3.7917 | Residential & Commercial | USHP
216633883 | Central HP <5.4 tons | ACIQ | HRCU-A-CB (Split System: Heat Pump with Remote Outdoor Unit-Air-Source) | H5H0V48*K*AAA* |  |  | EVM5X48M21A*+WALLCON | *96CTN0802120B* | 47000 | 18.5 | 9 | 50000 | 36400 | 72.8% | 2 | 0 | 10 |  |  |  |  | R-454B | 3.9167 | Residential & Commercial | USHP | Ducted CEE Tier 1
216633899 | Central HP <5.4 tons | ACIQ | HRCU-A-CB (Split System: Heat Pump with Remote Outdoor Unit-Air-Source) | H5H0V48*K*AAA* |  |  | EVM5X49M21A*+WALLCON | *97CMN1002122B* | 48000 | 19 | 9 | 50000 | 36800 | 73.6% | 2 | 0 | 10.5 |  |  |  |  | R-454B | 4 | Residential & Commercial | USHP | Ducted CEE Tier 1
216633910 | Central HP <5.4 tons | ACIQ | HRCU-A-CB (Split System: Heat Pump with Remote Outdoor Unit-Air-Source) | H5H0V48*K*AAA* |  |  | EVM5X60M21A*+WALLCON | *80CTL1102120B* | 48000 | 19 | 9 | 50000 | 36600 | 73.2% | 2 | 0 | 10.5 |  |  |  |  | R-454B | 4 | Residential & Commercial | USHP | Ducted CEE Tier 1
215682169 | Central HP <5.4 tons | DAY & NIGHT | HRCU-A-CB (Split System: Heat Pump with Remote Outdoor Unit-Air-Source) | C5H0V48*K*AAA* |  |  | EVD5X48M21A*+WALLCON | *97CTN1002122A* | 47000 | 18.5 | 9 | 50000 | 36400 | 72.8% | 2 | 0 | 10 |  |  |  |  | R-454B | 3.9167 | Residential & Commercial | USHP | Ducted CEE Tier 1
215682219 | Central HP <5.4 tons | DAY & NIGHT | HRCU-A-CB (Split System: Heat Pump with Remote Outdoor Unit-Air-Source) | C5H0V48*K*AAA* |  |  | EVD5X48M24A*+WALLCON | *97CTN1002122A* | 47000 | 19 | 9 | 50000 | 36400 | 72.8% | 1.98 | 0 | 10 |  |  |  |  | R-454B | 3.9167 | Residential & Commercial | USHP | Ducted CEE Tier 1
215682249 | Central HP <5.4 tons | DAY & NIGHT | HRCU-A-CB (Split System: Heat Pump with Remote Outdoor Unit-Air-Source) | C5H0V48*K*AAA* |  |  | EVD5X49M24A*+WALLCON | *80CSU0802120B* | 48000 | 19 | 9 | 50000 | 36200 | 72.4% | 2.12 | 0 | 10 |  |  |  |  | R-454B | 4 | Residential & Commercial | USHP | Ducted CEE Tier 1
215682299 | Central HP <5.4 tons | DAY & NIGHT | HRCU-A-CB (Split System: Heat Pump with Remote Outdoor Unit-Air-Source) | C5H0V48*K*AAA* |  |  | EVD5X60M21A*+WALLCON | *96CTN0802120B* | 48000 | 19 | 9 | 50000 | 36800 | 73.6% | 2 | 0 | 10 |  |  |  |  | R-454B | 4 | Residential & Commercial | USHP | Ducted CEE Tier 1
214242145 | Central HP <5.4 tons | CARRIER | HRCU-A-CB (Split System: Heat Pump with Remote Outdoor Unit-Air-Source) | 25VNA825A*032* |  |  | CNPV*4221AL*+UI | 59MN7C060C17**14 | 23600 | 16 | 8.1 | 21600 | 16700 | 77.31% | 1.94 | 0 | 10.5 |  |  |  |  | R-410A | 1.9667 | Residential & Commercial | USHP | Ducted CEE Tier 1
216733039 | Central HP <5.4 tons | KEEPRITE | HRCU-A-CB (Split System: Heat Pump with Remote Outdoor Unit-Air-Source) | D5CUHAH24AAK |  |  | EA*5X24M17A* | *96CTN0801714B* | 22000 | 16 | 8.5 | 21000 | 19100 | 90.95% | 1.96 | 0 | 10.5 |  |  |  |  | R-454B | 1.8333 | Residential & Commercial | USHP | Ducted CEE Tier 1
216733691 | Central HP <5.4 tons | KEEPRITE | HRCU-A-CB (Split System: Heat Pump with Remote Outdoor Unit-Air-Source) | D5CUHAH24AAK |  |  | EA*5X30M14A* | *80VSL0701412B* | 22400 | 16.5 | 8.5 | 20800 | 18800 | 90.38% | 1.96 | 0 | 11 |  |  |  |  | R-454B | 1.8667 | Residential & Commercial | USHP | Ducted CEE Tier 1
210106897 | Central HP <5.4 tons | RUSSELL | HRCU-A-CB (Split System: Heat Pump with Remote Outdoor Unit-Air-Source) | SP18AZ24AJVC |  |  | SHMVZ2421HEACA | 0 | 22800 | 18 | 8.5 | 22800 | 24800 | 108.8% | 2 | 0 | 12.5 |  |  |  |  | R-410A | 1.9 | Residential & Commercial | USHP | Ducted CEE Tier 1
215681409 | Central HP <5.4 tons | DAY & NIGHT | HRCU-A-CB (Split System: Heat Pump with Remote Outdoor Unit-Air-Source) | C5H0V48*K*AAA* |  |  | EA*5X60M24A*+WALLCON | *97CTN0802120A* | 45000 | 18 | 9 | 47500 | 33600 | 70.74% | 2.06 | 0 | 10 |  |  |  |  | R-454B | 3.75 | Residential & Commercial | USHP | Ducted CEE Tier 1
215681429 | Central HP <5.4 tons | DAY & NIGHT | HRCU-A-CB (Split System: Heat Pump with Remote Outdoor Unit-Air-Source) | C5H0V48*K*AAA* |  |  | EA*5X60M24A*+WALLCON | *97CTN1202422A* | 45000 | 18 | 9 | 47500 | 33600 | 70.74% | 2.06 | 0 | 10 |  |  |  |  | R-454B | 3.75 | Residential & Commercial | USHP | Ducted CEE Tier 1
215681459 | Central HP <5.4 tons | DAY & NIGHT | HRCU-A-CB (Split System: Heat Pump with Remote Outdoor Unit-Air-Source) | C5H0V48*K*AAA* |  |  | EA*5X61M21A*+WALLCON | *80CSU0601716B* | 46000 | 17.5 | 9 | 48000 | 33800 | 70.42% | 2.08 | 0 | 9.5 |  |  |  |  | R-454B | 3.8333 | Residential & Commercial | USHP
215681479 | Central HP <5.4 tons | DAY & NIGHT | HRCU-A-CB (Split System: Heat Pump with Remote Outdoor Unit-Air-Source) | C5H0V48*K*AAA* |  |  | EA*5X61M21A*+WALLCON | *80CSU1002120B* | 46000 | 17.5 | 9 | 47500 | 33600 | 70.74% | 2.06 | 0 | 9.5 |  |  |  |  | R-454B | 3.8333 | Residential & Commercial | USHP
216732631 | Central HP <5.4 tons | KEEPRITE | HRCU-A-CB (Split System: Heat Pump with Remote Outdoor Unit-Air-Source) | D5CUHAH24AAK |  |  | EA*5X24M14A* | *96VTN0401410B* | 21800 | 15.2 | 8.1 | 21000 | 19200 | 91.43% | 1.9 | 0 | 10 |  |  |  |  | R-454B | 1.8167 | Residential & Commercial | USHP | Ducted CEE Tier 1
216734224 | Central HP <5.4 tons | KEEPRITE | HRCU-A-CB (Split System: Heat Pump with Remote Outdoor Unit-Air-Source) | D5CUHAH24AAK |  |  | EA*5X30M17A* | *96CTN0601714B* | 22200 | 16.5 | 8.1 | 20800 | 18800 | 90.38% | 1.85 | 0 | 10.5 |  |  |  |  | R-454B | 1.85 | Residential & Commercial | USHP | Ducted CEE Tier 1
216734233 | Central HP <5.4 tons | KEEPRITE | HRCU-A-CB (Split System: Heat Pump with Remote Outdoor Unit-Air-Source) | D5CUHAH24AAK |  |  | EA*5X30M17A* | *96CTN0801714B* | 22200 | 16 | 8.1 | 20800 | 18800 | 90.38% | 1.85 | 0 | 10.5 |  |  |  |  | R-454B | 1.85 | Residential & Commercial | USHP | Ducted CEE Tier 1
216734274 | Central HP <5.4 tons | KEEPRITE | HRCU-A-CB (Split System: Heat Pump with Remote Outdoor Unit-Air-Source) | D5CUHAH24AAK |  |  | EA*5X30M17A* | *96VTN0601716B* | 22200 | 16 | 8.1 | 20800 | 18800 | 90.38% | 1.85 | 0 | 10.5 |  |  |  |  | R-454B | 1.85 | Residential & Commercial | USHP | Ducted CEE Tier 1
216733892 | Central HP <5.4 tons | KEEPRITE | HRCU-A-CB (Split System: Heat Pump with Remote Outdoor Unit-Air-Source) | D5CUHAH24AAK |  |  | EA*5X30M17A* | *80VSL0451412B* | 22200 | 16.5 | 8.1 | 20800 | 18700 | 89.9% | 1.85 | 0 | 10.5 |  |  |  |  | R-454B | 1.85 | Residential & Commercial | USHP | Ducted CEE Tier 1
216733901 | Central HP <5.4 tons | KEEPRITE | HRCU-A-CB (Split System: Heat Pump with Remote Outdoor Unit-Air-Source) | D5CUHAH24AAK |  |  | EA*5X30M17A* | *80VSL0701412B* | 22400 | 16.5 | 8.5 | 21000 | 18800 | 89.52% | 1.96 | 0 | 11 |  |  |  |  | R-454B | 1.8667 | Residential & Commercial | USHP | Ducted CEE Tier 1
213804891 | Central HP <5.4 tons | ICONIC AIR SOLUTION | HRCU-A-CB (Split System: Heat Pump with Remote Outdoor Unit-Air-Source) | ICLZ18AK |  |  | IFLV18IK | 0 | 18000 | 17 | 9.5 | 19000 | 18000 | 94.74% | 2 | 0 | 12.4 |  |  |  |  | R-410A | 1.5 | Residential & Commercial | USHP | Ducted CEE Tier 1
210470342 | Central HP <5.4 tons | BRYANT HEATING AND COOLING SYSTEMS | HRCU-A-CB (Split System: Heat Pump with Remote Outdoor Unit-Air-Source) | 288BNV037*0**B* |  |  | CAP**6024AL*+UI | 986TC66100C21*** | 32800 | 17.5 | 8.5 | 31800 | 24800 | 77.99% | 2 | 0 | 11.7 |  |  |  |  | R-410A | 2.7333 | Residential & Commercial | USHP | Ducted CEE Tier 1
216410906 | Central HP <5.4 tons | COLEMAN | HRCU-A-CB (Split System: Heat Pump with Remote Outdoor Unit-Air-Source) | HMH72B361 |  |  | XAHC36DBCN1 | Z9ET060B12SMPS1 | 34000 | 16.5 | 8.5 | 33800 | 23800 | 70.41% | 2 | 0 | 8.5 |  |  |  |  | R-410A | 2.8333 | Residential & Commercial | USHP
216634287 | Central HP <5.4 tons | ACIQ | HRCU-A-CB (Split System: Heat Pump with Remote Outdoor Unit-Air-Source) | H5H0V36*K*AAA* |  |  | EA*5X48M21A*+WALLCON | *97CTN0601716A* | 33400 | 17.5 | 9 | 35200 | 25400 | 72.16% | 1.88 | 0 | 9.5 |  |  |  |  | R-454B | 2.7833 | Residential & Commercial | USHP
216634288 | Central HP <5.4 tons | ACIQ | HRCU-A-CB (Split System: Heat Pump with Remote Outdoor Unit-Air-Source) | H5H0V36*K*AAA* |  |  | EA*5X48M21A*+WALLCON | *97CTN0801716A* | 33600 | 17.5 | 9 | 35200 | 25200 | 71.59% | 1.88 | 0 | 9.5 |  |  |  |  | R-454B | 2.8 | Residential & Commercial | USHP
216634304 | Central HP <5.4 tons | ACIQ | HRCU-A-CB (Split System: Heat Pump with Remote Outdoor Unit-Air-Source) | H5H0V36*K*AAA* |  |  | EA*5X61M24A*+WALLCON | *97CTN1002122A* | 35000 | 18.5 | 9 | 34400 | 24800 | 72.09% | 1.92 | 0 | 10.5 |  |  |  |  | R-454B | 2.9167 | Residential & Commercial | USHP | Ducted CEE Tier 1
216634306 | Central HP <5.4 tons | ACIQ | HRCU-A-CB (Split System: Heat Pump with Remote Outdoor Unit-Air-Source) | H5H0V36*K*AAA* |  |  | ESH5X36M12A*+WALLCON | *96CTN0802120B* | 33600 | 16 | 8.5 | 35800 | 25400 | 70.95% | 1.76 | 0 | 9.5 |  |  |  |  | R-454B | 2.8 | Residential & Commercial | USHP
216643257 | Central HP <5.4 tons | KEEPRITE | HRCU-A-CB (Split System: Heat Pump with Remote Outdoor Unit-Air-Source) | D5CUHAH18AAK |  |  | EA*5X19M17A* | *80MS(N,L)0701412A* | 18400 | 15.2 | 10.5 | 20000 | 17700 | 88.5% | 2 | 0 | 11.5 |  |  |  |  | R-454B | 1.5333 | Residential & Commercial | USHP | Ducted CEE Tier 1
216635235 | Central HP <5.4 tons | ACIQ | HRCU-A-CB (Split System: Heat Pump with Remote Outdoor Unit-Air-Source) | H5H3V60*K*AAA* |  |  | EA*5X60M24A*+WALLCON | *80CTL0702120B* | 55500 | 18 | 8.1 | 60500 | 46500 | 76.86% | 1.95 | 0 | 11 |  |  |  |  | R-454B | 4.625 | Residential & Commercial | USHP | Ducted CEE Tier 1
216635299 | Central HP <5.4 tons | ACIQ | HRCU-A-CB (Split System: Heat Pump with Remote Outdoor Unit-Air-Source) | H5H3V36*K*AAA* |  |  | EA*5X37M21A*+WALLCON | *96CTN0601714B* | 33800 | 19.5 | 9.5 | 34200 | 26000 | 76.02% | 2.06 | 0 | 11 |  |  |  |  | R-454B | 2.8167 | Residential & Commercial | USHP | Ducted CEE Tier 1
216635351 | Central HP <5.4 tons | ACIQ | HRCU-A-CB (Split System: Heat Pump with Remote Outdoor Unit-Air-Source) | H5H3V36*K*AAA* |  |  | EA*5X61M21A*+WALLCON | *80CTL0701716B* | 34200 | 20 | 9 | 34800 | 26400 | 75.86% | 1.94 | 0 | 11.7 |  |  |  |  | R-454B | 2.85 | Residential & Commercial | USHP | Ducted CEE Tier 1
216635365 | Central HP <5.4 tons | ACIQ | HRCU-A-CB (Split System: Heat Pump with Remote Outdoor Unit-Air-Source) | H5H3V36*K*AAA* |  |  | EA*5X61M21A*+WALLCON | *96CTN1002122B* | 34400 | 20.5 | 9.5 | 34200 | 26000 | 76.02% | 2.06 | 0 | 12 |  |  |  |  | R-454B | 2.8667 | Residential & Commercial | USHP | Ducted CEE Tier 1
216635383 | Central HP <5.4 tons | ACIQ | HRCU-A-CB (Split System: Heat Pump with Remote Outdoor Unit-Air-Source) | H5H3V36*K*AAA* |  |  | ESH5X30M12A*+WALLCON | *96CTN0601714B* | 32400 | 18 | 9 | 34800 | 26600 | 76.44% | 1.92 | 0 | 10 |  |  |  |  | R-454B | 2.7 | Residential & Commercial | USHP | Ducted CEE Tier 1
216635399 | Central HP <5.4 tons | ACIQ | HRCU-A-CB (Split System: Heat Pump with Remote Outdoor Unit-Air-Source) | H5H3V36*K*AAA* |  |  | ESH5X36M12A*+WALLCON | *97CMN0602120B* | 33000 | 18.5 | 9 | 35400 | 27200 | 76.84% | 1.92 | 0 | 11 |  |  |  |  | R-454B | 2.75 | Residential & Commercial | USHP | Ducted CEE Tier 1
216635450 | Central HP <5.4 tons | ACIQ | HRCU-A-CB (Split System: Heat Pump with Remote Outdoor Unit-Air-Source) | H5H3V36*K*AAA* |  |  | ESH5X48M12A*+WALLCON | *96CTN0401410B* | 32200 | 17.5 | 9 | 33800 | 26000 | 76.92% | 1.94 | 0 | 10.5 |  |  |  |  | R-454B | 2.6833 | Residential & Commercial | USHP | Ducted CEE Tier 1
216635452 | Central HP <5.4 tons | ACIQ | HRCU-A-CB (Split System: Heat Pump with Remote Outdoor Unit-Air-Source) | H5H3V36*K*AAA* |  |  | ESH5X48M12A*+WALLCON | *96CTN1202422B* | 33800 | 19.5 | 9 | 34600 | 26400 | 76.3% | 1.92 | 0 | 11.7 |  |  |  |  | R-454B | 2.8167 | Residential & Commercial | USHP | Ducted CEE Tier 1
216635467 | Central HP <5.4 tons | ACIQ | HRCU-A-CB (Split System: Heat Pump with Remote Outdoor Unit-Air-Source) | H5H3V36*K*AAA* |  |  | ESH5X60M12A*+WALLCON | *97CMN0601714B* | 33800 | 19 | 9 | 33800 | 25800 | 76.33% | 1.96 | 0 | 11 |  |  |  |  | R-454B | 2.8167 | Residential & Commercial | USHP | Ducted CEE Tier 1
216635468 | Central HP <5.4 tons | ACIQ | HRCU-A-CB (Split System: Heat Pump with Remote Outdoor Unit-Air-Source) | H5H3V36*K*AAA* |  |  | ESH5X60M12A*+WALLCON | *97CMN0602120B* | 34000 | 19 | 9 | 34800 | 26400 | 75.86% | 1.92 | 0 | 11.5 |  |  |  |  | R-454B | 2.8333 | Residential & Commercial | USHP | Ducted CEE Tier 1
216635469 | Central HP <5.4 tons | ACIQ | HRCU-A-CB (Split System: Heat Pump with Remote Outdoor Unit-Air-Source) | H5H3V36*K*AAA* |  |  | ESH5X60M12A*+WALLCON | *97CMN0801714B* | 34000 | 19 | 9 | 34800 | 26400 | 75.86% | 1.94 | 0 | 11 |  |  |  |  | R-454B | 2.8333 | Residential & Commercial | USHP | Ducted CEE Tier 1
216635584 | Central HP <5.4 tons | ACIQ | HRCU-A-CB (Split System: Heat Pump with Remote Outdoor Unit-Air-Source) | H5H3V36*K*AAA* |  |  | EVM5X49M21A*+WALLCON | *80CTL0901716B* | 35600 | 22 | 8.5 | 38000 | 28600 | 75.26% | 2.02 | 0 | 12 |  |  |  |  | R-454B | 2.9667 | Residential & Commercial | USHP | Ducted CEE Tier 1
216738285 | Central HP <5.4 tons | KEEPRITE | HRCU-A-CB (Split System: Heat Pump with Remote Outdoor Unit-Air-Source) | D5CUHAH24AAK |  |  | ESH5X36M12A* | *80CTL0901716B* | 22600 | 15.5 | 8.1 | 20800 | 18400 | 88.46% | 1.85 | 0 | 10.5 |  |  |  |  | R-454B | 1.8833 | Residential & Commercial | USHP | Ducted CEE Tier 1
216737767 | Central HP <5.4 tons | KEEPRITE | HRCU-A-CB (Split System: Heat Pump with Remote Outdoor Unit-Air-Source) | D5CUHAH24AAK |  |  | ESH5X30M12A* | *96CTN0801714B* | 22400 | 16 | 8.1 | 21000 | 18800 | 89.52% | 1.85 | 0 | 10.5 |  |  |  |  | R-454B | 1.8667 | Residential & Commercial | USHP | Ducted CEE Tier 1
216737785 | Central HP <5.4 tons | KEEPRITE | HRCU-A-CB (Split System: Heat Pump with Remote Outdoor Unit-Air-Source) | D5CUHAH24AAK |  |  | ESH5X30M12A* | *96CTN1002122B* | 22800 | 15.2 | 8.1 | 21200 | 19000 | 89.62% | 1.9 | 0 | 10.5 |  |  |  |  | R-454B | 1.9 | Residential & Commercial | USHP | Ducted CEE Tier 1
216737967 | Central HP <5.4 tons | KEEPRITE | HRCU-A-CB (Split System: Heat Pump with Remote Outdoor Unit-Air-Source) | D5CUHAH24AAK |  |  | ESH5X36M12A* | *80CSU0401712A* | 23400 | 17 | 8.5 | 21200 | 18800 | 88.68% | 1.94 | 0 | 11 |  |  |  |  | R-454B | 1.95 | Residential & Commercial | USHP | Ducted CEE Tier 1
216635484 | Central HP <5.4 tons | ACIQ | HRCU-A-CB (Split System: Heat Pump with Remote Outdoor Unit-Air-Source) | H5H3V48*K*AAA* |  |  | EA*5X48M21A*+WALLCON | *95CSU0802120B* | 43500 | 20.5 | 9 | 48000 | 36600 | 76.25% | 2 | 0 | 10.5 |  |  |  |  | R-454B | 3.625 | Residential & Commercial | USHP | Ducted CEE Tier 1
216635867 | Central HP <5.4 tons | ACIQ | HRCU-A-CB (Split System: Heat Pump with Remote Outdoor Unit-Air-Source) | H5H3V48*K*AAA* |  |  | EVD5X48M21A*+WALLCON | *96CTN1002122B* | 44500 | 20 | 8.1 | 52000 | 38500 | 74.04% | 2 | 0 | 11 |  |  |  |  | R-454B | 3.7083 | Residential & Commercial | USHP | Ducted CEE Tier 1
216635883 | Central HP <5.4 tons | ACIQ | HRCU-A-CB (Split System: Heat Pump with Remote Outdoor Unit-Air-Source) | H5H3V48*K*AAA* |  |  | EVD5X49M24A*+WALLCON | *80CTL0902120B* | 45500 | 21 | 8.1 | 52500 | 38000 | 72.38% | 1.95 | 0 | 11.5 |  |  |  |  | R-454B | 3.7917 | Residential & Commercial | USHP | Ducted CEE Tier 1
216635250 | Central HP <5.4 tons | ACIQ | HRCU-A-CB (Split System: Heat Pump with Remote Outdoor Unit-Air-Source) | H5H3V60*K*AAA* |  |  | EA*5X61M24A*+WALLCON | *80CTL0702120B* | 56500 | 18.5 | 8.5 | 60500 | 47000 | 77.69% | 2.02 | 0 | 11 |  |  |  |  | R-454B | 4.7083 | Residential & Commercial | USHP | Ducted CEE Tier 1
216635266 | Central HP <5.4 tons | ACIQ | HRCU-A-CB (Split System: Heat Pump with Remote Outdoor Unit-Air-Source) | H5H3V60*K*AAA* |  |  | ESH5X60M12A*+WALLCON | *95CSU0802120B* | 56000 | 17.5 | 8.1 | 61000 | 46000 | 75.41% | 1.95 | 0 | 11 |  |  |  |  | R-454B | 4.6667 | Residential & Commercial | USHP | Ducted CEE Tier 1
216635600 | Central HP <5.4 tons | ACIQ | HRCU-A-CB (Split System: Heat Pump with Remote Outdoor Unit-Air-Source) | H5H3V36*K*AAA* |  |  | EVM5X60M21A*+WALLCON | *80CTL0701716B* | 35400 | 21.5 | 8.5 | 38500 | 29000 | 75.32% | 2.02 | 0 | 12 |  |  |  |  | R-454B | 2.95 | Residential & Commercial | USHP | Ducted CEE Tier 1
216635669 | Central HP <5.4 tons | ACIQ | HRCU-A-CB (Split System: Heat Pump with Remote Outdoor Unit-Air-Source) | H5H3V36*K*AAA* |  |  | EVD5X38M17A*+WALLCON | *97CMN0601714B* | 35200 | 21 | 8.5 | 38000 | 28000 | 73.68% | 2.06 | 0 | 11.5 |  |  |  |  | R-454B | 2.9333 | Residential & Commercial | USHP | Ducted CEE Tier 1
216635750 | Central HP <5.4 tons | ACIQ | HRCU-A-CB (Split System: Heat Pump with Remote Outdoor Unit-Air-Source) | H5H3V36*K*AAA* |  |  | EVD5X60M21A*+WALLCON | *97CMN0801714B* | 35400 | 21.5 | 8.5 | 38500 | 29000 | 75.32% | 2.02 | 0 | 12 |  |  |  |  | R-454B | 2.95 | Residential & Commercial | USHP | Ducted CEE Tier 1
216636052 | Central HP <5.4 tons | ACIQ | HRCU-A-CB (Split System: Heat Pump with Remote Outdoor Unit-Air-Source) | H5H3V36*K*AAA* |  |  | EA*5X42M21A*+WALLCON | *97CTN1002122A* | 32800 | 20 | 9.5 | 34800 | 26600 | 76.44% | 2 | 0 | 11.5 |  |  |  |  | R-454B | 2.7333 | Residential & Commercial | USHP | Ducted CEE Tier 1
216636067 | Central HP <5.4 tons | ACIQ | HRCU-A-CB (Split System: Heat Pump with Remote Outdoor Unit-Air-Source) | H5H3V36*K*AAA* |  |  | EA*5X61M21A*+WALLCON | *97CTN0601716A* | 34000 | 19.5 | 9 | 35200 | 26800 | 76.14% | 1.94 | 0 | 11 |  |  |  |  | R-454B | 2.8333 | Residential & Commercial | USHP | Ducted CEE Tier 1
216636101 | Central HP <5.4 tons | ACIQ | HRCU-A-CB (Split System: Heat Pump with Remote Outdoor Unit-Air-Source) | H5H3V36*K*AAA* |  |  | ESH5X60M12A*+WALLCON | *80CSU0601716B* | 34200 | 19.5 | 9 | 34200 | 26000 | 76.02% | 1.94 | 0 | 11.7 |  |  |  |  | R-454B | 2.85 | Residential & Commercial | USHP | Ducted CEE Tier 1
216636104 | Central HP <5.4 tons | ACIQ | HRCU-A-CB (Split System: Heat Pump with Remote Outdoor Unit-Air-Source) | H5H3V36*K*AAA* |  |  | ESH5X60M12A*+WALLCON | *97CTN0802120A* | 34200 | 19.5 | 9 | 34200 | 26000 | 76.02% | 1.96 | 0 | 11.7 |  |  |  |  | R-454B | 2.85 | Residential & Commercial | USHP | Ducted CEE Tier 1
216636137 | Central HP <5.4 tons | ACIQ | HRCU-A-CB (Split System: Heat Pump with Remote Outdoor Unit-Air-Source) | H5H3V36*K*AAA* |  |  | EVD5X36M21A*+WALLCON | *97CTN0802120A* | 34400 | 20.5 | 8.5 | 38500 | 28200 | 73.25% | 2.04 | 0 | 11.7 |  |  |  |  | R-454B | 2.8667 | Residential & Commercial | USHP | Ducted CEE Tier 1
214650796 | Central HP <5.4 tons | CHAMPION HEATING AND COOLING | HRCU-A-CB (Split System: Heat Pump with Remote Outdoor Unit-Air-Source) | HH824E2S11 |  |  | CTU30B5XCS1+TXV | TM9V060B12MP12 | 23000 | 17 | 9.5 | 23000 | 18300 | 79.57% | 2 | 0 | 12 |  |  |  |  | R-454B | 1.9167 | Residential & Commercial | USHP | Ducted CEE Tier 1
216634178 | Central HP <5.4 tons | ACIQ | HRCU-A-CB (Split System: Heat Pump with Remote Outdoor Unit-Air-Source) | H5H0V24*K*AAA* |  |  | EA*5X37M21A*+WALLCON | *97CTN1002122A* | 24000 | 17.5 | 9 | 23200 | 16300 | 70.26% | 2.02 | 0 | 10.5 |  |  |  |  | R-454B | 2 | Residential & Commercial | USHP | Ducted CEE Tier 1
216633940 | Central HP <5.4 tons | ACIQ | HRCU-A-CB (Split System: Heat Pump with Remote Outdoor Unit-Air-Source) | H5H0V48*K*AAA* |  |  | EVM5X61M24A*+WALLCON | *97CMN0802120B* | 48500 | 19 | 9.5 | 50000 | 36800 | 73.6% | 2.12 | 0 | 10.5 |  |  |  |  | R-454B | 4.0417 | Residential & Commercial | USHP | Ducted CEE Tier 1
216633942 | Central HP <5.4 tons | ACIQ | HRCU-A-CB (Split System: Heat Pump with Remote Outdoor Unit-Air-Source) | H5H0V48*K*AAA* |  |  | EVM5X61M24A*+WALLCON | *97CMN1202422B* | 48500 | 19.5 | 9.5 | 50000 | 36800 | 73.6% | 2.12 | 0 | 10.5 |  |  |  |  | R-454B | 4.0417 | Residential & Commercial | USHP | Ducted CEE Tier 1
216738776 | Central HP <5.4 tons | KEEPRITE | HRCU-A-CB (Split System: Heat Pump with Remote Outdoor Unit-Air-Source) | D5CUHAH24AAK |  |  | ESH5X36M12A* | *96CTN0802120B* | 23000 | 15.2 | 8.1 | 21000 | 18700 | 89.05% | 1.9 | 0 | 10.5 |  |  |  |  | R-454B | 1.9167 | Residential & Commercial | USHP | Ducted CEE Tier 1
216738239 | Central HP <5.4 tons | KEEPRITE | HRCU-A-CB (Split System: Heat Pump with Remote Outdoor Unit-Air-Source) | D5CUHAH24AAK |  |  | ESH5X36M12A* | *80MSU1002120A* | 22800 | 16 | 8.1 | 21000 | 18600 | 88.57% | 1.85 | 0 | 11 |  |  |  |  | R-454B | 1.9 | Residential & Commercial | USHP | Ducted CEE Tier 1
216738473 | Central HP <5.4 tons | KEEPRITE | HRCU-A-CB (Split System: Heat Pump with Remote Outdoor Unit-Air-Source) | D5CUHAH24AAK |  |  | ESH5X36M12A* | *92MSN0801716A* | 22600 | 16 | 8.1 | 20800 | 18400 | 88.46% | 1.85 | 0 | 10.5 |  |  |  |  | R-454B | 1.8833 | Residential & Commercial | USHP | Ducted CEE Tier 1
216738493 | Central HP <5.4 tons | KEEPRITE | HRCU-A-CB (Split System: Heat Pump with Remote Outdoor Unit-Air-Source) | D5CUHAH24AAK |  |  | ESH5X36M12A* | *92MSN1002120A* | 22800 | 16 | 8.1 | 20800 | 18500 | 88.94% | 1.85 | 0 | 11 |  |  |  |  | R-454B | 1.9 | Residential & Commercial | USHP | Ducted CEE Tier 1
216737857 | Central HP <5.4 tons | KEEPRITE | HRCU-A-CB (Split System: Heat Pump with Remote Outdoor Unit-Air-Source) | D5CUHAH24AAK |  |  | ESH5X30M12A* | *96VTN0802120B* | 22600 | 15.5 | 8.1 | 21000 | 18900 | 90% | 1.85 | 0 | 10.5 |  |  |  |  | R-454B | 1.8833 | Residential & Commercial | USHP | Ducted CEE Tier 1
216738056 | Central HP <5.4 tons | KEEPRITE | HRCU-A-CB (Split System: Heat Pump with Remote Outdoor Unit-Air-Source) | D5CUHAH24AAK |  |  | ESH5X36M12A* | *80MS(N,L)0702116A* | 22800 | 15.5 | 8.1 | 20800 | 18500 | 88.94% | 1.9 | 0 | 10.5 |  |  |  |  | R-454B | 1.9 | Residential & Commercial | USHP | Ducted CEE Tier 1
216738877 | Central HP <5.4 tons | KEEPRITE | HRCU-A-CB (Split System: Heat Pump with Remote Outdoor Unit-Air-Source) | D5CUHAH24AAK |  |  | ESH5X36M12A* | *96VTN1002122B* | 23000 | 15.5 | 8.1 | 21000 | 18600 | 88.57% | 1.85 | 0 | 11 |  |  |  |  | R-454B | 1.9167 | Residential & Commercial | USHP | Ducted CEE Tier 1
211230447 | Central HP <5.4 tons | KEEPRITE | HRCU-A-CB (Split System: Heat Pump with Remote Outdoor Unit-Air-Source) | DLCURAH36ABK |  |  | EN(A,D)4X48L24** | *80ES(N,L)0902420A* | 36200 | 16.5 | 8.1 | 38500 | 34800 | 90.39% | 2.02 | 0 | 10.5 |  |  |  |  | R-410A | 3.0167 | Residential & Commercial | USHP | Ducted CEE Tier 1
211230645 | Central HP <5.4 tons | KEEPRITE | HRCU-A-CB (Split System: Heat Pump with Remote Outdoor Unit-Air-Source) | DLCURAH36ABK |  |  | EN(A,D)4X48L24** | *95ESN0802120A* | 36800 | 15.5 | 8.1 | 39500 | 35000 | 88.61% | 2.06 | 0 | 10.5 |  |  |  |  | R-410A | 3.0667 | Residential & Commercial | USHP | Ducted CEE Tier 1
212979889 | Central HP <5.4 tons | KEEPRITE | HRCU-A-CB (Split System: Heat Pump with Remote Outdoor Unit-Air-Source) | DLCURAH24ABK |  |  | EA*4X37L21A* | *80MS(N,L)0901714A* | 24200 | 17.5 | 8.5 | 25200 | 21800 | 86.51% | 1.82 | 0 | 10 |  |  |  |  | R-410A | 2.0167 | Residential & Commercial | USHP | Ducted CEE Tier 1
213778812 | Central HP <5.4 tons | KEEPRITE | HRCU-A-CB (Split System: Heat Pump with Remote Outdoor Unit-Air-Source) | CVH837GKA** |  |  | EA*4X36L17A*+WALLCON | *96CTN0801714B* | 31400 | 16.5 | 8.1 | 33200 | 24400 | 73.49% | 1.82 | 0 | 10.5 |  |  |  |  | R-410A | 2.6167 | Residential & Commercial | USHP | Ducted CEE Tier 1
215408665 | Central HP <5.4 tons | INNOVAIR | HRCU-A-CB (Split System: Heat Pump with Remote Outdoor Unit-Air-Source) | SHV48H2BA |  |  | SAV48BDA | 0 | 48000 | 16.5 | 9.5 | 50000 | 46000 | 92% | 1.9 | 0 | 10.5 |  |  |  |  | R-454B | 4 | Residential & Commercial | USHP | Ducted CEE Tier 1
216634483 | Central HP <5.4 tons | ACIQ | HRCU-A-CB (Split System: Heat Pump with Remote Outdoor Unit-Air-Source) | H5H0V48*K*AAA* |  |  | EA*5X61M21A*+WALLCON | *80CSU1002120B* | 46000 | 17.5 | 9 | 47500 | 33600 | 70.74% | 2.06 | 0 | 9.5 |  |  |  |  | R-454B | 3.8333 | Residential & Commercial | USHP
216634513 | Central HP <5.4 tons | ACIQ | HRCU-A-CB (Split System: Heat Pump with Remote Outdoor Unit-Air-Source) | H5H0V48*K*AAA* |  |  | EVM5X48M21A*+WALLCON | *80CSU0802120B* | 47000 | 18.5 | 9 | 50000 | 36200 | 72.4% | 2 | 0 | 10 |  |  |  |  | R-454B | 3.9167 | Residential & Commercial | USHP | Ducted CEE Tier 1
213080908 | Central HP <5.4 tons | ACIQ | HRCU-A-CB (Split System: Heat Pump with Remote Outdoor Unit-Air-Source) | HVH837GKA** |  |  | EN(A,D)4X48L24**+WALLCON | *97CMN1002122A* | 32400 | 17.5 | 8.1 | 33000 | 24800 | 75.15% | 1.96 | 12 | 11.7 |  |  |  |  | R-410A | 2.7 | Residential & Commercial | USHP | Ducted CEE Tier 1
215674182 | Central HP <5.4 tons | KENMORE | HRCU-A-CB (Split System: Heat Pump with Remote Outdoor Unit-Air-Source) | (C,H,T)5H0V48*K*AAA* |  |  | EA*5X60M24A*+WALLCON | *80CTL0702120B* | 45000 | 18 | 9 | 47500 | 33600 | 70.74% | 2.08 | 0 | 10 |  |  |  |  | R-454B | 3.75 | Residential & Commercial | USHP | Ducted CEE Tier 1
210596318 | Central HP <5.4 tons | BRYANT HEATING AND COOLING SYSTEMS | HRCU-A-CB (Split System: Heat Pump with Remote Outdoor Unit-Air-Source) | 288BNV025*0**B* |  |  | CAP**4224AL*+UI | 987MB66120C24*** | 23800 | 16.5 | 8.1 | 21400 | 16700 | 78.04% | 1.96 | 0 | 11 |  |  |  |  | R-410A | 1.9833 | Residential & Commercial | USHP | Ducted CEE Tier 1
210596335 | Central HP <5.4 tons | BRYANT HEATING AND COOLING SYSTEMS | HRCU-A-CB (Split System: Heat Pump with Remote Outdoor Unit-Air-Source) | 288BNV025*0**B* |  |  | CAP**4821AL*+UI | 83*CA36040C17*** | 24200 | 17 | 8.1 | 21000 | 16500 | 78.57% | 2.02 | 0 | 11 |  |  |  |  | R-410A | 2.0167 | Residential & Commercial | USHP | Ducted CEE Tier 1
210596352 | Central HP <5.4 tons | BRYANT HEATING AND COOLING SYSTEMS | HRCU-A-CB (Split System: Heat Pump with Remote Outdoor Unit-Air-Source) | 288BNV025*0**B* |  |  | CAP**4824AL*+UI | 88*TA66135C24*** | 24200 | 17 | 8.1 | 21000 | 16500 | 78.57% | 2.02 | 0 | 11 |  |  |  |  | R-410A | 2.0167 | Residential & Commercial | USHP | Ducted CEE Tier 1
210596365 | Central HP <5.4 tons | BRYANT HEATING AND COOLING SYSTEMS | HRCU-A-CB (Split System: Heat Pump with Remote Outdoor Unit-Air-Source) | 288BNV025*0**B* |  |  | CNPV*4217AL*+UI | 88*TA48090C17*** | 24000 | 17 | 8.1 | 21400 | 16600 | 77.57% | 2 | 0 | 11.5 |  |  |  |  | R-410A | 2 | Residential & Commercial | USHP | Ducted CEE Tier 1
213412074 | Central HP <5.4 tons | ICONIC AIR SOLUTION | HRCU-A-CB (Split System: Heat Pump with Remote Outdoor Unit-Air-Source) | ICLZ18AK |  |  | IFLA18IK | 0 | 18000 | 18 | 9.3 | 19000 | 16500 | 86.84% | 2.04 | 12.5 | 12.4 |  |  |  |  | R-410A | 1.5 | Residential & Commercial | USHP | Ducted CEE Tier 1
213412076 | Central HP <5.4 tons | ICONIC AIR SOLUTION | HRCU-A-CB (Split System: Heat Pump with Remote Outdoor Unit-Air-Source) | ICLZ24AK |  |  | IFLA24IK | 0 | 24000 | 17.4 | 10 | 24000 | 22600 | 94.17% | 1.91 | 12.5 | 11.7 |  |  |  |  | R-410A | 2 | Residential & Commercial | USHP | Ducted CEE Tier 1
213774652 | Central HP <5.4 tons | KEEPRITE | HRCU-A-CB (Split System: Heat Pump with Remote Outdoor Unit-Air-Source) | CVH825GKA3* |  |  | EHD4X48AAL+WALLCON | *97CMN0801714B* | 24200 | 16 | 8.1 | 21400 | 16600 | 77.57% | 2 | 0 | 10.5 |  |  |  |  | R-410A | 2.0167 | Residential & Commercial | USHP | Ducted CEE Tier 1
216738794 | Central HP <5.4 tons | KEEPRITE | HRCU-A-CB (Split System: Heat Pump with Remote Outdoor Unit-Air-Source) | D5CUHAH24AAK |  |  | ESH5X36M12A* | *96CTN1202422B* | 23200 | 15.2 | 8.1 | 21000 | 18700 | 89.05% | 1.85 | 0 | 10.5 |  |  |  |  | R-454B | 1.9333 | Residential & Commercial | USHP | Ducted CEE Tier 1
216738453 | Central HP <5.4 tons | KEEPRITE | HRCU-A-CB (Split System: Heat Pump with Remote Outdoor Unit-Air-Source) | D5CUHAH24AAK |  |  | ESH5X36M12A* | *92MSN0601412A* | 23000 | 15.2 | 8.1 | 21000 | 18700 | 89.05% | 1.85 | 0 | 10.5 |  |  |  |  | R-454B | 1.9167 | Residential & Commercial | USHP | Ducted CEE Tier 1
216738503 | Central HP <5.4 tons | KEEPRITE | HRCU-A-CB (Split System: Heat Pump with Remote Outdoor Unit-Air-Source) | D5CUHAH24AAK |  |  | ESH5X36M12A* | *92MSN1002122A* | 23200 | 15.2 | 8.1 | 21200 | 18800 | 88.68% | 1.9 | 0 | 11 |  |  |  |  | R-454B | 1.9333 | Residential & Commercial | USHP | Ducted CEE Tier 1
216738512 | Central HP <5.4 tons | KEEPRITE | HRCU-A-CB (Split System: Heat Pump with Remote Outdoor Unit-Air-Source) | D5CUHAH24AAK |  |  | ESH5X36M12A* | *92MSN1202420A* | 23000 | 15.2 | 8.1 | 21000 | 18700 | 89.05% | 1.9 | 0 | 10.5 |  |  |  |  | R-454B | 1.9167 | Residential & Commercial | USHP | Ducted CEE Tier 1
210596319 | Central HP <5.4 tons | BRYANT HEATING AND COOLING SYSTEMS | HRCU-A-CB (Split System: Heat Pump with Remote Outdoor Unit-Air-Source) | 288BNV025*0**B* |  |  | CAP**4321AL*+UI | 83*CA36040C17*** | 24400 | 17 | 8.5 | 21200 | 16600 | 78.3% | 2.04 | 0 | 11 |  |  |  |  | R-410A | 2.0333 | Residential & Commercial | USHP | Ducted CEE Tier 1
216634146 | Central HP <5.4 tons | ACIQ | HRCU-A-CB (Split System: Heat Pump with Remote Outdoor Unit-Air-Source) | H5H0V60*K*AAA* |  |  | ESH5X60M12A*+WALLCON | *95CSU0802120B* | 55500 | 16.5 | 8.5 | 60000 | 42000 | 70% | 1.9 | 0 | 8.5 |  |  |  |  | R-454B | 4.625 | Residential & Commercial | USHP
210596330 | Central HP <5.4 tons | BRYANT HEATING AND COOLING SYSTEMS | HRCU-A-CB (Split System: Heat Pump with Remote Outdoor Unit-Air-Source) | 288BNV025*0**B* |  |  | CAP**4321AL*+UI | 986TC66100C21*** | 24400 | 16.5 | 8.5 | 21200 | 16600 | 78.3% | 2.04 | 0 | 11 |  |  |  |  | R-410A | 2.0333 | Residential & Commercial | USHP | Ducted CEE Tier 1
210596355 | Central HP <5.4 tons | BRYANT HEATING AND COOLING SYSTEMS | HRCU-A-CB (Split System: Heat Pump with Remote Outdoor Unit-Air-Source) | 288BNV025*0**B* |  |  | CAP**4824AL*+UI | 986TC66100C21*** | 24200 | 16.5 | 8.1 | 21000 | 16500 | 78.57% | 2.02 | 0 | 11 |  |  |  |  | R-410A | 2.0167 | Residential & Commercial | USHP | Ducted CEE Tier 1
210596389 | Central HP <5.4 tons | BRYANT HEATING AND COOLING SYSTEMS | HRCU-A-CB (Split System: Heat Pump with Remote Outdoor Unit-Air-Source) | 288BNV025*0**B* |  |  | CNPV*4821AL*+UI | 83*CA60100C21*** | 24000 | 16.5 | 8.1 | 21400 | 16600 | 77.57% | 2 | 0 | 11 |  |  |  |  | R-410A | 2 | Residential & Commercial | USHP | Ducted CEE Tier 1
210470066 | Central HP <5.4 tons | BRYANT HEATING AND COOLING SYSTEMS | HRCU-A-CB (Split System: Heat Pump with Remote Outdoor Unit-Air-Source) | 288BNV037*0**B* |  |  | CAP**3621AL*+UI | 935CA66100C21*** | 31600 | 17.5 | 8.1 | 33000 | 24200 | 73.33% | 1.86 | 0 | 11 |  |  |  |  | R-410A | 2.6333 | Residential & Commercial | USHP | Ducted CEE Tier 1
215935242 | Central HP <5.4 tons | KENMORE | HRCU-A-CB (Split System: Heat Pump with Remote Outdoor Unit-Air-Source) | (C,H,T)5H3V36*K*AAA* |  |  | EVM5X60M21A*+WALLCON | *95CSU0601716B* | 35400 | 21.5 | 8.5 | 38500 | 29000 | 75.32% | 2.02 | 0 | 12 |  |  |  |  | R-454B | 2.95 | Residential & Commercial | USHP | Ducted CEE Tier 1
214398382 | Central HP <5.4 tons | CHAMPION HEATING AND COOLING | HRCU-A-CB (Split System: Heat Pump with Remote Outdoor Unit-Air-Source) | HH824E2S11 |  |  | CTM30B5ACS1 | TM9E060B12MP12 | 23000 | 17 | 9.5 | 23000 | 18800 | 81.74% | 2 | 0 | 11.7 |  |  |  |  | R-454B | 1.9167 | Residential & Commercial | USHP | Ducted CEE Tier 1
210596421 | Central HP <5.4 tons | BRYANT HEATING AND COOLING SYSTEMS | HRCU-A-CB (Split System: Heat Pump with Remote Outdoor Unit-Air-Source) | 288BNV025*0**B* |  |  | CSPH*4212AL*+UI | 935CA60080C21*** | 24200 | 16 | 8.1 | 21400 | 16600 | 77.57% | 2 | 0 | 11 |  |  |  |  | R-410A | 2.0167 | Residential & Commercial | USHP | Ducted CEE Tier 1
210596439 | Central HP <5.4 tons | BRYANT HEATING AND COOLING SYSTEMS | HRCU-A-CB (Split System: Heat Pump with Remote Outdoor Unit-Air-Source) | 288BNV025*0**B* |  |  | CSPH*4812AL*+UI | 88*TA66135C24*** | 24200 | 16 | 8.1 | 21200 | 16600 | 78.3% | 2.02 | 0 | 11 |  |  |  |  | R-410A | 2.0167 | Residential & Commercial | USHP | Ducted CEE Tier 1
210596448 | Central HP <5.4 tons | BRYANT HEATING AND COOLING SYSTEMS | HRCU-A-CB (Split System: Heat Pump with Remote Outdoor Unit-Air-Source) | 288BNV025*0**B* |  |  | CSPH*4812AL*+UI | 987MB42080C17*** | 24200 | 16 | 8.1 | 21400 | 16700 | 78.04% | 2 | 0 | 10.5 |  |  |  |  | R-410A | 2.0167 | Residential & Commercial | USHP | Ducted CEE Tier 1
213829720 | Central HP <5.4 tons | RUSSELL | HRCU-A-CB (Split System: Heat Pump with Remote Outdoor Unit-Air-Source) | SP18AZ36AJVC |  |  | TCFZ3621MEAAM | S801V0704A17UHU | 34200 | 19 | 8.5 | 34200 | 43500 | 127.2% | 2.2 | 0 | 12.5 |  |  |  |  | R-410A | 2.85 | Residential & Commercial | USHP | Ducted CEE Tier 1
215864027 | Central HP <5.4 tons | Wells | HRCU-A-CB (Split System: Heat Pump with Remote Outdoor Unit-Air-Source) | WDHP-24HH |  |  | WDAH-24MOC | 0 | 23000 | 18.3 | 10 | 24000 | 21600 | 90% | 1.87 | 0 | 11.7 |  |  |  |  | R-454B | 1.9167 | Residential & Commercial | USHP | Ducted CEE Tier 1
215683181 | Central HP <5.4 tons | KENMORE | HRCU-A-CB (Split System: Heat Pump with Remote Outdoor Unit-Air-Source) | (C,H,T)5H0V60*K*AAA* |  |  | EVD5X61M21A*+WALLCON | *97CTN1002122A* | 57500 | 18.5 | 9 | 64000 | 45000 | 70.31% | 2.06 | 0 | 9 |  |  |  |  | R-454B | 4.7917 | Residential & Commercial | USHP
210596400 | Central HP <5.4 tons | BRYANT HEATING AND COOLING SYSTEMS | HRCU-A-CB (Split System: Heat Pump with Remote Outdoor Unit-Air-Source) | 288BNV025*0**B* |  |  | CNPV*4821AL*+UI | 987MB42080C17*** | 24000 | 16.5 | 8.1 | 21400 | 16700 | 78.04% | 2 | 0 | 11 |  |  |  |  | R-410A | 2 | Residential & Commercial | USHP | Ducted CEE Tier 1
210596449 | Central HP <5.4 tons | BRYANT HEATING AND COOLING SYSTEMS | HRCU-A-CB (Split System: Heat Pump with Remote Outdoor Unit-Air-Source) | 288BNV025*0**B* |  |  | CSPH*4812AL*+UI | 987MB60060C21*** | 24200 | 16 | 8.1 | 21400 | 16700 | 78.04% | 2 | 0 | 10.5 |  |  |  |  | R-410A | 2.0167 | Residential & Commercial | USHP | Ducted CEE Tier 1
210596451 | Central HP <5.4 tons | BRYANT HEATING AND COOLING SYSTEMS | HRCU-A-CB (Split System: Heat Pump with Remote Outdoor Unit-Air-Source) | 288BNV025*0**B* |  |  | CSPH*4812AL*+UI | 987MB66120C24*** | 24200 | 16 | 8.1 | 21200 | 16600 | 78.3% | 2.02 | 0 | 10.5 |  |  |  |  | R-410A | 2.0167 | Residential & Commercial | USHP | Ducted CEE Tier 1
215683191 | Central HP <5.4 tons | KENMORE | HRCU-A-CB (Split System: Heat Pump with Remote Outdoor Unit-Air-Source) | (C,H,T)5H0V60*K*AAA* |  |  | EVD5X61M24A*+WALLCON | *96CTN0802120B* | 57500 | 18.5 | 9 | 64000 | 45000 | 70.31% | 2.08 | 0 | 9 |  |  |  |  | R-454B | 4.7917 | Residential & Commercial | USHP
215682821 | Central HP <5.4 tons | KENMORE | HRCU-A-CB (Split System: Heat Pump with Remote Outdoor Unit-Air-Source) | (C,H,T)5H0V60*K*AAA* |  |  | EVM5X60M21A*+WALLCON | *80CSU0601716B* | 56000 | 18 | 8.5 | 60000 | 43000 | 71.67% | 2.12 | 0 | 9.5 |  |  |  |  | R-454B | 4.6667 | Residential & Commercial | USHP
216675570 | Central HP <5.4 tons | KEEPRITE | HRCU-A-CB (Split System: Heat Pump with Remote Outdoor Unit-Air-Source) | D5CURAH24AAK |  |  | ESH5X36M12A* | *80CSU1002120A* | 25000 | 15.2 | 8.5 | 24200 | 19500 | 80.58% | 1.92 | 0 | 10 |  |  |  |  | R-454B | 2.0833 | Residential & Commercial | USHP | Ducted CEE Tier 1
210596307 | Central HP <5.4 tons | BRYANT HEATING AND COOLING SYSTEMS | HRCU-A-CB (Split System: Heat Pump with Remote Outdoor Unit-Air-Source) | 288BNV025*0**B* |  |  | CAP**4221AL*+UI | 987MB42080C17*** | 23600 | 16.5 | 8.1 | 21400 | 16700 | 78.04% | 1.96 | 0 | 11 |  |  |  |  | R-410A | 1.9667 | Residential & Commercial | USHP | Ducted CEE Tier 1
210596308 | Central HP <5.4 tons | BRYANT HEATING AND COOLING SYSTEMS | HRCU-A-CB (Split System: Heat Pump with Remote Outdoor Unit-Air-Source) | 288BNV025*0**B* |  |  | CAP**4221AL*+UI | 987MB60060C21*** | 23600 | 16 | 8.1 | 21400 | 16700 | 78.04% | 1.94 | 0 | 11 |  |  |  |  | R-410A | 1.9667 | Residential & Commercial | USHP | Ducted CEE Tier 1
210596358 | Central HP <5.4 tons | BRYANT HEATING AND COOLING SYSTEMS | HRCU-A-CB (Split System: Heat Pump with Remote Outdoor Unit-Air-Source) | 288BNV025*0**B* |  |  | CAP**4824AL*+UI | 987MB66100C21*** | 24200 | 16.5 | 8.1 | 21000 | 16500 | 78.57% | 2.02 | 0 | 11 |  |  |  |  | R-410A | 2.0167 | Residential & Commercial | USHP | Ducted CEE Tier 1
210596360 | Central HP <5.4 tons | BRYANT HEATING AND COOLING SYSTEMS | HRCU-A-CB (Split System: Heat Pump with Remote Outdoor Unit-Air-Source) | 288BNV025*0**B* |  |  | CNPV*4217AL*+UI | 83*CA36040C17*** | 24000 | 17 | 8.1 | 21400 | 16600 | 77.57% | 1.98 | 0 | 11 |  |  |  |  | R-410A | 2 | Residential & Commercial | USHP | Ducted CEE Tier 1
210596393 | Central HP <5.4 tons | BRYANT HEATING AND COOLING SYSTEMS | HRCU-A-CB (Split System: Heat Pump with Remote Outdoor Unit-Air-Source) | 288BNV025*0**B* |  |  | CNPV*4821AL*+UI | 935CA48060C17*** | 24000 | 16.5 | 8.1 | 21400 | 16700 | 78.04% | 2 | 0 | 11 |  |  |  |  | R-410A | 2 | Residential & Commercial | USHP | Ducted CEE Tier 1
210596424 | Central HP <5.4 tons | BRYANT HEATING AND COOLING SYSTEMS | HRCU-A-CB (Split System: Heat Pump with Remote Outdoor Unit-Air-Source) | 288BNV025*0**B* |  |  | CSPH*4212AL*+UI | 986TC42080C17*** | 24000 | 16 | 8.1 | 21400 | 16700 | 78.04% | 2 | 0 | 10.5 |  |  |  |  | R-410A | 2 | Residential & Commercial | USHP | Ducted CEE Tier 1
215676421 | Central HP <5.4 tons | KENMORE | HRCU-A-CB (Split System: Heat Pump with Remote Outdoor Unit-Air-Source) | (C,H,T)5H0V48*K*AAA* |  |  | EVD5X60M21A*+WALLCON | *80CSU0802120A* | 48000 | 19 | 9 | 50000 | 36600 | 73.2% | 2.12 | 0 | 10 |  |  |  |  | R-454B | 4 | Residential & Commercial | USHP | Ducted CEE Tier 1
215676691 | Central HP <5.4 tons | KENMORE | HRCU-A-CB (Split System: Heat Pump with Remote Outdoor Unit-Air-Source) | (C,H,T)5H0V48*K*AAA* |  |  | EVD5X61M21A*+WALLCON | *80CSU0601716A* | 48500 | 19 | 9 | 50000 | 36800 | 73.6% | 2 | 0 | 10 |  |  |  |  | R-454B | 4.0417 | Residential & Commercial | USHP | Ducted CEE Tier 1
215675371 | Central HP <5.4 tons | KENMORE | HRCU-A-CB (Split System: Heat Pump with Remote Outdoor Unit-Air-Source) | (C,H,T)5H0V48*K*AAA* |  |  | EVM5X48M21A*+WALLCON | *80CSU0802120A* | 47000 | 18.5 | 9 | 50000 | 36400 | 72.8% | 2 | 0 | 10 |  |  |  |  | R-454B | 3.9167 | Residential & Commercial | USHP | Ducted CEE Tier 1
215677191 | Central HP <5.4 tons | KENMORE | HRCU-A-CB (Split System: Heat Pump with Remote Outdoor Unit-Air-Source) | (C,H,T)5H0V60*K*AAA* |  |  | EVM5X60M24A*+WALLCON | *97CMN1202422B* | 56500 | 18.5 | 9 | 63000 | 44500 | 70.63% | 2.08 | 0 | 9 |  |  |  |  | R-454B | 4.7083 | Residential & Commercial | USHP
215677041 | Central HP <5.4 tons | KENMORE | HRCU-A-CB (Split System: Heat Pump with Remote Outdoor Unit-Air-Source) | (C,H,T)5H0V60*K*AAA* |  |  | EVM5X60M21A*+WALLCON | *95CSU1002122B* | 57000 | 18 | 9 | 63500 | 44500 | 70.08% | 2.08 | 0 | 9 |  |  |  |  | R-454B | 4.75 | Residential & Commercial | USHP
215676171 | Central HP <5.4 tons | KENMORE | HRCU-A-CB (Split System: Heat Pump with Remote Outdoor Unit-Air-Source) | (C,H,T)5H0V48*K*AAA* |  |  | EVD5X48M21A*+WALLCON | *96CTN1002122B* | 47000 | 18.5 | 9 | 50000 | 36400 | 72.8% | 2 | 0 | 10 |  |  |  |  | R-454B | 3.9167 | Residential & Commercial | USHP | Ducted CEE Tier 1
215676121 | Central HP <5.4 tons | KENMORE | HRCU-A-CB (Split System: Heat Pump with Remote Outdoor Unit-Air-Source) | (C,H,T)5H0V48*K*AAA* |  |  | EVD5X48M21A*+WALLCON | *80CTL0701716B* | 46500 | 18 | 9 | 50000 | 36800 | 73.6% | 1.98 | 0 | 9.5 |  |  |  |  | R-454B | 3.875 | Residential & Commercial | USHP
212983544 | Central HP <5.4 tons | KEEPRITE | HRCU-A-CB (Split System: Heat Pump with Remote Outdoor Unit-Air-Source) | DLCURAH24ABK |  |  | EA*4X30L14A* | *92MSN0601412A* | 23800 | 16.5 | 8.5 | 26400 | 24200 | 91.67% | 2 | 0 | 10 |  |  |  |  | R-410A | 1.9833 | Residential & Commercial | USHP | Ducted CEE Tier 1
214595727 | Central HP <5.4 tons | KEEPRITE | HRCU-A-CB (Split System: Heat Pump with Remote Outdoor Unit-Air-Source) | DLCURAH24ABK |  |  | EA*4X30L17A* | *96VTN0601716B* | 23600 | 16.5 | 9 | 26000 | 24000 | 92.31% | 2 | 0 | 10 |  |  |  |  | R-410A | 1.9667 | Residential & Commercial | USHP | Ducted CEE Tier 1
213804892 | Central HP <5.4 tons | ICONIC AIR SOLUTION | HRCU-A-CB (Split System: Heat Pump with Remote Outdoor Unit-Air-Source) | ICLZ24AK |  |  | IFLV24IK | 0 | 24000 | 19 | 9.3 | 27400 | 24000 | 87.59% | 1.91 | 0 | 12 |  |  |  |  | R-410A | 2 | Residential & Commercial | USHP | Ducted CEE Tier 1
215569764 | Central HP <5.4 tons | Viessmann | HRCU-A-C (Split System: Heat Pump with Remote Outdoor Unit with No Indoor Fan --Air Source) | DLCURAH18ABK |  |  | DLFULAH24XBX + CI | 0 | 18000 | 16.1 | 9.5 | 19000 | 15000 | 78.95% | 2.2 | 11.6 | 11.7 |  |  |  |  | R-410A | 1.5 | Residential & Commercial | USHP | Ducted CEE Tier 1
216683201 | Central HP <5.4 tons | KEEPRITE | HRCU-A-CB (Split System: Heat Pump with Remote Outdoor Unit-Air-Source) | DLCURAH36ABK |  |  | EHD4X36AAL | *97VTN1202422A* | 35600 | 15.5 | 8.5 | 38500 | 34600 | 89.87% | 1.78 | 0 | 9.8 |  |  |  |  | R-410A | 2.9667 | Residential & Commercial | USHP
213307901 | Central HP <5.4 tons | Wells | HRCU-A-CB (Split System: Heat Pump with Remote Outdoor Unit-Air-Source) | WUCA-36HFMO |  |  | WUA-36HFMAH | 0 | 36000 | 16 | 9.5 | 40000 | 34400 | 86% | 1.97 | 10.5 | 10 |  |  |  |  | R-410A | 3 | Residential & Commercial | USHP | Ducted CEE Tier 1
215864030 | Central HP <5.4 tons | Wells | HRCU-A-CB (Split System: Heat Pump with Remote Outdoor Unit-Air-Source) | WDHP-48HH |  |  | WDAH-48MOC | 0 | 48000 | 16.5 | 9.5 | 50000 | 46000 | 92% | 1.9 | 0 | 10.5 |  |  |  |  | R-454B | 4 | Residential & Commercial | USHP | Ducted CEE Tier 1
215683011 | Central HP <5.4 tons | KENMORE | HRCU-A-CB (Split System: Heat Pump with Remote Outdoor Unit-Air-Source) | (C,H,T)5H0V60*K*AAA* |  |  | EVD5X60M21A*+WALLCON | *80CSU0601716B* | 56000 | 18.5 | 8.5 | 60000 | 43000 | 71.67% | 2.12 | 0 | 9.5 |  |  |  |  | R-454B | 4.6667 | Residential & Commercial | USHP
210470158 | Central HP <5.4 tons | BRYANT HEATING AND COOLING SYSTEMS | HRCU-A-CB (Split System: Heat Pump with Remote Outdoor Unit-Air-Source) | 288BNV037*0**B* |  |  | CAP**4221AL*+UI | 83*CA60100C21*** | 31800 | 17 | 8.1 | 33200 | 24400 | 73.49% | 1.88 | 0 | 11 |  |  |  |  | R-410A | 2.65 | Residential & Commercial | USHP | Ducted CEE Tier 1
216738045 | Central HP <5.4 tons | KEEPRITE | HRCU-A-CB (Split System: Heat Pump with Remote Outdoor Unit-Air-Source) | D5CUHAH24AAK |  |  | ESH5X36M12A* | *80MS(N,L)0701716A* | 22800 | 16 | 8.1 | 20800 | 18500 | 88.94% | 1.85 | 0 | 11 |  |  |  |  | R-454B | 1.9 | Residential & Commercial | USHP | Ducted CEE Tier 1
216737634 | Central HP <5.4 tons | KEEPRITE | HRCU-A-CB (Split System: Heat Pump with Remote Outdoor Unit-Air-Source) | D5CUHAH24AAK |  |  | ESH5X30M12A* | *96VSN0401712B* | 22400 | 15.2 | 8.1 | 21200 | 19000 | 89.62% | 1.85 | 0 | 10 |  |  |  |  | R-454B | 1.8667 | Residential & Commercial | USHP | Ducted CEE Tier 1
216097087 | Central HP <5.4 tons | Kerr | HRCU-A-CB (Split System: Heat Pump with Remote Outdoor Unit-Air-Source) | A-KXP48TA-1 |  |  | B-KXP48TA-1 | 0 | 48000 | 16.5 | 9.5 | 50000 | 46000 | 92% | 1.9 | 0 | 10.5 |  |  |  |  | R-454B | 4 | Residential & Commercial | USHP | Ducted CEE Tier 1
216675448 | Central HP <5.4 tons | KEEPRITE | HRCU-A-CB (Split System: Heat Pump with Remote Outdoor Unit-Air-Source) | D5CURAH24AAK |  |  | EA*5X25M17A* | *80CSU0401712A* | 25200 | 16.5 | 9 | 23600 | 19200 | 81.36% | 2.06 | 0 | 10 |  |  |  |  | R-454B | 2.1 | Residential & Commercial | USHP | Ducted CEE Tier 1
216675530 | Central HP <5.4 tons | KEEPRITE | HRCU-A-CB (Split System: Heat Pump with Remote Outdoor Unit-Air-Source) | D5CURAH24AAK |  |  | EA*5X25M17A* | *80CSU0601716A* | 25200 | 16 | 9 | 23600 | 19300 | 81.78% | 2.06 | 0 | 10 |  |  |  |  | R-454B | 2.1 | Residential & Commercial | USHP | Ducted CEE Tier 1
215683221 | Central HP <5.4 tons | KENMORE | HRCU-A-CB (Split System: Heat Pump with Remote Outdoor Unit-Air-Source) | (C,H,T)5H0V60*K*AAA* |  |  | EVD5X61M24A*+WALLCON | *97CTN0802120A* | 57500 | 18.5 | 9 | 64000 | 45000 | 70.31% | 2.08 | 0 | 9 |  |  |  |  | R-454B | 4.7917 | Residential & Commercial | USHP
215933241 | Central HP <5.4 tons | KEEPRITE | HRCU-A-CB (Split System: Heat Pump with Remote Outdoor Unit-Air-Source) | C5H3V36*K*AAA* |  |  | ESH5X36M12A*+WALLCON | *96CTN0601714B* | 33000 | 18.5 | 9 | 34400 | 26200 | 76.16% | 1.92 | 0 | 10.5 |  |  |  |  | R-454B | 2.75 | Residential & Commercial | USHP | Ducted CEE Tier 1
215933411 | Central HP <5.4 tons | KEEPRITE | HRCU-A-CB (Split System: Heat Pump with Remote Outdoor Unit-Air-Source) | C5H3V36*K*AAA* |  |  | ESH5X42M12A*+WALLCON | *97CMN0602120B* | 33400 | 18.5 | 9 | 35200 | 27000 | 76.7% | 1.92 | 0 | 11 |  |  |  |  | R-454B | 2.7833 | Residential & Commercial | USHP | Ducted CEE Tier 1
216636336 | Central HP <5.4 tons | ACIQ | HRCU-A-CB (Split System: Heat Pump with Remote Outdoor Unit-Air-Source) | H5H3V36*K*AAA* |  |  | EVD5X61M24A*+WALLCON | *95CSU0802120B* | 36000 | 22 | 8.5 | 37400 | 28200 | 75.4% | 2.04 | 0 | 12.5 |  |  |  |  | R-454B | 3 | Residential & Commercial | USHP | Ducted CEE Tier 1
216636337 | Central HP <5.4 tons | ACIQ | HRCU-A-CB (Split System: Heat Pump with Remote Outdoor Unit-Air-Source) | H5H3V36*K*AAA* |  |  | EVD5X61M24A*+WALLCON | *97CMN0802120B* | 36000 | 22 | 8.5 | 37400 | 28200 | 75.4% | 2.04 | 0 | 12.5 |  |  |  |  | R-454B | 3 | Residential & Commercial | USHP | Ducted CEE Tier 1
216411153 | Central HP <5.4 tons | FRASER-JOHNSTON | HRCU-A-CB (Split System: Heat Pump with Remote Outdoor Unit-Air-Source) | HMH72B341 |  |  | XAHB36DBCN1 | Z9ET040A10SMPS1 | 32600 | 17.5 | 8.5 | 32800 | 23000 | 70.12% | 1.96 | 0 | 9.5 |  |  |  |  | R-410A | 2.7167 | Residential & Commercial | USHP
213307899 | Central HP <5.4 tons | Wells | HRCU-A-CB (Split System: Heat Pump with Remote Outdoor Unit-Air-Source) | WUCA-24HFMO |  |  | WUA-24HFMAH | 0 | 24000 | 17.4 | 10 | 24000 | 22600 | 94.17% | 1.91 | 12.5 | 11.7 |  |  |  |  | R-410A | 2 | Residential & Commercial | USHP | Ducted CEE Tier 1
216675580 | Central HP <5.4 tons | KEEPRITE | HRCU-A-CB (Split System: Heat Pump with Remote Outdoor Unit-Air-Source) | D5CURAH24AAK |  |  | EA*5X37M21A* | *80CSU1002120A* | 25600 | 16 | 9 | 23600 | 19300 | 81.78% | 2.06 | 0 | 10 |  |  |  |  | R-454B | 2.1333 | Residential & Commercial | USHP | Ducted CEE Tier 1
213081021 | Central HP <5.4 tons | ACIQ | HRCU-A-CB (Split System: Heat Pump with Remote Outdoor Unit-Air-Source) | HVH837GKA** |  |  | EA*4X61L24A*+WALLCON | *80CTL1352422A* | 33200 | 18 | 8.5 | 32000 | 24800 | 77.5% | 2.02 | 0 | 12 |  |  |  |  | R-410A | 2.7667 | Residential & Commercial | USHP | Ducted CEE Tier 1
210596444 | Central HP <5.4 tons | BRYANT HEATING AND COOLING SYSTEMS | HRCU-A-CB (Split System: Heat Pump with Remote Outdoor Unit-Air-Source) | 288BNV025*0**B* |  |  | CSPH*4812AL*+UI | 986TC42080C17*** | 24200 | 16 | 8.1 | 21400 | 16700 | 78.04% | 2 | 0 | 10.5 |  |  |  |  | R-410A | 2.0167 | Residential & Commercial | USHP | Ducted CEE Tier 1
215569772 | Central HP <5.4 tons | Viessmann | HRCU-A-CB (Split System: Heat Pump with Remote Outdoor Unit-Air-Source) | DLCSRBH18AAK |  |  | DLFSABH18XBK | 0 | 18000 | 17.6 | 9.6 | 19000 | 17000 | 89.47% | 2 | 12.5 | 11.7 |  |  |  |  | R-410A | 1.5 | Residential & Commercial | USHP | Ducted CEE Tier 1
215682931 | Central HP <5.4 tons | KENMORE | HRCU-A-CB (Split System: Heat Pump with Remote Outdoor Unit-Air-Source) | (C,H,T)5H0V60*K*AAA* |  |  | EVM5X61M24A*+WALLCON | *96CTN0802120B* | 57500 | 18.5 | 9 | 64000 | 45000 | 70.31% | 2.08 | 0 | 9 |  |  |  |  | R-454B | 4.7917 | Residential & Commercial | USHP
215683131 | Central HP <5.4 tons | KENMORE | HRCU-A-CB (Split System: Heat Pump with Remote Outdoor Unit-Air-Source) | (C,H,T)5H0V60*K*AAA* |  |  | EVD5X61M21A*+WALLCON | *80CSU0401712B* | 56500 | 18 | 9 | 61500 | 43500 | 70.73% | 2.12 | 0 | 9.5 |  |  |  |  | R-454B | 4.7083 | Residential & Commercial | USHP
216634641 | Central HP <5.4 tons | ACIQ | HRCU-A-CB (Split System: Heat Pump with Remote Outdoor Unit-Air-Source) | H5H0V60*K*AAA* |  |  | EVD5X60M24A*+WALLCON | *96CTN0802120B* | 56500 | 18 | 9 | 63500 | 44500 | 70.08% | 2.08 | 0 | 9 |  |  |  |  | R-454B | 4.7083 | Residential & Commercial | USHP
215675621 | Central HP <5.4 tons | KENMORE | HRCU-A-CB (Split System: Heat Pump with Remote Outdoor Unit-Air-Source) | (C,H,T)5H0V48*K*AAA* |  |  | EVM5X49M21A*+WALLCON | *97CMN0801714B* | 47500 | 18.5 | 9 | 50000 | 37400 | 74.8% | 1.98 | 0 | 10 |  |  |  |  | R-454B | 3.9583 | Residential & Commercial | USHP | Ducted CEE Tier 1
215675771 | Central HP <5.4 tons | KENMORE | HRCU-A-CB (Split System: Heat Pump with Remote Outdoor Unit-Air-Source) | (C,H,T)5H0V48*K*AAA* |  |  | EVM5X60M21A*+WALLCON | *95CSU0802120B* | 48000 | 18.5 | 9 | 50000 | 36800 | 73.6% | 2 | 0 | 10 |  |  |  |  | R-454B | 4 | Residential & Commercial | USHP | Ducted CEE Tier 1
215676891 | Central HP <5.4 tons | KENMORE | HRCU-A-CB (Split System: Heat Pump with Remote Outdoor Unit-Air-Source) | (C,H,T)5H0V48*K*AAA* |  |  | EVD5X61M24A*+WALLCON | *80CTL1352422B* | 48500 | 19.5 | 9.5 | 50000 | 36600 | 73.2% | 2.1 | 0 | 10.5 |  |  |  |  | R-454B | 4.0417 | Residential & Commercial | USHP | Ducted CEE Tier 1
215675301 | Central HP <5.4 tons | KENMORE | HRCU-A-CB (Split System: Heat Pump with Remote Outdoor Unit-Air-Source) | (C,H,T)5H0V48*K*AAA* |  |  | ESH5X60M12A*+WALLCON | *97CMN1002122B* | 45500 | 16.5 | 8.5 | 48000 | 33800 | 70.42% | 2.08 | 0 | 9.5 |  |  |  |  | R-454B | 3.7917 | Residential & Commercial | USHP
213773693 | Central HP <5.4 tons | KENMORE | HRCU-A-CB (Split System: Heat Pump with Remote Outdoor Unit-Air-Source) | (C,H,T)VH825GKA3* |  |  | EA*4X48L21A*+WALLCON | *80CTL0451712B* | 24000 | 16.5 | 8.1 | 21000 | 16700 | 79.52% | 2 | 0 | 10.5 |  |  |  |  | R-410A | 2 | Residential & Commercial | USHP | Ducted CEE Tier 1
213773743 | Central HP <5.4 tons | KENMORE | HRCU-A-CB (Split System: Heat Pump with Remote Outdoor Unit-Air-Source) | (C,H,T)VH825GKA3* |  |  | EA*4X48L21A*+WALLCON | *95CSU0601716B* | 24000 | 16.5 | 8.1 | 21000 | 16600 | 79.05% | 2 | 0 | 10.5 |  |  |  |  | R-410A | 2 | Residential & Commercial | USHP | Ducted CEE Tier 1
213773773 | Central HP <5.4 tons | KENMORE | HRCU-A-CB (Split System: Heat Pump with Remote Outdoor Unit-Air-Source) | (C,H,T)VH825GKA3* |  |  | EA*4X48L21A*+WALLCON | *97CMN1002122B* | 24000 | 16.5 | 8.1 | 21000 | 16500 | 78.57% | 2.02 | 0 | 11 |  |  |  |  | R-410A | 2 | Residential & Commercial | USHP | Ducted CEE Tier 1
213773623 | Central HP <5.4 tons | KENMORE | HRCU-A-CB (Split System: Heat Pump with Remote Outdoor Unit-Air-Source) | (C,H,T)VH825GKA3* |  |  | EA*4X43L21A*+WALLCON | *95CSU0601716B* | 24400 | 16.5 | 8.1 | 21200 | 16600 | 78.3% | 2.02 | 0 | 10.5 |  |  |  |  | R-410A | 2.0333 | Residential & Commercial | USHP | Ducted CEE Tier 1
215675351 | Central HP <5.4 tons | KENMORE | HRCU-A-CB (Split System: Heat Pump with Remote Outdoor Unit-Air-Source) | (C,H,T)5H0V48*K*AAA* |  |  | FCMA5B60L0D*+WALLCON | 0 | 46500 | 19.5 | 9.5 | 47000 | 33000 | 70.21% | 2.2 | 0 | 10.5 |  |  |  |  | R-454B | 3.875 | Residential & Commercial | USHP | Ducted CEE Tier 1
215668802 | Central HP <5.4 tons | KENMORE | HRCU-A-CB (Split System: Heat Pump with Remote Outdoor Unit-Air-Source) | (C,H,T)5H0V36*K*AAA* |  |  | EA*5X42M21A*+WALLCON | *80CSU0601716A* | 33000 | 17.5 | 8.5 | 35800 | 25600 | 71.51% | 1.86 | 0 | 9.5 |  |  |  |  | R-454B | 2.75 | Residential & Commercial | USHP
215668602 | Central HP <5.4 tons | KENMORE | HRCU-A-CB (Split System: Heat Pump with Remote Outdoor Unit-Air-Source) | (C,H,T)5H0V36*K*AAA* |  |  | EA*5X37M17A*+WALLCON | *97CMN0801714B* | 33800 | 17.5 | 9 | 35800 | 25600 | 71.51% | 1.86 | 0 | 9.5 |  |  |  |  | R-454B | 2.8167 | Residential & Commercial | USHP
213773473 | Central HP <5.4 tons | KENMORE | HRCU-A-CB (Split System: Heat Pump with Remote Outdoor Unit-Air-Source) | (C,H,T)VH825GKA3* |  |  | EA*4X42L21A*+WALLCON | *96CTN0601714B* | 23600 | 16.5 | 8.1 | 21400 | 16700 | 78.04% | 1.94 | 0 | 10.5 |  |  |  |  | R-410A | 1.9667 | Residential & Commercial | USHP | Ducted CEE Tier 1
213773173 | Central HP <5.4 tons | KENMORE | HRCU-A-CB (Split System: Heat Pump with Remote Outdoor Unit-Air-Source) | (C,H,T)VH825GKA3* |  |  | EA*4X37L17A*+WALLCON | *80CTL0701412B* | 24200 | 16.5 | 8.1 | 21400 | 16700 | 78.04% | 2 | 0 | 10.5 |  |  |  |  | R-410A | 2.0167 | Residential & Commercial | USHP | Ducted CEE Tier 1
210596341 | Central HP <5.4 tons | BRYANT HEATING AND COOLING SYSTEMS | HRCU-A-CB (Split System: Heat Pump with Remote Outdoor Unit-Air-Source) | 288BNV025*0**B* |  |  | CAP**4821AL*+UI | 935CA48060C17*** | 24000 | 16.5 | 8.1 | 21000 | 16600 | 79.05% | 2 | 0 | 10.5 |  |  |  |  | R-410A | 2 | Residential & Commercial | USHP | Ducted CEE Tier 1
210596342 | Central HP <5.4 tons | BRYANT HEATING AND COOLING SYSTEMS | HRCU-A-CB (Split System: Heat Pump with Remote Outdoor Unit-Air-Source) | 288BNV025*0**B* |  |  | CAP**4821AL*+UI | 935CA60080C21*** | 24200 | 17 | 8.1 | 21000 | 16500 | 78.57% | 2.02 | 0 | 11 |  |  |  |  | R-410A | 2.0167 | Residential & Commercial | USHP | Ducted CEE Tier 1
210596343 | Central HP <5.4 tons | BRYANT HEATING AND COOLING SYSTEMS | HRCU-A-CB (Split System: Heat Pump with Remote Outdoor Unit-Air-Source) | 288BNV025*0**B* |  |  | CAP**4821AL*+UI | 935CA66100C21*** | 24200 | 17 | 8.1 | 21000 | 16500 | 78.57% | 2.02 | 0 | 11 |  |  |  |  | R-410A | 2.0167 | Residential & Commercial | USHP | Ducted CEE Tier 1
210596408 | Central HP <5.4 tons | BRYANT HEATING AND COOLING SYSTEMS | HRCU-A-CB (Split System: Heat Pump with Remote Outdoor Unit-Air-Source) | 288BNV025*0**B* |  |  | CNPV*4824AL*+UI | 986TC66120C24*** | 24200 | 17 | 8.1 | 21200 | 16600 | 78.3% | 2.02 | 0 | 11.5 |  |  |  |  | R-410A | 2.0167 | Residential & Commercial | USHP | Ducted CEE Tier 1
210596409 | Central HP <5.4 tons | BRYANT HEATING AND COOLING SYSTEMS | HRCU-A-CB (Split System: Heat Pump with Remote Outdoor Unit-Air-Source) | 288BNV025*0**B* |  |  | CNPV*4824AL*+UI | 987MB60060C21*** | 24000 | 16.5 | 8.1 | 21400 | 16700 | 78.04% | 2 | 0 | 11 |  |  |  |  | R-410A | 2 | Residential & Commercial | USHP | Ducted CEE Tier 1
210596441 | Central HP <5.4 tons | BRYANT HEATING AND COOLING SYSTEMS | HRCU-A-CB (Split System: Heat Pump with Remote Outdoor Unit-Air-Source) | 288BNV025*0**B* |  |  | CSPH*4812AL*+UI | 935CA60080C21*** | 24200 | 16.5 | 8.1 | 21200 | 16600 | 78.3% | 2.02 | 0 | 11 |  |  |  |  | R-410A | 2.0167 | Residential & Commercial | USHP | Ducted CEE Tier 1
213772723 | Central HP <5.4 tons | KENMORE | HRCU-A-CB (Split System: Heat Pump with Remote Outdoor Unit-Air-Source) | (C,H,T)VH825GKA3* |  |  | EA*4X25L17A*+WALLCON | *80CTL0451712B* | 24200 | 16.5 | 8.1 | 21400 | 16700 | 78.04% | 2 | 0 | 10.5 |  |  |  |  | R-410A | 2.0167 | Residential & Commercial | USHP | Ducted CEE Tier 1
213772823 | Central HP <5.4 tons | KENMORE | HRCU-A-CB (Split System: Heat Pump with Remote Outdoor Unit-Air-Source) | (C,H,T)VH825GKA3* |  |  | EA*4X30L14A*+WALLCON | *80CTL0701412B* | 23400 | 16.5 | 8.1 | 21600 | 16700 | 77.31% | 1.9 | 0 | 10.5 |  |  |  |  | R-410A | 1.95 | Residential & Commercial | USHP | Ducted CEE Tier 1
215934982 | Central HP <5.4 tons | KENMORE | HRCU-A-CB (Split System: Heat Pump with Remote Outdoor Unit-Air-Source) | (C,H,T)5H3V36*K*AAA* |  |  | EVM5X49M21A*+WALLCON | *80CSU0401712A* | 35600 | 22 | 8.5 | 38000 | 28800 | 75.79% | 2.02 | 0 | 12 |  |  |  |  | R-454B | 2.9667 | Residential & Commercial | USHP | Ducted CEE Tier 1
215934912 | Central HP <5.4 tons | KENMORE | HRCU-A-CB (Split System: Heat Pump with Remote Outdoor Unit-Air-Source) | (C,H,T)5H3V36*K*AAA* |  |  | EVM5X44M21A*+WALLCON | *97CMN0801714B* | 35400 | 21.5 | 8.5 | 38500 | 29000 | 75.32% | 2.02 | 0 | 12 |  |  |  |  | R-454B | 2.95 | Residential & Commercial | USHP | Ducted CEE Tier 1
215674502 | Central HP <5.4 tons | KENMORE | HRCU-A-CB (Split System: Heat Pump with Remote Outdoor Unit-Air-Source) | (C,H,T)5H0V48*K*AAA* |  |  | EA*5X61M24A*+WALLCON | *80CTL1102120B* | 46000 | 18.5 | 9 | 47500 | 33600 | 70.74% | 2.08 | 0 | 10 |  |  |  |  | R-454B | 3.8333 | Residential & Commercial | USHP | Ducted CEE Tier 1
204299746 | Central HP <5.4 tons | BRYANT HEATING AND COOLING SYSTEMS | HRCU-A-CB (Split System: Heat Pump with Remote Outdoor Unit-Air-Source) | 288BNV037*0**A* |  |  | CNPV*4821AL*+UI | 88*TA60090C21*** | 32400 | 17.5 | 8.1 | 33000 | 24800 | 75.15% | 1.96 | 12 | 11.7 |  |  |  |  | R-410A | 2.7 | Residential & Commercial | USHP | Ducted CEE Tier 1
215932701 | Central HP <5.4 tons | KEEPRITE | HRCU-A-CB (Split System: Heat Pump with Remote Outdoor Unit-Air-Source) | C5H3V36*K*AAA* |  |  | EA*5X61M21A*+WALLCON | *80CTL0701716B* | 34200 | 20 | 9 | 34800 | 26400 | 75.86% | 1.94 | 0 | 11.7 |  |  |  |  | R-454B | 2.85 | Residential & Commercial | USHP | Ducted CEE Tier 1
215934721 | Central HP <5.4 tons | KEEPRITE | HRCU-A-CB (Split System: Heat Pump with Remote Outdoor Unit-Air-Source) | C5H3V36*K*AAA* |  |  | EVM5X36M17A*+WALLCON | *97CMN0601714B* | 34000 | 20 | 8.1 | 38000 | 27200 | 71.58% | 2 | 0 | 11 |  |  |  |  | R-454B | 2.8333 | Residential & Commercial | USHP | Ducted CEE Tier 1
215934971 | Central HP <5.4 tons | KEEPRITE | HRCU-A-CB (Split System: Heat Pump with Remote Outdoor Unit-Air-Source) | C5H3V36*K*AAA* |  |  | EVM5X48M21A*+WALLCON | *96CTN0601714B* | 34600 | 20.5 | 8.5 | 38000 | 27600 | 72.63% | 2.05 | 0 | 11.5 |  |  |  |  | R-454B | 2.8833 | Residential & Commercial | USHP | Ducted CEE Tier 1
215933201 | Central HP <5.4 tons | KEEPRITE | HRCU-A-CB (Split System: Heat Pump with Remote Outdoor Unit-Air-Source) | C5H3V36*K*AAA* |  |  | ESH5X36M12A*+WALLCON | *97CMN0802120B* | 33200 | 19 | 9 | 34800 | 26800 | 77.01% | 1.92 | 0 | 11 |  |  |  |  | R-454B | 2.7667 | Residential & Commercial | USHP | Ducted CEE Tier 1
216738587 | Central HP <5.4 tons | KEEPRITE | HRCU-A-CB (Split System: Heat Pump with Remote Outdoor Unit-Air-Source) | D5CUHAH24AAK |  |  | ESH5X36M12A* | *96MSN1002120A* | 23000 | 15.5 | 8.1 | 21000 | 18600 | 88.57% | 1.9 | 0 | 10.5 |  |  |  |  | R-454B | 1.9167 | Residential & Commercial | USHP | Ducted CEE Tier 1
216738303 | Central HP <5.4 tons | KEEPRITE | HRCU-A-CB (Split System: Heat Pump with Remote Outdoor Unit-Air-Source) | D5CUHAH24AAK |  |  | ESH5X36M12A* | *80CTL1102120B* | 23200 | 15.2 | 8.1 | 21200 | 18800 | 88.68% | 1.9 | 0 | 10.5 |  |  |  |  | R-454B | 1.9333 | Residential & Commercial | USHP | Ducted CEE Tier 1
210596528 | Central HP <5.4 tons | BRYANT HEATING AND COOLING SYSTEMS | HRCU-A-CB (Split System: Heat Pump with Remote Outdoor Unit-Air-Source) | 288BNV037*0**A* |  |  | CAP**6024AL*+UI | 935CA60080C21*** | 32800 | 17.5 | 8.5 | 31800 | 24800 | 77.99% | 2 | 0 | 11.5 |  |  |  |  | R-410A | 2.7333 | Residential & Commercial | USHP | Ducted CEE Tier 1
210596578 | Central HP <5.4 tons | BRYANT HEATING AND COOLING SYSTEMS | HRCU-A-CB (Split System: Heat Pump with Remote Outdoor Unit-Air-Source) | 288BNV037*0**A* |  |  | CNPV*6024AL*+UI | 83*CA60100C21*** | 32800 | 17.5 | 8.1 | 32200 | 24600 | 76.4% | 1.96 | 0 | 11.7 |  |  |  |  | R-410A | 2.7333 | Residential & Commercial | USHP | Ducted CEE Tier 1
210596598 | Central HP <5.4 tons | BRYANT HEATING AND COOLING SYSTEMS | HRCU-A-CB (Split System: Heat Pump with Remote Outdoor Unit-Air-Source) | 288BNV037*0**A* |  |  | CSPH*6012AL*+UI | 88*TA48070C17*** | 32800 | 17 | 8.1 | 32400 | 25000 | 77.16% | 2 | 0 | 11 |  |  |  |  | R-410A | 2.7333 | Residential & Commercial | USHP | Ducted CEE Tier 1
210589358 | Central HP <5.4 tons | RUSSELL | HRCU-A-CB (Split System: Heat Pump with Remote Outdoor Unit-Air-Source) | SP18AZ60AJVC |  |  | TCFZ6021SEAAM | S802VA100521Z | 53000 | 19 | 8.1 | 53000 | 50000 | 94.34% | 1.9 | 0 | 10 |  |  |  |  | R-410A | 4.4167 | Residential & Commercial | USHP | Ducted CEE Tier 1
215933301 | Central HP <5.4 tons | KEEPRITE | HRCU-A-CB (Split System: Heat Pump with Remote Outdoor Unit-Air-Source) | C5H3V36*K*AAA* |  |  | ESH5X42M12A*+WALLCON | *80CTL0451712B* | 33200 | 18.5 | 9 | 35600 | 27400 | 76.97% | 1.9 | 0 | 10.5 |  |  |  |  | R-454B | 2.7667 | Residential & Commercial | USHP | Ducted CEE Tier 1
215933351 | Central HP <5.4 tons | KEEPRITE | HRCU-A-CB (Split System: Heat Pump with Remote Outdoor Unit-Air-Source) | C5H3V36*K*AAA* |  |  | ESH5X42M12A*+WALLCON | *80CTL0902120B* | 33600 | 19 | 9 | 34600 | 26400 | 76.3% | 1.92 | 0 | 11.7 |  |  |  |  | R-454B | 2.8 | Residential & Commercial | USHP | Ducted CEE Tier 1
215933701 | Central HP <5.4 tons | KEEPRITE | HRCU-A-CB (Split System: Heat Pump with Remote Outdoor Unit-Air-Source) | C5H3V36*K*AAA* |  |  | ESH5X48M12A*+WALLCON | *96CTN0601714B* | 33400 | 19 | 9 | 34200 | 26000 | 76.02% | 1.94 | 0 | 11 |  |  |  |  | R-454B | 2.7833 | Residential & Commercial | USHP | Ducted CEE Tier 1
215935041 | Central HP <5.4 tons | KEEPRITE | HRCU-A-CB (Split System: Heat Pump with Remote Outdoor Unit-Air-Source) | C5H3V36*K*AAA* |  |  | EVM5X49M21A*+WALLCON | *80CTL0902120B* | 35600 | 22 | 8.5 | 38000 | 28400 | 74.74% | 2.04 | 0 | 12.5 |  |  |  |  | R-454B | 2.9667 | Residential & Commercial | USHP | Ducted CEE Tier 1
216634264 | Central HP <5.4 tons | ACIQ | HRCU-A-CB (Split System: Heat Pump with Remote Outdoor Unit-Air-Source) | H5H0V36*K*AAA* |  |  | EA*5X37M21A*+WALLCON | *80CSU0401712B* | 34600 | 17.5 | 9 | 35200 | 25000 | 71.02% | 1.9 | 0 | 10 |  |  |  |  | R-454B | 2.8833 | Residential & Commercial | USHP | Ducted CEE Tier 1
216097091 | Central HP <5.4 tons | Kerr | HRCU-A-CB (Split System: Heat Pump with Remote Outdoor Unit-Air-Source) | A-KHP33SA-1 |  |  | B-KHP30AA-1 | 0 | 33000 | 16.5 | 10 | 35000 | 34000 | 97.14% | 2 | 0 | 11.7 |  |  |  |  | R-454B | 2.75 | Residential & Commercial | USHP | Ducted CEE Tier 1
215864021 | Central HP <5.4 tons | Wells | HRCU-A-CB (Split System: Heat Pump with Remote Outdoor Unit-Air-Source) | WOS-24QUA/230 |  |  | WIAH-24MOC/230 | 0 | 24000 | 19.7 | 9 | 25000 | 18000 | 72% | 2.2 | 0 | 11.7 |  |  |  |  | R-454B | 2 | Residential & Commercial | USHP | Ducted CEE Tier 1
215682641 | Central HP <5.4 tons | KENMORE | HRCU-A-CB (Split System: Heat Pump with Remote Outdoor Unit-Air-Source) | (C,H,T)5H0V60*K*AAA* |  |  | EA*5X61M21A*+WALLCON | *80CSU0401712B* | 55500 | 18 | 8.5 | 58500 | 41000 | 70.09% | 2.04 | 0 | 9 |  |  |  |  | R-454B | 4.625 | Residential & Commercial | USHP
215682691 | Central HP <5.4 tons | KENMORE | HRCU-A-CB (Split System: Heat Pump with Remote Outdoor Unit-Air-Source) | (C,H,T)5H0V60*K*AAA* |  |  | EA*5X61M24A*+WALLCON | *97CTN0802120A* | 56000 | 18.5 | 9 | 60000 | 42000 | 70% | 2.02 | 0 | 9 |  |  |  |  | R-454B | 4.6667 | Residential & Commercial | USHP
215683071 | Central HP <5.4 tons | KENMORE | HRCU-A-CB (Split System: Heat Pump with Remote Outdoor Unit-Air-Source) | (C,H,T)5H0V60*K*AAA* |  |  | EVD5X60M24A*+WALLCON | *80CSU0802120B* | 57000 | 18 | 9 | 62500 | 44000 | 70.4% | 2.1 | 0 | 9.5 |  |  |  |  | R-454B | 4.75 | Residential & Commercial | USHP
215683121 | Central HP <5.4 tons | KENMORE | HRCU-A-CB (Split System: Heat Pump with Remote Outdoor Unit-Air-Source) | (C,H,T)5H0V60*K*AAA* |  |  | EVD5X61M21A*+WALLCON | *96CTN0802120B* | 57000 | 18.5 | 9 | 64000 | 45000 | 70.31% | 2.08 | 0 | 9 |  |  |  |  | R-454B | 4.75 | Residential & Commercial | USHP
216014175 | Central HP <5.4 tons | SEA BREEZE+ | HRCU-A-CB (Split System: Heat Pump with Remote Outdoor Unit-Air-Source) | SZ24H525ZMO |  |  | AH24H525ZMI | 0 | 24000 | 19.7 | 9 | 25000 | 18000 | 72% | 2.2 | 0 | 11.7 |  |  |  |  | R-454B | 2 | Residential & Commercial | USHP | Ducted CEE Tier 1
215319216 | Central HP <5.4 tons | Grandaire | HRCU-A-CB (Split System: Heat Pump with Remote Outdoor Unit-Air-Source) | D5CSRAH24AAK |  |  | D5FSAAH24XBK | 0 | 24000 | 19.8 | 9 | 25000 | 18000 | 72% | 2.2 | 0 | 11.7 |  |  |  |  | R-454B | 2 | Residential & Commercial | USHP | Ducted CEE Tier 1
215677321 | Central HP <5.4 tons | KENMORE | HRCU-A-CB (Split System: Heat Pump with Remote Outdoor Unit-Air-Source) | (C,H,T)5H0V60*K*AAA* |  |  | EVD5X60M21A*+WALLCON | *80CSU0802120A* | 57000 | 18 | 9 | 63500 | 44500 | 70.08% | 2.08 | 0 | 9 |  |  |  |  | R-454B | 4.75 | Residential & Commercial | USHP
216634279 | Central HP <5.4 tons | ACIQ | HRCU-A-CB (Split System: Heat Pump with Remote Outdoor Unit-Air-Source) | H5H0V36*K*AAA* |  |  | EA*5X43M21A*+WALLCON | *80CSU0601716B* | 34600 | 18 | 9 | 35200 | 25000 | 71.02% | 1.9 | 0 | 10 |  |  |  |  | R-454B | 2.8833 | Residential & Commercial | USHP | Ducted CEE Tier 1
216634280 | Central HP <5.4 tons | ACIQ | HRCU-A-CB (Split System: Heat Pump with Remote Outdoor Unit-Air-Source) | H5H0V36*K*AAA* |  |  | EA*5X43M21A*+WALLCON | *97CTN0601716A* | 34200 | 17.5 | 9 | 35600 | 25400 | 71.35% | 1.88 | 0 | 9.5 |  |  |  |  | R-454B | 2.85 | Residential & Commercial | USHP
216634330 | Central HP <5.4 tons | ACIQ | HRCU-A-CB (Split System: Heat Pump with Remote Outdoor Unit-Air-Source) | H5H0V36*K*AAA* |  |  | ESH5X60M12A*+WALLCON | *80CSU0401712B* | 34600 | 17 | 8.5 | 34600 | 24800 | 71.68% | 1.92 | 0 | 10 |  |  |  |  | R-454B | 2.8833 | Residential & Commercial | USHP | Ducted CEE Tier 1
216634515 | Central HP <5.4 tons | ACIQ | HRCU-A-CB (Split System: Heat Pump with Remote Outdoor Unit-Air-Source) | H5H0V48*K*AAA* |  |  | EVM5X48M21A*+WALLCON | *97CTN0801716A* | 46500 | 18 | 9 | 50000 | 37000 | 74% | 2 | 0 | 9.5 |  |  |  |  | R-454B | 3.875 | Residential & Commercial | USHP
216634547 | Central HP <5.4 tons | ACIQ | HRCU-A-CB (Split System: Heat Pump with Remote Outdoor Unit-Air-Source) | H5H0V48*K*AAA* |  |  | EVD5X48M21A*+WALLCON | *80CSU0601716B* | 47000 | 18 | 9 | 50000 | 36400 | 72.8% | 2 | 0 | 9.5 |  |  |  |  | R-454B | 3.9167 | Residential & Commercial | USHP
216634565 | Central HP <5.4 tons | ACIQ | HRCU-A-CB (Split System: Heat Pump with Remote Outdoor Unit-Air-Source) | H5H0V48*K*AAA* |  |  | EVD5X60M21A*+WALLCON | *96CTN0802120B* | 48000 | 19 | 9 | 50000 | 36800 | 73.6% | 2 | 0 | 10 |  |  |  |  | R-454B | 4 | Residential & Commercial | USHP | Ducted CEE Tier 1
216633861 | Central HP <5.4 tons | ACIQ | HRCU-A-CB (Split System: Heat Pump with Remote Outdoor Unit-Air-Source) | H5H0V48*K*AAA* |  |  | ESH5X60M12A*+WALLCON | *95CSU1002122B* | 45500 | 16.5 | 8.5 | 48000 | 33600 | 70% | 2.06 | 0 | 9.5 |  |  |  |  | R-454B | 3.7917 | Residential & Commercial | USHP
216633912 | Central HP <5.4 tons | ACIQ | HRCU-A-CB (Split System: Heat Pump with Remote Outdoor Unit-Air-Source) | H5H0V48*K*AAA* |  |  | EVM5X60M21A*+WALLCON | *95CSU0802120B* | 48000 | 18.5 | 9 | 50000 | 36800 | 73.6% | 2 | 0 | 10 |  |  |  |  | R-454B | 4 | Residential & Commercial | USHP | Ducted CEE Tier 1
216633913 | Central HP <5.4 tons | ACIQ | HRCU-A-CB (Split System: Heat Pump with Remote Outdoor Unit-Air-Source) | H5H0V48*K*AAA* |  |  | EVM5X60M21A*+WALLCON | *95CSU1002122B* | 48000 | 19 | 9 | 50000 | 36600 | 73.2% | 2.12 | 0 | 10 |  |  |  |  | R-454B | 4 | Residential & Commercial | USHP | Ducted CEE Tier 1
216633929 | Central HP <5.4 tons | ACIQ | HRCU-A-CB (Split System: Heat Pump with Remote Outdoor Unit-Air-Source) | H5H0V48*K*AAA* |  |  | EVM5X60M24A*+WALLCON | *97CMN1202422B* | 48000 | 19 | 9 | 50000 | 36600 | 73.2% | 2 | 0 | 10 |  |  |  |  | R-454B | 4 | Residential & Commercial | USHP | Ducted CEE Tier 1
216633947 | Central HP <5.4 tons | ACIQ | HRCU-A-CB (Split System: Heat Pump with Remote Outdoor Unit-Air-Source) | H5H0V48*K*AAA* |  |  | EVD5X48M21A*+WALLCON | *80CTL0701716B* | 46500 | 18 | 9 | 50000 | 36800 | 73.6% | 1.98 | 0 | 9.5 |  |  |  |  | R-454B | 3.875 | Residential & Commercial | USHP
216633962 | Central HP <5.4 tons | ACIQ | HRCU-A-CB (Split System: Heat Pump with Remote Outdoor Unit-Air-Source) | H5H0V48*K*AAA* |  |  | EVD5X48M24A*+WALLCON | *97CMN1202422B* | 47000 | 18.5 | 9 | 50000 | 36400 | 72.8% | 2 | 0 | 10 |  |  |  |  | R-454B | 3.9167 | Residential & Commercial | USHP | Ducted CEE Tier 1
216633996 | Central HP <5.4 tons | ACIQ | HRCU-A-CB (Split System: Heat Pump with Remote Outdoor Unit-Air-Source) | H5H0V48*K*AAA* |  |  | EVD5X60M24A*+WALLCON | *80CTL0702120B* | 47500 | 19 | 9 | 50000 | 36800 | 73.6% | 2 | 0 | 10 |  |  |  |  | R-454B | 3.9583 | Residential & Commercial | USHP | Ducted CEE Tier 1
215683031 | Central HP <5.4 tons | KENMORE | HRCU-A-CB (Split System: Heat Pump with Remote Outdoor Unit-Air-Source) | (C,H,T)5H0V60*K*AAA* |  |  | EVD5X60M21A*+WALLCON | *80CSU1002120B* | 57000 | 18 | 9 | 63500 | 44500 | 70.08% | 2.08 | 0 | 9 |  |  |  |  | R-454B | 4.75 | Residential & Commercial | USHP
215678321 | Central HP <5.4 tons | KENMORE | HRCU-A-CB (Split System: Heat Pump with Remote Outdoor Unit-Air-Source) | (C,H,T)5H0V24*K*AAA* |  |  | EA*5X36M17A*+WALLCON | *80CSU0601716B* | 23200 | 17 | 8.5 | 23400 | 16500 | 70.51% | 1.98 | 0 | 10 |  |  |  |  | R-454B | 1.9333 | Residential & Commercial | USHP | Ducted CEE Tier 1
215678351 | Central HP <5.4 tons | KENMORE | HRCU-A-CB (Split System: Heat Pump with Remote Outdoor Unit-Air-Source) | (C,H,T)5H0V24*K*AAA* |  |  | EA*5X37M17A*+WALLCON | *80CSU0401712B* | 23800 | 17 | 9 | 23400 | 16400 | 70.09% | 2 | 0 | 10 |  |  |  |  | R-454B | 1.9833 | Residential & Commercial | USHP | Ducted CEE Tier 1
215935335 | Central HP <5.4 tons | BRYANT HEATING AND COOLING SYSTEMS | HRCU-A-CB (Split System: Heat Pump with Remote Outdoor Unit-Air-Source) | 293VAN036**AA* |  |  | CVAMA6024XMA*+UI | 88*TB60070C21*** | 35400 | 21.5 | 8.5 | 38000 | 28600 | 75.26% | 2.04 | 0 | 12 |  |  |  |  | R-454B | 2.95 | Residential & Commercial | USHP | Ducted CEE Tier 1
216635385 | Central HP <5.4 tons | ACIQ | HRCU-A-CB (Split System: Heat Pump with Remote Outdoor Unit-Air-Source) | H5H3V36*K*AAA* |  |  | ESH5X36M12A*+WALLCON | *80CSU0601716A* | 33200 | 19 | 9 | 34800 | 26800 | 77.01% | 1.92 | 0 | 11 |  |  |  |  | R-454B | 2.7667 | Residential & Commercial | USHP | Ducted CEE Tier 1
211295769 | Central HP <5.4 tons | BRYANT HEATING AND COOLING SYSTEMS | HRCU-A-CB (Split System: Heat Pump with Remote Outdoor Unit-Air-Source) | 38MURAQ30AB3* |  |  | CAP**3621AL* | 912SD48080E17*** | 29600 | 15.2 | 8.1 | 33800 | 27800 | 82.25% | 1.76 | 0 | 9 |  |  |  |  | R-410A | 2.4667 | Residential & Commercial | USHP
215682891 | Central HP <5.4 tons | KENMORE | HRCU-A-CB (Split System: Heat Pump with Remote Outdoor Unit-Air-Source) | (C,H,T)5H0V60*K*AAA* |  |  | EVM5X60M24A*+WALLCON | *80CSU1002120B* | 57000 | 18 | 9 | 63000 | 44500 | 70.63% | 2.08 | 0 | 9 |  |  |  |  | R-454B | 4.75 | Residential & Commercial | USHP
215319211 | Central HP <5.4 tons | Grandaire | HRCU-A-CB (Split System: Heat Pump with Remote Outdoor Unit-Air-Source) | D5CUHAH48AAK |  |  | D5FUHAH60XAK | 0 | 48000 | 17.5 | 9.5 | 48000 | 48000 | 100% | 2 | 0 | 12 |  |  |  |  | R-454B | 4 | Residential & Commercial | USHP | Ducted CEE Tier 1
216980863 | Central HP <5.4 tons | PolarWave | HRCU-A-CB (Split System: Heat Pump with Remote Outdoor Unit-Air-Source) | EZ-48-HPB |  |  | EZ-48-AHB | 0 | 48000 | 16.5 | 9.5 | 50000 | 46000 | 92% | 1.9 | 0 | 10.5 |  |  |  |  | R-454B | 4 | Residential & Commercial | USHP | Ducted CEE Tier 1
210596532 | Central HP <5.4 tons | BRYANT HEATING AND COOLING SYSTEMS | HRCU-A-CB (Split System: Heat Pump with Remote Outdoor Unit-Air-Source) | 288BNV037*0**A* |  |  | CAP**6024AL*+UI | 986TC66120C24*** | 32800 | 18 | 8.5 | 31800 | 24800 | 77.99% | 2 | 0 | 11.7 |  |  |  |  | R-410A | 2.7333 | Residential & Commercial | USHP | Ducted CEE Tier 1
210596535 | Central HP <5.4 tons | BRYANT HEATING AND COOLING SYSTEMS | HRCU-A-CB (Split System: Heat Pump with Remote Outdoor Unit-Air-Source) | 288BNV037*0**A* |  |  | CAP**6024AL*+UI | 987MB66100C21*** | 32800 | 17.5 | 8.5 | 31800 | 24800 | 77.99% | 2 | 0 | 11.7 |  |  |  |  | R-410A | 2.7333 | Residential & Commercial | USHP | Ducted CEE Tier 1
210596536 | Central HP <5.4 tons | BRYANT HEATING AND COOLING SYSTEMS | HRCU-A-CB (Split System: Heat Pump with Remote Outdoor Unit-Air-Source) | 288BNV037*0**A* |  |  | CAP**6024AL*+UI | 987MB66120C24*** | 32800 | 17.5 | 8.5 | 32000 | 24800 | 77.5% | 1.98 | 0 | 11.7 |  |  |  |  | R-410A | 2.7333 | Residential & Commercial | USHP | Ducted CEE Tier 1
216733791 | Central HP <5.4 tons | KEEPRITE | HRCU-A-CB (Split System: Heat Pump with Remote Outdoor Unit-Air-Source) | D5CUHAH24AAK |  |  | EA*5X30M14A* | *96VTN0401410B* | 22000 | 15.5 | 8.1 | 20800 | 18900 | 90.87% | 1.9 | 0 | 10.5 |  |  |  |  | R-454B | 1.8333 | Residential & Commercial | USHP | Ducted CEE Tier 1
216734157 | Central HP <5.4 tons | KEEPRITE | HRCU-A-CB (Split System: Heat Pump with Remote Outdoor Unit-Air-Source) | D5CUHAH24AAK |  |  | EA*5X30M17A* | *96VSN0401712B* | 22000 | 15.5 | 8.1 | 20800 | 18800 | 90.38% | 1.9 | 0 | 10.5 |  |  |  |  | R-454B | 1.8333 | Residential & Commercial | USHP | Ducted CEE Tier 1
213080990 | Central HP <5.4 tons | ACIQ | HRCU-A-CB (Split System: Heat Pump with Remote Outdoor Unit-Air-Source) | HVH837GKA2* |  |  | EA*4X61L24A*+WALLCON | *96CTN1002122A* | 33200 | 18 | 8.5 | 32000 | 24800 | 77.5% | 2 | 0 | 12 |  |  |  |  | R-410A | 2.7667 | Residential & Commercial | USHP | Ducted CEE Tier 1
216683410 | Central HP <5.4 tons | KEEPRITE | HRCU-A-CB (Split System: Heat Pump with Remote Outdoor Unit-Air-Source) | DLCURAH24ABK |  |  | EHD4X36AAL | *97VTN1202422A* | 23800 | 16 | 8.5 | 25400 | 22400 | 88.19% | 1.75 | 0 | 10 |  |  |  |  | R-410A | 1.9833 | Residential & Commercial | USHP | Ducted CEE Tier 1
215682901 | Central HP <5.4 tons | KENMORE | HRCU-A-CB (Split System: Heat Pump with Remote Outdoor Unit-Air-Source) | (C,H,T)5H0V60*K*AAA* |  |  | EVM5X60M24A*+WALLCON | *97CTN0802120A* | 56500 | 18 | 9 | 63500 | 44500 | 70.08% | 2.08 | 0 | 9 |  |  |  |  | R-454B | 4.7083 | Residential & Commercial | USHP
215683101 | Central HP <5.4 tons | KENMORE | HRCU-A-CB (Split System: Heat Pump with Remote Outdoor Unit-Air-Source) | (C,H,T)5H0V60*K*AAA* |  |  | EVD5X60M24A*+WALLCON | *97CTN1002122A* | 56500 | 18.5 | 9 | 63000 | 44500 | 70.63% | 2.08 | 0 | 9 |  |  |  |  | R-454B | 4.7083 | Residential & Commercial | USHP
213307902 | Central HP <5.4 tons | Wells | HRCU-A-CB (Split System: Heat Pump with Remote Outdoor Unit-Air-Source) | WUCA-48HFMO |  |  | WUA-48HFMAH | 0 | 47000 | 15.6 | 9.4 | 50000 | 46000 | 92% | 1.9 | 8.5 | 8.2 |  |  |  |  | R-410A | 3.9167 | Residential & Commercial | USHP
215864031 | Central HP <5.4 tons | Wells | HRCU-A-CB (Split System: Heat Pump with Remote Outdoor Unit-Air-Source) | WDHP-60HH |  |  | WDAH-60MOC | 0 | 54000 | 16 | 9 | 56000 | 52000 | 92.86% | 1.8 | 0 | 10 |  |  |  |  | R-454B | 4.5 | Residential & Commercial | USHP | Ducted CEE Tier 1
215935012 | Central HP <5.4 tons | KENMORE | HRCU-A-CB (Split System: Heat Pump with Remote Outdoor Unit-Air-Source) | (C,H,T)5H3V36*K*AAA* |  |  | EVM5X49M21A*+WALLCON | *80CTL0701716B* | 35400 | 21.5 | 8.5 | 38500 | 29000 | 75.32% | 2.02 | 0 | 12 |  |  |  |  | R-454B | 2.95 | Residential & Commercial | USHP | Ducted CEE Tier 1
215935082 | Central HP <5.4 tons | KENMORE | HRCU-A-CB (Split System: Heat Pump with Remote Outdoor Unit-Air-Source) | (C,H,T)5H3V36*K*AAA* |  |  | EVM5X49M21A*+WALLCON | *95CSU1002122B* | 35600 | 22 | 8.5 | 38000 | 28400 | 74.74% | 2.04 | 0 | 12.5 |  |  |  |  | R-454B | 2.9667 | Residential & Commercial | USHP | Ducted CEE Tier 1
204300180 | Central HP <5.4 tons | BRYANT HEATING AND COOLING SYSTEMS | HRCU-A-CB (Split System: Heat Pump with Remote Outdoor Unit-Air-Source) | 288BNV037*0**A* |  |  | CSPH*3612AL*+UI | 986TC66100C21*** | 32200 | 16.5 | 8.1 | 33200 | 24800 | 74.7% | 1.94 | 11.5 | 11 |  |  |  |  | R-410A | 2.6833 | Residential & Commercial | USHP | Ducted CEE Tier 1
216634067 | Central HP <5.4 tons | ACIQ | HRCU-A-CB (Split System: Heat Pump with Remote Outdoor Unit-Air-Source) | H5H0V60*K*AAA* |  |  | EVD5X60M21A*+WALLCON | *80CSU0802120A* | 57000 | 18 | 9 | 63500 | 44500 | 70.08% | 2.08 | 0 | 9 |  |  |  |  | R-454B | 4.75 | Residential & Commercial | USHP
216634276 | Central HP <5.4 tons | ACIQ | HRCU-A-CB (Split System: Heat Pump with Remote Outdoor Unit-Air-Source) | H5H0V36*K*AAA* |  |  | EA*5X42M21A*+WALLCON | *97CTN1002122A* | 33200 | 17.5 | 9 | 35800 | 25600 | 71.51% | 1.84 | 0 | 10 |  |  |  |  | R-454B | 2.7667 | Residential & Commercial | USHP | Ducted CEE Tier 1
216634328 | Central HP <5.4 tons | ACIQ | HRCU-A-CB (Split System: Heat Pump with Remote Outdoor Unit-Air-Source) | H5H0V36*K*AAA* |  |  | ESH5X48M12A*+WALLCON | *97CTN1202422A* | 34200 | 17 | 8.5 | 35400 | 25200 | 71.19% | 1.9 | 0 | 9.5 |  |  |  |  | R-454B | 2.85 | Residential & Commercial | USHP
215931632 | Central HP <5.4 tons | KENMORE | HRCU-A-CB (Split System: Heat Pump with Remote Outdoor Unit-Air-Source) | (C,H,T)5H3V60*K*AAA* |  |  | EA*5X60M24A*+WALLCON | *97CMN1202422B* | 55500 | 18.5 | 8.5 | 60500 | 46000 | 76.03% | 2.06 | 0 | 11 |  |  |  |  | R-454B | 4.625 | Residential & Commercial | USHP | Ducted CEE Tier 1
213781433 | Central HP <5.4 tons | KENMORE | HRCU-A-CB (Split System: Heat Pump with Remote Outdoor Unit-Air-Source) | (C,H,T)VH837GKA2* |  |  | EA*4X48L24A*+WALLCON | *97CMN1002122B* | 32400 | 17 | 8.5 | 32200 | 24800 | 77.02% | 1.98 | 0 | 11 |  |  |  |  | R-410A | 2.7 | Residential & Commercial | USHP | Ducted CEE Tier 1
213780883 | Central HP <5.4 tons | KENMORE | HRCU-A-CB (Split System: Heat Pump with Remote Outdoor Unit-Air-Source) | (C,H,T)VH837GKA2* |  |  | EA*4X37L21A*+WALLCON | *80CTL0902120B* | 32800 | 17 | 8.5 | 33000 | 25000 | 75.76% | 1.98 | 0 | 11 |  |  |  |  | R-410A | 2.7333 | Residential & Commercial | USHP | Ducted CEE Tier 1
210596309 | Central HP <5.4 tons | BRYANT HEATING AND COOLING SYSTEMS | HRCU-A-CB (Split System: Heat Pump with Remote Outdoor Unit-Air-Source) | 288BNV025*0**B* |  |  | CAP**4221AL*+UI | 987MB66100C21*** | 23800 | 16.5 | 8.1 | 21400 | 16600 | 77.57% | 1.96 | 0 | 11 |  |  |  |  | R-410A | 1.9833 | Residential & Commercial | USHP | Ducted CEE Tier 1
210596325 | Central HP <5.4 tons | BRYANT HEATING AND COOLING SYSTEMS | HRCU-A-CB (Split System: Heat Pump with Remote Outdoor Unit-Air-Source) | 288BNV025*0**B* |  |  | CAP**4321AL*+UI | 935CA48060C17*** | 24400 | 16.5 | 8.1 | 21200 | 16700 | 78.77% | 2.02 | 0 | 10.5 |  |  |  |  | R-410A | 2.0333 | Residential & Commercial | USHP | Ducted CEE Tier 1
210596326 | Central HP <5.4 tons | BRYANT HEATING AND COOLING SYSTEMS | HRCU-A-CB (Split System: Heat Pump with Remote Outdoor Unit-Air-Source) | 288BNV025*0**B* |  |  | CAP**4321AL*+UI | 935CA60080C21*** | 24400 | 17 | 8.5 | 21200 | 16600 | 78.3% | 2.04 | 0 | 11 |  |  |  |  | R-410A | 2.0333 | Residential & Commercial | USHP | Ducted CEE Tier 1
210596340 | Central HP <5.4 tons | BRYANT HEATING AND COOLING SYSTEMS | HRCU-A-CB (Split System: Heat Pump with Remote Outdoor Unit-Air-Source) | 288BNV025*0**B* |  |  | CAP**4821AL*+UI | 88*TA48090C17*** | 24200 | 17.5 | 8.1 | 20800 | 16500 | 79.33% | 2.04 | 0 | 11.5 |  |  |  |  | R-410A | 2.0167 | Residential & Commercial | USHP | Ducted CEE Tier 1
210596357 | Central HP <5.4 tons | BRYANT HEATING AND COOLING SYSTEMS | HRCU-A-CB (Split System: Heat Pump with Remote Outdoor Unit-Air-Source) | 288BNV025*0**B* |  |  | CAP**4824AL*+UI | 987MB60060C21*** | 24000 | 16.5 | 8.1 | 21000 | 16600 | 79.05% | 2 | 0 | 11 |  |  |  |  | R-410A | 2 | Residential & Commercial | USHP | Ducted CEE Tier 1
210596392 | Central HP <5.4 tons | BRYANT HEATING AND COOLING SYSTEMS | HRCU-A-CB (Split System: Heat Pump with Remote Outdoor Unit-Air-Source) | 288BNV025*0**B* |  |  | CNPV*4821AL*+UI | 88*TA48090C17*** | 24200 | 17.5 | 8.1 | 21200 | 16500 | 77.83% | 2.02 | 0 | 11.7 |  |  |  |  | R-410A | 2.0167 | Residential & Commercial | USHP | Ducted CEE Tier 1
215678311 | Central HP <5.4 tons | KENMORE | HRCU-A-CB (Split System: Heat Pump with Remote Outdoor Unit-Air-Source) | (C,H,T)5H0V24*K*AAA* |  |  | EA*5X36M17A*+WALLCON | *80CSU0401712B* | 23200 | 17 | 8.5 | 23400 | 16500 | 70.51% | 2 | 0 | 10 |  |  |  |  | R-454B | 1.9333 | Residential & Commercial | USHP | Ducted CEE Tier 1
215677991 | Central HP <5.4 tons | KENMORE | HRCU-A-CB (Split System: Heat Pump with Remote Outdoor Unit-Air-Source) | (C,H,T)5H0V60*K*AAA* |  |  | EA*5X61M24A*+WALLCON | *97CMN0802120B* | 56000 | 18.5 | 9 | 60000 | 42000 | 70% | 2.02 | 0 | 9 |  |  |  |  | R-454B | 4.6667 | Residential & Commercial | USHP
215677791 | Central HP <5.4 tons | KENMORE | HRCU-A-CB (Split System: Heat Pump with Remote Outdoor Unit-Air-Source) | (C,H,T)5H0V60*K*AAA* |  |  | EA*5X60M24A*+WALLCON | *80CTL1102120B* | 55000 | 18.5 | 9 | 59000 | 41500 | 70.34% | 2.02 | 0 | 9 |  |  |  |  | R-454B | 4.5833 | Residential & Commercial | USHP
215569765 | Central HP <5.4 tons | Viessmann | HRCU-A-C (Split System: Heat Pump with Remote Outdoor Unit with No Indoor Fan --Air Source) | DLCURAH24ABK |  |  | DLFULAH24XAX + CI | 0 | 24000 | 16.1 | 9.8 | 25000 | 20000 | 80% | 2 | 0 | 10.7 |  |  |  |  | R-410A | 2 | Residential & Commercial | USHP | Ducted CEE Tier 1
209862137 | Central HP <5.4 tons | Grandaire | HRCU-A-CB (Split System: Heat Pump with Remote Outdoor Unit-Air-Source) | WDLCURAH24ABK |  |  | WDLFUAAH24XAK | 0 | 24000 | 17.4 | 10 | 24000 | 22600 | 94.17% | 1.91 | 12.5 | 11.7 |  |  |  |  | R-410A | 2 | Residential & Commercial | USHP | Ducted CEE Tier 1
215319201 | Central HP <5.4 tons | Grandaire | HRCU-A-CB (Split System: Heat Pump with Remote Outdoor Unit-Air-Source) | D5CUHAH60AAK |  |  | D5FUAAH60XAK | 0 | 54000 | 16 | 9 | 56000 | 52000 | 92.86% | 1.8 | 0 | 10 |  |  |  |  | R-454B | 4.5 | Residential & Commercial | USHP | Ducted CEE Tier 1
210596561 | Central HP <5.4 tons | BRYANT HEATING AND COOLING SYSTEMS | HRCU-A-CB (Split System: Heat Pump with Remote Outdoor Unit-Air-Source) | 288BNV037*0**A* |  |  | CAP**6124AL*+UI | 987MB66100C21*** | 33200 | 18 | 8.5 | 32000 | 24800 | 77.5% | 2 | 0 | 12 |  |  |  |  | R-410A | 2.7667 | Residential & Commercial | USHP | Ducted CEE Tier 1
210596577 | Central HP <5.4 tons | BRYANT HEATING AND COOLING SYSTEMS | HRCU-A-CB (Split System: Heat Pump with Remote Outdoor Unit-Air-Source) | 288BNV037*0**A* |  |  | CNPV*4824AL*+UI | 935CA66100C21*** | 32400 | 17.5 | 8.1 | 32800 | 24600 | 75% | 1.98 | 0 | 11.7 |  |  |  |  | R-410A | 2.7 | Residential & Commercial | USHP | Ducted CEE Tier 1
210596608 | Central HP <5.4 tons | BRYANT HEATING AND COOLING SYSTEMS | HRCU-A-CB (Split System: Heat Pump with Remote Outdoor Unit-Air-Source) | 288BNV037*0**A* |  |  | CSPH*6012AL*+UI | 986TC66120C24*** | 33000 | 17 | 8.1 | 32200 | 24800 | 77.02% | 2.02 | 0 | 11.5 |  |  |  |  | R-410A | 2.75 | Residential & Commercial | USHP | Ducted CEE Tier 1
210596609 | Central HP <5.4 tons | BRYANT HEATING AND COOLING SYSTEMS | HRCU-A-CB (Split System: Heat Pump with Remote Outdoor Unit-Air-Source) | 288BNV037*0**A* |  |  | CSPH*6012AL*+UI | 987MB42080C17*** | 32800 | 16.5 | 8.1 | 32600 | 25200 | 77.3% | 1.98 | 0 | 11 |  |  |  |  | R-410A | 2.7333 | Residential & Commercial | USHP | Ducted CEE Tier 1
213298011 | Central HP <5.4 tons | CHAMPION HEATING AND COOLING | HRCU-A-CB (Split System: Heat Pump with Remote Outdoor Unit-Air-Source) | HMH72B341 |  |  | XAHC36DBCN1 | Z8ES080C20SMPS1 | 34000 | 17.5 | 8.1 | 33400 | 23600 | 70.66% | 2.08 | 0 | 9.5 |  |  |  |  | R-410A | 2.8333 | Residential & Commercial | USHP
215682651 | Central HP <5.4 tons | KENMORE | HRCU-A-CB (Split System: Heat Pump with Remote Outdoor Unit-Air-Source) | (C,H,T)5H0V60*K*AAA* |  |  | EA*5X61M21A*+WALLCON | *80CSU0601716B* | 55500 | 18 | 8.5 | 58500 | 41000 | 70.09% | 2.04 | 0 | 9 |  |  |  |  | R-454B | 4.625 | Residential & Commercial | USHP
215682801 | Central HP <5.4 tons | KENMORE | HRCU-A-CB (Split System: Heat Pump with Remote Outdoor Unit-Air-Source) | (C,H,T)5H0V60*K*AAA* |  |  | EVM5X60M21A*+WALLCON | *96CTN0802120B* | 56500 | 18 | 9 | 64000 | 45000 | 70.31% | 2.06 | 0 | 9 |  |  |  |  | R-454B | 4.7083 | Residential & Commercial | USHP
215682871 | Central HP <5.4 tons | KENMORE | HRCU-A-CB (Split System: Heat Pump with Remote Outdoor Unit-Air-Source) | (C,H,T)5H0V60*K*AAA* |  |  | EVM5X60M24A*+WALLCON | *96CTN0802120B* | 56500 | 18 | 9 | 63500 | 44500 | 70.08% | 2.08 | 0 | 9 |  |  |  |  | R-454B | 4.7083 | Residential & Commercial | USHP
215682921 | Central HP <5.4 tons | KENMORE | HRCU-A-CB (Split System: Heat Pump with Remote Outdoor Unit-Air-Source) | (C,H,T)5H0V60*K*AAA* |  |  | EVM5X60M24A*+WALLCON | *97CTN1202422A* | 56500 | 18.5 | 9 | 63000 | 44500 | 70.63% | 2.1 | 0 | 9 |  |  |  |  | R-454B | 4.7083 | Residential & Commercial | USHP
213412079 | Central HP <5.4 tons | ICONIC AIR SOLUTION | HRCU-A-CB (Split System: Heat Pump with Remote Outdoor Unit-Air-Source) | ICLZ36AK |  |  | IFLA36IK | 0 | 36000 | 16 | 9.5 | 40000 | 34400 | 86% | 1.97 | 10.5 | 10 |  |  |  |  | R-410A | 3 | Residential & Commercial | USHP | Ducted CEE Tier 1
215569768 | Central HP <5.4 tons | Viessmann | HRCU-A-C (Split System: Heat Pump with Remote Outdoor Unit with No Indoor Fan --Air Source) | DLCURAH36ABK |  |  | DLFULAH36XBX + CI | 0 | 35000 | 15.5 | 8.6 | 38000 | 31600 | 83.16% | 1.85 | 0 | 10 |  |  |  |  | R-410A | 2.9167 | Residential & Commercial | USHP | Ducted CEE Tier 1
215682911 | Central HP <5.4 tons | KENMORE | HRCU-A-CB (Split System: Heat Pump with Remote Outdoor Unit-Air-Source) | (C,H,T)5H0V60*K*AAA* |  |  | EVM5X60M24A*+WALLCON | *97CTN1002122A* | 56500 | 18.5 | 9 | 63000 | 44500 | 70.63% | 2.08 | 0 | 9 |  |  |  |  | R-454B | 4.7083 | Residential & Commercial | USHP
215682611 | Central HP <5.4 tons | KENMORE | HRCU-A-CB (Split System: Heat Pump with Remote Outdoor Unit-Air-Source) | (C,H,T)5H0V60*K*AAA* |  |  | EA*5X60M24A*+WALLCON | *97CTN0802120A* | 54500 | 18.5 | 9 | 59500 | 42000 | 70.59% | 1.9 | 0 | 8.5 |  |  |  |  | R-454B | 4.5417 | Residential & Commercial | USHP
216763037 | Central HP <5.4 tons | SLIMAIR | HRCU-A-CB (Split System: Heat Pump with Remote Outdoor Unit-Air-Source) | SHC48AH224V |  |  | SHV48AE2AG | 0 | 48000 | 16.5 | 9.5 | 50000 | 46000 | 92% | 1.9 | 0 | 10.5 |  |  |  |  | R-454B | 4 | Residential & Commercial | USHP | Ducted CEE Tier 1
213433286 | Central HP <5.4 tons | PolarWave | HRCU-A-CB (Split System: Heat Pump with Remote Outdoor Unit-Air-Source) | ACIQ-18-HPB |  |  | ACIQ-18W-WM | 0 | 18000 | 19.3 | 10.8 | 19000 | 18800 | 98.95% | 2.3 | 0 | 12.1 |  |  |  |  | R-410A | 1.5 | Residential & Commercial | USHP | Ducted CEE Tier 1
215933522 | Central HP <5.4 tons | KENMORE | HRCU-A-CB (Split System: Heat Pump with Remote Outdoor Unit-Air-Source) | (C,H,T)5H3V36*K*AAA* |  |  | ESH5X48M12A*+WALLCON | *80CSU0601716A* | 33600 | 19.5 | 9 | 34800 | 26600 | 76.44% | 1.92 | 0 | 11 |  |  |  |  | R-454B | 2.8 | Residential & Commercial | USHP | Ducted CEE Tier 1
215934942 | Central HP <5.4 tons | KENMORE | HRCU-A-CB (Split System: Heat Pump with Remote Outdoor Unit-Air-Source) | (C,H,T)5H3V36*K*AAA* |  |  | EVM5X44M21A*+WALLCON | *96CTN0801714B* | 35400 | 21.5 | 8.5 | 38500 | 28800 | 74.81% | 2.02 | 0 | 12 |  |  |  |  | R-454B | 2.95 | Residential & Commercial | USHP | Ducted CEE Tier 1
215942498 | Central HP <5.4 tons | KENMORE | HRCU-A-CB (Split System: Heat Pump with Remote Outdoor Unit-Air-Source) | (C,H,T)5H3V36*K*AAA* |  |  | EVD5X61M21A*+WALLCON | *80CTL0901716B* | 35800 | 22 | 8.5 | 37400 | 28400 | 75.94% | 2.02 | 0 | 12.5 |  |  |  |  | R-454B | 2.9833 | Residential & Commercial | USHP | Ducted CEE Tier 1
216633997 | Central HP <5.4 tons | ACIQ | HRCU-A-CB (Split System: Heat Pump with Remote Outdoor Unit-Air-Source) | H5H0V48*K*AAA* |  |  | EVD5X60M24A*+WALLCON | *80CTL0902120B* | 48000 | 19 | 9 | 50000 | 36400 | 72.8% | 2 | 0 | 10.5 |  |  |  |  | R-454B | 4 | Residential & Commercial | USHP | Ducted CEE Tier 1
216634013 | Central HP <5.4 tons | ACIQ | HRCU-A-CB (Split System: Heat Pump with Remote Outdoor Unit-Air-Source) | H5H0V48*K*AAA* |  |  | EVD5X61M21A*+WALLCON | *95CSU0802120B* | 48500 | 18.5 | 9 | 50000 | 37000 | 74% | 2 | 0 | 10 |  |  |  |  | R-454B | 4.0417 | Residential & Commercial | USHP | Ducted CEE Tier 1
216634046 | Central HP <5.4 tons | ACIQ | HRCU-A-CB (Split System: Heat Pump with Remote Outdoor Unit-Air-Source) | H5H0V60*K*AAA* |  |  | EVM5X60M24A*+WALLCON | *80CTL0702120B* | 56000 | 18 | 9 | 63500 | 45000 | 70.87% | 2.06 | 0 | 9 |  |  |  |  | R-454B | 4.6667 | Residential & Commercial | USHP
216634062 | Central HP <5.4 tons | ACIQ | HRCU-A-CB (Split System: Heat Pump with Remote Outdoor Unit-Air-Source) | H5H0V60*K*AAA* |  |  | EVM5X61M24A*+WALLCON | *97CMN0602120B* | 56500 | 18 | 9 | 65000 | 45500 | 70% | 2.06 | 0 | 8.5 |  |  |  |  | R-454B | 4.7083 | Residential & Commercial | USHP
216634165 | Central HP <5.4 tons | ACIQ | HRCU-A-CB (Split System: Heat Pump with Remote Outdoor Unit-Air-Source) | H5H0V24*K*AAA* |  |  | EA*5X30M17A*+WALLCON | *97CTN0801716A* | 23000 | 16.5 | 9 | 23800 | 16700 | 70.17% | 1.86 | 0 | 10 |  |  |  |  | R-454B | 1.9167 | Residential & Commercial | USHP | Ducted CEE Tier 1
210596426 | Central HP <5.4 tons | BRYANT HEATING AND COOLING SYSTEMS | HRCU-A-CB (Split System: Heat Pump with Remote Outdoor Unit-Air-Source) | 288BNV025*0**B* |  |  | CSPH*4212AL*+UI | 986TC66120C24*** | 24200 | 16 | 8.1 | 21400 | 16600 | 77.57% | 2 | 0 | 10.5 |  |  |  |  | R-410A | 2.0167 | Residential & Commercial | USHP | Ducted CEE Tier 1
210596524 | Central HP <5.4 tons | BRYANT HEATING AND COOLING SYSTEMS | HRCU-A-CB (Split System: Heat Pump with Remote Outdoor Unit-Air-Source) | 288BNV037*0**A* |  |  | CAP**6024AL*+UI | 83*CA60100C21*** | 32800 | 17 | 8.1 | 32000 | 24800 | 77.5% | 1.96 | 0 | 11 |  |  |  |  | R-410A | 2.7333 | Residential & Commercial | USHP | Ducted CEE Tier 1
210596527 | Central HP <5.4 tons | BRYANT HEATING AND COOLING SYSTEMS | HRCU-A-CB (Split System: Heat Pump with Remote Outdoor Unit-Air-Source) | 288BNV037*0**A* |  |  | CAP**6024AL*+UI | 88*TA66135C24*** | 32800 | 18 | 8.5 | 31800 | 24800 | 77.99% | 2 | 0 | 12 |  |  |  |  | R-410A | 2.7333 | Residential & Commercial | USHP | Ducted CEE Tier 1
210596558 | Central HP <5.4 tons | BRYANT HEATING AND COOLING SYSTEMS | HRCU-A-CB (Split System: Heat Pump with Remote Outdoor Unit-Air-Source) | 288BNV037*0**A* |  |  | CAP**6124AL*+UI | 986TC66120C24*** | 33200 | 18 | 8.5 | 32000 | 24800 | 77.5% | 2 | 0 | 12 |  |  |  |  | R-410A | 2.7667 | Residential & Commercial | USHP | Ducted CEE Tier 1
215682701 | Central HP <5.4 tons | KENMORE | HRCU-A-CB (Split System: Heat Pump with Remote Outdoor Unit-Air-Source) | (C,H,T)5H0V60*K*AAA* |  |  | EA*5X61M24A*+WALLCON | *97CTN1002122A* | 56000 | 18.5 | 9 | 60000 | 42000 | 70% | 2.02 | 0 | 9 |  |  |  |  | R-454B | 4.6667 | Residential & Commercial | USHP
215678141 | Central HP <5.4 tons | KENMORE | HRCU-A-CB (Split System: Heat Pump with Remote Outdoor Unit-Air-Source) | (C,H,T)5H0V60*K*AAA* |  |  | ESH5X60M12A*+WALLCON | *97CMN0802120B* | 55500 | 17 | 8.5 | 60000 | 42000 | 70% | 1.9 | 0 | 8.5 |  |  |  |  | R-454B | 4.625 | Residential & Commercial | USHP
215319202 | Central HP <5.4 tons | Grandaire | HRCU-A-CB (Split System: Heat Pump with Remote Outdoor Unit-Air-Source) | D5CUHAH60AAK |  |  | D5FUHAH60XAK | 0 | 54000 | 17.5 | 9.5 | 55000 | 54000 | 98.18% | 1.9 | 0 | 12 |  |  |  |  | R-454B | 4.5 | Residential & Commercial | USHP | Ducted CEE Tier 1
216633037 | Central HP <5.4 tons | ACIQ | HRCU-A-CB (Split System: Heat Pump with Remote Outdoor Unit-Air-Source) | H5H0V24*K*AAA* |  |  | EA*5X30M14A*+WALLCON | *96CTN0401410B* | 22600 | 15.5 | 8.5 | 24200 | 17100 | 70.66% | 1.84 | 0 | 9 |  |  |  |  | R-454B | 1.8833 | Residential & Commercial | USHP
216633067 | Central HP <5.4 tons | ACIQ | HRCU-A-CB (Split System: Heat Pump with Remote Outdoor Unit-Air-Source) | H5H0V24*K*AAA* |  |  | EA*5X37M17A*+WALLCON | *97CMN0801714B* | 23800 | 17 | 9 | 23400 | 16500 | 70.51% | 2 | 0 | 10.5 |  |  |  |  | R-454B | 1.9833 | Residential & Commercial | USHP | Ducted CEE Tier 1
216633069 | Central HP <5.4 tons | ACIQ | HRCU-A-CB (Split System: Heat Pump with Remote Outdoor Unit-Air-Source) | H5H0V24*K*AAA* |  |  | EA*5X37M17A*+WALLCON | *96CTN0601714B* | 23800 | 17 | 9 | 23600 | 16600 | 70.34% | 2 | 0 | 10 |  |  |  |  | R-454B | 1.9833 | Residential & Commercial | USHP | Ducted CEE Tier 1
216633085 | Central HP <5.4 tons | ACIQ | HRCU-A-CB (Split System: Heat Pump with Remote Outdoor Unit-Air-Source) | H5H0V24*K*AAA* |  |  | EA*5X37M21A*+WALLCON | *96CTN0801714B* | 24000 | 17.5 | 9 | 23200 | 16300 | 70.26% | 2.02 | 0 | 10.5 |  |  |  |  | R-454B | 2 | Residential & Commercial | USHP | Ducted CEE Tier 1
216633184 | Central HP <5.4 tons | ACIQ | HRCU-A-CB (Split System: Heat Pump with Remote Outdoor Unit-Air-Source) | H5H0V36*K*AAA* |  |  | EA*5X37M21A*+WALLCON | *95CSU1002122B* | 34600 | 18 | 9 | 35200 | 25000 | 71.02% | 1.9 | 0 | 10 |  |  |  |  | R-454B | 2.8833 | Residential & Commercial | USHP | Ducted CEE Tier 1
216633219 | Central HP <5.4 tons | ACIQ | HRCU-A-CB (Split System: Heat Pump with Remote Outdoor Unit-Air-Source) | H5H0V36*K*AAA* |  |  | EA*5X43M21A*+WALLCON | *80CTL0901716B* | 34400 | 18 | 9 | 35400 | 25200 | 71.19% | 1.88 | 0 | 10 |  |  |  |  | R-454B | 2.8667 | Residential & Commercial | USHP | Ducted CEE Tier 1
215942648 | Central HP <5.4 tons | KENMORE | HRCU-A-CB (Split System: Heat Pump with Remote Outdoor Unit-Air-Source) | (C,H,T)5H3V36*K*AAA* |  |  | EVD5X61M21A*+WALLCON | *97CTN1002122A* | 36000 | 22 | 8.5 | 37400 | 28200 | 75.4% | 2.04 | 0 | 12.5 |  |  |  |  | R-454B | 3 | Residential & Commercial | USHP | Ducted CEE Tier 1
215934792 | Central HP <5.4 tons | KENMORE | HRCU-A-CB (Split System: Heat Pump with Remote Outdoor Unit-Air-Source) | (C,H,T)5H3V36*K*AAA* |  |  | EVM5X44M21A*+WALLCON | *80CSU0601716A* | 35600 | 22 | 8.5 | 38000 | 28600 | 75.26% | 2.02 | 0 | 12 |  |  |  |  | R-454B | 2.9667 | Residential & Commercial | USHP | Ducted CEE Tier 1
215934642 | Central HP <5.4 tons | KENMORE | HRCU-A-CB (Split System: Heat Pump with Remote Outdoor Unit-Air-Source) | (C,H,T)5H3V36*K*AAA* |  |  | EVM5X25M17A*+WALLCON | *96CTN0601714B* | 34000 | 20 | 8.1 | 38000 | 27200 | 71.58% | 2 | 0 | 11 |  |  |  |  | R-454B | 2.8333 | Residential & Commercial | USHP | Ducted CEE Tier 1
215933892 | Central HP <5.4 tons | KENMORE | HRCU-A-CB (Split System: Heat Pump with Remote Outdoor Unit-Air-Source) | (C,H,T)5H3V36*K*AAA* |  |  | ESH5X60M12A*+WALLCON | *97CMN0802120B* | 34200 | 19.5 | 9 | 34400 | 26000 | 75.58% | 1.94 | 0 | 11.7 |  |  |  |  | R-454B | 2.85 | Residential & Commercial | USHP | Ducted CEE Tier 1
215933772 | Central HP <5.4 tons | KENMORE | HRCU-A-CB (Split System: Heat Pump with Remote Outdoor Unit-Air-Source) | (C,H,T)5H3V36*K*AAA* |  |  | ESH5X60M12A*+WALLCON | *80CTL0701716B* | 34000 | 19.5 | 9 | 34600 | 26400 | 76.3% | 1.94 | 0 | 11.5 |  |  |  |  | R-454B | 2.8333 | Residential & Commercial | USHP | Ducted CEE Tier 1
215933422 | Central HP <5.4 tons | KENMORE | HRCU-A-CB (Split System: Heat Pump with Remote Outdoor Unit-Air-Source) | (C,H,T)5H3V36*K*AAA* |  |  | ESH5X42M12A*+WALLCON | *97CMN0801714B* | 33400 | 18.5 | 9 | 35400 | 27000 | 76.27% | 1.92 | 0 | 11 |  |  |  |  | R-454B | 2.7833 | Residential & Commercial | USHP | Ducted CEE Tier 1
215932972 | Central HP <5.4 tons | KENMORE | HRCU-A-CB (Split System: Heat Pump with Remote Outdoor Unit-Air-Source) | (C,H,T)5H3V36*K*AAA* |  |  | ESH5X24M12A*+WALLCON | *97CMN0601714B* | 32000 | 17.5 | 9 | 35000 | 27000 | 77.14% | 1.9 | 0 | 10 |  |  |  |  | R-454B | 2.6667 | Residential & Commercial | USHP | Ducted CEE Tier 1
216634028 | Central HP <5.4 tons | ACIQ | HRCU-A-CB (Split System: Heat Pump with Remote Outdoor Unit-Air-Source) | H5H0V48*K*AAA* |  |  | EVD5X61M24A*+WALLCON | *97CMN1002122B* | 48500 | 19.5 | 9.5 | 50000 | 36800 | 73.6% | 2.12 | 0 | 10.5 |  |  |  |  | R-454B | 4.0417 | Residential & Commercial | USHP | Ducted CEE Tier 1
216633796 | Central HP <5.4 tons | ACIQ | HRCU-A-CB (Split System: Heat Pump with Remote Outdoor Unit-Air-Source) | H5H0V48*K*AAA* |  |  | EA*5X61M21A*+WALLCON | *80CSU0601716A* | 46000 | 18 | 9 | 48000 | 33800 | 70.42% | 2.08 | 0 | 9.5 |  |  |  |  | R-454B | 3.8333 | Residential & Commercial | USHP
216633777 | Central HP <5.4 tons | ACIQ | HRCU-A-CB (Split System: Heat Pump with Remote Outdoor Unit-Air-Source) | H5H0V48*K*AAA* |  |  | EA*5X48M21A*+WALLCON | *97CMN0801714B* | 44000 | 17 | 9 | 49000 | 34600 | 70.61% | 2.04 | 0 | 9 |  |  |  |  | R-454B | 3.6667 | Residential & Commercial | USHP
216633829 | Central HP <5.4 tons | ACIQ | HRCU-A-CB (Split System: Heat Pump with Remote Outdoor Unit-Air-Source) | H5H0V48*K*AAA* |  |  | ESH5X48M12A*+WALLCON | *80CTL0451712B* | 44000 | 15.5 | 8.5 | 50000 | 35200 | 70.4% | 1.92 | 0 | 9 |  |  |  |  | R-454B | 3.6667 | Residential & Commercial | USHP
216623775 | Central HP <5.4 tons | Kerr | HRCU-A-C (Split System: Heat Pump with Remote Outdoor Unit with No Indoor Fan --Air Source) | A-KXP24TA-1 |  |  | KXP18/24B1A | 0 | 24000 | 16 | 9.5 | 25000 | 21000 | 84% | 1.8 | 0 | 10 |  |  |  |  | R-454B | 2 | Residential & Commercial | USHP | Ducted CEE Tier 1
210596576 | Central HP <5.4 tons | BRYANT HEATING AND COOLING SYSTEMS | HRCU-A-CB (Split System: Heat Pump with Remote Outdoor Unit-Air-Source) | 288BNV037*0**A* |  |  | CNPV*4824AL*+UI | 935CA60080C21*** | 32400 | 17.5 | 8.1 | 32800 | 24800 | 75.61% | 1.96 | 0 | 11.7 |  |  |  |  | R-410A | 2.7 | Residential & Commercial | USHP | Ducted CEE Tier 1
210596594 | Central HP <5.4 tons | BRYANT HEATING AND COOLING SYSTEMS | HRCU-A-CB (Split System: Heat Pump with Remote Outdoor Unit-Air-Source) | 288BNV037*0**A* |  |  | CSPH*6012AL*+UI | 83*CA36040C17*** | 33000 | 17 | 8.1 | 32200 | 24800 | 77.02% | 1.98 | 0 | 11 |  |  |  |  | R-410A | 2.75 | Residential & Commercial | USHP | Ducted CEE Tier 1
215682031 | Central HP <5.4 tons | KENMORE | HRCU-A-CB (Split System: Heat Pump with Remote Outdoor Unit-Air-Source) | (C,H,T)5H0V48*K*AAA* |  |  | EVM5X60M24A*+WALLCON | *97CTN1202422A* | 48000 | 19 | 9 | 50000 | 36600 | 73.2% | 2 | 0 | 10.5 |  |  |  |  | R-454B | 4 | Residential & Commercial | USHP | Ducted CEE Tier 1
215682211 | Central HP <5.4 tons | KENMORE | HRCU-A-CB (Split System: Heat Pump with Remote Outdoor Unit-Air-Source) | (C,H,T)5H0V48*K*AAA* |  |  | EVD5X48M24A*+WALLCON | *97CTN0802120A* | 47000 | 18.5 | 9 | 50000 | 36400 | 72.8% | 2 | 0 | 10 |  |  |  |  | R-454B | 3.9167 | Residential & Commercial | USHP | Ducted CEE Tier 1
214075594 | Central HP <5.4 tons | RUSSELL | HRCU-A-CB (Split System: Heat Pump with Remote Outdoor Unit-Air-Source) | RD17AZ24AJ3N |  |  | TCFZ2417MTANM | S951V0603A17UHU | 22400 | 17 | 9.5 | 22400 | 17000 | 75.89% | 2 | 0 | 10 |  |  |  |  | R-410A | 1.8667 | Residential & Commercial | USHP | Ducted CEE Tier 1
211295841 | Central HP <5.4 tons | BRYANT HEATING AND COOLING SYSTEMS | HRCU-A-CB (Split System: Heat Pump with Remote Outdoor Unit-Air-Source) | 38MURAQ30AB3* |  |  | CAP**3721AL* | 926TB66100V21*** | 30600 | 15.2 | 8.1 | 33000 | 26200 | 79.39% | 1.84 | 0 | 9 |  |  |  |  | R-410A | 2.55 | Residential & Commercial | USHP
216785672 | Central HP <5.4 tons | FRASER-JOHNSTON | HRCU-A-CB (Split System: Heat Pump with Remote Outdoor Unit-Air-Source) | HH836E2S11 |  |  | CTU48C5XFS1+TXV | Z8ES100C20LMPS1 | 34400 | 19 | 9 | 32000 | 25400 | 79.38% | 2 | 0 | 11 |  |  |  |  | R-454B | 2.8667 | Residential & Commercial | USHP | Ducted CEE Tier 1
210596443 | Central HP <5.4 tons | BRYANT HEATING AND COOLING SYSTEMS | HRCU-A-CB (Split System: Heat Pump with Remote Outdoor Unit-Air-Source) | 288BNV025*0**B* |  |  | CSPH*4812AL*+UI | 986TC42060C17*** | 24200 | 16 | 8.1 | 21400 | 16700 | 78.04% | 2 | 0 | 10.5 |  |  |  |  | R-410A | 2.0167 | Residential & Commercial | USHP | Ducted CEE Tier 1
216738698 | Central HP <5.4 tons | KEEPRITE | HRCU-A-CB (Split System: Heat Pump with Remote Outdoor Unit-Air-Source) | D5CUHAH24AAK |  |  | ESH5X36M12A* | *95MSU0401712A* | 22800 | 16 | 8.1 | 20800 | 18600 | 89.42% | 1.85 | 0 | 11 |  |  |  |  | R-454B | 1.9 | Residential & Commercial | USHP | Ducted CEE Tier 1
215682171 | Central HP <5.4 tons | KENMORE | HRCU-A-CB (Split System: Heat Pump with Remote Outdoor Unit-Air-Source) | (C,H,T)5H0V48*K*AAA* |  |  | EVD5X48M21A*+WALLCON | *97CTN1002122A* | 47000 | 18.5 | 9 | 50000 | 36400 | 72.8% | 2 | 0 | 10 |  |  |  |  | R-454B | 3.9167 | Residential & Commercial | USHP | Ducted CEE Tier 1
215681871 | Central HP <5.4 tons | KENMORE | HRCU-A-CB (Split System: Heat Pump with Remote Outdoor Unit-Air-Source) | (C,H,T)5H0V48*K*AAA* |  |  | EVM5X49M21A*+WALLCON | *97CTN0801716A* | 47500 | 18.5 | 9 | 50000 | 37200 | 74.4% | 1.98 | 0 | 10 |  |  |  |  | R-454B | 3.9583 | Residential & Commercial | USHP | Ducted CEE Tier 1
215681921 | Central HP <5.4 tons | KENMORE | HRCU-A-CB (Split System: Heat Pump with Remote Outdoor Unit-Air-Source) | (C,H,T)5H0V48*K*AAA* |  |  | EVM5X60M21A*+WALLCON | *80CSU0601716B* | 48000 | 18.5 | 9 | 50000 | 36800 | 73.6% | 2 | 0 | 10 |  |  |  |  | R-454B | 4 | Residential & Commercial | USHP | Ducted CEE Tier 1
215681671 | Central HP <5.4 tons | KENMORE | HRCU-A-CB (Split System: Heat Pump with Remote Outdoor Unit-Air-Source) | (C,H,T)5H0V48*K*AAA* |  |  | ESH5X60M12A*+WALLCON | *96CTN0802120B* | 45500 | 16.5 | 8.5 | 48000 | 33800 | 70.42% | 2.06 | 0 | 9.5 |  |  |  |  | R-454B | 3.7917 | Residential & Commercial | USHP
215681771 | Central HP <5.4 tons | KENMORE | HRCU-A-CB (Split System: Heat Pump with Remote Outdoor Unit-Air-Source) | (C,H,T)5H0V48*K*AAA* |  |  | EVM5X48M21A*+WALLCON | *80CSU0601716B* | 47000 | 18 | 9 | 50000 | 36400 | 72.8% | 2 | 0 | 9.5 |  |  |  |  | R-454B | 3.9167 | Residential & Commercial | USHP
216675660 | Central HP <5.4 tons | KEEPRITE | HRCU-A-CB (Split System: Heat Pump with Remote Outdoor Unit-Air-Source) | D5CURAH24AAK |  |  | EA*5X30M14A* | *80MS(N,L)0451412A* | 23600 | 15.2 | 8.5 | 24200 | 19400 | 80.17% | 1.9 | 0 | 9.8 |  |  |  |  | R-454B | 1.9667 | Residential & Commercial | USHP
216675778 | Central HP <5.4 tons | KEEPRITE | HRCU-A-CB (Split System: Heat Pump with Remote Outdoor Unit-Air-Source) | D5CURAH24AAK |  |  | EA*5X24M17A* | *80MS(N,L)0701412A* | 23400 | 15.2 | 8.5 | 24600 | 19600 | 79.67% | 1.9 | 0 | 9.8 |  |  |  |  | R-454B | 1.95 | Residential & Commercial | USHP
216634332 | Central HP <5.4 tons | ACIQ | HRCU-A-CB (Split System: Heat Pump with Remote Outdoor Unit-Air-Source) | H5H0V36*K*AAA* |  |  | ESH5X60M12A*+WALLCON | *97CTN0601716A* | 34200 | 16 | 8.5 | 34800 | 25200 | 72.41% | 1.8 | 0 | 9 |  |  |  |  | R-454B | 2.85 | Residential & Commercial | USHP
210596300 | Central HP <5.4 tons | BRYANT HEATING AND COOLING SYSTEMS | HRCU-A-CB (Split System: Heat Pump with Remote Outdoor Unit-Air-Source) | 288BNV025*0**B* |  |  | CAP**4221AL*+UI | 935CA48060C17*** | 23600 | 16.5 | 8.1 | 21400 | 16700 | 78.04% | 1.94 | 0 | 10.5 |  |  |  |  | R-410A | 1.9667 | Residential & Commercial | USHP | Ducted CEE Tier 1
216633252 | Central HP <5.4 tons | ACIQ | HRCU-A-CB (Split System: Heat Pump with Remote Outdoor Unit-Air-Source) | H5H0V36*K*AAA* |  |  | EA*5X60M24A*+WALLCON | *80CTL0702120B* | 34400 | 18 | 9 | 34200 | 24800 | 72.51% | 1.9 | 0 | 10 |  |  |  |  | R-454B | 2.8667 | Residential & Commercial | USHP | Ducted CEE Tier 1
216633270 | Central HP <5.4 tons | ACIQ | HRCU-A-CB (Split System: Heat Pump with Remote Outdoor Unit-Air-Source) | H5H0V36*K*AAA* |  |  | EA*5X61M21A*+WALLCON | *80CTL0901716B* | 34800 | 18.5 | 9 | 34400 | 24800 | 72.09% | 1.92 | 0 | 10 |  |  |  |  | R-454B | 2.9 | Residential & Commercial | USHP | Ducted CEE Tier 1
216633288 | Central HP <5.4 tons | ACIQ | HRCU-A-CB (Split System: Heat Pump with Remote Outdoor Unit-Air-Source) | H5H0V36*K*AAA* |  |  | EA*5X61M24A*+WALLCON | *95CSU0802120B* | 34800 | 18 | 9 | 34400 | 24800 | 72.09% | 1.92 | 0 | 10 |  |  |  |  | R-454B | 2.9 | Residential & Commercial | USHP | Ducted CEE Tier 1
216633301 | Central HP <5.4 tons | ACIQ | HRCU-A-CB (Split System: Heat Pump with Remote Outdoor Unit-Air-Source) | H5H0V36*K*AAA* |  |  | ESH5X36M12A*+WALLCON | *80CTL0701716B* | 33600 | 16.5 | 8.5 | 35800 | 25600 | 71.51% | 1.78 | 0 | 9 |  |  |  |  | R-454B | 2.8 | Residential & Commercial | USHP
216633304 | Central HP <5.4 tons | ACIQ | HRCU-A-CB (Split System: Heat Pump with Remote Outdoor Unit-Air-Source) | H5H0V36*K*AAA* |  |  | ESH5X36M12A*+WALLCON | *80CTL0902120B* | 33800 | 16.5 | 8.5 | 35600 | 25400 | 71.35% | 1.76 | 0 | 9.5 |  |  |  |  | R-454B | 2.8167 | Residential & Commercial | USHP
216633319 | Central HP <5.4 tons | ACIQ | HRCU-A-CB (Split System: Heat Pump with Remote Outdoor Unit-Air-Source) | H5H0V36*K*AAA* |  |  | ESH5X36M12A*+WALLCON | *96CTN1202422B* | 33800 | 16 | 8.5 | 35800 | 25400 | 70.95% | 1.76 | 0 | 9.5 |  |  |  |  | R-454B | 2.8167 | Residential & Commercial | USHP
215667551 | Central HP <5.4 tons | KEEPRITE | HRCU-A-CB (Split System: Heat Pump with Remote Outdoor Unit-Air-Source) | C5H0V24*K*AAA* |  |  | EA*5X30M17A*+WALLCON | *96CTN0801714B* | 23000 | 17 | 9 | 23800 | 16700 | 70.17% | 1.98 | 0 | 10 |  |  |  |  | R-454B | 1.9167 | Residential & Commercial | USHP | Ducted CEE Tier 1
215667442 | Central HP <5.4 tons | KEEPRITE | HRCU-A-CB (Split System: Heat Pump with Remote Outdoor Unit-Air-Source) | C5H0V24*K*AAA* |  |  | EA*5X30M17A*+WALLCON | *80CTL0701716B* | 23000 | 17 | 9 | 23800 | 16700 | 70.17% | 1.96 | 0 | 10 |  |  |  |  | R-454B | 1.9167 | Residential & Commercial | USHP | Ducted CEE Tier 1
214489062 | Central HP <5.4 tons | Wells | HRCU-A-C (Split System: Heat Pump with Remote Outdoor Unit with No Indoor Fan --Air Source) | WUCA-36HFMO |  |  | WUA-36CHFM | 0 | 35000 | 15.2 | 10 | 39000 | 32000 | 82.05% | 2 | 10.2 | 10 |  |  |  |  | R-410A | 2.9167 | Residential & Commercial | USHP | Ducted CEE Tier 1
206136125 | Central HP <5.4 tons | BRYANT HEATING AND COOLING SYSTEMS | HRCU-A-CB (Split System: Heat Pump with Remote Outdoor Unit-Air-Source) | 288BNV037*0**A* |  |  | CAP**4224AL*+UI | 935CA66100C21*** | 31800 | 17.5 | 8.1 | 33000 | 24400 | 73.94% | 1.9 | 11.5 | 11 |  |  |  |  | R-410A | 2.65 | Residential & Commercial | USHP | Ducted CEE Tier 1
215938392 | Central HP <5.4 tons | KENMORE | HRCU-A-CB (Split System: Heat Pump with Remote Outdoor Unit-Air-Source) | (C,H,T)5H3V48*K*AAA* |  |  | EVD5X60M24A*+WALLCON | *96CTN1002122B* | 45500 | 20.5 | 8.1 | 52500 | 38000 | 72.38% | 1.9 | 0 | 11.5 |  |  |  |  | R-454B | 3.7917 | Residential & Commercial | USHP | Ducted CEE Tier 1
213782333 | Central HP <5.4 tons | KENMORE | HRCU-A-CB (Split System: Heat Pump with Remote Outdoor Unit-Air-Source) | (C,H,T)VH837GKA2* |  |  | EHD4X60AAL+WALLCON | *96CTN0601714B* | 32800 | 16.5 | 8.1 | 32400 | 25000 | 77.16% | 1.96 | 0 | 11 |  |  |  |  | R-410A | 2.7333 | Residential & Commercial | USHP | Ducted CEE Tier 1
215681911 | Central HP <5.4 tons | KENMORE | HRCU-A-CB (Split System: Heat Pump with Remote Outdoor Unit-Air-Source) | (C,H,T)5H0V48*K*AAA* |  |  | EVM5X60M21A*+WALLCON | *80CSU0401712B* | 48000 | 18.5 | 9 | 50000 | 36600 | 73.2% | 2 | 0 | 10 |  |  |  |  | R-454B | 4 | Residential & Commercial | USHP | Ducted CEE Tier 1
215681961 | Central HP <5.4 tons | KENMORE | HRCU-A-CB (Split System: Heat Pump with Remote Outdoor Unit-Air-Source) | (C,H,T)5H0V48*K*AAA* |  |  | EVM5X60M21A*+WALLCON | *97CTN0802120A* | 48000 | 19 | 9 | 50000 | 36800 | 73.6% | 2 | 0 | 10 |  |  |  |  | R-454B | 4 | Residential & Commercial | USHP | Ducted CEE Tier 1
215681711 | Central HP <5.4 tons | KENMORE | HRCU-A-CB (Split System: Heat Pump with Remote Outdoor Unit-Air-Source) | (C,H,T)5H0V48*K*AAA* |  |  | ESH5X60M12A*+WALLCON | *80CSU1002120B* | 45500 | 16.5 | 8.5 | 48000 | 33800 | 70.42% | 2.08 | 0 | 9.5 |  |  |  |  | R-454B | 3.7917 | Residential & Commercial | USHP
213778832 | Central HP <5.4 tons | KEEPRITE | HRCU-A-CB (Split System: Heat Pump with Remote Outdoor Unit-Air-Source) | CVH837GKA** |  |  | EA*4X36L21A*+WALLCON | *80CTL0701716B* | 31400 | 16.5 | 8.1 | 33000 | 24400 | 73.94% | 1.84 | 0 | 10.5 |  |  |  |  | R-410A | 2.6167 | Residential & Commercial | USHP | Ducted CEE Tier 1
216030979 | Central HP <5.4 tons | MOOVAIR | HRCU-A-CB (Split System: Heat Pump with Remote Outdoor Unit-Air-Source) | MSHMA48R2AN1 |  |  | MAHHA48R4AS1 | 0 | 48000 | 17.5 | 9.5 | 48000 | 48000 | 100% | 2 | 0 | 12 |  |  |  |  | R-454B | 4 | Residential & Commercial | USHP | Ducted CEE Tier 1
215683041 | Central HP <5.4 tons | KENMORE | HRCU-A-CB (Split System: Heat Pump with Remote Outdoor Unit-Air-Source) | (C,H,T)5H0V60*K*AAA* |  |  | EVD5X60M21A*+WALLCON | *97CTN0802120A* | 56500 | 18 | 9 | 64000 | 45000 | 70.31% | 2.08 | 0 | 9 |  |  |  |  | R-454B | 4.7083 | Residential & Commercial | USHP
215682991 | Central HP <5.4 tons | KENMORE | HRCU-A-CB (Split System: Heat Pump with Remote Outdoor Unit-Air-Source) | (C,H,T)5H0V60*K*AAA* |  |  | EVD5X60M21A*+WALLCON | *96CTN0802120B* | 56500 | 18 | 9 | 64000 | 45000 | 70.31% | 2.08 | 0 | 9 |  |  |  |  | R-454B | 4.7083 | Residential & Commercial | USHP
212394344 | Central HP <5.4 tons | PolarWave | HRCU-A-C (Split System: Heat Pump with Remote Outdoor Unit with No Indoor Fan --Air Source) | ACIQ-18-HPB |  |  | ACIQ-18-ACL | 0 | 18000 | 16.1 | 9.5 | 19000 | 15000 | 78.95% | 2.2 | 11.6 | 11.7 |  |  |  |  | R-410A | 1.5 | Residential & Commercial | USHP | Ducted CEE Tier 1
215667753 | Central HP <5.4 tons | KEEPRITE | HRCU-A-CB (Split System: Heat Pump with Remote Outdoor Unit-Air-Source) | C5H0V24*K*AAA* |  |  | EA*5X37M17A*+WALLCON | *80CTL0701412B* | 23800 | 17.5 | 9 | 23400 | 16500 | 70.51% | 2 | 0 | 10.5 |  |  |  |  | R-454B | 1.9833 | Residential & Commercial | USHP | Ducted CEE Tier 1
215667769 | Central HP <5.4 tons | KEEPRITE | HRCU-A-CB (Split System: Heat Pump with Remote Outdoor Unit-Air-Source) | C5H0V24*K*AAA* |  |  | EA*5X37M17A*+WALLCON | *80CTL0901716B* | 23800 | 17 | 9 | 23400 | 16500 | 70.51% | 2 | 0 | 10.5 |  |  |  |  | R-454B | 1.9833 | Residential & Commercial | USHP | Ducted CEE Tier 1
206790114 | Central HP <5.4 tons | BRYANT HEATING AND COOLING SYSTEMS | HRCU-A-CB (Split System: Heat Pump with Remote Outdoor Unit-Air-Source) | 284ANV024*0**B* |  |  | CSPH*4212AL*+UI | 88*TA36070C14*** | 24000 | 20.5 | 9.5 | 26400 | 19700 | 74.62% | 2.52 | 14 | 13 |  |  |  |  | R-410A | 2 | Residential & Commercial | USHP | Ducted CEE Tier 1
215682881 | Central HP <5.4 tons | KENMORE | HRCU-A-CB (Split System: Heat Pump with Remote Outdoor Unit-Air-Source) | (C,H,T)5H0V60*K*AAA* |  |  | EVM5X60M24A*+WALLCON | *80CSU0802120B* | 57000 | 18 | 9 | 62500 | 44000 | 70.4% | 2.1 | 0 | 9.5 |  |  |  |  | R-454B | 4.75 | Residential & Commercial | USHP
215682581 | Central HP <5.4 tons | KENMORE | HRCU-A-CB (Split System: Heat Pump with Remote Outdoor Unit-Air-Source) | (C,H,T)5H0V60*K*AAA* |  |  | EA*5X60M24A*+WALLCON | *96CTN0802120B* | 54500 | 18.5 | 9 | 59500 | 42000 | 70.59% | 1.9 | 0 | 8.5 |  |  |  |  | R-454B | 4.5417 | Residential & Commercial | USHP
216633368 | Central HP <5.4 tons | ACIQ | HRCU-A-CB (Split System: Heat Pump with Remote Outdoor Unit-Air-Source) | H5H0V36*K*AAA* |  |  | ESH5X48M12A*+WALLCON | *96CTN1202422B* | 34200 | 17 | 8.5 | 35400 | 25200 | 71.19% | 1.9 | 0 | 9.5 |  |  |  |  | R-454B | 2.85 | Residential & Commercial | USHP
215934021 | Central HP <5.4 tons | KEEPRITE | HRCU-A-CB (Split System: Heat Pump with Remote Outdoor Unit-Air-Source) | C5H3V48*K*AAA* |  |  | EA*5X48M21A*+WALLCON | *80CTL1102120B* | 44000 | 21 | 9.5 | 48000 | 36400 | 75.83% | 1.92 | 0 | 11 |  |  |  |  | R-454B | 3.6667 | Residential & Commercial | USHP | Ducted CEE Tier 1
210596315 | Central HP <5.4 tons | BRYANT HEATING AND COOLING SYSTEMS | HRCU-A-CB (Split System: Heat Pump with Remote Outdoor Unit-Air-Source) | 288BNV025*0**B* |  |  | CAP**4224AL*+UI | 986TC66120C24*** | 23800 | 17 | 8.1 | 21400 | 16600 | 77.57% | 1.96 | 0 | 11 |  |  |  |  | R-410A | 1.9833 | Residential & Commercial | USHP | Ducted CEE Tier 1
214066761 | Central HP <5.4 tons | RUSSELL | HRCU-A-CB (Split System: Heat Pump with Remote Outdoor Unit-Air-Source) | RD17AZ36AJ3N |  |  | TCFZ3621MTANM | S951V0403A17UHU | 34200 | 18 | 8.1 | 34200 | 29800 | 87.13% | 1.9 | 0 | 10 |  |  |  |  | R-410A | 2.85 | Residential & Commercial | USHP | Ducted CEE Tier 1
216675458 | Central HP <5.4 tons | KEEPRITE | HRCU-A-CB (Split System: Heat Pump with Remote Outdoor Unit-Air-Source) | D5CURAH24AAK |  |  | EA*5X37M21A* | *80CSU0401712A* | 25400 | 16.5 | 9 | 23400 | 19200 | 82.05% | 2.06 | 0 | 10 |  |  |  |  | R-454B | 2.1167 | Residential & Commercial | USHP | Ducted CEE Tier 1
211295817 | Central HP <5.4 tons | BRYANT HEATING AND COOLING SYSTEMS | HRCU-A-CB (Split System: Heat Pump with Remote Outdoor Unit-Air-Source) | 38MURAQ30AB3* |  |  | CAP**3721AL* | 83*SA36040E17*** | 31000 | 15.2 | 8.1 | 33400 | 26000 | 77.84% | 1.86 | 0 | 9 |  |  |  |  | R-410A | 2.5833 | Residential & Commercial | USHP
216633213 | Central HP <5.4 tons | ACIQ | HRCU-A-CB (Split System: Heat Pump with Remote Outdoor Unit-Air-Source) | H5H0V36*K*AAA* |  |  | EA*5X43M21A*+WALLCON | *80CSU0401712A* | 34400 | 18 | 9 | 35200 | 25200 | 71.59% | 1.88 | 0 | 10 |  |  |  |  | R-454B | 2.8667 | Residential & Commercial | USHP | Ducted CEE Tier 1
215681501 | Central HP <5.4 tons | KENMORE | HRCU-A-CB (Split System: Heat Pump with Remote Outdoor Unit-Air-Source) | (C,H,T)5H0V48*K*AAA* |  |  | EA*5X61M21A*+WALLCON | *97CTN0802120A* | 46000 | 18 | 9 | 48000 | 33800 | 70.42% | 2.08 | 0 | 10 |  |  |  |  | R-454B | 3.8333 | Residential & Commercial | USHP | Ducted CEE Tier 1
215678241 | Central HP <5.4 tons | KENMORE | HRCU-A-CB (Split System: Heat Pump with Remote Outdoor Unit-Air-Source) | (C,H,T)5H0V24*K*AAA* |  |  | EA*5X25M17A*+WALLCON | *80CSU0601716B* | 24000 | 17 | 9 | 23200 | 16300 | 70.26% | 2.02 | 0 | 10.5 |  |  |  |  | R-454B | 2 | Residential & Commercial | USHP | Ducted CEE Tier 1
215677821 | Central HP <5.4 tons | KENMORE | HRCU-A-CB (Split System: Heat Pump with Remote Outdoor Unit-Air-Source) | (C,H,T)5H0V60*K*AAA* |  |  | EA*5X60M24A*+WALLCON | *95CSU1002122B* | 55000 | 18.5 | 8.5 | 59000 | 41500 | 70.34% | 2.04 | 0 | 9 |  |  |  |  | R-454B | 4.5833 | Residential & Commercial | USHP
215682401 | Central HP <5.4 tons | KENMORE | HRCU-A-CB (Split System: Heat Pump with Remote Outdoor Unit-Air-Source) | (C,H,T)5H0V48*K*AAA* |  |  | EVD5X60M24A*+WALLCON | *80CSU1002120B* | 48000 | 18.5 | 9 | 50000 | 36600 | 73.2% | 2 | 0 | 10 |  |  |  |  | R-454B | 4 | Residential & Commercial | USHP | Ducted CEE Tier 1
215681901 | Central HP <5.4 tons | KENMORE | HRCU-A-CB (Split System: Heat Pump with Remote Outdoor Unit-Air-Source) | (C,H,T)5H0V48*K*AAA* |  |  | EVM5X60M21A*+WALLCON | *96CTN0802120B* | 48000 | 19 | 9 | 50000 | 36800 | 73.6% | 2 | 0 | 10 |  |  |  |  | R-454B | 4 | Residential & Commercial | USHP | Ducted CEE Tier 1
215682101 | Central HP <5.4 tons | KENMORE | HRCU-A-CB (Split System: Heat Pump with Remote Outdoor Unit-Air-Source) | (C,H,T)5H0V48*K*AAA* |  |  | EVD5X48M21A*+WALLCON | *96CTN0802120B* | 47000 | 18.5 | 9 | 50000 | 36600 | 73.2% | 1.98 | 0 | 10 |  |  |  |  | R-454B | 3.9167 | Residential & Commercial | USHP | Ducted CEE Tier 1
215681731 | Central HP <5.4 tons | KENMORE | HRCU-A-CB (Split System: Heat Pump with Remote Outdoor Unit-Air-Source) | (C,H,T)5H0V48*K*AAA* |  |  | ESH5X60M12A*+WALLCON | *97CTN0802120A* | 45500 | 16.5 | 8.5 | 48000 | 33800 | 70.42% | 2.06 | 0 | 9.5 |  |  |  |  | R-454B | 3.7917 | Residential & Commercial | USHP
214239890 | Central HP <5.4 tons | KEEPRITE | HRCU-A-CB (Split System: Heat Pump with Remote Outdoor Unit-Air-Source) | CVH837GKA** |  |  | EN(A,D,W)4X48L21**+WALLCON | *80CTL1102120B* | 32400 | 17 | 8.1 | 32600 | 24600 | 75.46% | 1.96 | 0 | 11.5 |  |  |  |  | R-410A | 2.7 | Residential & Commercial | USHP | Ducted CEE Tier 1
215682281 | Central HP <5.4 tons | KENMORE | HRCU-A-CB (Split System: Heat Pump with Remote Outdoor Unit-Air-Source) | (C,H,T)5H0V48*K*AAA* |  |  | EVD5X49M24A*+WALLCON | *97CTN1002122A* | 48000 | 19 | 9 | 50000 | 36600 | 73.2% | 2 | 0 | 10.5 |  |  |  |  | R-454B | 4 | Residential & Commercial | USHP | Ducted CEE Tier 1
215682111 | Central HP <5.4 tons | KENMORE | HRCU-A-CB (Split System: Heat Pump with Remote Outdoor Unit-Air-Source) | (C,H,T)5H0V48*K*AAA* |  |  | EVD5X48M21A*+WALLCON | *80CSU0401712B* | 47000 | 18 | 9 | 50000 | 36400 | 72.8% | 2.02 | 0 | 9.5 |  |  |  |  | R-454B | 3.9167 | Residential & Commercial | USHP
215682131 | Central HP <5.4 tons | KENMORE | HRCU-A-CB (Split System: Heat Pump with Remote Outdoor Unit-Air-Source) | (C,H,T)5H0V48*K*AAA* |  |  | EVD5X48M21A*+WALLCON | *80CSU0802120B* | 47000 | 18.5 | 9 | 50000 | 36200 | 72.4% | 2.02 | 0 | 10 |  |  |  |  | R-454B | 3.9167 | Residential & Commercial | USHP | Ducted CEE Tier 1
215681811 | Central HP <5.4 tons | KENMORE | HRCU-A-CB (Split System: Heat Pump with Remote Outdoor Unit-Air-Source) | (C,H,T)5H0V48*K*AAA* |  |  | EVM5X48M21A*+WALLCON | *97CTN1002122A* | 47000 | 18.5 | 9 | 50000 | 36400 | 72.8% | 2 | 0 | 10 |  |  |  |  | R-454B | 3.9167 | Residential & Commercial | USHP | Ducted CEE Tier 1
206136145 | Central HP <5.4 tons | BRYANT HEATING AND COOLING SYSTEMS | HRCU-A-CB (Split System: Heat Pump with Remote Outdoor Unit-Air-Source) | 288BNV037*0**A* |  |  | CAP**4321AL*+UI | 935CA66100C21*** | 33000 | 17.5 | 8.5 | 32800 | 25000 | 76.22% | 2 | 12 | 11.5 |  |  |  |  | R-410A | 2.75 | Residential & Commercial | USHP | Ducted CEE Tier 1
215668970 | Central HP <5.4 tons | KENMORE | HRCU-A-CB (Split System: Heat Pump with Remote Outdoor Unit-Air-Source) | (C,H,T)5H0V36*K*AAA* |  |  | EA*5X43M21A*+WALLCON | *80CSU1002120A* | 34400 | 17.5 | 9 | 35400 | 25200 | 71.19% | 1.9 | 0 | 10 |  |  |  |  | R-454B | 2.8667 | Residential & Commercial | USHP | Ducted CEE Tier 1
215679891 | Central HP <5.4 tons | KENMORE | HRCU-A-CB (Split System: Heat Pump with Remote Outdoor Unit-Air-Source) | (C,H,T)5H0V36*K*AAA* |  |  | ESH5X48M12A*+WALLCON | *80CSU0601716B* | 34200 | 17 | 8.5 | 35400 | 25200 | 71.19% | 1.9 | 0 | 9.5 |  |  |  |  | R-454B | 2.85 | Residential & Commercial | USHP
215679771 | Central HP <5.4 tons | KENMORE | HRCU-A-CB (Split System: Heat Pump with Remote Outdoor Unit-Air-Source) | (C,H,T)5H0V36*K*AAA* |  |  | ESH5X36M12A*+WALLCON | *97CTN1002122A* | 33800 | 16 | 8.5 | 35800 | 25400 | 70.95% | 1.76 | 0 | 9.5 |  |  |  |  | R-454B | 2.8167 | Residential & Commercial | USHP
215679521 | Central HP <5.4 tons | KENMORE | HRCU-A-CB (Split System: Heat Pump with Remote Outdoor Unit-Air-Source) | (C,H,T)5H0V36*K*AAA* |  |  | EA*5X48M21A*+WALLCON | *97CTN0601716A* | 33400 | 17.5 | 9 | 35200 | 25400 | 72.16% | 1.88 | 0 | 9.5 |  |  |  |  | R-454B | 2.7833 | Residential & Commercial | USHP
215679571 | Central HP <5.4 tons | KENMORE | HRCU-A-CB (Split System: Heat Pump with Remote Outdoor Unit-Air-Source) | (C,H,T)5H0V36*K*AAA* |  |  | EA*5X60M24A*+WALLCON | *97CTN0802120A* | 34400 | 18 | 9 | 34200 | 24800 | 72.51% | 1.9 | 0 | 10 |  |  |  |  | R-454B | 2.8667 | Residential & Commercial | USHP | Ducted CEE Tier 1
215682781 | Central HP <5.4 tons | KENMORE | HRCU-A-CB (Split System: Heat Pump with Remote Outdoor Unit-Air-Source) | (C,H,T)5H0V60*K*AAA* |  |  | ESH5X60M12A*+WALLCON | *97CTN1002122A* | 55500 | 17 | 8.5 | 60000 | 42000 | 70% | 1.9 | 0 | 9 |  |  |  |  | R-454B | 4.625 | Residential & Commercial | USHP
215682541 | Central HP <5.4 tons | KENMORE | HRCU-A-CB (Split System: Heat Pump with Remote Outdoor Unit-Air-Source) | (C,H,T)5H0V48*K*AAA* |  |  | EVD5X61M24A*+WALLCON | *80CSU1002120B* | 48500 | 19 | 9 | 50000 | 36600 | 73.2% | 2.12 | 0 | 10 |  |  |  |  | R-454B | 4.0417 | Residential & Commercial | USHP | Ducted CEE Tier 1
215682341 | Central HP <5.4 tons | KENMORE | HRCU-A-CB (Split System: Heat Pump with Remote Outdoor Unit-Air-Source) | (C,H,T)5H0V48*K*AAA* |  |  | EVD5X60M21A*+WALLCON | *80CSU1002120B* | 48000 | 18.5 | 9 | 50000 | 36600 | 73.2% | 2 | 0 | 10 |  |  |  |  | R-454B | 4 | Residential & Commercial | USHP | Ducted CEE Tier 1
215682191 | Central HP <5.4 tons | KENMORE | HRCU-A-CB (Split System: Heat Pump with Remote Outdoor Unit-Air-Source) | (C,H,T)5H0V48*K*AAA* |  |  | EVD5X48M24A*+WALLCON | *80CSU0802120B* | 47500 | 18.5 | 9 | 50000 | 36000 | 72% | 2.02 | 0 | 10 |  |  |  |  | R-454B | 3.9583 | Residential & Commercial | USHP | Ducted CEE Tier 1
215682241 | Central HP <5.4 tons | KENMORE | HRCU-A-CB (Split System: Heat Pump with Remote Outdoor Unit-Air-Source) | (C,H,T)5H0V48*K*AAA* |  |  | EVD5X49M24A*+WALLCON | *96CTN0802120B* | 48000 | 19 | 9 | 50000 | 36600 | 73.2% | 2 | 0 | 10 |  |  |  |  | R-454B | 4 | Residential & Commercial | USHP | Ducted CEE Tier 1
215682041 | Central HP <5.4 tons | KENMORE | HRCU-A-CB (Split System: Heat Pump with Remote Outdoor Unit-Air-Source) | (C,H,T)5H0V48*K*AAA* |  |  | EVM5X61M24A*+WALLCON | *96CTN0802120B* | 48500 | 19 | 9.5 | 50000 | 36800 | 73.6% | 2.1 | 0 | 10.5 |  |  |  |  | R-454B | 4.0417 | Residential & Commercial | USHP | Ducted CEE Tier 1
215682141 | Central HP <5.4 tons | KENMORE | HRCU-A-CB (Split System: Heat Pump with Remote Outdoor Unit-Air-Source) | (C,H,T)5H0V48*K*AAA* |  |  | EVD5X48M21A*+WALLCON | *80CSU1002120B* | 47000 | 18 | 9 | 50000 | 36400 | 72.8% | 2.02 | 0 | 9.5 |  |  |  |  | R-454B | 3.9167 | Residential & Commercial | USHP
215669320 | Central HP <5.4 tons | KENMORE | HRCU-A-CB (Split System: Heat Pump with Remote Outdoor Unit-Air-Source) | (C,H,T)5H0V36*K*AAA* |  |  | EA*5X60M24A*+WALLCON | *80CTL0902120B* | 34400 | 18.5 | 9 | 34200 | 24600 | 71.93% | 1.92 | 0 | 10.5 |  |  |  |  | R-454B | 2.8667 | Residential & Commercial | USHP | Ducted CEE Tier 1
215932392 | Central HP <5.4 tons | KENMORE | HRCU-A-CB (Split System: Heat Pump with Remote Outdoor Unit-Air-Source) | (C,H,T)5H3V36*K*AAA* |  |  | EA*5X48M21A*+WALLCON | *80CSU0401712A* | 33400 | 20.5 | 9.5 | 34600 | 26400 | 76.3% | 2.04 | 0 | 11.5 |  |  |  |  | R-454B | 2.7833 | Residential & Commercial | USHP | Ducted CEE Tier 1
216680623 | Central HP <5.4 tons | BRYANT HEATING AND COOLING SYSTEMS | HRCU-A-CB (Split System: Heat Pump with Remote Outdoor Unit-Air-Source) | 38MURAQ24AB3* |  |  | CNPV*3017AL* | 927TA48080V17*** | 23400 | 16.5 | 9 | 25800 | 23800 | 92.25% | 1.78 | 0 | 10 |  |  |  |  | R-410A | 1.95 | Residential & Commercial | USHP | Ducted CEE Tier 1
216797480 | Central HP <5.4 tons | GE APPLIANCES ZONELINE | SCP-HSP-A (Space Constrained Heat Pump, Single-Package, Air-Cooled) | AVVS12DCXWAK1 |  |  | 0 | 0 | 12500 | 17 | 8.1 | 11200 | 9200 | 82.14% | 1.85 | 0 | 12 |  |  |  |  | R-454B | 1.0417 | Residential & Commercial | USHP | Ducted CEE Tier 1
213363381 | Central HP <5.4 tons | Wells | HRCU-A-C (Split System: Heat Pump with Remote Outdoor Unit with No Indoor Fan --Air Source) | WUCA-24HFMO |  |  | WUA-24AHFM | 0 | 24000 | 16.1 | 9.8 | 25000 | 20000 | 80% | 2 | 0 | 10.7 |  |  |  |  | R-410A | 2 | Residential & Commercial | USHP | Ducted CEE Tier 1
215319207 | Central HP <5.4 tons | Grandaire | HRCU-A-CB (Split System: Heat Pump with Remote Outdoor Unit-Air-Source) | D5CURAH48AAK |  |  | D5FUAAH48XAK | 0 | 48000 | 16 | 8.5 | 48000 | 38000 | 79.17% | 1.85 | 0 | 10 |  |  |  |  | R-454B | 4 | Residential & Commercial | USHP | Ducted CEE Tier 1
213307904 | Central HP <5.4 tons | Wells | HRCU-A-C (Split System: Heat Pump with Remote Outdoor Unit with No Indoor Fan --Air Source) | WUCA-36HFMO |  |  | WUA-36BHFM | 0 | 35000 | 15.5 | 8.6 | 38000 | 31600 | 83.16% | 1.85 | 0 | 10 |  |  |  |  | R-410A | 2.9167 | Residential & Commercial | USHP | Ducted CEE Tier 1
215569761 | Central HP <5.4 tons | Viessmann | HRCU-A-CB (Split System: Heat Pump with Remote Outdoor Unit-Air-Source) | DLCURAH36ABK |  |  | DLFUAAH36XAK | 0 | 36000 | 16 | 9.5 | 40000 | 34400 | 86% | 1.97 | 10.5 | 10 |  |  |  |  | R-410A | 3 | Residential & Commercial | USHP | Ducted CEE Tier 1
215682631 | Central HP <5.4 tons | KENMORE | HRCU-A-CB (Split System: Heat Pump with Remote Outdoor Unit-Air-Source) | (C,H,T)5H0V60*K*AAA* |  |  | EA*5X60M24A*+WALLCON | *97CTN1202422A* | 55000 | 18.5 | 9 | 59000 | 41500 | 70.34% | 2.02 | 0 | 9 |  |  |  |  | R-454B | 4.5833 | Residential & Commercial | USHP
214876039 | Central HP <5.4 tons | CHAMPION HEATING AND COOLING | HRCU-A-CB (Split System: Heat Pump with Remote Outdoor Unit-Air-Source) | HMH72B341 |  |  | XAFC36DBCN1+JMC16C2SN1 | 0 | 34000 | 18.5 | 8.5 | 34000 | 23800 | 70% | 2 | 0 | 10.5 |  |  |  |  | R-410A | 2.8333 | Residential & Commercial | USHP | Ducted CEE Tier 1
215569755 | Central HP <5.4 tons | Viessmann | HRCU-A-CB (Split System: Heat Pump with Remote Outdoor Unit-Air-Source) | DLCURAH24ABK |  |  | DLFUAAH24XAK | 0 | 24000 | 17.4 | 10 | 24000 | 22600 | 94.17% | 1.91 | 12.5 | 11.7 |  |  |  |  | R-410A | 2 | Residential & Commercial | USHP | Ducted CEE Tier 1
215682431 | Central HP <5.4 tons | KENMORE | HRCU-A-CB (Split System: Heat Pump with Remote Outdoor Unit-Air-Source) | (C,H,T)5H0V48*K*AAA* |  |  | EVD5X60M24A*+WALLCON | *97CTN1202422A* | 48000 | 19 | 9 | 50000 | 36600 | 73.2% | 2 | 0 | 10.5 |  |  |  |  | R-454B | 4 | Residential & Commercial | USHP | Ducted CEE Tier 1
215682531 | Central HP <5.4 tons | KENMORE | HRCU-A-CB (Split System: Heat Pump with Remote Outdoor Unit-Air-Source) | (C,H,T)5H0V48*K*AAA* |  |  | EVD5X61M24A*+WALLCON | *80CSU0802120B* | 49000 | 19 | 9 | 50000 | 36400 | 72.8% | 2.12 | 0 | 10.5 |  |  |  |  | R-454B | 4.0833 | Residential & Commercial | USHP | Ducted CEE Tier 1
215682181 | Central HP <5.4 tons | KENMORE | HRCU-A-CB (Split System: Heat Pump with Remote Outdoor Unit-Air-Source) | (C,H,T)5H0V48*K*AAA* |  |  | EVD5X48M24A*+WALLCON | *96CTN0802120B* | 47000 | 18.5 | 9 | 50000 | 36400 | 72.8% | 2 | 0 | 10 |  |  |  |  | R-454B | 3.9167 | Residential & Commercial | USHP | Ducted CEE Tier 1
215682081 | Central HP <5.4 tons | KENMORE | HRCU-A-CB (Split System: Heat Pump with Remote Outdoor Unit-Air-Source) | (C,H,T)5H0V48*K*AAA* |  |  | EVM5X61M24A*+WALLCON | *97CTN1002122A* | 48500 | 19.5 | 9.5 | 50000 | 36600 | 73.2% | 2.12 | 0 | 10.5 |  |  |  |  | R-454B | 4.0417 | Residential & Commercial | USHP | Ducted CEE Tier 1
215681461 | Central HP <5.4 tons | KENMORE | HRCU-A-CB (Split System: Heat Pump with Remote Outdoor Unit-Air-Source) | (C,H,T)5H0V48*K*AAA* |  |  | EA*5X61M21A*+WALLCON | *80CSU0601716B* | 46000 | 17.5 | 9 | 48000 | 33800 | 70.42% | 2.08 | 0 | 9.5 |  |  |  |  | R-454B | 3.8333 | Residential & Commercial | USHP
214573475 | Central HP <5.4 tons | KEEPRITE | HRCU-A-CB (Split System: Heat Pump with Remote Outdoor Unit-Air-Source) | CVH837GKA** |  |  | EN(A,D,W)4X48L21**+WALLCON | *97CMN0802120B* | 32400 | 17.5 | 8.5 | 32800 | 24800 | 75.61% | 1.96 | 0 | 11.5 |  |  |  |  | R-410A | 2.7 | Residential & Commercial | USHP | Ducted CEE Tier 1
214648679 | Central HP <5.4 tons | TEXANAIR | HRCU-A-CB (Split System: Heat Pump with Remote Outdoor Unit-Air-Source) | TEXAN048HHCU1 |  |  | TEXAN048AHU1 | 0 | 47000 | 15.6 | 9.4 | 50000 | 46000 | 92% | 1.9 | 8.5 | 8.2 |  |  |  |  | R-410A | 3.9167 | Residential & Commercial | USHP
207026915 | Central HP <5.4 tons | AIR-CON | HRCU-A-CB (Split System: Heat Pump with Remote Outdoor Unit-Air-Source) | ASDDI4H4S36 |  |  | ASDVI4H4S36 | 0 | 34000 | 18 | 9.5 | 35000 | 26000 | 74.29% | 2.05 | 9.55 | 10.1 |  |  |  |  | R-410A | 2.8333 | Residential & Commercial | USHP | Ducted CEE Tier 1
216675766 | Central HP <5.4 tons | KEEPRITE | HRCU-A-CB (Split System: Heat Pump with Remote Outdoor Unit-Air-Source) | D5CURAH24AAK |  |  | EA*5X24M14A* | *80MS(N,L)0701412A* | 23200 | 15.2 | 8.5 | 24600 | 19600 | 79.67% | 1.88 | 0 | 9.5 |  |  |  |  | R-454B | 1.9333 | Residential & Commercial | USHP
215319212 | Central HP <5.4 tons | Grandaire | HRCU-A-CB (Split System: Heat Pump with Remote Outdoor Unit-Air-Source) | D5CSHAH18AAK |  |  | D5FSAAH18XBK | 0 | 18000 | 18.2 | 10.1 | 19500 | 18000 | 92.31% | 2.2 | 0 | 12 |  |  |  |  | R-454B | 1.5 | Residential & Commercial | USHP | Ducted CEE Tier 1
210596549 | Central HP <5.4 tons | BRYANT HEATING AND COOLING SYSTEMS | HRCU-A-CB (Split System: Heat Pump with Remote Outdoor Unit-Air-Source) | 288BNV037*0**A* |  |  | CAP**6121AL*+UI | 987MB66100C21*** | 33200 | 17.5 | 8.5 | 32000 | 24800 | 77.5% | 2 | 0 | 12 |  |  |  |  | R-410A | 2.7667 | Residential & Commercial | USHP | Ducted CEE Tier 1
210596586 | Central HP <5.4 tons | BRYANT HEATING AND COOLING SYSTEMS | HRCU-A-CB (Split System: Heat Pump with Remote Outdoor Unit-Air-Source) | 288BNV037*0**A* |  |  | CNPV*6024AL*+UI | 986TC66120C24*** | 32800 | 18 | 8.1 | 32200 | 24600 | 76.4% | 1.98 | 0 | 12 |  |  |  |  | R-410A | 2.7333 | Residential & Commercial | USHP | Ducted CEE Tier 1
213433290 | Central HP <5.4 tons | PolarWave | HRCU-A-CB (Split System: Heat Pump with Remote Outdoor Unit-Air-Source) | ACIQ-18-HPB |  |  | ACIQ-18W-P | 0 | 18000 | 17 | 9.5 | 19000 | 18000 | 94.74% | 2 | 0 | 12.4 |  |  |  |  | R-410A | 1.5 | Residential & Commercial | USHP | Ducted CEE Tier 1
213433291 | Central HP <5.4 tons | PolarWave | HRCU-A-CB (Split System: Heat Pump with Remote Outdoor Unit-Air-Source) | ACIQ-24-HPB |  |  | ACIQ-24W-P | 0 | 24000 | 19 | 9.3 | 27400 | 24000 | 87.59% | 1.91 | 0 | 12 |  |  |  |  | R-410A | 2 | Residential & Commercial | USHP | Ducted CEE Tier 1
213772453 | Central HP <5.4 tons | KENMORE | HRCU-A-CB (Split System: Heat Pump with Remote Outdoor Unit-Air-Source) | (C,H,T)VH825GKA2* |  |  | EHD4X48AAL+WALLCON | *80CTL0701716B* | 24200 | 16.5 | 8.1 | 21200 | 16600 | 78.3% | 2.02 | 0 | 10.5 |  |  |  |  | R-410A | 2.0167 | Residential & Commercial | USHP | Ducted CEE Tier 1
206765636 | Central HP <5.4 tons | BRYANT HEATING AND COOLING SYSTEMS | HRCU-A-CB (Split System: Heat Pump with Remote Outdoor Unit-Air-Source) | 288BNV025*0**C* |  |  | CAP**3017AL*+UI | 88*TA48090C17*** | 23600 | 17 | 8.1 | 21400 | 16600 | 77.57% | 1.92 | 11 | 11 |  |  |  |  | R-410A | 1.9667 | Residential & Commercial | USHP | Ducted CEE Tier 1
216683212 | Central HP <5.4 tons | KEEPRITE | HRCU-A-CB (Split System: Heat Pump with Remote Outdoor Unit-Air-Source) | DLCURAH36ABK |  |  | EHD4X42AAL | *97VTN1202422A* | 35800 | 15.5 | 8.5 | 38500 | 34400 | 89.35% | 1.82 | 0 | 9.8 |  |  |  |  | R-410A | 2.9833 | Residential & Commercial | USHP
215569769 | Central HP <5.4 tons | Viessmann | HRCU-A-C (Split System: Heat Pump with Remote Outdoor Unit with No Indoor Fan --Air Source) | DLCURAH36ABK |  |  | DLFULAH36XCX + CI | 0 | 35000 | 15.2 | 10 | 39000 | 32000 | 82.05% | 2 | 10.2 | 10 |  |  |  |  | R-410A | 2.9167 | Residential & Commercial | USHP | Ducted CEE Tier 1
215682961 | Central HP <5.4 tons | KENMORE | HRCU-A-CB (Split System: Heat Pump with Remote Outdoor Unit-Air-Source) | (C,H,T)5H0V60*K*AAA* |  |  | EVM5X61M24A*+WALLCON | *97CTN0802120A* | 57500 | 18.5 | 9 | 64000 | 45000 | 70.31% | 2.08 | 0 | 9 |  |  |  |  | R-454B | 4.7917 | Residential & Commercial | USHP
211244672 | Central HP <5.4 tons | BRYANT HEATING AND COOLING SYSTEMS | HRCU-A-CB (Split System: Heat Pump with Remote Outdoor Unit-Air-Source) | 38MURAQ24AB3* |  |  | CNPV*3017AL* | 8(0,1)*SA36045E14*** | 24600 | 16 | 8.1 | 26600 | 22400 | 84.21% | 1.84 | 0 | 10.5 |  |  |  |  | R-410A | 2.05 | Residential & Commercial | USHP | Ducted CEE Tier 1
214648705 | Central HP <5.4 tons | TEXANAIR | HRCU-A-CB (Split System: Heat Pump with Remote Outdoor Unit-Air-Source) | TEXAN024HHCU1 |  |  | TEXANWM24A1 | 0 | 24000 | 17.5 | 10.5 | 26000 | 24000 | 92.31% | 2 | 0 | 11.7 |  |  |  |  | R-410A | 2 | Residential & Commercial | USHP | Ducted CEE Tier 1
215434510 | Central HP <5.4 tons | ZEPHYR | HRCU-A-CB (Split System: Heat Pump with Remote Outdoor Unit-Air-Source) | ZE-660HPA |  |  | AH- 660A | 0 | 57000 | 19 | 9 | 57000 | 42000 | 73.68% | 2.46 | 0 | 11 |  |  |  |  | R-454B | 4.75 | Residential & Commercial | USHP | Ducted CEE Tier 1
215381148 | Central HP <5.4 tons | ZEPHYR | HRCU-A-CB (Split System: Heat Pump with Remote Outdoor Unit-Air-Source) | ZE-660HPA |  |  | AH-660A | 0 | 57000 | 19 | 9 | 57000 | 42000 | 73.68% | 2.46 | 0 | 11 |  |  |  |  | R-454B | 4.75 | Residential & Commercial | USHP | Ducted CEE Tier 1
215319210 | Central HP <5.4 tons | Grandaire | HRCU-A-CB (Split System: Heat Pump with Remote Outdoor Unit-Air-Source) | D5CUHAH30AAK |  |  | D5FUHAH36XAK | 0 | 30000 | 17.2 | 10.8 | 33000 | 33200 | 100.6% | 1.97 | 0 | 12.1 |  |  |  |  | R-454B | 2.5 | Residential & Commercial | USHP | Ducted CEE Tier 1
206790139 | Central HP <5.4 tons | BRYANT HEATING AND COOLING SYSTEMS | HRCU-A-CB (Split System: Heat Pump with Remote Outdoor Unit-Air-Source) | 284ANV024*0**B* |  |  | CAP**3621AL*+UI | 88*TA36045C17*** | 23200 | 20 | 10 | 26800 | 20000 | 74.63% | 2.4 | 14 | 13 |  |  |  |  | R-410A | 1.9333 | Residential & Commercial | USHP | Ducted CEE Tier 1
207036642 | Central HP <5.4 tons | ZEPHYR | HRCU-A-CB (Split System: Heat Pump with Remote Outdoor Unit-Air-Source) | ZE-36HPB |  |  | AH-36B | 0 | 34000 | 18 | 9.5 | 35000 | 26000 | 74.29% | 2.05 | 9.55 | 10.1 |  |  |  |  | R-410A | 2.8333 | Residential & Commercial | USHP | Ducted CEE Tier 1
213433287 | Central HP <5.4 tons | PolarWave | HRCU-A-CB (Split System: Heat Pump with Remote Outdoor Unit-Air-Source) | ACIQ-24-HPB |  |  | ACIQ-24W-WM | 0 | 24000 | 17.5 | 10.5 | 26000 | 24000 | 92.31% | 2 | 0 | 11.7 |  |  |  |  | R-410A | 2 | Residential & Commercial | USHP | Ducted CEE Tier 1
213412081 | Central HP <5.4 tons | ICONIC AIR SOLUTION | HRCU-A-CB (Split System: Heat Pump with Remote Outdoor Unit-Air-Source) | ICLZ48AK |  |  | IFLA48IK | 0 | 47000 | 15.6 | 9.4 | 50000 | 46000 | 92% | 1.9 | 8.5 | 8.2 |  |  |  |  | R-410A | 3.9167 | Residential & Commercial | USHP
216683752 | Central HP <5.4 tons | Conforto | HRCU-A-CB (Split System: Heat Pump with Remote Outdoor Unit-Air-Source) | MHSD148DACFC |  |  | MHAH148DACFC | 0 | 47000 | 15.6 | 9.4 | 50000 | 46000 | 92% | 1.9 | 8.5 | 8.2 |  |  |  |  | R-410A | 3.9167 | Residential & Commercial | USHP
211244564 | Central HP <5.4 tons | BRYANT HEATING AND COOLING SYSTEMS | HRCU-A-CB (Split System: Heat Pump with Remote Outdoor Unit-Air-Source) | 38MURAQ24AB3* |  |  | CNPV*3017AL* | 82*TA36070V14*** | 24400 | 16.5 | 8.1 | 26400 | 22800 | 86.36% | 1.88 | 0 | 10.5 |  |  |  |  | R-410A | 2.0333 | Residential & Commercial | USHP | Ducted CEE Tier 1
216738643 | Central HP <5.4 tons | KEEPRITE | HRCU-A-CB (Split System: Heat Pump with Remote Outdoor Unit-Air-Source) | D5CUHAH24AAK |  |  | ESH5X36M12A* | *96VSN0601412B* | 22600 | 16 | 8.1 | 20800 | 18500 | 88.94% | 1.85 | 0 | 11 |  |  |  |  | R-454B | 1.8833 | Residential & Commercial | USHP | Ducted CEE Tier 1
215682481 | Central HP <5.4 tons | KENMORE | HRCU-A-CB (Split System: Heat Pump with Remote Outdoor Unit-Air-Source) | (C,H,T)5H0V48*K*AAA* |  |  | EVD5X61M21A*+WALLCON | *80CSU1002120B* | 48500 | 19 | 9 | 50000 | 36800 | 73.6% | 2.12 | 0 | 10 |  |  |  |  | R-454B | 4.0417 | Residential & Commercial | USHP | Ducted CEE Tier 1
215682331 | Central HP <5.4 tons | KENMORE | HRCU-A-CB (Split System: Heat Pump with Remote Outdoor Unit-Air-Source) | (C,H,T)5H0V48*K*AAA* |  |  | EVD5X60M21A*+WALLCON | *80CSU0802120B* | 48500 | 19 | 9 | 50000 | 36400 | 72.8% | 2.12 | 0 | 10 |  |  |  |  | R-454B | 4.0417 | Residential & Commercial | USHP | Ducted CEE Tier 1
215682231 | Central HP <5.4 tons | KENMORE | HRCU-A-CB (Split System: Heat Pump with Remote Outdoor Unit-Air-Source) | (C,H,T)5H0V48*K*AAA* |  |  | EVD5X48M24A*+WALLCON | *97CTN1202422A* | 47000 | 18.5 | 9 | 50000 | 36400 | 72.8% | 2 | 0 | 10 |  |  |  |  | R-454B | 3.9167 | Residential & Commercial | USHP | Ducted CEE Tier 1
211244753 | Central HP <5.4 tons | BRYANT HEATING AND COOLING SYSTEMS | HRCU-A-CB (Split System: Heat Pump with Remote Outdoor Unit-Air-Source) | 38MURAQ24AB3* |  |  | CNPV*3017AL* | 915SB42060E17*** | 24600 | 16 | 8.1 | 26600 | 22400 | 84.21% | 1.84 | 0 | 10 |  |  |  |  | R-410A | 2.05 | Residential & Commercial | USHP | Ducted CEE Tier 1
212986139 | Central HP <5.4 tons | CARRIER | HRCU-A-CB (Split System: Heat Pump with Remote Outdoor Unit-Air-Source) | 38MURAQ24AB3* |  |  | CAP**2417AL* | 59SC6A040M14**10 | 23200 | 16 | 8.5 | 27000 | 26400 | 97.78% | 2.2 | 0 | 9.5 |  |  |  |  | R-410A | 1.9333 | Residential & Commercial | USHP
215864028 | Central HP <5.4 tons | Wells | HRCU-A-CB (Split System: Heat Pump with Remote Outdoor Unit-Air-Source) | WDHP-30HH |  |  | WDAH-30MOC | 0 | 30000 | 16.8 | 10 | 34000 | 32600 | 95.88% | 1.96 | 0 | 11.7 |  |  |  |  | R-454B | 2.5 | Residential & Commercial | USHP | Ducted CEE Tier 1
211244865 | Central HP <5.4 tons | BRYANT HEATING AND COOLING SYSTEMS | HRCU-A-CB (Split System: Heat Pump with Remote Outdoor Unit-Air-Source) | 38MURAQ24AB3* |  |  | CNPV*3617AL* | 926SA42060V17*** | 23400 | 16.5 | 8.1 | 25800 | 24000 | 93.02% | 2 | 0 | 10 |  |  |  |  | R-410A | 1.95 | Residential & Commercial | USHP | Ducted CEE Tier 1
211244883 | Central HP <5.4 tons | BRYANT HEATING AND COOLING SYSTEMS | HRCU-A-CB (Split System: Heat Pump with Remote Outdoor Unit-Air-Source) | 38MURAQ24AB3* |  |  | CNPV*3617AL* | 926SA36040V17*** | 23400 | 16 | 8.1 | 25800 | 24000 | 93.02% | 1.98 | 0 | 10 |  |  |  |  | R-410A | 1.95 | Residential & Commercial | USHP | Ducted CEE Tier 1
211245024 | Central HP <5.4 tons | BRYANT HEATING AND COOLING SYSTEMS | HRCU-A-CB (Split System: Heat Pump with Remote Outdoor Unit-Air-Source) | 38MURAQ24AB3* |  |  | CNPV*3617AL* | 82*TA48070V17*** | 24200 | 17 | 8.1 | 26200 | 23000 | 87.79% | 1.9 | 0 | 10.5 |  |  |  |  | R-410A | 2.0167 | Residential & Commercial | USHP | Ducted CEE Tier 1
211245056 | Central HP <5.4 tons | BRYANT HEATING AND COOLING SYSTEMS | HRCU-A-CB (Split System: Heat Pump with Remote Outdoor Unit-Air-Source) | 38MURAQ24AB3* |  |  | CNPV*3617AL* | 915SB36060E14*** | 24400 | 15.5 | 8.1 | 26600 | 22600 | 84.96% | 1.86 | 0 | 10 |  |  |  |  | R-410A | 2.0333 | Residential & Commercial | USHP | Ducted CEE Tier 1
211245067 | Central HP <5.4 tons | BRYANT HEATING AND COOLING SYSTEMS | HRCU-A-CB (Split System: Heat Pump with Remote Outdoor Unit-Air-Source) | 38MURAQ24AB3* |  |  | CNPV*3617AL* | 926TB30040V14*** | 23400 | 16 | 8.1 | 25800 | 24000 | 93.02% | 2 | 0 | 10 |  |  |  |  | R-410A | 1.95 | Residential & Commercial | USHP | Ducted CEE Tier 1
211245108 | Central HP <5.4 tons | BRYANT HEATING AND COOLING SYSTEMS | HRCU-A-CB (Split System: Heat Pump with Remote Outdoor Unit-Air-Source) | 38MURAQ24AB3* |  |  | CNPV*3617AL* | 8(0,1)*SA36045E14*** | 24600 | 16 | 8.1 | 26600 | 22400 | 84.21% | 1.84 | 0 | 10.5 |  |  |  |  | R-410A | 2.05 | Residential & Commercial | USHP | Ducted CEE Tier 1
211245256 | Central HP <5.4 tons | BRYANT HEATING AND COOLING SYSTEMS | HRCU-A-CB (Split System: Heat Pump with Remote Outdoor Unit-Air-Source) | 38MURAQ24AB3* |  |  | CNPV*3617AL* | OVMAAB036098 | 23600 | 16.5 | 8.1 | 26000 | 23600 | 90.77% | 1.96 | 0 | 10 |  |  |  |  | R-410A | 1.9667 | Residential & Commercial | USHP | Ducted CEE Tier 1
215683061 | Central HP <5.4 tons | KENMORE | HRCU-A-CB (Split System: Heat Pump with Remote Outdoor Unit-Air-Source) | (C,H,T)5H0V60*K*AAA* |  |  | EVD5X60M24A*+WALLCON | *96CTN0802120B* | 56500 | 18 | 9 | 63500 | 44500 | 70.08% | 2.08 | 0 | 9 |  |  |  |  | R-454B | 4.7083 | Residential & Commercial | USHP
210596350 | Central HP <5.4 tons | BRYANT HEATING AND COOLING SYSTEMS | HRCU-A-CB (Split System: Heat Pump with Remote Outdoor Unit-Air-Source) | 288BNV025*0**B* |  |  | CAP**4821AL*+UI | 987MB66100C21*** | 24000 | 16.5 | 8.1 | 21000 | 16500 | 78.57% | 2.02 | 0 | 11 |  |  |  |  | R-410A | 2 | Residential & Commercial | USHP | Ducted CEE Tier 1
210596416 | Central HP <5.4 tons | BRYANT HEATING AND COOLING SYSTEMS | HRCU-A-CB (Split System: Heat Pump with Remote Outdoor Unit-Air-Source) | 288BNV025*0**B* |  |  | CSPH*4212AL*+UI | 88*TA36070C14*** | 24200 | 16.5 | 8.1 | 21200 | 16600 | 78.3% | 2.02 | 0 | 11 |  |  |  |  | R-410A | 2.0167 | Residential & Commercial | USHP | Ducted CEE Tier 1
210596417 | Central HP <5.4 tons | BRYANT HEATING AND COOLING SYSTEMS | HRCU-A-CB (Split System: Heat Pump with Remote Outdoor Unit-Air-Source) | 288BNV025*0**B* |  |  | CSPH*4212AL*+UI | 88*TA48070C17*** | 24200 | 16 | 8.1 | 21400 | 16600 | 77.57% | 2 | 0 | 10.5 |  |  |  |  | R-410A | 2.0167 | Residential & Commercial | USHP | Ducted CEE Tier 1
210596434 | Central HP <5.4 tons | BRYANT HEATING AND COOLING SYSTEMS | HRCU-A-CB (Split System: Heat Pump with Remote Outdoor Unit-Air-Source) | 288BNV025*0**B* |  |  | CSPH*4812AL*+UI | 83*CA60100C21*** | 24200 | 16 | 8.1 | 21200 | 16600 | 78.3% | 2 | 0 | 10.5 |  |  |  |  | R-410A | 2.0167 | Residential & Commercial | USHP | Ducted CEE Tier 1
210596435 | Central HP <5.4 tons | BRYANT HEATING AND COOLING SYSTEMS | HRCU-A-CB (Split System: Heat Pump with Remote Outdoor Unit-Air-Source) | 288BNV025*0**B* |  |  | CSPH*4812AL*+UI | 88*TA36045C17*** | 24200 | 16 | 8.1 | 21400 | 16700 | 78.04% | 2 | 0 | 10.5 |  |  |  |  | R-410A | 2.0167 | Residential & Commercial | USHP | Ducted CEE Tier 1
210596450 | Central HP <5.4 tons | BRYANT HEATING AND COOLING SYSTEMS | HRCU-A-CB (Split System: Heat Pump with Remote Outdoor Unit-Air-Source) | 288BNV025*0**B* |  |  | CSPH*4812AL*+UI | 987MB66100C21*** | 24200 | 16 | 8.1 | 21200 | 16700 | 78.77% | 2.04 | 0 | 11 |  |  |  |  | R-410A | 2.0167 | Residential & Commercial | USHP | Ducted CEE Tier 1
215679911 | Central HP <5.4 tons | KENMORE | HRCU-A-CB (Split System: Heat Pump with Remote Outdoor Unit-Air-Source) | (C,H,T)5H0V36*K*AAA* |  |  | ESH5X48M12A*+WALLCON | *97CTN0802120A* | 34200 | 16 | 8.5 | 35400 | 25200 | 71.19% | 1.88 | 0 | 9.5 |  |  |  |  | R-454B | 2.85 | Residential & Commercial | USHP
215679961 | Central HP <5.4 tons | KENMORE | HRCU-A-CB (Split System: Heat Pump with Remote Outdoor Unit-Air-Source) | (C,H,T)5H0V36*K*AAA* |  |  | ESH5X60M12A*+WALLCON | *80CSU0601716B* | 34600 | 17 | 8.5 | 34600 | 24800 | 71.68% | 1.92 | 0 | 10 |  |  |  |  | R-454B | 2.8833 | Residential & Commercial | USHP | Ducted CEE Tier 1
215679661 | Central HP <5.4 tons | KENMORE | HRCU-A-CB (Split System: Heat Pump with Remote Outdoor Unit-Air-Source) | (C,H,T)5H0V36*K*AAA* |  |  | EA*5X61M21A*+WALLCON | *97CTN1002122A* | 34800 | 18.5 | 9 | 34400 | 24800 | 72.09% | 1.92 | 0 | 10.5 |  |  |  |  | R-454B | 2.9 | Residential & Commercial | USHP | Ducted CEE Tier 1
215679711 | Central HP <5.4 tons | KENMORE | HRCU-A-CB (Split System: Heat Pump with Remote Outdoor Unit-Air-Source) | (C,H,T)5H0V36*K*AAA* |  |  | ESH5X36M12A*+WALLCON | *96CTN0802120B* | 33600 | 16 | 8.5 | 35800 | 25400 | 70.95% | 1.76 | 0 | 9.5 |  |  |  |  | R-454B | 2.8 | Residential & Commercial | USHP
215679611 | Central HP <5.4 tons | KENMORE | HRCU-A-CB (Split System: Heat Pump with Remote Outdoor Unit-Air-Source) | (C,H,T)5H0V36*K*AAA* |  |  | EA*5X61M21A*+WALLCON | *80CSU0401712B* | 35000 | 18 | 9 | 34400 | 24800 | 72.09% | 1.92 | 0 | 10 |  |  |  |  | R-454B | 2.9167 | Residential & Commercial | USHP | Ducted CEE Tier 1
215679291 | Central HP <5.4 tons | KENMORE | HRCU-A-CB (Split System: Heat Pump with Remote Outdoor Unit-Air-Source) | (C,H,T)5H0V36*K*AAA* |  |  | EA*5X37M21A*+WALLCON | *80CSU0401712B* | 34600 | 17.5 | 9 | 35200 | 25000 | 71.02% | 1.9 | 0 | 10 |  |  |  |  | R-454B | 2.8833 | Residential & Commercial | USHP | Ducted CEE Tier 1
210596610 | Central HP <5.4 tons | BRYANT HEATING AND COOLING SYSTEMS | HRCU-A-CB (Split System: Heat Pump with Remote Outdoor Unit-Air-Source) | 288BNV037*0**A* |  |  | CSPH*6012AL*+UI | 987MB60060C21*** | 32800 | 16.5 | 8.1 | 32400 | 25200 | 77.78% | 1.98 | 0 | 11 |  |  |  |  | R-410A | 2.7333 | Residential & Commercial | USHP | Ducted CEE Tier 1
214239243 | Central HP <5.4 tons | CARRIER | HRCU-A-CB (Split System: Heat Pump with Remote Outdoor Unit-Air-Source) | 25VNA837A*031* |  |  | CNPV*4821AL*+UI | 59MN7C100C21**22 | 32400 | 17 | 8.1 | 32600 | 24600 | 75.46% | 1.96 | 0 | 11.7 |  |  |  |  | R-410A | 2.7 | Residential & Commercial | USHP | Ducted CEE Tier 1
216097084 | Central HP <5.4 tons | Kerr | HRCU-A-CB (Split System: Heat Pump with Remote Outdoor Unit-Air-Source) | A-KXP24TA-1 |  |  | B-KXP24TA-1 | 0 | 23000 | 18.3 | 10 | 24000 | 21600 | 90% | 1.87 | 0 | 11.7 |  |  |  |  | R-454B | 1.9167 | Residential & Commercial | USHP | Ducted CEE Tier 1
207026911 | Central HP <5.4 tons | AIR-CON | HRCU-A-CB (Split System: Heat Pump with Remote Outdoor Unit-Air-Source) | ASDDI4H4S24 |  |  | ASDVI4H4S24 | 0 | 22000 | 16.5 | 9 | 23000 | 16900 | 73.48% | 2.05 | 10.9 | 10.1 |  |  |  |  | R-410A | 1.8333 | Residential & Commercial | USHP | Ducted CEE Tier 1
215682381 | Central HP <5.4 tons | KENMORE | HRCU-A-CB (Split System: Heat Pump with Remote Outdoor Unit-Air-Source) | (C,H,T)5H0V48*K*AAA* |  |  | EVD5X60M24A*+WALLCON | *96CTN0802120B* | 48000 | 19 | 9 | 50000 | 36600 | 73.2% | 2 | 0 | 10 |  |  |  |  | R-454B | 4 | Residential & Commercial | USHP | Ducted CEE Tier 1
213782113 | Central HP <5.4 tons | KENMORE | HRCU-A-CB (Split System: Heat Pump with Remote Outdoor Unit-Air-Source) | (C,H,T)VH837GKA2* |  |  | EHD4X48AAL+WALLCON | *80CTL1352422B* | 32600 | 16.5 | 8.1 | 32600 | 24800 | 76.07% | 1.96 | 0 | 11 |  |  |  |  | R-410A | 2.7167 | Residential & Commercial | USHP | Ducted CEE Tier 1
213781613 | Central HP <5.4 tons | KENMORE | HRCU-A-CB (Split System: Heat Pump with Remote Outdoor Unit-Air-Source) | (C,H,T)VH837GKA2* |  |  | EA*4X61L21A*+WALLCON | *97CMN0801714B* | 33000 | 17 | 8.1 | 32200 | 25000 | 77.64% | 1.96 | 0 | 11 |  |  |  |  | R-410A | 2.75 | Residential & Commercial | USHP | Ducted CEE Tier 1
215682161 | Central HP <5.4 tons | KENMORE | HRCU-A-CB (Split System: Heat Pump with Remote Outdoor Unit-Air-Source) | (C,H,T)5H0V48*K*AAA* |  |  | EVD5X48M21A*+WALLCON | *97CTN0802120A* | 47000 | 18.5 | 9 | 50000 | 36600 | 73.2% | 1.98 | 0 | 10 |  |  |  |  | R-454B | 3.9167 | Residential & Commercial | USHP | Ducted CEE Tier 1
215681761 | Central HP <5.4 tons | KENMORE | HRCU-A-CB (Split System: Heat Pump with Remote Outdoor Unit-Air-Source) | (C,H,T)5H0V48*K*AAA* |  |  | EVM5X48M21A*+WALLCON | *80CSU0401712B* | 47000 | 18 | 9 | 50000 | 36400 | 72.8% | 2 | 0 | 9.5 |  |  |  |  | R-454B | 3.9167 | Residential & Commercial | USHP
215682061 | Central HP <5.4 tons | KENMORE | HRCU-A-CB (Split System: Heat Pump with Remote Outdoor Unit-Air-Source) | (C,H,T)5H0V48*K*AAA* |  |  | EVM5X61M24A*+WALLCON | *80CSU1002120B* | 48500 | 19 | 9 | 50000 | 36600 | 73.2% | 2.12 | 0 | 10 |  |  |  |  | R-454B | 4.0417 | Residential & Commercial | USHP | Ducted CEE Tier 1
216779017 | Central HP <5.4 tons | Proair | HRCU-A-C (Split System: Heat Pump with Remote Outdoor Unit with No Indoor Fan --Air Source) | P30-24HFN1 |  |  | PAC-24A-HWDN1-UC | 0 | 24000 | 16.1 | 9.8 | 25000 | 20000 | 80% | 2 | 0 | 10.7 |  |  |  |  | R-410A | 2 | Residential & Commercial | USHP | Ducted CEE Tier 1
215449958 | Central HP <5.4 tons | Proair | HRCU-A-C (Split System: Heat Pump with Remote Outdoor Unit with No Indoor Fan --Air Source) | P30-24HFN1 |  |  | PAC-24B-HWDN1 | 0 | 24000 | 16.5 | 9.5 | 25000 | 20000 | 80% | 1.95 | 11 | 10.7 |  |  |  |  | R-410A | 2 | Residential & Commercial | USHP | Ducted CEE Tier 1
211244968 | Central HP <5.4 tons | BRYANT HEATING AND COOLING SYSTEMS | HRCU-A-CB (Split System: Heat Pump with Remote Outdoor Unit-Air-Source) | 38MURAQ24AB3* |  |  | CNPV*3617AL* | 935SA48060E17*** | 24200 | 16.5 | 8.1 | 26200 | 22800 | 87.02% | 1.9 | 0 | 10.5 |  |  |  |  | R-410A | 2.0167 | Residential & Commercial | USHP | Ducted CEE Tier 1
216623777 | Central HP <5.4 tons | Kerr | HRCU-A-C (Split System: Heat Pump with Remote Outdoor Unit with No Indoor Fan --Air Source) | A-KXP30TA-1 |  |  | KXP30/36B1A | 0 | 29000 | 16 | 9.5 | 32000 | 32000 | 100% | 1.85 | 0 | 10 |  |  |  |  | R-454B | 2.4167 | Residential & Commercial | USHP | Ducted CEE Tier 1
215679631 | Central HP <5.4 tons | KENMORE | HRCU-A-CB (Split System: Heat Pump with Remote Outdoor Unit-Air-Source) | (C,H,T)5H0V36*K*AAA* |  |  | EA*5X61M21A*+WALLCON | *97CTN0601716A* | 34400 | 17.5 | 9 | 34600 | 25200 | 72.83% | 1.9 | 0 | 9.5 |  |  |  |  | R-454B | 2.8667 | Residential & Commercial | USHP
212984177 | Central HP <5.4 tons | KEEPRITE | HRCU-A-CB (Split System: Heat Pump with Remote Outdoor Unit-Air-Source) | DLCURAH18ABK |  |  | EA*4X24L17A* | *92MSN0601714A* | 17500 | 16.5 | 8.5 | 18500 | 19400 | 104.9% | 2.34 | 0 | 10.5 |  |  |  |  | R-410A | 1.4583 | Residential & Commercial | USHP | Ducted CEE Tier 1
211244910 | Central HP <5.4 tons | BRYANT HEATING AND COOLING SYSTEMS | HRCU-A-CB (Split System: Heat Pump with Remote Outdoor Unit-Air-Source) | 38MURAQ24AB3* |  |  | CNPV*3617AL* | 935SA36040E17*** | 23600 | 16.5 | 8.1 | 25800 | 23600 | 91.47% | 1.96 | 0 | 10 |  |  |  |  | R-410A | 1.9667 | Residential & Commercial | USHP | Ducted CEE Tier 1
211244959 | Central HP <5.4 tons | BRYANT HEATING AND COOLING SYSTEMS | HRCU-A-CB (Split System: Heat Pump with Remote Outdoor Unit-Air-Source) | 38MURAQ24AB3* |  |  | CNPV*3617AL* | 82*SA48070V17*** | 23800 | 16.5 | 8.1 | 26000 | 23200 | 89.23% | 1.92 | 0 | 10.5 |  |  |  |  | R-410A | 1.9833 | Residential & Commercial | USHP | Ducted CEE Tier 1
214648680 | Central HP <5.4 tons | TEXANAIR | HRCU-A-CB (Split System: Heat Pump with Remote Outdoor Unit-Air-Source) | TEXAN060HHCU1 |  |  | TEXAN060AHU1 | 0 | 55000 | 15.3 | 9.4 | 59000 | 48500 | 82.2% | 1.91 | 9 | 8.8 |  |  |  |  | R-410A | 4.5833 | Residential & Commercial | USHP
211244820 | Central HP <5.4 tons | BRYANT HEATING AND COOLING SYSTEMS | HRCU-A-CB (Split System: Heat Pump with Remote Outdoor Unit-Air-Source) | 38MURAQ24AB3* |  |  | CNPV*3017AL* | OVMAAB036098 | 23600 | 16.5 | 8.1 | 26000 | 23600 | 90.77% | 1.96 | 0 | 10 |  |  |  |  | R-410A | 1.9667 | Residential & Commercial | USHP | Ducted CEE Tier 1
211245222 | Central HP <5.4 tons | BRYANT HEATING AND COOLING SYSTEMS | HRCU-A-CB (Split System: Heat Pump with Remote Outdoor Unit-Air-Source) | 38MURAQ24AB3* |  |  | CNPV*3617AL* | 912SD36040E17*** | 23600 | 15.5 | 8.1 | 26200 | 23400 | 89.31% | 1.92 | 0 | 10 |  |  |  |  | R-410A | 1.9667 | Residential & Commercial | USHP | Ducted CEE Tier 1
211245554 | Central HP <5.4 tons | BRYANT HEATING AND COOLING SYSTEMS | HRCU-A-CB (Split System: Heat Pump with Remote Outdoor Unit-Air-Source) | 38MURAQ24AB3* |  |  | CNPV*3621AL* | 926TB60080V21*** | 23600 | 17 | 8.1 | 25800 | 23800 | 92.25% | 1.98 | 0 | 10.5 |  |  |  |  | R-410A | 1.9667 | Residential & Commercial | USHP | Ducted CEE Tier 1
211245620 | Central HP <5.4 tons | BRYANT HEATING AND COOLING SYSTEMS | HRCU-A-CB (Split System: Heat Pump with Remote Outdoor Unit-Air-Source) | 38MURAQ24AB3* |  |  | CNPV*3621AL* | 8(0,1)*SA42090E17*** | 24600 | 16.5 | 8.5 | 26400 | 22400 | 84.85% | 1.86 | 0 | 10.5 |  |  |  |  | R-410A | 2.05 | Residential & Commercial | USHP | Ducted CEE Tier 1
211245656 | Central HP <5.4 tons | BRYANT HEATING AND COOLING SYSTEMS | HRCU-A-CB (Split System: Heat Pump with Remote Outdoor Unit-Air-Source) | 38MURAQ24AB3* |  |  | CNPV*3621AL* | 912SD42060E17*** | 24400 | 16.5 | 8.1 | 26400 | 22800 | 86.36% | 1.88 | 0 | 10.5 |  |  |  |  | R-410A | 2.0333 | Residential & Commercial | USHP | Ducted CEE Tier 1
211245722 | Central HP <5.4 tons | BRYANT HEATING AND COOLING SYSTEMS | HRCU-A-CB (Split System: Heat Pump with Remote Outdoor Unit-Air-Source) | 38MURAQ24AB3* |  |  | CNPV*3621AL* | 912SD36040E17*** | 23600 | 15.5 | 8.1 | 26200 | 23400 | 89.31% | 1.92 | 0 | 10 |  |  |  |  | R-410A | 1.9667 | Residential & Commercial | USHP | Ducted CEE Tier 1
215679791 | Central HP <5.4 tons | KENMORE | HRCU-A-CB (Split System: Heat Pump with Remote Outdoor Unit-Air-Source) | (C,H,T)5H0V36*K*AAA* |  |  | ESH5X42M12A*+WALLCON | *96CTN0802120B* | 34000 | 16 | 8.5 | 35600 | 25200 | 70.79% | 1.76 | 0 | 9.5 |  |  |  |  | R-454B | 2.8333 | Residential & Commercial | USHP
215679841 | Central HP <5.4 tons | KENMORE | HRCU-A-CB (Split System: Heat Pump with Remote Outdoor Unit-Air-Source) | (C,H,T)5H0V36*K*AAA* |  |  | ESH5X42M12A*+WALLCON | *97CTN0802120A* | 34000 | 16 | 8.5 | 35600 | 25200 | 70.79% | 1.76 | 0 | 9.5 |  |  |  |  | R-454B | 2.8333 | Residential & Commercial | USHP
215679471 | Central HP <5.4 tons | KENMORE | HRCU-A-CB (Split System: Heat Pump with Remote Outdoor Unit-Air-Source) | (C,H,T)5H0V36*K*AAA* |  |  | EA*5X43M21A*+WALLCON | *97CTN0802120A* | 34400 | 18 | 9 | 35400 | 25200 | 71.19% | 1.88 | 0 | 10 |  |  |  |  | R-454B | 2.8667 | Residential & Commercial | USHP | Ducted CEE Tier 1
215679671 | Central HP <5.4 tons | KENMORE | HRCU-A-CB (Split System: Heat Pump with Remote Outdoor Unit-Air-Source) | (C,H,T)5H0V36*K*AAA* |  |  | EA*5X61M24A*+WALLCON | *96CTN0802120B* | 34800 | 18 | 9 | 34400 | 24800 | 72.09% | 1.92 | 0 | 10.5 |  |  |  |  | R-454B | 2.9 | Residential & Commercial | USHP | Ducted CEE Tier 1
215679691 | Central HP <5.4 tons | KENMORE | HRCU-A-CB (Split System: Heat Pump with Remote Outdoor Unit-Air-Source) | (C,H,T)5H0V36*K*AAA* |  |  | EA*5X61M24A*+WALLCON | *97CTN1002122A* | 35000 | 18.5 | 9 | 34400 | 24800 | 72.09% | 1.92 | 0 | 10.5 |  |  |  |  | R-454B | 2.9167 | Residential & Commercial | USHP | Ducted CEE Tier 1
215408663 | Central HP <5.4 tons | INNOVAIR | HRCU-A-CB (Split System: Heat Pump with Remote Outdoor Unit-Air-Source) | SHV30H2BA |  |  | SAV30BDA | 0 | 30000 | 16.8 | 10 | 34000 | 32600 | 95.88% | 1.96 | 0 | 11.7 |  |  |  |  | R-454B | 2.5 | Residential & Commercial | USHP | Ducted CEE Tier 1
211244578 | Central HP <5.4 tons | BRYANT HEATING AND COOLING SYSTEMS | HRCU-A-CB (Split System: Heat Pump with Remote Outdoor Unit-Air-Source) | 38MURAQ24AB3* |  |  | CNPV*3017AL* | 926TB48080V17*** | 24200 | 16.5 | 8.1 | 26200 | 23000 | 87.79% | 1.9 | 0 | 10.5 |  |  |  |  | R-410A | 2.0167 | Residential & Commercial | USHP | Ducted CEE Tier 1
211244809 | Central HP <5.4 tons | BRYANT HEATING AND COOLING SYSTEMS | HRCU-A-CB (Split System: Heat Pump with Remote Outdoor Unit-Air-Source) | 38MURAQ24AB3* |  |  | CNPV*3017AL* | 83*SA48060E17*** | 24800 | 16.5 | 8.5 | 26600 | 22200 | 83.46% | 1.84 | 0 | 10.5 |  |  |  |  | R-410A | 2.0667 | Residential & Commercial | USHP | Ducted CEE Tier 1
211244829 | Central HP <5.4 tons | BRYANT HEATING AND COOLING SYSTEMS | HRCU-A-CB (Split System: Heat Pump with Remote Outdoor Unit-Air-Source) | 38MURAQ24AB3* |  |  | CNPV*3017AL* | OVLAAB036098 | 23400 | 16.5 | 8.1 | 25800 | 24200 | 93.8% | 2 | 0 | 10 |  |  |  |  | R-410A | 1.95 | Residential & Commercial | USHP | Ducted CEE Tier 1
211245144 | Central HP <5.4 tons | BRYANT HEATING AND COOLING SYSTEMS | HRCU-A-CB (Split System: Heat Pump with Remote Outdoor Unit-Air-Source) | 38MURAQ24AB3* |  |  | CNPV*3617AL* | 8(0,1)*SA42090E17*** | 24600 | 16.5 | 8.1 | 26400 | 22600 | 85.61% | 1.86 | 0 | 10.5 |  |  |  |  | R-410A | 2.05 | Residential & Commercial | USHP | Ducted CEE Tier 1
211245346 | Central HP <5.4 tons | BRYANT HEATING AND COOLING SYSTEMS | HRCU-A-CB (Split System: Heat Pump with Remote Outdoor Unit-Air-Source) | 38MURAQ24AB3* |  |  | CNPV*3621AL* | 926SA48080V17*** | 24200 | 16.5 | 8.1 | 26200 | 23000 | 87.79% | 1.9 | 0 | 10.5 |  |  |  |  | R-410A | 2.0167 | Residential & Commercial | USHP | Ducted CEE Tier 1
211245513 | Central HP <5.4 tons | BRYANT HEATING AND COOLING SYSTEMS | HRCU-A-CB (Split System: Heat Pump with Remote Outdoor Unit-Air-Source) | 38MURAQ24AB3* |  |  | CNPV*3621AL* | 926TB48080V17*** | 24200 | 16.5 | 8.1 | 26200 | 23000 | 87.79% | 1.9 | 0 | 10.5 |  |  |  |  | R-410A | 2.0167 | Residential & Commercial | USHP | Ducted CEE Tier 1
211245564 | Central HP <5.4 tons | BRYANT HEATING AND COOLING SYSTEMS | HRCU-A-CB (Split System: Heat Pump with Remote Outdoor Unit-Air-Source) | 38MURAQ24AB3* |  |  | CNPV*3621AL* | 926TB60100V21*** | 23800 | 16.5 | 8.1 | 26000 | 23400 | 90% | 1.94 | 0 | 10.5 |  |  |  |  | R-410A | 1.9833 | Residential & Commercial | USHP | Ducted CEE Tier 1
215683111 | Central HP <5.4 tons | KENMORE | HRCU-A-CB (Split System: Heat Pump with Remote Outdoor Unit-Air-Source) | (C,H,T)5H0V60*K*AAA* |  |  | EVD5X60M24A*+WALLCON | *97CTN1202422A* | 56500 | 18.5 | 9 | 63000 | 44500 | 70.63% | 2.1 | 0 | 9 |  |  |  |  | R-454B | 4.7083 | Residential & Commercial | USHP
213372386 | Central HP <5.4 tons | RUSSELL | HRCU-A-CB (Split System: Heat Pump with Remote Outdoor Unit-Air-Source) | SP18AZ36AJVC |  |  | TCFZ3621MEAAM | S951V0603A17UHU | 34200 | 19 | 8.5 | 34200 | 43500 | 127.2% | 2.2 | 0 | 12.5 |  |  |  |  | R-410A | 2.85 | Residential & Commercial | USHP | Ducted CEE Tier 1
216014178 | Central HP <5.4 tons | SEA BREEZE+ | HRCU-A-CB (Split System: Heat Pump with Remote Outdoor Unit-Air-Source) | HSZ18H525ZMO |  |  | AH18H525ZMI | 0 | 18000 | 18 | 10 | 19500 | 18000 | 92.31% | 2.2 | 0 | 12 |  |  |  |  | R-454B | 1.5 | Residential & Commercial | USHP | Ducted CEE Tier 1
213297066 | Central HP <5.4 tons | CHAMPION HEATING AND COOLING | HRCU-A-CB (Split System: Heat Pump with Remote Outdoor Unit-Air-Source) | HMH72B341 |  |  | XAUB30CXXN1+TXV | Z9ES060A10SMPS1 | 32400 | 18.5 | 8.1 | 33000 | 23200 | 70.3% | 2.02 | 0 | 9.5 |  |  |  |  | R-410A | 2.7 | Residential & Commercial | USHP
209862136 | Central HP <5.4 tons | Grandaire | HRCU-A-CB (Split System: Heat Pump with Remote Outdoor Unit-Air-Source) | WDLCURAH18ABK |  |  | WDLFUAAH18XAK | 0 | 18000 | 18 | 9.3 | 19000 | 16500 | 86.84% | 2.04 | 12.5 | 12.4 |  |  |  |  | R-410A | 1.5 | Residential & Commercial | USHP | Ducted CEE Tier 1
216735711 | Central HP <5.4 tons | KEEPRITE | HRCU-A-CB (Split System: Heat Pump with Remote Outdoor Unit-Air-Source) | D5CUHAH24AAK |  |  | EA*5X37M21A* | *97CMN0601714B* | 22800 | 16 | 8.5 | 20600 | 18400 | 89.32% | 1.98 | 0 | 11 |  |  |  |  | R-454B | 1.9 | Residential & Commercial | USHP | Ducted CEE Tier 1
216634131 | Central HP <5.4 tons | ACIQ | HRCU-A-CB (Split System: Heat Pump with Remote Outdoor Unit-Air-Source) | H5H0V60*K*AAA* |  |  | EA*5X61M24A*+WALLCON | *95CSU0802120B* | 56000 | 18 | 8.5 | 60000 | 42000 | 70% | 2.02 | 0 | 8.5 |  |  |  |  | R-454B | 4.6667 | Residential & Commercial | USHP
215381146 | Central HP <5.4 tons | ZEPHYR | HRCU-A-CB (Split System: Heat Pump with Remote Outdoor Unit-Air-Source) | ZE-636HPA |  |  | AH-636A | 0 | 32000 | 19.5 | 10.5 | 34000 | 31000 | 91.18% | 2.15 | 0 | 11.7 |  |  |  |  | R-454B | 2.6667 | Residential & Commercial | USHP | Ducted CEE Tier 1
215434508 | Central HP <5.4 tons | ZEPHYR | HRCU-A-CB (Split System: Heat Pump with Remote Outdoor Unit-Air-Source) | ZE-636HPA |  |  | AH- 636A | 0 | 32000 | 19.5 | 10.5 | 34000 | 31000 | 91.18% | 2.15 | 0 | 11.7 |  |  |  |  | R-454B | 2.6667 | Residential & Commercial | USHP | Ducted CEE Tier 1
210596585 | Central HP <5.4 tons | BRYANT HEATING AND COOLING SYSTEMS | HRCU-A-CB (Split System: Heat Pump with Remote Outdoor Unit-Air-Source) | 288BNV037*0**A* |  |  | CNPV*6024AL*+UI | 986TC66100C21*** | 32800 | 18 | 8.1 | 32200 | 24600 | 76.4% | 1.98 | 0 | 12 |  |  |  |  | R-410A | 2.7333 | Residential & Commercial | USHP | Ducted CEE Tier 1
212394345 | Central HP <5.4 tons | PolarWave | HRCU-A-C (Split System: Heat Pump with Remote Outdoor Unit with No Indoor Fan --Air Source) | ACIQ-24-HPB |  |  | ACIQ-24-ACL | 0 | 24000 | 16.5 | 9.5 | 25000 | 20000 | 80% | 1.95 | 11 | 10.7 |  |  |  |  | R-410A | 2 | Residential & Commercial | USHP | Ducted CEE Tier 1
215679341 | Central HP <5.4 tons | KENMORE | HRCU-A-CB (Split System: Heat Pump with Remote Outdoor Unit-Air-Source) | (C,H,T)5H0V36*K*AAA* |  |  | EA*5X37M21A*+WALLCON | *97CTN1002122A* | 34600 | 18 | 9 | 35200 | 25000 | 71.02% | 1.9 | 0 | 10 |  |  |  |  | R-454B | 2.8833 | Residential & Commercial | USHP | Ducted CEE Tier 1
216644428 | Central HP <5.4 tons | KEEPRITE | HRCU-A-CB (Split System: Heat Pump with Remote Outdoor Unit-Air-Source) | D5CUHAH18AAK |  |  | EA*5X25M17A* | *96VTN0601412B* | 18000 | 15.2 | 9 | 19700 | 17600 | 89.34% | 1.88 | 0 | 11 |  |  |  |  | R-454B | 1.5 | Residential & Commercial | USHP | Ducted CEE Tier 1
215677171 | Central HP <5.4 tons | KENMORE | HRCU-A-CB (Split System: Heat Pump with Remote Outdoor Unit-Air-Source) | (C,H,T)5H0V60*K*AAA* |  |  | EVM5X60M24A*+WALLCON | *97CMN0602120B* | 55500 | 17.5 | 8.5 | 64000 | 45500 | 71.09% | 1.94 | 0 | 8.5 |  |  |  |  | R-454B | 4.625 | Residential & Commercial | USHP
215679321 | Central HP <5.4 tons | KENMORE | HRCU-A-CB (Split System: Heat Pump with Remote Outdoor Unit-Air-Source) | (C,H,T)5H0V36*K*AAA* |  |  | EA*5X37M21A*+WALLCON | *97CTN0801716A* | 34200 | 17.5 | 9 | 35400 | 25400 | 71.75% | 1.88 | 0 | 9.5 |  |  |  |  | R-454B | 2.85 | Residential & Commercial | USHP
211259895 | Central HP <5.4 tons | KEEPRITE | HRCU-A-CB (Split System: Heat Pump with Remote Outdoor Unit-Air-Source) | DLCURAH18ABK |  |  | EA*4X19L17A* | *80ES(N,L)0451412A* | 18600 | 16.5 | 8.5 | 18500 | 17500 | 94.59% | 2.14 | 0 | 11 |  |  |  |  | R-410A | 1.55 | Residential & Commercial | USHP | Ducted CEE Tier 1
215677751 | Central HP <5.4 tons | KENMORE | HRCU-A-CB (Split System: Heat Pump with Remote Outdoor Unit-Air-Source) | (C,H,T)5H0V60*K*AAA* |  |  | EA*5X60M24A*+WALLCON | *80CSU0802120A* | 55000 | 18.5 | 8.5 | 59000 | 41500 | 70.34% | 2.02 | 0 | 9 |  |  |  |  | R-454B | 4.5833 | Residential & Commercial | USHP
216623776 | Central HP <5.4 tons | Kerr | HRCU-A-C (Split System: Heat Pump with Remote Outdoor Unit with No Indoor Fan --Air Source) | A-KXP30TA-1 |  |  | KXP30/36A1A | 0 | 30000 | 15.3 | 9.3 | 32000 | 30400 | 95% | 1.78 | 0 | 10 |  |  |  |  | R-454B | 2.5 | Residential & Commercial | USHP | Ducted CEE Tier 1
215678051 | Central HP <5.4 tons | KENMORE | HRCU-A-CB (Split System: Heat Pump with Remote Outdoor Unit-Air-Source) | (C,H,T)5H0V60*K*AAA* |  |  | ESH5X60M12A*+WALLCON | *80CSU1002120A* | 55500 | 17 | 8.5 | 60000 | 42000 | 70% | 1.9 | 0 | 8.5 |  |  |  |  | R-454B | 4.625 | Residential & Commercial | USHP
215678301 | Central HP <5.4 tons | KENMORE | HRCU-A-CB (Split System: Heat Pump with Remote Outdoor Unit-Air-Source) | (C,H,T)5H0V24*K*AAA* |  |  | EA*5X30M17A*+WALLCON | *97CTN0801716A* | 23000 | 16.5 | 9 | 23800 | 16700 | 70.17% | 1.86 | 0 | 10 |  |  |  |  | R-454B | 1.9167 | Residential & Commercial | USHP | Ducted CEE Tier 1
215678401 | Central HP <5.4 tons | KENMORE | HRCU-A-CB (Split System: Heat Pump with Remote Outdoor Unit-Air-Source) | (C,H,T)5H0V24*K*AAA* |  |  | EA*5X37M21A*+WALLCON | *80CSU0601716B* | 24200 | 17.5 | 9 | 23200 | 16300 | 70.26% | 2.02 | 0 | 10.5 |  |  |  |  | R-454B | 2.0167 | Residential & Commercial | USHP | Ducted CEE Tier 1
213307903 | Central HP <5.4 tons | Wells | HRCU-A-CB (Split System: Heat Pump with Remote Outdoor Unit-Air-Source) | WUCA-60HFMO |  |  | WUA-60HFMAH | 0 | 55000 | 15.3 | 9.4 | 59000 | 48500 | 82.2% | 1.91 | 9 | 8.8 |  |  |  |  | R-410A | 4.5833 | Residential & Commercial | USHP
211244554 | Central HP <5.4 tons | BRYANT HEATING AND COOLING SYSTEMS | HRCU-A-CB (Split System: Heat Pump with Remote Outdoor Unit-Air-Source) | 38MURAQ24AB3* |  |  | CNPV*3017AL* | 82*TA36045V14*** | 24200 | 16.5 | 8.1 | 26200 | 22800 | 87.02% | 1.88 | 0 | 10.5 |  |  |  |  | R-410A | 2.0167 | Residential & Commercial | USHP | Ducted CEE Tier 1
211244731 | Central HP <5.4 tons | BRYANT HEATING AND COOLING SYSTEMS | HRCU-A-CB (Split System: Heat Pump with Remote Outdoor Unit-Air-Source) | 38MURAQ24AB3* |  |  | CNPV*3017AL* | 912SD42060E17*** | 24400 | 16.5 | 8.1 | 26400 | 22800 | 86.36% | 1.88 | 0 | 10.5 |  |  |  |  | R-410A | 2.0333 | Residential & Commercial | USHP | Ducted CEE Tier 1
211244797 | Central HP <5.4 tons | BRYANT HEATING AND COOLING SYSTEMS | HRCU-A-CB (Split System: Heat Pump with Remote Outdoor Unit-Air-Source) | 38MURAQ24AB3* |  |  | CNPV*3017AL* | 8(0,1)*SA36070E14*** | 24200 | 16.5 | 8.1 | 26400 | 22800 | 86.36% | 1.88 | 0 | 10.5 |  |  |  |  | R-410A | 2.0167 | Residential & Commercial | USHP | Ducted CEE Tier 1
211244838 | Central HP <5.4 tons | BRYANT HEATING AND COOLING SYSTEMS | HRCU-A-CB (Split System: Heat Pump with Remote Outdoor Unit-Air-Source) | 38MURAQ24AB3* |  |  | CNPV*3017AL* | OVMAAB042112 | 24000 | 16 | 8.1 | 26400 | 23000 | 87.12% | 1.88 | 0 | 10 |  |  |  |  | R-410A | 2 | Residential & Commercial | USHP | Ducted CEE Tier 1
211244874 | Central HP <5.4 tons | BRYANT HEATING AND COOLING SYSTEMS | HRCU-A-CB (Split System: Heat Pump with Remote Outdoor Unit-Air-Source) | 38MURAQ24AB3* |  |  | CNPV*3617AL* | 926SA30040V14*** | 23400 | 16 | 8.1 | 25800 | 24000 | 93.02% | 2 | 0 | 10 |  |  |  |  | R-410A | 1.95 | Residential & Commercial | USHP | Ducted CEE Tier 1
211244990 | Central HP <5.4 tons | BRYANT HEATING AND COOLING SYSTEMS | HRCU-A-CB (Split System: Heat Pump with Remote Outdoor Unit-Air-Source) | 38MURAQ24AB3* |  |  | CNPV*3617AL* | 82*TA36045V14*** | 24200 | 16.5 | 8.1 | 26200 | 22800 | 87.02% | 1.88 | 0 | 10.5 |  |  |  |  | R-410A | 2.0167 | Residential & Commercial | USHP | Ducted CEE Tier 1
215682391 | Central HP <5.4 tons | KENMORE | HRCU-A-CB (Split System: Heat Pump with Remote Outdoor Unit-Air-Source) | (C,H,T)5H0V48*K*AAA* |  |  | EVD5X60M24A*+WALLCON | *80CSU0802120B* | 48000 | 19 | 9 | 50000 | 36200 | 72.4% | 2.12 | 0 | 10 |  |  |  |  | R-454B | 4 | Residential & Commercial | USHP | Ducted CEE Tier 1
215682411 | Central HP <5.4 tons | KENMORE | HRCU-A-CB (Split System: Heat Pump with Remote Outdoor Unit-Air-Source) | (C,H,T)5H0V48*K*AAA* |  |  | EVD5X60M24A*+WALLCON | *97CTN0802120A* | 48000 | 19 | 9 | 50000 | 36600 | 73.2% | 2 | 0 | 10 |  |  |  |  | R-454B | 4 | Residential & Commercial | USHP | Ducted CEE Tier 1
215682461 | Central HP <5.4 tons | KENMORE | HRCU-A-CB (Split System: Heat Pump with Remote Outdoor Unit-Air-Source) | (C,H,T)5H0V48*K*AAA* |  |  | EVD5X61M21A*+WALLCON | *80CSU0601716B* | 48500 | 19 | 9 | 50000 | 36800 | 73.6% | 2.1 | 0 | 10 |  |  |  |  | R-454B | 4.0417 | Residential & Commercial | USHP | Ducted CEE Tier 1
215682511 | Central HP <5.4 tons | KENMORE | HRCU-A-CB (Split System: Heat Pump with Remote Outdoor Unit-Air-Source) | (C,H,T)5H0V48*K*AAA* |  |  | EVD5X61M21A*+WALLCON | *97CTN1002122A* | 48500 | 19.5 | 9.5 | 50000 | 36800 | 73.6% | 2.12 | 0 | 10.5 |  |  |  |  | R-454B | 4.0417 | Residential & Commercial | USHP | Ducted CEE Tier 1
215681891 | Central HP <5.4 tons | KENMORE | HRCU-A-CB (Split System: Heat Pump with Remote Outdoor Unit-Air-Source) | (C,H,T)5H0V48*K*AAA* |  |  | EVM5X49M21A*+WALLCON | *97CTN1002122A* | 48000 | 19 | 9 | 50000 | 36800 | 73.6% | 2 | 0 | 10.5 |  |  |  |  | R-454B | 4 | Residential & Commercial | USHP | Ducted CEE Tier 1
215681691 | Central HP <5.4 tons | KENMORE | HRCU-A-CB (Split System: Heat Pump with Remote Outdoor Unit-Air-Source) | (C,H,T)5H0V48*K*AAA* |  |  | ESH5X60M12A*+WALLCON | *80CSU0601716B* | 45500 | 17 | 8.5 | 48000 | 33800 | 70.42% | 2.08 | 0 | 9.5 |  |  |  |  | R-454B | 3.7917 | Residential & Commercial | USHP
215681541 | Central HP <5.4 tons | KENMORE | HRCU-A-CB (Split System: Heat Pump with Remote Outdoor Unit-Air-Source) | (C,H,T)5H0V48*K*AAA* |  |  | EA*5X61M24A*+WALLCON | *80CSU1002120B* | 46000 | 18 | 9 | 47500 | 33600 | 70.74% | 2.08 | 0 | 9.5 |  |  |  |  | R-454B | 3.8333 | Residential & Commercial | USHP
206790150 | Central HP <5.4 tons | BRYANT HEATING AND COOLING SYSTEMS | HRCU-A-CB (Split System: Heat Pump with Remote Outdoor Unit-Air-Source) | 284ANV024*0**B* |  |  | CAP**4221AL*+UI | 986TC42080C17*** | 23400 | 20 | 10.5 | 26600 | 19900 | 74.81% | 2.44 | 14 | 13 |  |  |  |  | R-410A | 1.95 | Residential & Commercial | USHP | Ducted CEE Tier 1
206790184 | Central HP <5.4 tons | BRYANT HEATING AND COOLING SYSTEMS | HRCU-A-CB (Split System: Heat Pump with Remote Outdoor Unit-Air-Source) | 284ANV024*0**B* |  |  | CNPV*4221AL*+UI | 88*TA48070C17*** | 23400 | 20.5 | 10 | 26600 | 19800 | 74.44% | 2.46 | 14 | 13 |  |  |  |  | R-410A | 1.95 | Residential & Commercial | USHP | Ducted CEE Tier 1
206135713 | Central HP <5.4 tons | BRYANT HEATING AND COOLING SYSTEMS | HRCU-A-CB (Split System: Heat Pump with Remote Outdoor Unit-Air-Source) | 288BNV037*0**A* |  |  | CAP**4224AL*+UI | 83*CA60100C21*** | 31800 | 17 | 8.1 | 33200 | 24400 | 73.49% | 1.88 | 11.5 | 11 |  |  |  |  | R-410A | 2.65 | Residential & Commercial | USHP | Ducted CEE Tier 1
206135813 | Central HP <5.4 tons | BRYANT HEATING AND COOLING SYSTEMS | HRCU-A-CB (Split System: Heat Pump with Remote Outdoor Unit-Air-Source) | 288BNV037*0**A* |  |  | CAP**4824AL*+UI | 83*CA60100C21*** | 32200 | 17 | 8.1 | 32600 | 25000 | 76.69% | 1.96 | 12 | 11 |  |  |  |  | R-410A | 2.6833 | Residential & Commercial | USHP | Ducted CEE Tier 1
206790248 | Central HP <5.4 tons | BRYANT HEATING AND COOLING SYSTEMS | HRCU-A-CB (Split System: Heat Pump with Remote Outdoor Unit-Air-Source) | 284ANV024*0**B* |  |  | CSPH*3612AL*+UI | 83*CA48060C17*** | 23400 | 19 | 9 | 26600 | 19800 | 74.44% | 2.48 | 13.5 | 12.5 |  |  |  |  | R-410A | 1.95 | Residential & Commercial | USHP | Ducted CEE Tier 1
206135965 | Central HP <5.4 tons | BRYANT HEATING AND COOLING SYSTEMS | HRCU-A-CB (Split System: Heat Pump with Remote Outdoor Unit-Air-Source) | 288BNV037*0**A* |  |  | CSPH*4212AL*+UI | 83*CA36040C17*** | 32400 | 16.5 | 8.1 | 33200 | 24800 | 74.7% | 1.94 | 11.5 | 11 |  |  |  |  | R-410A | 2.7 | Residential & Commercial | USHP | Ducted CEE Tier 1
206136165 | Central HP <5.4 tons | BRYANT HEATING AND COOLING SYSTEMS | HRCU-A-CB (Split System: Heat Pump with Remote Outdoor Unit-Air-Source) | 288BNV037*0**A* |  |  | CAP**4821AL*+UI | 935CA60080C21*** | 32400 | 17.5 | 8.5 | 32600 | 25000 | 76.69% | 1.98 | 12 | 11.5 |  |  |  |  | R-410A | 2.7 | Residential & Commercial | USHP | Ducted CEE Tier 1
206136331 | Central HP <5.4 tons | BRYANT HEATING AND COOLING SYSTEMS | HRCU-A-CB (Split System: Heat Pump with Remote Outdoor Unit-Air-Source) | 288BNV037*0**A* |  |  | CSPH*4212AL*+UI | 935CA60080C21*** | 32600 | 17 | 8.1 | 33000 | 24800 | 75.15% | 1.96 | 11.5 | 11 |  |  |  |  | R-410A | 2.7167 | Residential & Commercial | USHP | Ducted CEE Tier 1
215932722 | Central HP <5.4 tons | KENMORE | HRCU-A-CB (Split System: Heat Pump with Remote Outdoor Unit-Air-Source) | (C,H,T)5H3V36*K*AAA* |  |  | EA*5X61M21A*+WALLCON | *80CTL0901716B* | 34400 | 20.5 | 9 | 34400 | 26200 | 76.16% | 1.96 | 0 | 11.7 |  |  |  |  | R-454B | 2.8667 | Residential & Commercial | USHP | Ducted CEE Tier 1
215932802 | Central HP <5.4 tons | KENMORE | HRCU-A-CB (Split System: Heat Pump with Remote Outdoor Unit-Air-Source) | (C,H,T)5H3V36*K*AAA* |  |  | EA*5X61M21A*+WALLCON | *97CMN0801714B* | 34200 | 20 | 9 | 35000 | 26600 | 76% | 1.94 | 0 | 11.5 |  |  |  |  | R-454B | 2.85 | Residential & Commercial | USHP | Ducted CEE Tier 1
216675447 | Central HP <5.4 tons | DAY & NIGHT | HRCU-A-CB (Split System: Heat Pump with Remote Outdoor Unit-Air-Source) | D5CURAH24AAK |  |  | EA*5X25M17A* | *80CSU0401712A* | 25200 | 16.5 | 9 | 23600 | 19200 | 81.36% | 2.06 | 0 | 10 |  |  |  |  | R-454B | 2.1 | Residential & Commercial | USHP | Ducted CEE Tier 1
216738160 | Central HP <5.4 tons | KEEPRITE | HRCU-A-CB (Split System: Heat Pump with Remote Outdoor Unit-Air-Source) | D5CUHAH24AAK |  |  | ESH5X36M12A* | *80VSL0701716B* | 22600 | 16 | 8.1 | 20800 | 18400 | 88.46% | 1.85 | 0 | 11 |  |  |  |  | R-454B | 1.8833 | Residential & Commercial | USHP | Ducted CEE Tier 1
216738228 | Central HP <5.4 tons | KEEPRITE | HRCU-A-CB (Split System: Heat Pump with Remote Outdoor Unit-Air-Source) | D5CUHAH24AAK |  |  | ESH5X36M12A* | *80MSU0802120A* | 22600 | 16 | 8.1 | 20600 | 18400 | 89.32% | 1.85 | 0 | 11 |  |  |  |  | R-454B | 1.8833 | Residential & Commercial | USHP | Ducted CEE Tier 1
216738564 | Central HP <5.4 tons | KEEPRITE | HRCU-A-CB (Split System: Heat Pump with Remote Outdoor Unit-Air-Source) | D5CUHAH24AAK |  |  | ESH5X36M12A* | *96MSN0801716A* | 22800 | 15.2 | 8.1 | 20800 | 18600 | 89.42% | 1.9 | 0 | 10.5 |  |  |  |  | R-454B | 1.9 | Residential & Commercial | USHP | Ducted CEE Tier 1
216738846 | Central HP <5.4 tons | KEEPRITE | HRCU-A-CB (Split System: Heat Pump with Remote Outdoor Unit-Air-Source) | D5CUHAH24AAK |  |  | ESH5X36M12A* | *96VTN0801716B* | 22600 | 16 | 8.1 | 20800 | 18400 | 88.46% | 1.85 | 0 | 11 |  |  |  |  | R-454B | 1.8833 | Residential & Commercial | USHP | Ducted CEE Tier 1
216682792 | Central HP <5.4 tons | KEEPRITE | HRCU-A-CB (Split System: Heat Pump with Remote Outdoor Unit-Air-Source) | DLCURAH30ABK |  |  | EA*4X37L21A* | *97VTN1002122A* | 30400 | 15.2 | 9 | 33000 | 26000 | 78.79% | 1.75 | 0 | 9 |  |  |  |  | R-410A | 2.5333 | Residential & Commercial | USHP
212976736 | Central HP <5.4 tons | KEEPRITE | HRCU-A-CB (Split System: Heat Pump with Remote Outdoor Unit-Air-Source) | DLCURAH30ABK |  |  | EA*4X42L21A* | *96VTN1002120B* | 30200 | 15.2 | 8.5 | 34200 | 27600 | 80.7% | 1.8 | 0 | 9 |  |  |  |  | R-410A | 2.5167 | Residential & Commercial | USHP
216683753 | Central HP <5.4 tons | Conforto | HRCU-A-CB (Split System: Heat Pump with Remote Outdoor Unit-Air-Source) | MHSD160DACFC |  |  | MHAH160DACFC | 0 | 55000 | 15.3 | 9.4 | 59000 | 48500 | 82.2% | 1.91 | 9 | 8.8 |  |  |  |  | R-410A | 4.5833 | Residential & Commercial | USHP
215449955 | Central HP <5.4 tons | Proair | HRCU-A-CB (Split System: Heat Pump with Remote Outdoor Unit-Air-Source) | P30-48HFN1-D |  |  | PAH-48HWFN1 | 0 | 47000 | 15.6 | 9.4 | 50000 | 46000 | 92% | 1.9 | 8.5 | 8.2 |  |  |  |  | R-410A | 3.9167 | Residential & Commercial | USHP
214573066 | Central HP <5.4 tons | KENMORE | HRCU-A-CB (Split System: Heat Pump with Remote Outdoor Unit-Air-Source) | (C,H,T)VH837GKA** |  |  | EA*4X61L24A*+WALLCON | *96CTN0802120B* | 33200 | 18.5 | 8.5 | 31800 | 24800 | 77.99% | 2.02 | 0 | 11.5 |  |  |  |  | R-410A | 2.7667 | Residential & Commercial | USHP | Ducted CEE Tier 1
214573316 | Central HP <5.4 tons | KENMORE | HRCU-A-CB (Split System: Heat Pump with Remote Outdoor Unit-Air-Source) | (C,H,T)VH837GKA** |  |  | EN(A,D)4X36L21**+WALLCON | *80CTL0702120B* | 31400 | 17 | 8.1 | 33200 | 24200 | 72.89% | 1.82 | 0 | 11 |  |  |  |  | R-410A | 2.6167 | Residential & Commercial | USHP | Ducted CEE Tier 1
206765987 | Central HP <5.4 tons | BRYANT HEATING AND COOLING SYSTEMS | HRCU-A-CB (Split System: Heat Pump with Remote Outdoor Unit-Air-Source) | 288BNV025*0**C* |  |  | CAP**3721AL*+UI | 987MB42080C17*** | 24400 | 16.5 | 8.1 | 21200 | 16700 | 78.77% | 2.02 | 11 | 11 |  |  |  |  | R-410A | 2.0333 | Residential & Commercial | USHP | Ducted CEE Tier 1
206766005 | Central HP <5.4 tons | BRYANT HEATING AND COOLING SYSTEMS | HRCU-A-CB (Split System: Heat Pump with Remote Outdoor Unit-Air-Source) | 288BNV025*0**C* |  |  | CAP**3721AL*+UI | 987MB66100C21*** | 24400 | 16.5 | 8.5 | 21200 | 16600 | 78.3% | 2.04 | 11 | 11 |  |  |  |  | R-410A | 2.0333 | Residential & Commercial | USHP | Ducted CEE Tier 1
213353778 | Central HP <5.4 tons | BRYANT HEATING AND COOLING SYSTEMS | HRCU-A-CB (Split System: Heat Pump with Remote Outdoor Unit-Air-Source) | 38MURAQ24AB3* |  |  | F54AA*B30L* | 0 | 24800 | 17 | 9 | 26000 | 21800 | 83.85% | 1.82 | 0 | 10.5 |  |  |  |  | R-410A | 2.0667 | Residential & Commercial | USHP | Ducted CEE Tier 1
211244950 | Central HP <5.4 tons | BRYANT HEATING AND COOLING SYSTEMS | HRCU-A-CB (Split System: Heat Pump with Remote Outdoor Unit-Air-Source) | 38MURAQ24AB3* |  |  | CNPV*3617AL* | 82*SA48045V17*** | 24200 | 16 | 8.1 | 26400 | 22800 | 86.36% | 1.88 | 0 | 10.5 |  |  |  |  | R-410A | 2.0167 | Residential & Commercial | USHP | Ducted CEE Tier 1
211245000 | Central HP <5.4 tons | BRYANT HEATING AND COOLING SYSTEMS | HRCU-A-CB (Split System: Heat Pump with Remote Outdoor Unit-Air-Source) | 38MURAQ24AB3* |  |  | CNPV*3617AL* | 82*TA36070V14*** | 24400 | 16.5 | 8.1 | 26400 | 22800 | 86.36% | 1.88 | 0 | 10.5 |  |  |  |  | R-410A | 2.0333 | Residential & Commercial | USHP | Ducted CEE Tier 1
211245132 | Central HP <5.4 tons | BRYANT HEATING AND COOLING SYSTEMS | HRCU-A-CB (Split System: Heat Pump with Remote Outdoor Unit-Air-Source) | 38MURAQ24AB3* |  |  | CNPV*3617AL* | 8(0,1)*SA36070E17*** | 24400 | 16.5 | 8.1 | 26400 | 22600 | 85.61% | 1.88 | 0 | 10.5 |  |  |  |  | R-410A | 2.0333 | Residential & Commercial | USHP | Ducted CEE Tier 1
214489063 | Central HP <5.4 tons | Wells | HRCU-A-C (Split System: Heat Pump with Remote Outdoor Unit with No Indoor Fan --Air Source) | WUCB-36HFMO |  |  | WUA-36CHFM | 0 | 35000 | 15.2 | 8.5 | 36000 | 30000 | 83.33% | 1.8 | 0 | 10 |  |  |  |  | R-410A | 2.9167 | Residential & Commercial | USHP | Ducted CEE Tier 1
206767524 | Central HP <5.4 tons | BRYANT HEATING AND COOLING SYSTEMS | HRCU-A-CB (Split System: Heat Pump with Remote Outdoor Unit-Air-Source) | 288BNV025*0**C* |  |  | CAP**3717AL*+UI | 935CA48060C17*** | 24200 | 16.5 | 8.1 | 21400 | 16800 | 78.5% | 1.98 | 11 | 10.5 |  |  |  |  | R-410A | 2.0167 | Residential & Commercial | USHP | Ducted CEE Tier 1
206767542 | Central HP <5.4 tons | BRYANT HEATING AND COOLING SYSTEMS | HRCU-A-CB (Split System: Heat Pump with Remote Outdoor Unit-Air-Source) | 288BNV025*0**C* |  |  | CAP**3721AL*+UI | 935CA60080C21*** | 24400 | 17 | 8.5 | 21200 | 16600 | 78.3% | 2.04 | 11.5 | 11 |  |  |  |  | R-410A | 2.0333 | Residential & Commercial | USHP | Ducted CEE Tier 1
214570406 | Central HP <5.4 tons | KENMORE | HRCU-A-CB (Split System: Heat Pump with Remote Outdoor Unit-Air-Source) | (C,H,T)VH825GKA3* |  |  | EA*4X36L21A*+WALLCON | *97CMN0602120B* | 23600 | 16 | 8.1 | 21400 | 16700 | 78.04% | 1.92 | 0 | 10.5 |  |  |  |  | R-410A | 1.9667 | Residential & Commercial | USHP | Ducted CEE Tier 1
215678151 | Central HP <5.4 tons | KENMORE | HRCU-A-CB (Split System: Heat Pump with Remote Outdoor Unit-Air-Source) | (C,H,T)5H0V60*K*AAA* |  |  | ESH5X60M12A*+WALLCON | *97CMN1002122B* | 55500 | 17 | 8.5 | 60000 | 42000 | 70% | 1.9 | 0 | 8.5 |  |  |  |  | R-454B | 4.625 | Residential & Commercial | USHP
214570465 | Central HP <5.4 tons | KEEPRITE | HRCU-A-CB (Split System: Heat Pump with Remote Outdoor Unit-Air-Source) | CVH825GKA3* |  |  | EA*4X37L21A*+WALLCON | *97CMN0602120B* | 24400 | 16.5 | 8.5 | 21200 | 16700 | 78.77% | 2.02 | 0 | 11 |  |  |  |  | R-410A | 2.0333 | Residential & Commercial | USHP | Ducted CEE Tier 1
214570415 | Central HP <5.4 tons | KEEPRITE | HRCU-A-CB (Split System: Heat Pump with Remote Outdoor Unit-Air-Source) | CVH825GKA3* |  |  | EA*4X36L21A*+WALLCON | *97CMN0802120B* | 23600 | 16.5 | 8.1 | 21400 | 16600 | 77.57% | 1.94 | 0 | 10.5 |  |  |  |  | R-410A | 1.9667 | Residential & Commercial | USHP | Ducted CEE Tier 1
216643745 | Central HP <5.4 tons | KEEPRITE | HRCU-A-CB (Split System: Heat Pump with Remote Outdoor Unit-Air-Source) | D5CUHAH18AAK |  |  | EA*5X25M17A* | *80VTL0451412B* | 18500 | 15.2 | 9.5 | 20000 | 17600 | 88% | 2.02 | 0 | 11.7 |  |  |  |  | R-454B | 1.5417 | Residential & Commercial | USHP | Ducted CEE Tier 1
215864025 | Central HP <5.4 tons | Wells | HRCU-A-CB (Split System: Heat Pump with Remote Outdoor Unit-Air-Source) | WDHP-36RH |  |  | WDAH-36MOC | 0 | 36000 | 16.1 | 8.7 | 36000 | 27000 | 75% | 2 | 0 | 10 |  |  |  |  | R-454B | 3 | Residential & Commercial | USHP | Ducted CEE Tier 1
213927635 | Central HP <5.4 tons | Wells | HRCU-A-CB (Split System: Heat Pump with Remote Outdoor Unit-Air-Source) | WUCB-36HFMO |  |  | WUA-36HFMAH | 0 | 35000 | 16.3 | 9.5 | 39000 | 38000 | 97.44% | 1.8 | 0 | 11.7 |  |  |  |  | R-410A | 2.9167 | Residential & Commercial | USHP | Ducted CEE Tier 1
216738652 | Central HP <5.4 tons | KEEPRITE | HRCU-A-CB (Split System: Heat Pump with Remote Outdoor Unit-Air-Source) | D5CUHAH24AAK |  |  | ESH5X36M12A* | *96VSN0601716B* | 22600 | 16 | 8.1 | 20800 | 18500 | 88.94% | 1.85 | 0 | 11 |  |  |  |  | R-454B | 1.8833 | Residential & Commercial | USHP | Ducted CEE Tier 1
216738720 | Central HP <5.4 tons | KEEPRITE | HRCU-A-CB (Split System: Heat Pump with Remote Outdoor Unit-Air-Source) | D5CUHAH24AAK |  |  | ESH5X36M12A* | *95MSU0802120A* | 22600 | 16 | 8.1 | 20800 | 18400 | 88.46% | 1.85 | 0 | 11 |  |  |  |  | R-454B | 1.8833 | Residential & Commercial | USHP | Ducted CEE Tier 1
214075365 | Central HP <5.4 tons | RUSSELL | HRCU-A-CB (Split System: Heat Pump with Remote Outdoor Unit-Air-Source) | RD17AZ60AJ3N |  |  | TCFZ6024STANM | S962V0855A21M4S | 55000 | 17 | 8.1 | 54000 | 49500 | 91.67% | 1.75 | 0 | 10 |  |  |  |  | R-410A | 4.5833 | Residential & Commercial | USHP | Ducted CEE Tier 1
215683090 | Central HP <5.4 tons | KEEPRITE | HRCU-A-CB (Split System: Heat Pump with Remote Outdoor Unit-Air-Source) | C5H0V60*K*AAA* |  |  | EVD5X60M24A*+WALLCON | *97CTN0802120A* | 56500 | 18 | 9 | 63500 | 44500 | 70.08% | 2.08 | 0 | 9 |  |  |  |  | R-454B | 4.7083 | Residential & Commercial | USHP
214570526 | Central HP <5.4 tons | KENMORE | HRCU-A-CB (Split System: Heat Pump with Remote Outdoor Unit-Air-Source) | (C,H,T)VH825GKA3* |  |  | EA*4X42L21A*+WALLCON | *97CMN0602120B* | 23600 | 16.5 | 8.1 | 21400 | 16700 | 78.04% | 1.96 | 0 | 10.5 |  |  |  |  | R-410A | 1.9667 | Residential & Commercial | USHP | Ducted CEE Tier 1
214572716 | Central HP <5.4 tons | KENMORE | HRCU-A-CB (Split System: Heat Pump with Remote Outdoor Unit-Air-Source) | (C,H,T)VH837GKA** |  |  | EA*4X43L21A*+WALLCON | *80CTL0702120B* | 32800 | 17.5 | 8.5 | 32800 | 25200 | 76.83% | 2 | 0 | 11 |  |  |  |  | R-410A | 2.7333 | Residential & Commercial | USHP | Ducted CEE Tier 1
216739004 | Central HP <5.4 tons | KEEPRITE | HRCU-A-CB (Split System: Heat Pump with Remote Outdoor Unit-Air-Source) | D5CUHAH24AAK |  |  | FEVB0024**+NAVA53601CK | 0 | 23000 | 15.5 | 8.5 | 21000 | 18700 | 89.05% | 1.98 | 0 | 11 |  |  |  |  | R-454B | 1.9167 | Residential & Commercial | USHP | Ducted CEE Tier 1
216737877 | Central HP <5.4 tons | KEEPRITE | HRCU-A-CB (Split System: Heat Pump with Remote Outdoor Unit-Air-Source) | D5CUHAH24AAK |  |  | ESH5X30M12A* | *96VTN1002122B* | 22600 | 15.2 | 8.1 | 21000 | 18900 | 90% | 1.85 | 0 | 10.5 |  |  |  |  | R-454B | 1.8833 | Residential & Commercial | USHP | Ducted CEE Tier 1
216737929 | Central HP <5.4 tons | KEEPRITE | HRCU-A-CB (Split System: Heat Pump with Remote Outdoor Unit-Air-Source) | D5CUHAH24AAK |  |  | ESH5X30M12A* | *97VTN1002120A* | 22800 | 16 | 8.5 | 21200 | 19000 | 89.62% | 1.96 | 0 | 11 |  |  |  |  | R-454B | 1.9 | Residential & Commercial | USHP | Ducted CEE Tier 1
216738086 | Central HP <5.4 tons | KEEPRITE | HRCU-A-CB (Split System: Heat Pump with Remote Outdoor Unit-Air-Source) | D5CUHAH24AAK |  |  | ESH5X36M12A* | *80MS(N,L)0902120A* | 22600 | 15.5 | 8.1 | 20800 | 18400 | 88.46% | 1.9 | 0 | 10.5 |  |  |  |  | R-454B | 1.8833 | Residential & Commercial | USHP | Ducted CEE Tier 1
216738095 | Central HP <5.4 tons | KEEPRITE | HRCU-A-CB (Split System: Heat Pump with Remote Outdoor Unit-Air-Source) | D5CUHAH24AAK |  |  | ESH5X36M12A* | *80MS(N,L)0902420A* | 22600 | 16 | 8.1 | 20800 | 18500 | 88.94% | 1.85 | 0 | 11 |  |  |  |  | R-454B | 1.8833 | Residential & Commercial | USHP | Ducted CEE Tier 1
216738104 | Central HP <5.4 tons | KEEPRITE | HRCU-A-CB (Split System: Heat Pump with Remote Outdoor Unit-Air-Source) | D5CUHAH24AAK |  |  | ESH5X36M12A* | *80MS(N,L)1102120A* | 22600 | 16 | 8.1 | 20600 | 18400 | 89.32% | 1.9 | 0 | 11 |  |  |  |  | R-454B | 1.8833 | Residential & Commercial | USHP | Ducted CEE Tier 1
216738552 | Central HP <5.4 tons | KEEPRITE | HRCU-A-CB (Split System: Heat Pump with Remote Outdoor Unit-Air-Source) | D5CUHAH24AAK |  |  | ESH5X36M12A* | *96MSN0601716A* | 22400 | 15.2 | 8.1 | 20800 | 18400 | 88.46% | 1.85 | 0 | 10.5 |  |  |  |  | R-454B | 1.8667 | Residential & Commercial | USHP | Ducted CEE Tier 1
216738336 | Central HP <5.4 tons | KEEPRITE | HRCU-A-CB (Split System: Heat Pump with Remote Outdoor Unit-Air-Source) | D5CUHAH24AAK |  |  | ESH5X36M12A* | *80VTL0701716B* | 22800 | 16 | 8.1 | 20800 | 18500 | 88.94% | 1.85 | 0 | 11 |  |  |  |  | R-454B | 1.9 | Residential & Commercial | USHP | Ducted CEE Tier 1
216739015 | Central HP <5.4 tons | KEEPRITE | HRCU-A-CB (Split System: Heat Pump with Remote Outdoor Unit-Air-Source) | D5CUHAH24AAK |  |  | FEVB0036**+NAVA53601CK | 0 | 24000 | 15.2 | 8.5 | 21800 | 19200 | 88.07% | 1.98 | 0 | 11 |  |  |  |  | R-454B | 2 | Residential & Commercial | USHP | Ducted CEE Tier 1
216733113 | Central HP <5.4 tons | KEEPRITE | HRCU-A-CB (Split System: Heat Pump with Remote Outdoor Unit-Air-Source) | D5CUHAH24AAK |  |  | EA*5X24M17A* | *97VTN0801716A* | 22200 | 16 | 8.5 | 21200 | 19200 | 90.57% | 1.96 | 0 | 10.5 |  |  |  |  | R-454B | 1.85 | Residential & Commercial | USHP | Ducted CEE Tier 1
215932521 | Central HP <5.4 tons | KEEPRITE | HRCU-A-CB (Split System: Heat Pump with Remote Outdoor Unit-Air-Source) | C5H3V36*K*AAA* |  |  | EA*5X48M21A*+WALLCON | *96CTN0801714B* | 33200 | 20 | 9.5 | 34800 | 26600 | 76.44% | 2.02 | 0 | 11 |  |  |  |  | R-454B | 2.7667 | Residential & Commercial | USHP | Ducted CEE Tier 1
215933221 | Central HP <5.4 tons | KEEPRITE | HRCU-A-CB (Split System: Heat Pump with Remote Outdoor Unit-Air-Source) | C5H3V36*K*AAA* |  |  | ESH5X36M12A*+WALLCON | *97CMN1202422B* | 33200 | 19 | 9 | 35000 | 26800 | 76.57% | 1.92 | 0 | 11 |  |  |  |  | R-454B | 2.7667 | Residential & Commercial | USHP | Ducted CEE Tier 1
215864022 | Central HP <5.4 tons | Wells | HRCU-A-CB (Split System: Heat Pump with Remote Outdoor Unit-Air-Source) | WOS-18PRE/230 |  |  | WIAH-18MOC/230 | 0 | 18000 | 18 | 10 | 19500 | 18000 | 92.31% | 2.2 | 0 | 12 |  |  |  |  | R-454B | 1.5 | Residential & Commercial | USHP | Ducted CEE Tier 1
215864024 | Central HP <5.4 tons | Wells | HRCU-A-CB (Split System: Heat Pump with Remote Outdoor Unit-Air-Source) | WOS-33PRE/230 |  |  | WIAH-36MOC/230 | 0 | 33000 | 16.5 | 10 | 35000 | 34000 | 97.14% | 2 | 0 | 11.7 |  |  |  |  | R-454B | 2.75 | Residential & Commercial | USHP | Ducted CEE Tier 1
210596304 | Central HP <5.4 tons | BRYANT HEATING AND COOLING SYSTEMS | HRCU-A-CB (Split System: Heat Pump with Remote Outdoor Unit-Air-Source) | 288BNV025*0**B* |  |  | CAP**4221AL*+UI | 986TC42080C17*** | 23600 | 16.5 | 8.1 | 21400 | 16700 | 78.04% | 1.96 | 0 | 11 |  |  |  |  | R-410A | 1.9667 | Residential & Commercial | USHP | Ducted CEE Tier 1
210596354 | Central HP <5.4 tons | BRYANT HEATING AND COOLING SYSTEMS | HRCU-A-CB (Split System: Heat Pump with Remote Outdoor Unit-Air-Source) | 288BNV025*0**B* |  |  | CAP**4824AL*+UI | 935CA66100C21*** | 24200 | 17 | 8.1 | 21000 | 16500 | 78.57% | 2.02 | 0 | 11 |  |  |  |  | R-410A | 2.0167 | Residential & Commercial | USHP | Ducted CEE Tier 1
210596363 | Central HP <5.4 tons | BRYANT HEATING AND COOLING SYSTEMS | HRCU-A-CB (Split System: Heat Pump with Remote Outdoor Unit-Air-Source) | 288BNV025*0**B* |  |  | CNPV*4217AL*+UI | 88*TA36070C14*** | 24000 | 17 | 8.1 | 21400 | 16600 | 77.57% | 2 | 0 | 11 |  |  |  |  | R-410A | 2 | Residential & Commercial | USHP | Ducted CEE Tier 1
210596397 | Central HP <5.4 tons | BRYANT HEATING AND COOLING SYSTEMS | HRCU-A-CB (Split System: Heat Pump with Remote Outdoor Unit-Air-Source) | 288BNV025*0**B* |  |  | CNPV*4821AL*+UI | 986TC42080C17*** | 24000 | 16.5 | 8.1 | 21400 | 16600 | 77.57% | 2 | 0 | 11 |  |  |  |  | R-410A | 2 | Residential & Commercial | USHP | Ducted CEE Tier 1
210596431 | Central HP <5.4 tons | BRYANT HEATING AND COOLING SYSTEMS | HRCU-A-CB (Split System: Heat Pump with Remote Outdoor Unit-Air-Source) | 288BNV025*0**B* |  |  | CSPH*4212AL*+UI | 987MB66120C24*** | 24200 | 16 | 8.1 | 21400 | 16700 | 78.04% | 2 | 0 | 10.5 |  |  |  |  | R-410A | 2.0167 | Residential & Commercial | USHP | Ducted CEE Tier 1
210596438 | Central HP <5.4 tons | BRYANT HEATING AND COOLING SYSTEMS | HRCU-A-CB (Split System: Heat Pump with Remote Outdoor Unit-Air-Source) | 288BNV025*0**B* |  |  | CSPH*4812AL*+UI | 88*TA48090C17*** | 24400 | 17 | 8.1 | 21200 | 16500 | 77.83% | 2.04 | 0 | 11 |  |  |  |  | R-410A | 2.0333 | Residential & Commercial | USHP | Ducted CEE Tier 1
215683171 | Central HP <5.4 tons | KENMORE | HRCU-A-CB (Split System: Heat Pump with Remote Outdoor Unit-Air-Source) | (C,H,T)5H0V60*K*AAA* |  |  | EVD5X61M21A*+WALLCON | *97CTN0802120A* | 57000 | 18.5 | 9 | 64000 | 45000 | 70.31% | 2.08 | 0 | 9 |  |  |  |  | R-454B | 4.75 | Residential & Commercial | USHP
215683001 | Central HP <5.4 tons | KENMORE | HRCU-A-CB (Split System: Heat Pump with Remote Outdoor Unit-Air-Source) | (C,H,T)5H0V60*K*AAA* |  |  | EVD5X60M21A*+WALLCON | *80CSU0401712B* | 56000 | 18 | 8.5 | 60500 | 43500 | 71.9% | 2.12 | 0 | 9.5 |  |  |  |  | R-454B | 4.6667 | Residential & Commercial | USHP
215682851 | Central HP <5.4 tons | KENMORE | HRCU-A-CB (Split System: Heat Pump with Remote Outdoor Unit-Air-Source) | (C,H,T)5H0V60*K*AAA* |  |  | EVM5X60M21A*+WALLCON | *97CTN0802120A* | 56500 | 18 | 9 | 64000 | 45000 | 70.31% | 2.06 | 0 | 9 |  |  |  |  | R-454B | 4.7083 | Residential & Commercial | USHP
216732552 | Central HP <5.4 tons | KEEPRITE | HRCU-A-CB (Split System: Heat Pump with Remote Outdoor Unit-Air-Source) | D5CUHAH24AAK |  |  | EA*5X24M14A* | *80VTL0451412B* | 21800 | 16 | 8.5 | 21000 | 19100 | 90.95% | 1.98 | 0 | 10.5 |  |  |  |  | R-454B | 1.8167 | Residential & Commercial | USHP | Ducted CEE Tier 1
216733542 | Central HP <5.4 tons | KEEPRITE | HRCU-A-CB (Split System: Heat Pump with Remote Outdoor Unit-Air-Source) | D5CUHAH24AAK |  |  | EA*5X25M17A* | *96CTN0401410B* | 22800 | 15.5 | 8.5 | 20800 | 18600 | 89.42% | 1.96 | 0 | 10.5 |  |  |  |  | R-454B | 1.9 | Residential & Commercial | USHP | Ducted CEE Tier 1
216733590 | Central HP <5.4 tons | KEEPRITE | HRCU-A-CB (Split System: Heat Pump with Remote Outdoor Unit-Air-Source) | D5CUHAH24AAK |  |  | EA*5X25M17A* | *96VTN0601716B* | 23000 | 16.5 | 8.5 | 20600 | 18400 | 89.32% | 1.98 | 0 | 11 |  |  |  |  | R-454B | 1.9167 | Residential & Commercial | USHP | Ducted CEE Tier 1
216733642 | Central HP <5.4 tons | KEEPRITE | HRCU-A-CB (Split System: Heat Pump with Remote Outdoor Unit-Air-Source) | D5CUHAH24AAK |  |  | EA*5X25M17A* | OMV098J12* | 23000 | 15.2 | 8.5 | 20800 | 18500 | 88.94% | 1.98 | 0 | 11 |  |  |  |  | R-454B | 1.9167 | Residential & Commercial | USHP | Ducted CEE Tier 1
210596531 | Central HP <5.4 tons | BRYANT HEATING AND COOLING SYSTEMS | HRCU-A-CB (Split System: Heat Pump with Remote Outdoor Unit-Air-Source) | 288BNV037*0**A* |  |  | CAP**6024AL*+UI | 986TC66100C21*** | 32800 | 17.5 | 8.5 | 31800 | 24800 | 77.99% | 2 | 0 | 11.7 |  |  |  |  | R-410A | 2.7333 | Residential & Commercial | USHP | Ducted CEE Tier 1
210596538 | Central HP <5.4 tons | BRYANT HEATING AND COOLING SYSTEMS | HRCU-A-CB (Split System: Heat Pump with Remote Outdoor Unit-Air-Source) | 288BNV037*0**A* |  |  | CAP**6121AL*+UI | 83*CA48060C17*** | 33200 | 17.5 | 8.1 | 32200 | 25000 | 77.64% | 1.98 | 0 | 11.5 |  |  |  |  | R-410A | 2.7667 | Residential & Commercial | USHP | Ducted CEE Tier 1
215449951 | Central HP <5.4 tons | Proair | HRCU-A-CB (Split System: Heat Pump with Remote Outdoor Unit-Air-Source) | P30-24HFN1-S |  |  | PAH-24HWFN1 | 0 | 24000 | 17.4 | 10 | 24000 | 22600 | 94.17% | 1.91 | 12.5 | 11.7 |  |  |  |  | R-410A | 2 | Residential & Commercial | USHP | Ducted CEE Tier 1
213081026 | Central HP <5.4 tons | ACIQ | HRCU-A-CB (Split System: Heat Pump with Remote Outdoor Unit-Air-Source) | HVH837GKA** |  |  | EA*4X61L24A*+WALLCON | *97CMN1202422A* | 33200 | 17.5 | 8.5 | 32000 | 25000 | 78.12% | 2 | 0 | 11.7 |  |  |  |  | R-410A | 2.7667 | Residential & Commercial | USHP | Ducted CEE Tier 1
215434509 | Central HP <5.4 tons | ZEPHYR | HRCU-A-CB (Split System: Heat Pump with Remote Outdoor Unit-Air-Source) | ZE-648HPA |  |  | AH- 648A | 0 | 48000 | 19 | 9 | 48000 | 37000 | 77.08% | 2.52 | 0 | 12 |  |  |  |  | R-454B | 4 | Residential & Commercial | USHP | Ducted CEE Tier 1
213780843 | Central HP <5.4 tons | KENMORE | HRCU-A-CB (Split System: Heat Pump with Remote Outdoor Unit-Air-Source) | (C,H,T)VH837GKA2* |  |  | EA*4X36L21A*+WALLCON | *96CTN1002122B* | 31600 | 17 | 8.1 | 32800 | 24200 | 73.78% | 1.86 | 0 | 11 |  |  |  |  | R-410A | 2.6333 | Residential & Commercial | USHP | Ducted CEE Tier 1
216683092 | Central HP <5.4 tons | KEEPRITE | HRCU-A-CB (Split System: Heat Pump with Remote Outdoor Unit-Air-Source) | DLCURAH18ABK |  |  | EHD4X24AAL | *97VTN1002122A* | 17800 | 15.2 | 8.5 | 18500 | 18500 | 100% | 2.1 | 0 | 10.5 |  |  |  |  | R-410A | 1.4833 | Residential & Commercial | USHP | Ducted CEE Tier 1
213780913 | Central HP <5.4 tons | KENMORE | HRCU-A-CB (Split System: Heat Pump with Remote Outdoor Unit-Air-Source) | (C,H,T)VH837GKA2* |  |  | EA*4X37L21A*+WALLCON | *97CMN0601714B* | 32600 | 16.5 | 8.1 | 33200 | 25400 | 76.51% | 1.94 | 0 | 11 |  |  |  |  | R-410A | 2.7167 | Residential & Commercial | USHP | Ducted CEE Tier 1
215319197 | Central HP <5.4 tons | Grandaire | HRCU-A-CB (Split System: Heat Pump with Remote Outdoor Unit-Air-Source) | D5CUHAH24AAK |  |  | D5FUHAH24XAK | 0 | 24000 | 18.7 | 10 | 24000 | 20600 | 85.83% | 2.14 | 0 | 12 |  |  |  |  | R-454B | 2 | Residential & Commercial | USHP | Ducted CEE Tier 1
215935201 | Central HP <5.4 tons | KEEPRITE | HRCU-A-CB (Split System: Heat Pump with Remote Outdoor Unit-Air-Source) | C5H3V36*K*AAA* |  |  | EVM5X60M21A*+WALLCON | *80CTL0702120B* | 35600 | 21.5 | 8.5 | 38000 | 28600 | 75.26% | 2.02 | 0 | 12 |  |  |  |  | R-454B | 2.9667 | Residential & Commercial | USHP | Ducted CEE Tier 1
215935271 | Central HP <5.4 tons | KEEPRITE | HRCU-A-CB (Split System: Heat Pump with Remote Outdoor Unit-Air-Source) | C5H3V36*K*AAA* |  |  | EVM5X60M21A*+WALLCON | *97CMN0602120B* | 35400 | 21 | 8.5 | 38500 | 29000 | 75.32% | 2.02 | 0 | 12 |  |  |  |  | R-454B | 2.95 | Residential & Commercial | USHP | Ducted CEE Tier 1
215942457 | Central HP <5.4 tons | KEEPRITE | HRCU-A-CB (Split System: Heat Pump with Remote Outdoor Unit-Air-Source) | C5H3V36*K*AAA* |  |  | EVD5X60M21A*+WALLCON | *97CMN0601714B* | 35200 | 21 | 8.5 | 37400 | 28000 | 74.87% | 2.06 | 0 | 11.7 |  |  |  |  | R-454B | 2.9333 | Residential & Commercial | USHP | Ducted CEE Tier 1
215933881 | Central HP <5.4 tons | KEEPRITE | HRCU-A-CB (Split System: Heat Pump with Remote Outdoor Unit-Air-Source) | C5H3V36*K*AAA* |  |  | ESH5X60M12A*+WALLCON | *97CMN0801714B* | 34000 | 19 | 9 | 34800 | 26400 | 75.86% | 1.94 | 0 | 11 |  |  |  |  | R-454B | 2.8333 | Residential & Commercial | USHP | Ducted CEE Tier 1
215933681 | Central HP <5.4 tons | KEEPRITE | HRCU-A-CB (Split System: Heat Pump with Remote Outdoor Unit-Air-Source) | C5H3V36*K*AAA* |  |  | ESH5X48M12A*+WALLCON | *97CMN1202422B* | 33800 | 19.5 | 9 | 35000 | 26600 | 76% | 1.92 | 0 | 11.5 |  |  |  |  | R-454B | 2.8167 | Residential & Commercial | USHP | Ducted CEE Tier 1
214572896 | Central HP <5.4 tons | KENMORE | HRCU-A-CB (Split System: Heat Pump with Remote Outdoor Unit-Air-Source) | (C,H,T)VH837GKA** |  |  | EA*4X60L24A*+WALLCON | *80CTL0702120B* | 32800 | 17.5 | 8.5 | 31600 | 24800 | 78.48% | 1.98 | 0 | 11.5 |  |  |  |  | R-410A | 2.7333 | Residential & Commercial | USHP | Ducted CEE Tier 1
214572916 | Central HP <5.4 tons | KENMORE | HRCU-A-CB (Split System: Heat Pump with Remote Outdoor Unit-Air-Source) | (C,H,T)VH837GKA** |  |  | EA*4X60L24A*+WALLCON | *95CSU1002122B* | 32800 | 17.5 | 8.5 | 31600 | 24800 | 78.48% | 2 | 0 | 11.5 |  |  |  |  | R-410A | 2.7333 | Residential & Commercial | USHP | Ducted CEE Tier 1
215931722 | Central HP <5.4 tons | KENMORE | HRCU-A-CB (Split System: Heat Pump with Remote Outdoor Unit-Air-Source) | (C,H,T)5H3V60*K*AAA* |  |  | EA*5X61M24A*+WALLCON | *80CTL1352422B* | 57000 | 19 | 8.5 | 60500 | 46000 | 76.03% | 2.04 | 0 | 11.7 |  |  |  |  | R-454B | 4.75 | Residential & Commercial | USHP | Ducted CEE Tier 1
216014179 | Central HP <5.4 tons | SEA BREEZE+ | HRCU-A-CB (Split System: Heat Pump with Remote Outdoor Unit-Air-Source) | HSZ24H525ZMO |  |  | AH24H525ZMI | 0 | 23000 | 18.7 | 10 | 26000 | 23600 | 90.77% | 2.16 | 0 | 12 |  |  |  |  | R-454B | 1.9167 | Residential & Commercial | USHP | Ducted CEE Tier 1
215463875 | Central HP <5.4 tons | PolarWave | HRCU-A-CB (Split System: Heat Pump with Remote Outdoor Unit-Air-Source) | EZ-36-HP |  |  | EZ-36-AH | 0 | 36000 | 16 | 9.5 | 40000 | 34600 | 86.5% | 1.95 | 10.95 | 10 |  |  |  |  | R-410A | 3 | Residential & Commercial | USHP | Ducted CEE Tier 1
215669034 | Central HP <5.4 tons | KENMORE | HRCU-A-CB (Split System: Heat Pump with Remote Outdoor Unit-Air-Source) | (C,H,T)5H0V36*K*AAA* |  |  | EA*5X43M21A*+WALLCON | *95CSU0802120B* | 34400 | 17.5 | 9 | 35400 | 25200 | 71.19% | 1.88 | 0 | 9.5 |  |  |  |  | R-454B | 2.8667 | Residential & Commercial | USHP
215933781 | Central HP <5.4 tons | KEEPRITE | HRCU-A-CB (Split System: Heat Pump with Remote Outdoor Unit-Air-Source) | C5H3V36*K*AAA* |  |  | ESH5X60M12A*+WALLCON | *80CTL0702120B* | 34200 | 19.5 | 9 | 34400 | 26000 | 75.58% | 1.96 | 0 | 11.7 |  |  |  |  | R-454B | 2.85 | Residential & Commercial | USHP | Ducted CEE Tier 1
215933081 | Central HP <5.4 tons | KEEPRITE | HRCU-A-CB (Split System: Heat Pump with Remote Outdoor Unit-Air-Source) | C5H3V36*K*AAA* |  |  | ESH5X36M12A*+WALLCON | *80CTL0701716B* | 33200 | 18.5 | 9 | 35200 | 27000 | 76.7% | 1.92 | 0 | 11 |  |  |  |  | R-454B | 2.7667 | Residential & Commercial | USHP | Ducted CEE Tier 1
215933231 | Central HP <5.4 tons | KEEPRITE | HRCU-A-CB (Split System: Heat Pump with Remote Outdoor Unit-Air-Source) | C5H3V36*K*AAA* |  |  | ESH5X36M12A*+WALLCON | *96CTN0401410B* | 31800 | 17 | 9 | 34000 | 26200 | 77.06% | 1.94 | 0 | 10.5 |  |  |  |  | R-454B | 2.65 | Residential & Commercial | USHP | Ducted CEE Tier 1
215932211 | Central HP <5.4 tons | KEEPRITE | HRCU-A-CB (Split System: Heat Pump with Remote Outdoor Unit-Air-Source) | C5H3V36*K*AAA* |  |  | EA*5X42M21A*+WALLCON | *80CSU1002120A* | 32600 | 19.5 | 9.5 | 35000 | 26800 | 76.57% | 2.02 | 0 | 11 |  |  |  |  | R-454B | 2.7167 | Residential & Commercial | USHP | Ducted CEE Tier 1
215932361 | Central HP <5.4 tons | KEEPRITE | HRCU-A-CB (Split System: Heat Pump with Remote Outdoor Unit-Air-Source) | C5H3V36*K*AAA* |  |  | EA*5X42M21A*+WALLCON | *96CTN1002122B* | 32800 | 20 | 9.5 | 34800 | 26600 | 76.44% | 2 | 0 | 11.5 |  |  |  |  | R-454B | 2.7333 | Residential & Commercial | USHP | Ducted CEE Tier 1
215932411 | Central HP <5.4 tons | KEEPRITE | HRCU-A-CB (Split System: Heat Pump with Remote Outdoor Unit-Air-Source) | C5H3V36*K*AAA* |  |  | EA*5X48M21A*+WALLCON | *80CTL0451712B* | 33000 | 19.5 | 9 | 35400 | 27200 | 76.84% | 1.9 | 0 | 10.5 |  |  |  |  | R-454B | 2.75 | Residential & Commercial | USHP | Ducted CEE Tier 1
206790593 | Central HP <5.4 tons | BRYANT HEATING AND COOLING SYSTEMS | HRCU-A-CB (Split System: Heat Pump with Remote Outdoor Unit-Air-Source) | 284ANV048*0**B* |  |  | CAP**6121AL*+UI | 88*TA60090C21*** | 45500 | 21.5 | 9.5 | 46000 | 36400 | 79.13% | 2.36 | 12.5 | 12 |  |  |  |  | R-410A | 3.7917 | Residential & Commercial | USHP | Ducted CEE Tier 1
206790607 | Central HP <5.4 tons | BRYANT HEATING AND COOLING SYSTEMS | HRCU-A-CB (Split System: Heat Pump with Remote Outdoor Unit-Air-Source) | 284ANV048*0**B* |  |  | CAP**6121AL*+UI | 987MB66100C21*** | 45500 | 21 | 9.5 | 46000 | 36400 | 79.13% | 2.36 | 12.5 | 12 |  |  |  |  | R-410A | 3.7917 | Residential & Commercial | USHP | Ducted CEE Tier 1
206790609 | Central HP <5.4 tons | BRYANT HEATING AND COOLING SYSTEMS | HRCU-A-CB (Split System: Heat Pump with Remote Outdoor Unit-Air-Source) | 284ANV048*0**B* |  |  | CAP**6124AL*+UI | 987MB66120C24*** | 45500 | 21 | 9.5 | 46000 | 36400 | 79.13% | 2.36 | 12.5 | 12 |  |  |  |  | R-410A | 3.7917 | Residential & Commercial | USHP | Ducted CEE Tier 1
206790650 | Central HP <5.4 tons | BRYANT HEATING AND COOLING SYSTEMS | HRCU-A-CB (Split System: Heat Pump with Remote Outdoor Unit-Air-Source) | 284ANV048*0**B* |  |  | CAP**6121AL*+UI | 935CA60080C21*** | 45500 | 21 | 9.5 | 46000 | 36400 | 79.13% | 2.36 | 12.5 | 12 |  |  |  |  | R-410A | 3.7917 | Residential & Commercial | USHP | Ducted CEE Tier 1
211244979 | Central HP <5.4 tons | BRYANT HEATING AND COOLING SYSTEMS | HRCU-A-CB (Split System: Heat Pump with Remote Outdoor Unit-Air-Source) | 38MURAQ24AB3* |  |  | CNPV*3617AL* | 83*SA36040E17*** | 24000 | 17 | 8.1 | 26000 | 23200 | 89.23% | 1.94 | 0 | 10.5 |  |  |  |  | R-410A | 2 | Residential & Commercial | USHP | Ducted CEE Tier 1
211245245 | Central HP <5.4 tons | BRYANT HEATING AND COOLING SYSTEMS | HRCU-A-CB (Split System: Heat Pump with Remote Outdoor Unit-Air-Source) | 38MURAQ24AB3* |  |  | CNPV*3617AL* | 83*SA48060E17*** | 24800 | 16.5 | 8.5 | 26600 | 22200 | 83.46% | 1.84 | 0 | 10.5 |  |  |  |  | R-410A | 2.0667 | Residential & Commercial | USHP | Ducted CEE Tier 1
211245948 | Central HP <5.4 tons | BRYANT HEATING AND COOLING SYSTEMS | HRCU-A-CB (Split System: Heat Pump with Remote Outdoor Unit-Air-Source) | 38MURAQ24AB3* |  |  | FM(C,U)4Z30**AL* | 0 | 24200 | 18 | 9 | 26600 | 23000 | 86.47% | 1.92 | 0 | 10.5 |  |  |  |  | R-410A | 2.0167 | Residential & Commercial | USHP | Ducted CEE Tier 1
210627721 | Central HP <5.4 tons | TGM | HRCU-A-CB (Split System: Heat Pump with Remote Outdoor Unit-Air-Source) | GTS18HN036A |  |  | GTA18H036A | 0 | 34000 | 16 | 9 | 35000 | 28000 | 80% | 1.8 | 10 | 10 |  |  |  |  | R-410A | 2.8333 | Residential & Commercial | USHP | Ducted CEE Tier 1
211244775 | Central HP <5.4 tons | BRYANT HEATING AND COOLING SYSTEMS | HRCU-A-CB (Split System: Heat Pump with Remote Outdoor Unit-Air-Source) | 38MURAQ24AB3* |  |  | CNPV*3017AL* | 912SD30040E14*** | 24000 | 15.2 | 8.1 | 26600 | 22800 | 85.71% | 1.86 | 0 | 10 |  |  |  |  | R-410A | 2 | Residential & Commercial | USHP | Ducted CEE Tier 1
211245366 | Central HP <5.4 tons | BRYANT HEATING AND COOLING SYSTEMS | HRCU-A-CB (Split System: Heat Pump with Remote Outdoor Unit-Air-Source) | 38MURAQ24AB3* |  |  | CNPV*3621AL* | 8(0,1)*SA48070E17*** | 24800 | 16 | 8.1 | 26800 | 22200 | 82.84% | 1.82 | 0 | 10.5 |  |  |  |  | R-410A | 2.0667 | Residential & Commercial | USHP | Ducted CEE Tier 1
211245502 | Central HP <5.4 tons | BRYANT HEATING AND COOLING SYSTEMS | HRCU-A-CB (Split System: Heat Pump with Remote Outdoor Unit-Air-Source) | 38MURAQ24AB3* |  |  | CNPV*3621AL* | 915SB60080E21*** | 24600 | 16.5 | 8.5 | 26600 | 22400 | 84.21% | 1.84 | 0 | 10.5 |  |  |  |  | R-410A | 2.05 | Residential & Commercial | USHP | Ducted CEE Tier 1
213773602 | Central HP <5.4 tons | KEEPRITE | HRCU-A-CB (Split System: Heat Pump with Remote Outdoor Unit-Air-Source) | CVH825GKA3* |  |  | EA*4X43L21A*+WALLCON | *80CTL0902120B* | 24400 | 17 | 8.1 | 21200 | 16600 | 78.3% | 2.02 | 0 | 11 |  |  |  |  | R-410A | 2.0333 | Residential & Commercial | USHP | Ducted CEE Tier 1
213773702 | Central HP <5.4 tons | KEEPRITE | HRCU-A-CB (Split System: Heat Pump with Remote Outdoor Unit-Air-Source) | CVH825GKA3* |  |  | EA*4X48L21A*+WALLCON | *80CTL0701716B* | 24000 | 17 | 8.1 | 21000 | 16600 | 79.05% | 2 | 0 | 11 |  |  |  |  | R-410A | 2 | Residential & Commercial | USHP | Ducted CEE Tier 1
213804894 | Central HP <5.4 tons | ICONIC AIR SOLUTION | HRCU-A-CB (Split System: Heat Pump with Remote Outdoor Unit-Air-Source) | ICLZ36AK |  |  | IFLV36IK | 0 | 36000 | 17 | 9.9 | 36000 | 36000 | 100% | 1.9 | 0 | 10 |  |  |  |  | R-410A | 3 | Residential & Commercial | USHP | Ducted CEE Tier 1
213433293 | Central HP <5.4 tons | PolarWave | HRCU-A-CB (Split System: Heat Pump with Remote Outdoor Unit-Air-Source) | ACIQ-36-HPB |  |  | ACIQ-36W-P | 0 | 36000 | 17 | 9.9 | 36000 | 36000 | 100% | 1.9 | 0 | 10 |  |  |  |  | R-410A | 3 | Residential & Commercial | USHP | Ducted CEE Tier 1
214648707 | Central HP <5.4 tons | TEXANAIR | HRCU-A-CB (Split System: Heat Pump with Remote Outdoor Unit-Air-Source) | TEXAN036HHCU1 |  |  | TEXANWM36A1 | 0 | 36000 | 17.6 | 9.2 | 38000 | 33400 | 87.89% | 1.81 | 0 | 10.2 |  |  |  |  | R-410A | 3 | Residential & Commercial | USHP | Ducted CEE Tier 1
216681544 | Central HP <5.4 tons | KEEPRITE | HRCU-A-CB (Split System: Heat Pump with Remote Outdoor Unit-Air-Source) | DLCURAH24ABK |  |  | EHD4X30AAL | *97VTN0802120A* | 23800 | 16 | 9 | 26000 | 22800 | 87.69% | 1.78 | 0 | 10 |  |  |  |  | R-410A | 1.9833 | Residential & Commercial | USHP | Ducted CEE Tier 1
216763034 | Central HP <5.4 tons | SLIMAIR | HRCU-A-CB (Split System: Heat Pump with Remote Outdoor Unit-Air-Source) | SHC24AH224V |  |  | SHV24AE2AG | 0 | 23000 | 18.3 | 10 | 24000 | 21600 | 90% | 1.87 | 0 | 11.7 |  |  |  |  | R-454B | 1.9167 | Residential & Commercial | USHP | Ducted CEE Tier 1
215935081 | Central HP <5.4 tons | KEEPRITE | HRCU-A-CB (Split System: Heat Pump with Remote Outdoor Unit-Air-Source) | C5H3V36*K*AAA* |  |  | EVM5X49M21A*+WALLCON | *95CSU1002122B* | 35600 | 22 | 8.5 | 38000 | 28400 | 74.74% | 2.04 | 0 | 12.5 |  |  |  |  | R-454B | 2.9667 | Residential & Commercial | USHP | Ducted CEE Tier 1
213773841 | Central HP <5.4 tons | DAY & NIGHT | HRCU-A-CB (Split System: Heat Pump with Remote Outdoor Unit-Air-Source) | CVH825GKA3* |  |  | EA*4X48L24A*+WALLCON | *97CMN1002122B* | 24200 | 16.5 | 8.1 | 21000 | 16500 | 78.57% | 2.02 | 0 | 11 |  |  |  |  | R-410A | 2.0167 | Residential & Commercial | USHP | Ducted CEE Tier 1
213772602 | Central HP <5.4 tons | KEEPRITE | HRCU-A-CB (Split System: Heat Pump with Remote Outdoor Unit-Air-Source) | CVH825GKA3* |  |  | EA*4X24L14A*+WALLCON | *80CTL0701412B* | 23400 | 16.5 | 8.1 | 22000 | 16800 | 76.36% | 1.88 | 0 | 10.5 |  |  |  |  | R-410A | 1.95 | Residential & Commercial | USHP | Ducted CEE Tier 1
213772702 | Central HP <5.4 tons | KEEPRITE | HRCU-A-CB (Split System: Heat Pump with Remote Outdoor Unit-Air-Source) | CVH825GKA3* |  |  | EA*4X24L17A*+WALLCON | *96CTN0601714B* | 23200 | 16 | 8.1 | 22000 | 16800 | 76.36% | 1.88 | 0 | 10 |  |  |  |  | R-410A | 1.9333 | Residential & Commercial | USHP | Ducted CEE Tier 1
213773202 | Central HP <5.4 tons | KEEPRITE | HRCU-A-CB (Split System: Heat Pump with Remote Outdoor Unit-Air-Source) | CVH825GKA3* |  |  | EA*4X37L17A*+WALLCON | *95CSU0601716B* | 24200 | 16.5 | 8.1 | 21400 | 16700 | 78.04% | 1.98 | 0 | 10.5 |  |  |  |  | R-410A | 2.0167 | Residential & Commercial | USHP | Ducted CEE Tier 1
213773302 | Central HP <5.4 tons | KEEPRITE | HRCU-A-CB (Split System: Heat Pump with Remote Outdoor Unit-Air-Source) | CVH825GKA3* |  |  | EA*4X37L21A*+WALLCON | *80CTL1102120B* | 24400 | 17 | 8.1 | 21200 | 16600 | 78.3% | 2.02 | 0 | 11 |  |  |  |  | R-410A | 2.0333 | Residential & Commercial | USHP | Ducted CEE Tier 1
213773752 | Central HP <5.4 tons | KEEPRITE | HRCU-A-CB (Split System: Heat Pump with Remote Outdoor Unit-Air-Source) | CVH825GKA3* |  |  | EA*4X48L21A*+WALLCON | *97CMN0601714B* | 24000 | 16.5 | 8.1 | 21000 | 16600 | 79.05% | 2 | 0 | 10.5 |  |  |  |  | R-410A | 2 | Residential & Commercial | USHP | Ducted CEE Tier 1
215449953 | Central HP <5.4 tons | Proair | HRCU-A-CB (Split System: Heat Pump with Remote Outdoor Unit-Air-Source) | P30-40HFN1-D |  |  | PAH-36HWFN1 | 0 | 36000 | 16 | 9.5 | 40000 | 34400 | 86% | 1.97 | 10.5 | 10 |  |  |  |  | R-410A | 3 | Residential & Commercial | USHP | Ducted CEE Tier 1
214573625 | Central HP <5.4 tons | KEEPRITE | HRCU-A-CB (Split System: Heat Pump with Remote Outdoor Unit-Air-Source) | CVH837GKA2* |  |  | EA*4X36L21A*+WALLCON | *95CSU0802120B* | 31400 | 17 | 8.1 | 33000 | 24200 | 73.33% | 1.86 | 0 | 11 |  |  |  |  | R-410A | 2.6167 | Residential & Commercial | USHP | Ducted CEE Tier 1
209862128 | Central HP <5.4 tons | Grandaire | HRCU-A-CB (Split System: Heat Pump with Remote Outdoor Unit-Air-Source) | WDLCURAH36ABK |  |  | WDLFUAAH36XAK | 0 | 36000 | 16 | 9.5 | 40000 | 34400 | 86% | 1.97 | 10.5 | 10 |  |  |  |  | R-410A | 3 | Residential & Commercial | USHP | Ducted CEE Tier 1
211245087 | Central HP <5.4 tons | BRYANT HEATING AND COOLING SYSTEMS | HRCU-A-CB (Split System: Heat Pump with Remote Outdoor Unit-Air-Source) | 38MURAQ24AB3* |  |  | CNPV*3617AL* | 915SB30026E14*** | 23400 | 16 | 8.1 | 25800 | 24200 | 93.8% | 2 | 0 | 10 |  |  |  |  | R-410A | 1.95 | Residential & Commercial | USHP | Ducted CEE Tier 1
211245002 | Central HP <5.4 tons | BRYANT HEATING AND COOLING SYSTEMS | HRCU-A-CB (Split System: Heat Pump with Remote Outdoor Unit-Air-Source) | 38MURAQ24AB3* |  |  | CNPV*3617AL* | 82*TA48090V17*** | 23800 | 17 | 8.1 | 26000 | 23400 | 90% | 1.94 | 0 | 10.5 |  |  |  |  | R-410A | 1.9833 | Residential & Commercial | USHP | Ducted CEE Tier 1
211245355 | Central HP <5.4 tons | BRYANT HEATING AND COOLING SYSTEMS | HRCU-A-CB (Split System: Heat Pump with Remote Outdoor Unit-Air-Source) | 38MURAQ24AB3* |  |  | CNPV*3621AL* | 935SA36040E17*** | 23600 | 16.5 | 8.1 | 26000 | 23600 | 90.77% | 1.96 | 0 | 10.5 |  |  |  |  | R-410A | 1.9667 | Residential & Commercial | USHP | Ducted CEE Tier 1
211245838 | Central HP <5.4 tons | BRYANT HEATING AND COOLING SYSTEMS | HRCU-A-CB (Split System: Heat Pump with Remote Outdoor Unit-Air-Source) | 38MURAQ24AB3* |  |  | FX4DNF031L | 0 | 24200 | 16.5 | 8.5 | 26000 | 22600 | 86.92% | 1.86 | 0 | 10 |  |  |  |  | R-410A | 2.0167 | Residential & Commercial | USHP | Ducted CEE Tier 1
213927636 | Central HP <5.4 tons | Wells | HRCU-A-C (Split System: Heat Pump with Remote Outdoor Unit with No Indoor Fan --Air Source) | WUCB-36HFMO |  |  | WUA-36BHFM | 0 | 35000 | 15.2 | 8.5 | 36000 | 30000 | 83.33% | 1.8 | 0 | 10 |  |  |  |  | R-410A | 2.9167 | Residential & Commercial | USHP | Ducted CEE Tier 1
213500939 | Central HP <5.4 tons | PolarWave | HRCU-A-CB (Split System: Heat Pump with Remote Outdoor Unit-Air-Source) | ACIQ-36-HPC |  |  | ACIQ-36-AHB* | 0 | 35000 | 16.3 | 9.5 | 39000 | 38000 | 97.44% | 1.8 | 0 | 11.7 |  |  |  |  | R-410A | 2.9167 | Residential & Commercial | USHP | Ducted CEE Tier 1
207036640 | Central HP <5.4 tons | ZEPHYR | HRCU-A-CB (Split System: Heat Pump with Remote Outdoor Unit-Air-Source) | ZE-24HPB |  |  | AH-24B | 0 | 22000 | 16.5 | 9 | 23000 | 16900 | 73.48% | 2.05 | 10.9 | 10.1 |  |  |  |  | R-410A | 1.8333 | Residential & Commercial | USHP | Ducted CEE Tier 1
212394347 | Central HP <5.4 tons | PolarWave | HRCU-A-C (Split System: Heat Pump with Remote Outdoor Unit with No Indoor Fan --Air Source) | ACIQ-36-HPB |  |  | ACIQ-36-ACL | 0 | 35000 | 15.2 | 10 | 39000 | 32000 | 82.05% | 2 | 10.2 | 10 |  |  |  |  | R-410A | 2.9167 | Residential & Commercial | USHP | Ducted CEE Tier 1
215931802 | Central HP <5.4 tons | KENMORE | HRCU-A-CB (Split System: Heat Pump with Remote Outdoor Unit-Air-Source) | (C,H,T)5H3V60*K*AAA* |  |  | ESH5X60M12A*+WALLCON | *80CSU0802120A* | 56500 | 18 | 8.1 | 61000 | 45500 | 74.59% | 1.95 | 0 | 11.5 |  |  |  |  | R-454B | 4.7083 | Residential & Commercial | USHP | Ducted CEE Tier 1
216980858 | Central HP <5.4 tons | PolarWave | HRCU-A-CB (Split System: Heat Pump with Remote Outdoor Unit-Air-Source) | EZ-36-EHPB |  |  | EZ-36-AHB | 0 | 36000 | 16.2 | 8.7 | 36000 | 27000 | 75% | 2 | 0 | 10 |  |  |  |  | R-454B | 3 | Residential & Commercial | USHP | Ducted CEE Tier 1
213781022 | Central HP <5.4 tons | KEEPRITE | HRCU-A-CB (Split System: Heat Pump with Remote Outdoor Unit-Air-Source) | CVH837GKA2* |  |  | EA*4X42L21A*+WALLCON | *95CSU0601716B* | 31600 | 16.5 | 8.1 | 33000 | 24600 | 74.55% | 1.86 | 0 | 10.5 |  |  |  |  | R-410A | 2.6333 | Residential & Commercial | USHP | Ducted CEE Tier 1
213782042 | Central HP <5.4 tons | KEEPRITE | HRCU-A-CB (Split System: Heat Pump with Remote Outdoor Unit-Air-Source) | CVH837GKA2* |  |  | EHD4X42AAL+WALLCON | *96CTN1202422B* | 32600 | 16.5 | 8.1 | 33000 | 24600 | 74.55% | 1.94 | 0 | 11 |  |  |  |  | R-410A | 2.7167 | Residential & Commercial | USHP | Ducted CEE Tier 1
214648697 | Central HP <5.4 tons | TEXANAIR | HRCU-A-C (Split System: Heat Pump with Remote Outdoor Unit with No Indoor Fan --Air Source) | TEXAN036HHCU2 |  |  | TEXANDF36B1 | 0 | 35000 | 15.2 | 8.5 | 36000 | 30000 | 83.33% | 1.8 | 0 | 10 |  |  |  |  | R-410A | 2.9167 | Residential & Commercial | USHP | Ducted CEE Tier 1
215667713 | Central HP <5.4 tons | KEEPRITE | HRCU-A-CB (Split System: Heat Pump with Remote Outdoor Unit-Air-Source) | C5H0V24*K*AAA* |  |  | EA*5X36M17A*+WALLCON | *96CTN0601714B* | 23000 | 17 | 9 | 23800 | 16700 | 70.17% | 1.96 | 0 | 10 |  |  |  |  | R-454B | 1.9167 | Residential & Commercial | USHP | Ducted CEE Tier 1
216680522 | Central HP <5.4 tons | KEEPRITE | HRCU-A-CB (Split System: Heat Pump with Remote Outdoor Unit-Air-Source) | DLCURAH24ABK |  |  | EA*4X30L17A* | *97VTN0801716A* | 23400 | 16.5 | 9 | 25800 | 24000 | 93.02% | 1.9 | 0 | 10 |  |  |  |  | R-410A | 1.95 | Residential & Commercial | USHP | Ducted CEE Tier 1
215677101 | Central HP <5.4 tons | KENMORE | HRCU-A-CB (Split System: Heat Pump with Remote Outdoor Unit-Air-Source) | (C,H,T)5H0V60*K*AAA* |  |  | EVM5X60M24A*+WALLCON | *80CSU1002120A* | 56500 | 18 | 9 | 63000 | 44500 | 70.63% | 2.08 | 0 | 9 |  |  |  |  | R-454B | 4.7083 | Residential & Commercial | USHP
215677601 | Central HP <5.4 tons | KENMORE | HRCU-A-CB (Split System: Heat Pump with Remote Outdoor Unit-Air-Source) | (C,H,T)5H0V60*K*AAA* |  |  | EVD5X61M21A*+WALLCON | *95CSU0802120B* | 57000 | 18 | 9 | 64000 | 45000 | 70.31% | 2.08 | 0 | 9 |  |  |  |  | R-454B | 4.75 | Residential & Commercial | USHP
214648678 | Central HP <5.4 tons | TEXANAIR | HRCU-A-CB (Split System: Heat Pump with Remote Outdoor Unit-Air-Source) | TEXAN036HHCU2 |  |  | TEXAN036AHU1 | 0 | 35000 | 16.3 | 9.5 | 39000 | 38000 | 97.44% | 1.8 | 0 | 11.7 |  |  |  |  | R-410A | 2.9167 | Residential & Commercial | USHP | Ducted CEE Tier 1
214239690 | Central HP <5.4 tons | KEEPRITE | HRCU-A-CB (Split System: Heat Pump with Remote Outdoor Unit-Air-Source) | CVH837GKA** |  |  | END4X42L17**+WALLCON | *97CMN0601714B* | 31800 | 16.5 | 8.1 | 33200 | 25000 | 75.3% | 1.88 | 0 | 11 |  |  |  |  | R-410A | 2.65 | Residential & Commercial | USHP | Ducted CEE Tier 1
215569757 | Central HP <5.4 tons | Viessmann | HRCU-A-CB (Split System: Heat Pump with Remote Outdoor Unit-Air-Source) | DLCURAH48ABK |  |  | DLFUAAH48XAK | 0 | 47000 | 15.6 | 9.4 | 50000 | 46000 | 92% | 1.9 | 8.5 | 8.2 |  |  |  |  | R-410A | 3.9167 | Residential & Commercial | USHP
213492156 | Central HP <5.4 tons | PolarWave | HRCU-A-C (Split System: Heat Pump with Remote Outdoor Unit with No Indoor Fan --Air Source) | ACIQ-18-HPB |  |  | ACIQ-24-ACL | 0 | 18000 | 16.1 | 9.5 | 19000 | 15000 | 78.95% | 2.2 | 11.6 | 11.7 |  |  |  |  | R-410A | 1.5 | Residential & Commercial | USHP | Ducted CEE Tier 1
214648692 | Central HP <5.4 tons | TEXANAIR | HRCU-A-C (Split System: Heat Pump with Remote Outdoor Unit with No Indoor Fan --Air Source) | TEXAN024HHCU1 |  |  | TEXANDF24A1 | 0 | 24000 | 16.5 | 9.5 | 25000 | 20000 | 80% | 1.95 | 11 | 10.7 |  |  |  |  | R-410A | 2 | Residential & Commercial | USHP | Ducted CEE Tier 1
210025751 | Central HP <5.4 tons | Grandaire | HRCU-A-CB (Split System: Heat Pump with Remote Outdoor Unit-Air-Source) | WDLCURAH60ABK |  |  | WDLFUAAH60XAK | 0 | 55000 | 15.3 | 9.4 | 59000 | 48500 | 82.2% | 1.91 | 9 | 8.8 |  |  |  |  | R-410A | 4.5833 | Residential & Commercial | USHP
215319198 | Central HP <5.4 tons | Grandaire | HRCU-A-CB (Split System: Heat Pump with Remote Outdoor Unit-Air-Source) | D5CUHAH30AAK |  |  | D5FUAAH30XAK | 0 | 30000 | 16.9 | 10 | 34000 | 32600 | 95.88% | 1.96 | 0 | 11.7 |  |  |  |  | R-454B | 2.5 | Residential & Commercial | USHP | Ducted CEE Tier 1
213772452 | Central HP <5.4 tons | KEEPRITE | HRCU-A-CB (Split System: Heat Pump with Remote Outdoor Unit-Air-Source) | CVH825GKA2* |  |  | EHD4X48AAL+WALLCON | *80CTL0701716B* | 24200 | 16.5 | 8.1 | 21200 | 16600 | 78.3% | 2.02 | 0 | 10.5 |  |  |  |  | R-410A | 2.0167 | Residential & Commercial | USHP | Ducted CEE Tier 1
216763030 | Central HP <5.4 tons | SLIMAIR | HRCU-A-CB (Split System: Heat Pump with Remote Outdoor Unit-Air-Source) | SHC36AE224V |  |  | SHV36AE2AG | 0 | 36000 | 16.1 | 8.7 | 36000 | 27000 | 75% | 2 | 0 | 10 |  |  |  |  | R-454B | 3 | Residential & Commercial | USHP | Ducted CEE Tier 1
216738294 | Central HP <5.4 tons | KEEPRITE | HRCU-A-CB (Split System: Heat Pump with Remote Outdoor Unit-Air-Source) | D5CUHAH24AAK |  |  | ESH5X36M12A* | *80CTL0902120B* | 23000 | 15.2 | 8.1 | 21000 | 18700 | 89.05% | 1.85 | 0 | 10.5 |  |  |  |  | R-454B | 1.9167 | Residential & Commercial | USHP | Ducted CEE Tier 1
216680606 | Central HP <5.4 tons | KEEPRITE | HRCU-A-CB (Split System: Heat Pump with Remote Outdoor Unit-Air-Source) | DLCURAH24ABK |  |  | EHD4X36AAL | *97VTN0801716A* | 23800 | 16 | 8.5 | 25200 | 22400 | 88.89% | 1.75 | 0 | 10 |  |  |  |  | R-410A | 1.9833 | Residential & Commercial | USHP | Ducted CEE Tier 1
214648704 | Central HP <5.4 tons | TEXANAIR | HRCU-A-CB (Split System: Heat Pump with Remote Outdoor Unit-Air-Source) | TEXAN018HHCU1 |  |  | TEXANWM18A1 | 0 | 18000 | 19.3 | 10.8 | 19000 | 18800 | 98.95% | 2.3 | 0 | 12.1 |  |  |  |  | R-410A | 1.5 | Residential & Commercial | USHP | Ducted CEE Tier 1
216683749 | Central HP <5.4 tons | Conforto | HRCU-A-CB (Split System: Heat Pump with Remote Outdoor Unit-Air-Source) | MHSD124DACFC |  |  | MHAH124DACFC | 0 | 24000 | 17.4 | 10 | 24000 | 22600 | 94.17% | 1.91 | 12.5 | 11.7 |  |  |  |  | R-410A | 2 | Residential & Commercial | USHP | Ducted CEE Tier 1
215677801 | Central HP <5.4 tons | KENMORE | HRCU-A-CB (Split System: Heat Pump with Remote Outdoor Unit-Air-Source) | (C,H,T)5H0V60*K*AAA* |  |  | EA*5X60M24A*+WALLCON | *80CTL1352422B* | 55500 | 18.5 | 9 | 59000 | 41500 | 70.34% | 2.02 | 0 | 9 |  |  |  |  | R-454B | 4.625 | Residential & Commercial | USHP
216682329 | Central HP <5.4 tons | KEEPRITE | HRCU-A-CB (Split System: Heat Pump with Remote Outdoor Unit-Air-Source) | DLCURAH24ABK |  |  | EHD4X24AAL | *97VTN1002120A* | 23800 | 16 | 9 | 26200 | 23400 | 89.31% | 1.8 | 0 | 10 |  |  |  |  | R-410A | 1.9833 | Residential & Commercial | USHP | Ducted CEE Tier 1
214573365 | Central HP <5.4 tons | KEEPRITE | HRCU-A-CB (Split System: Heat Pump with Remote Outdoor Unit-Air-Source) | CVH837GKA** |  |  | EN(A,D)4X36L21**+WALLCON | *96CTN0802120B* | 31400 | 17 | 8.1 | 33000 | 24000 | 72.73% | 1.84 | 0 | 11 |  |  |  |  | R-410A | 2.6167 | Residential & Commercial | USHP | Ducted CEE Tier 1
215677490 | Central HP <5.4 tons | KEEPRITE | HRCU-A-CB (Split System: Heat Pump with Remote Outdoor Unit-Air-Source) | C5H0V60*K*AAA* |  |  | EVD5X60M24A*+WALLCON | *95CSU0802120B* | 56500 | 18 | 9 | 63500 | 44500 | 70.08% | 2.08 | 0 | 9 |  |  |  |  | R-454B | 4.7083 | Residential & Commercial | USHP
216738380 | Central HP <5.4 tons | KEEPRITE | HRCU-A-CB (Split System: Heat Pump with Remote Outdoor Unit-Air-Source) | D5CUHAH24AAK |  |  | ESH5X36M12A* | *95CSU0802120B* | 23200 | 15.2 | 8.1 | 21200 | 18800 | 88.68% | 1.85 | 0 | 10.5 |  |  |  |  | R-454B | 1.9333 | Residential & Commercial | USHP | Ducted CEE Tier 1
216737976 | Central HP <5.4 tons | KEEPRITE | HRCU-A-CB (Split System: Heat Pump with Remote Outdoor Unit-Air-Source) | D5CUHAH24AAK |  |  | ESH5X36M12A* | *80CSU0601716A* | 23400 | 16.5 | 8.5 | 21200 | 18800 | 88.68% | 1.94 | 0 | 10.5 |  |  |  |  | R-454B | 1.95 | Residential & Commercial | USHP | Ducted CEE Tier 1
216737985 | Central HP <5.4 tons | KEEPRITE | HRCU-A-CB (Split System: Heat Pump with Remote Outdoor Unit-Air-Source) | D5CUHAH24AAK |  |  | ESH5X36M12A* | *80CSU0802120A* | 23600 | 15.2 | 8.5 | 21200 | 18900 | 89.15% | 1.98 | 0 | 11 |  |  |  |  | R-454B | 1.9667 | Residential & Commercial | USHP | Ducted CEE Tier 1
216738276 | Central HP <5.4 tons | KEEPRITE | HRCU-A-CB (Split System: Heat Pump with Remote Outdoor Unit-Air-Source) | D5CUHAH24AAK |  |  | ESH5X36M12A* | *80CTL0702120B* | 23200 | 15.2 | 8.1 | 21200 | 18800 | 88.68% | 1.9 | 0 | 10.5 |  |  |  |  | R-454B | 1.9333 | Residential & Commercial | USHP | Ducted CEE Tier 1
213412083 | Central HP <5.4 tons | ICONIC AIR SOLUTION | HRCU-A-CB (Split System: Heat Pump with Remote Outdoor Unit-Air-Source) | ICLZ60AK |  |  | IFLA60IK | 0 | 55000 | 15.3 | 9.4 | 59000 | 48500 | 82.2% | 1.91 | 9 | 8.8 |  |  |  |  | R-410A | 4.5833 | Residential & Commercial | USHP
215934662 | Central HP <5.4 tons | KENMORE | HRCU-A-CB (Split System: Heat Pump with Remote Outdoor Unit-Air-Source) | (C,H,T)5H3V36*K*AAA* |  |  | EVM5X30M17A*+WALLCON | *96CTN0601714B* | 34000 | 20 | 8.1 | 38000 | 27200 | 71.58% | 2 | 0 | 11 |  |  |  |  | R-454B | 2.8333 | Residential & Commercial | USHP | Ducted CEE Tier 1
215933792 | Central HP <5.4 tons | KENMORE | HRCU-A-CB (Split System: Heat Pump with Remote Outdoor Unit-Air-Source) | (C,H,T)5H3V36*K*AAA* |  |  | ESH5X60M12A*+WALLCON | *80CTL0901716B* | 34200 | 19.5 | 9 | 34400 | 26200 | 76.16% | 1.94 | 0 | 11.7 |  |  |  |  | R-454B | 2.85 | Residential & Commercial | USHP | Ducted CEE Tier 1
216623778 | Central HP <5.4 tons | Kerr | HRCU-A-C (Split System: Heat Pump with Remote Outdoor Unit with No Indoor Fan --Air Source) | A-KXP30TA-1 |  |  | KXP30/36C1A | 0 | 29000 | 16 | 9.5 | 32000 | 32000 | 100% | 1.85 | 0 | 10 |  |  |  |  | R-454B | 2.4167 | Residential & Commercial | USHP | Ducted CEE Tier 1
214570485 | Central HP <5.4 tons | KEEPRITE | HRCU-A-CB (Split System: Heat Pump with Remote Outdoor Unit-Air-Source) | CVH825GKA3* |  |  | EA*4X37L21A*+WALLCON | *96CTN0802120B* | 24400 | 17 | 8.5 | 21200 | 16600 | 78.3% | 2.04 | 0 | 11 |  |  |  |  | R-410A | 2.0333 | Residential & Commercial | USHP | Ducted CEE Tier 1
215319217 | Central HP <5.4 tons | Grandaire | HRCU-A-CB (Split System: Heat Pump with Remote Outdoor Unit-Air-Source) | D5CLHAH36AAK |  |  | D5FLAAH36XAK | 0 | 36000 | 17.3 | 9.5 | 38000 | 38000 | 100% | 2.06 | 0 | 11.7 |  |  |  |  | R-454B | 3 | Residential & Commercial | USHP | Ducted CEE Tier 1
211226337 | Central HP <5.4 tons | BRYANT HEATING AND COOLING SYSTEMS | HRCU-A-CB (Split System: Heat Pump with Remote Outdoor Unit-Air-Source) | 38MURAQ36AB3* |  |  | CAP**3621AL* | 912SD66100E21*** | 36400 | 15.2 | 8.1 | 40000 | 35400 | 88.5% | 1.86 | 0 | 9.5 |  |  |  |  | R-410A | 3.0333 | Residential & Commercial | USHP
211226368 | Central HP <5.4 tons | BRYANT HEATING AND COOLING SYSTEMS | HRCU-A-CB (Split System: Heat Pump with Remote Outdoor Unit-Air-Source) | 38MURAQ36AB3* |  |  | CAP**3621AL* | 915SB60100E21*** | 35600 | 15.5 | 8.1 | 39500 | 35200 | 89.11% | 1.84 | 0 | 9.5 |  |  |  |  | R-410A | 2.9667 | Residential & Commercial | USHP
215677820 | Central HP <5.4 tons | KEEPRITE | HRCU-A-CB (Split System: Heat Pump with Remote Outdoor Unit-Air-Source) | C5H0V60*K*AAA* |  |  | EA*5X60M24A*+WALLCON | *95CSU1002122B* | 55000 | 18.5 | 8.5 | 59000 | 41500 | 70.34% | 2.04 | 0 | 9 |  |  |  |  | R-454B | 4.5833 | Residential & Commercial | USHP
215678140 | Central HP <5.4 tons | KEEPRITE | HRCU-A-CB (Split System: Heat Pump with Remote Outdoor Unit-Air-Source) | C5H0V60*K*AAA* |  |  | ESH5X60M12A*+WALLCON | *97CMN0802120B* | 55500 | 17 | 8.5 | 60000 | 42000 | 70% | 1.9 | 0 | 8.5 |  |  |  |  | R-454B | 4.625 | Residential & Commercial | USHP
211245449 | Central HP <5.4 tons | BRYANT HEATING AND COOLING SYSTEMS | HRCU-A-CB (Split System: Heat Pump with Remote Outdoor Unit-Air-Source) | 38MURAQ24AB3* |  |  | CNPV*3621AL* | 82*SA60090V21*** | 23800 | 16.5 | 8.1 | 26000 | 23200 | 89.23% | 1.92 | 0 | 10.5 |  |  |  |  | R-410A | 1.9833 | Residential & Commercial | USHP | Ducted CEE Tier 1
211245792 | Central HP <5.4 tons | BRYANT HEATING AND COOLING SYSTEMS | HRCU-A-CB (Split System: Heat Pump with Remote Outdoor Unit-Air-Source) | 38MURAQ24AB3* |  |  | FB4CNF030L | 0 | 24000 | 17 | 8.5 | 26200 | 23400 | 89.31% | 1.94 | 0 | 10 |  |  |  |  | R-410A | 2 | Residential & Commercial | USHP | Ducted CEE Tier 1
216675540 | Central HP <5.4 tons | KEEPRITE | HRCU-A-CB (Split System: Heat Pump with Remote Outdoor Unit-Air-Source) | D5CURAH24AAK |  |  | EA*5X37M21A* | *80CSU0601716A* | 25400 | 16.5 | 9 | 23400 | 19200 | 82.05% | 2.06 | 0 | 10 |  |  |  |  | R-454B | 2.1167 | Residential & Commercial | USHP | Ducted CEE Tier 1
214241602 | Central HP <5.4 tons | KEEPRITE | HRCU-A-CB (Split System: Heat Pump with Remote Outdoor Unit-Air-Source) | CVH825GKA3* |  |  | EN(A,D)4X24L17**+WALLCON | *97CMN0601714B* | 23200 | 15.5 | 8.1 | 22200 | 16900 | 76.13% | 1.9 | 0 | 10.5 |  |  |  |  | R-410A | 1.9333 | Residential & Commercial | USHP | Ducted CEE Tier 1
211226506 | Central HP <5.4 tons | BRYANT HEATING AND COOLING SYSTEMS | HRCU-A-CB (Split System: Heat Pump with Remote Outdoor Unit-Air-Source) | 38MURAQ36AB3* |  |  | CAP**3717AL* | 8(0,1)*SA36070E17*** | 36000 | 15.2 | 8.1 | 38500 | 35000 | 90.91% | 2 | 0 | 9.5 |  |  |  |  | R-410A | 3 | Residential & Commercial | USHP
212384454 | Central HP <5.4 tons | BRYANT HEATING AND COOLING SYSTEMS | HRCU-A-CB (Split System: Heat Pump with Remote Outdoor Unit-Air-Source) | 38MURAQ36AB3* |  |  | CNPV*4221AL* | 915SB66100E21*** | 36600 | 15.2 | 8.1 | 40000 | 35200 | 88% | 1.92 | 0 | 10 |  |  |  |  | R-410A | 3.05 | Residential & Commercial | USHP | Ducted CEE Tier 1
211226623 | Central HP <5.4 tons | BRYANT HEATING AND COOLING SYSTEMS | HRCU-A-CB (Split System: Heat Pump with Remote Outdoor Unit-Air-Source) | 38MURAQ36AB3* |  |  | CAP**3717AL* | 912SD42060E17*** | 35800 | 16 | 8.1 | 38500 | 34800 | 90.39% | 2 | 0 | 10 |  |  |  |  | R-410A | 2.9833 | Residential & Commercial | USHP | Ducted CEE Tier 1
214243043 | Central HP <5.4 tons | KENMORE | HRCU-A-CB (Split System: Heat Pump with Remote Outdoor Unit-Air-Source) | (C,H,T)VH825GKA2* |  |  | EN(A,D,W)4X42L21**+WALLCON | *97CMN1002122B* | 23800 | 16.5 | 8.1 | 21400 | 16600 | 77.57% | 1.96 | 0 | 11 |  |  |  |  | R-410A | 1.9833 | Residential & Commercial | USHP | Ducted CEE Tier 1
215937972 | Central HP <5.4 tons | KENMORE | HRCU-A-CB (Split System: Heat Pump with Remote Outdoor Unit-Air-Source) | (C,H,T)5H3V48*K*AAA* |  |  | EVD5X48M24A*+WALLCON | *97CMN1202422B* | 44500 | 20 | 8.1 | 52000 | 38000 | 73.08% | 1.9 | 0 | 11 |  |  |  |  | R-454B | 3.7083 | Residential & Commercial | USHP | Ducted CEE Tier 1
215938022 | Central HP <5.4 tons | KENMORE | HRCU-A-CB (Split System: Heat Pump with Remote Outdoor Unit-Air-Source) | (C,H,T)5H3V48*K*AAA* |  |  | EVD5X49M24A*+WALLCON | *80CTL0902120B* | 45500 | 21 | 8.1 | 52500 | 38000 | 72.38% | 1.95 | 0 | 11.5 |  |  |  |  | R-454B | 3.7917 | Residential & Commercial | USHP | Ducted CEE Tier 1
215933912 | Central HP <5.4 tons | KENMORE | HRCU-A-CB (Split System: Heat Pump with Remote Outdoor Unit-Air-Source) | (C,H,T)5H3V36*K*AAA* |  |  | ESH5X60M12A*+WALLCON | *96CTN0401410B* | 32600 | 17.5 | 8.5 | 33400 | 25600 | 76.65% | 1.86 | 0 | 10.5 |  |  |  |  | R-454B | 2.7167 | Residential & Commercial | USHP | Ducted CEE Tier 1
215933492 | Central HP <5.4 tons | KENMORE | HRCU-A-CB (Split System: Heat Pump with Remote Outdoor Unit-Air-Source) | (C,H,T)5H3V36*K*AAA* |  |  | ESH5X42M12A*+WALLCON | *96CTN1002122B* | 33600 | 19 | 9 | 34600 | 26600 | 76.88% | 1.94 | 0 | 11.5 |  |  |  |  | R-454B | 2.8 | Residential & Commercial | USHP | Ducted CEE Tier 1
216636184 | Central HP <5.4 tons | ACIQ | HRCU-A-CB (Split System: Heat Pump with Remote Outdoor Unit-Air-Source) | H5H3V48*K*AAA* |  |  | EA*5X60M24A*+WALLCON | *97CTN1202422A* | 44500 | 21 | 9.5 | 48000 | 36400 | 75.83% | 2 | 0 | 11 |  |  |  |  | R-454B | 3.7083 | Residential & Commercial | USHP | Ducted CEE Tier 1
216636185 | Central HP <5.4 tons | ACIQ | HRCU-A-CB (Split System: Heat Pump with Remote Outdoor Unit-Air-Source) | H5H3V48*K*AAA* |  |  | EA*5X61M21A*+WALLCON | *96CTN0802120B* | 45000 | 21 | 9.5 | 48500 | 37000 | 76.29% | 2 | 0 | 11 |  |  |  |  | R-454B | 3.75 | Residential & Commercial | USHP | Ducted CEE Tier 1
216636187 | Central HP <5.4 tons | ACIQ | HRCU-A-CB (Split System: Heat Pump with Remote Outdoor Unit-Air-Source) | H5H3V48*K*AAA* |  |  | EA*5X61M21A*+WALLCON | *80CSU0601716B* | 45000 | 21 | 9.5 | 48500 | 37000 | 76.29% | 2 | 0 | 11.5 |  |  |  |  | R-454B | 3.75 | Residential & Commercial | USHP | Ducted CEE Tier 1
211226409 | Central HP <5.4 tons | BRYANT HEATING AND COOLING SYSTEMS | HRCU-A-CB (Split System: Heat Pump with Remote Outdoor Unit-Air-Source) | 38MURAQ36AB3* |  |  | CAP**3621AL* | 926TB60100V21*** | 35600 | 15.5 | 8.1 | 39500 | 35200 | 89.11% | 1.84 | 0 | 9.5 |  |  |  |  | R-410A | 2.9667 | Residential & Commercial | USHP
211227077 | Central HP <5.4 tons | BRYANT HEATING AND COOLING SYSTEMS | HRCU-A-CB (Split System: Heat Pump with Remote Outdoor Unit-Air-Source) | 38MURAQ36AB3* |  |  | CAP**3721AL* | 915SB66100E21*** | 37400 | 15.5 | 8.5 | 39000 | 35000 | 89.74% | 2.16 | 0 | 10 |  |  |  |  | R-410A | 3.1167 | Residential & Commercial | USHP | Ducted CEE Tier 1
211227229 | Central HP <5.4 tons | BRYANT HEATING AND COOLING SYSTEMS | HRCU-A-CB (Split System: Heat Pump with Remote Outdoor Unit-Air-Source) | 38MURAQ36AB3* |  |  | CAP**3721AL* | OVMAAB036098 | 36200 | 15.2 | 8.5 | 38500 | 35000 | 90.91% | 2.06 | 0 | 10 |  |  |  |  | R-410A | 3.0167 | Residential & Commercial | USHP | Ducted CEE Tier 1
215677020 | Central HP <5.4 tons | KEEPRITE | HRCU-A-CB (Split System: Heat Pump with Remote Outdoor Unit-Air-Source) | C5H0V60*K*AAA* |  |  | EVM5X60M21A*+WALLCON | *80CTL1102120B* | 57000 | 18.5 | 9 | 63500 | 44500 | 70.08% | 2.08 | 0 | 9.5 |  |  |  |  | R-454B | 4.75 | Residential & Commercial | USHP
215677370 | Central HP <5.4 tons | KEEPRITE | HRCU-A-CB (Split System: Heat Pump with Remote Outdoor Unit-Air-Source) | C5H0V60*K*AAA* |  |  | EVD5X60M21A*+WALLCON | *80CTL1102120B* | 57000 | 18.5 | 9 | 63500 | 44500 | 70.08% | 2.08 | 0 | 9.5 |  |  |  |  | R-454B | 4.75 | Residential & Commercial | USHP
215682770 | Central HP <5.4 tons | KEEPRITE | HRCU-A-CB (Split System: Heat Pump with Remote Outdoor Unit-Air-Source) | C5H0V60*K*AAA* |  |  | ESH5X60M12A*+WALLCON | *97CTN0802120A* | 55500 | 17 | 8.5 | 60000 | 42000 | 70% | 1.9 | 0 | 8.5 |  |  |  |  | R-454B | 4.625 | Residential & Commercial | USHP
215683070 | Central HP <5.4 tons | KEEPRITE | HRCU-A-CB (Split System: Heat Pump with Remote Outdoor Unit-Air-Source) | C5H0V60*K*AAA* |  |  | EVD5X60M24A*+WALLCON | *80CSU0802120B* | 57000 | 18 | 9 | 62500 | 44000 | 70.4% | 2.1 | 0 | 9.5 |  |  |  |  | R-454B | 4.75 | Residential & Commercial | USHP
215683120 | Central HP <5.4 tons | KEEPRITE | HRCU-A-CB (Split System: Heat Pump with Remote Outdoor Unit-Air-Source) | C5H0V60*K*AAA* |  |  | EVD5X61M21A*+WALLCON | *96CTN0802120B* | 57000 | 18.5 | 9 | 64000 | 45000 | 70.31% | 2.08 | 0 | 9 |  |  |  |  | R-454B | 4.75 | Residential & Commercial | USHP
215683220 | Central HP <5.4 tons | KEEPRITE | HRCU-A-CB (Split System: Heat Pump with Remote Outdoor Unit-Air-Source) | C5H0V60*K*AAA* |  |  | EVD5X61M24A*+WALLCON | *97CTN0802120A* | 57500 | 18.5 | 9 | 64000 | 45000 | 70.31% | 2.08 | 0 | 9 |  |  |  |  | R-454B | 4.7917 | Residential & Commercial | USHP
212977095 | Central HP <5.4 tons | KEEPRITE | HRCU-A-CB (Split System: Heat Pump with Remote Outdoor Unit-Air-Source) | DLCURAH36ABK |  |  | EA*4X48L24A* | *96VTN1002122B* | 35800 | 16.5 | 8.5 | 37800 | 34600 | 91.53% | 2.02 | 0 | 10 |  |  |  |  | R-410A | 2.9833 | Residential & Commercial | USHP | Ducted CEE Tier 1
214239280 | Central HP <5.4 tons | KEEPRITE | HRCU-A-CB (Split System: Heat Pump with Remote Outdoor Unit-Air-Source) | CVH837GKA2* |  |  | EN(A,D,W)4X48L21**+WALLCON | *96CTN1002122B* | 32400 | 17 | 8.1 | 32600 | 24600 | 75.46% | 1.96 | 0 | 11.7 |  |  |  |  | R-410A | 2.7 | Residential & Commercial | USHP | Ducted CEE Tier 1
214239330 | Central HP <5.4 tons | KEEPRITE | HRCU-A-CB (Split System: Heat Pump with Remote Outdoor Unit-Air-Source) | CVH837GKA2* |  |  | EN(A,D)4X48L24**+WALLCON | *97CMN1202422B* | 32400 | 17 | 8.1 | 32800 | 24600 | 75% | 1.94 | 0 | 11.5 |  |  |  |  | R-410A | 2.7 | Residential & Commercial | USHP | Ducted CEE Tier 1
216763035 | Central HP <5.4 tons | SLIMAIR | HRCU-A-CB (Split System: Heat Pump with Remote Outdoor Unit-Air-Source) | SHC30AH224V |  |  | SHV30AE2AG | 0 | 30000 | 16.8 | 10 | 34000 | 32600 | 95.88% | 1.96 | 0 | 11.7 |  |  |  |  | R-454B | 2.5 | Residential & Commercial | USHP | Ducted CEE Tier 1
214279729 | Central HP <5.4 tons | KEEPRITE | HRCU-A-CB (Split System: Heat Pump with Remote Outdoor Unit-Air-Source) | DLCURAH18ABK |  |  | EA*4X19L17A* | *96MSN0601716A* | 17700 | 16.5 | 8.5 | 17700 | 17900 | 101.1% | 2.16 | 0 | 10.5 |  |  |  |  | R-410A | 1.475 | Residential & Commercial | USHP | Ducted CEE Tier 1
214573515 | Central HP <5.4 tons | KEEPRITE | HRCU-A-CB (Split System: Heat Pump with Remote Outdoor Unit-Air-Source) | CVH837GKA** |  |  | EN(A,D)4X48L24**+WALLCON | *95CSU1002122B* | 32400 | 17.5 | 8.5 | 32600 | 24800 | 76.07% | 1.98 | 0 | 11.5 |  |  |  |  | R-410A | 2.7 | Residential & Commercial | USHP | Ducted CEE Tier 1
214573535 | Central HP <5.4 tons | KEEPRITE | HRCU-A-CB (Split System: Heat Pump with Remote Outdoor Unit-Air-Source) | CVH837GKA** |  |  | EN(A,D)4X48L24**+WALLCON | *97CMN0802120B* | 32400 | 17.5 | 8.5 | 32800 | 24800 | 75.61% | 1.96 | 0 | 11.5 |  |  |  |  | R-410A | 2.7 | Residential & Commercial | USHP | Ducted CEE Tier 1
215449954 | Central HP <5.4 tons | Proair | HRCU-A-CB (Split System: Heat Pump with Remote Outdoor Unit-Air-Source) | P30-36HFN1-S |  |  | PAH-36HWFN1 | 0 | 35000 | 16.3 | 9.5 | 39000 | 38000 | 97.44% | 1.8 | 0 | 11.7 |  |  |  |  | R-410A | 2.9167 | Residential & Commercial | USHP | Ducted CEE Tier 1
211226589 | Central HP <5.4 tons | BRYANT HEATING AND COOLING SYSTEMS | HRCU-A-CB (Split System: Heat Pump with Remote Outdoor Unit-Air-Source) | 38MURAQ36AB3* |  |  | CAP**3717AL* | 82*TA36070V14*** | 36000 | 15.5 | 8.1 | 38500 | 35000 | 90.91% | 2 | 0 | 10 |  |  |  |  | R-410A | 3 | Residential & Commercial | USHP | Ducted CEE Tier 1
210627722 | Central HP <5.4 tons | TGM | HRCU-A-CB (Split System: Heat Pump with Remote Outdoor Unit-Air-Source) | GTS18HN060A |  |  | GTA18H060A | 0 | 54000 | 16 | 9 | 54000 | 41000 | 75.93% | 1.8 | 10.5 | 10 |  |  |  |  | R-410A | 4.5 | Residential & Commercial | USHP | Ducted CEE Tier 1
211227541 | Central HP <5.4 tons | BRYANT HEATING AND COOLING SYSTEMS | HRCU-A-CB (Split System: Heat Pump with Remote Outdoor Unit-Air-Source) | 38MURAQ36AB3* |  |  | CAP**4221AL* | 912SD60100E21*** | 35200 | 16.5 | 8.1 | 38500 | 35000 | 90.91% | 1.88 | 0 | 10 |  |  |  |  | R-410A | 2.9333 | Residential & Commercial | USHP | Ducted CEE Tier 1
211227561 | Central HP <5.4 tons | BRYANT HEATING AND COOLING SYSTEMS | HRCU-A-CB (Split System: Heat Pump with Remote Outdoor Unit-Air-Source) | 38MURAQ36AB3* |  |  | CAP**4221AL* | 915SB42060E17*** | 35000 | 15.5 | 8.1 | 38500 | 35000 | 90.91% | 1.86 | 0 | 9.5 |  |  |  |  | R-410A | 2.9167 | Residential & Commercial | USHP
215449962 | Central HP <5.4 tons | Proair | HRCU-A-C (Split System: Heat Pump with Remote Outdoor Unit with No Indoor Fan --Air Source) | P30-36HFN1-S |  |  | PAC-36B-HWND1 | 0 | 35000 | 15.2 | 8.5 | 36000 | 30000 | 83.33% | 1.8 | 0 | 10 |  |  |  |  | R-410A | 2.9167 | Residential & Commercial | USHP | Ducted CEE Tier 1
211226790 | Central HP <5.4 tons | BRYANT HEATING AND COOLING SYSTEMS | HRCU-A-CB (Split System: Heat Pump with Remote Outdoor Unit-Air-Source) | 38MURAQ36AB3* |  |  | CAP**3721AL* | 8(0,1)*SA36070E17*** | 36400 | 15.5 | 8.5 | 38500 | 34800 | 90.39% | 2.08 | 0 | 10 |  |  |  |  | R-410A | 3.0333 | Residential & Commercial | USHP | Ducted CEE Tier 1
211226315 | Central HP <5.4 tons | BRYANT HEATING AND COOLING SYSTEMS | HRCU-A-CB (Split System: Heat Pump with Remote Outdoor Unit-Air-Source) | 38MURAQ36AB3* |  |  | CAP**3621AL* | 82*TA48090V17*** | 35400 | 16 | 8.1 | 39500 | 35200 | 89.11% | 1.82 | 0 | 9.5 |  |  |  |  | R-410A | 2.95 | Residential & Commercial | USHP
211226931 | Central HP <5.4 tons | BRYANT HEATING AND COOLING SYSTEMS | HRCU-A-CB (Split System: Heat Pump with Remote Outdoor Unit-Air-Source) | 38MURAQ36AB3* |  |  | CAP**3721AL* | 83*SA60100E21*** | 36200 | 16 | 8.5 | 38500 | 34800 | 90.39% | 2.08 | 0 | 10 |  |  |  |  | R-410A | 3.0167 | Residential & Commercial | USHP | Ducted CEE Tier 1
211227192 | Central HP <5.4 tons | BRYANT HEATING AND COOLING SYSTEMS | HRCU-A-CB (Split System: Heat Pump with Remote Outdoor Unit-Air-Source) | 38MURAQ36AB3* |  |  | CAP**3721AL* | 926TB60100V21*** | 36600 | 15.5 | 8.5 | 38500 | 34800 | 90.39% | 2.1 | 0 | 10 |  |  |  |  | R-410A | 3.05 | Residential & Commercial | USHP | Ducted CEE Tier 1
211227342 | Central HP <5.4 tons | BRYANT HEATING AND COOLING SYSTEMS | HRCU-A-CB (Split System: Heat Pump with Remote Outdoor Unit-Air-Source) | 38MURAQ36AB3* |  |  | CAP**4221AL* | 8(0,1)*SA48090E21*** | 35800 | 16 | 8.1 | 38500 | 35000 | 90.91% | 1.9 | 0 | 10 |  |  |  |  | R-410A | 2.9833 | Residential & Commercial | USHP | Ducted CEE Tier 1
211226814 | Central HP <5.4 tons | BRYANT HEATING AND COOLING SYSTEMS | HRCU-A-CB (Split System: Heat Pump with Remote Outdoor Unit-Air-Source) | 38MURAQ36AB3* |  |  | CAP**3721AL* | 8(0,1)*SA42090E17*** | 36800 | 16 | 8.5 | 38500 | 34800 | 90.39% | 2.1 | 0 | 10 |  |  |  |  | R-410A | 3.0667 | Residential & Commercial | USHP | Ducted CEE Tier 1
211226850 | Central HP <5.4 tons | BRYANT HEATING AND COOLING SYSTEMS | HRCU-A-CB (Split System: Heat Pump with Remote Outdoor Unit-Air-Source) | 38MURAQ36AB3* |  |  | CAP**3721AL* | 8(0,1)*SA60110E21*** | 37000 | 15.5 | 8.5 | 38500 | 34800 | 90.39% | 2.12 | 0 | 10 |  |  |  |  | R-410A | 3.0833 | Residential & Commercial | USHP | Ducted CEE Tier 1
211227318 | Central HP <5.4 tons | BRYANT HEATING AND COOLING SYSTEMS | HRCU-A-CB (Split System: Heat Pump with Remote Outdoor Unit-Air-Source) | 38MURAQ36AB3* |  |  | CAP**4221AL* | 8(0,1)*SA48070E21*** | 35200 | 16 | 8.1 | 38500 | 35000 | 90.91% | 1.88 | 0 | 9.5 |  |  |  |  | R-410A | 2.9333 | Residential & Commercial | USHP
211227661 | Central HP <5.4 tons | BRYANT HEATING AND COOLING SYSTEMS | HRCU-A-CB (Split System: Heat Pump with Remote Outdoor Unit-Air-Source) | 38MURAQ36AB3* |  |  | CAP**4221AL* | 935SA66100E21*** | 36600 | 15.2 | 8.1 | 40000 | 35200 | 88% | 1.94 | 0 | 10 |  |  |  |  | R-410A | 3.05 | Residential & Commercial | USHP | Ducted CEE Tier 1
211228109 | Central HP <5.4 tons | BRYANT HEATING AND COOLING SYSTEMS | HRCU-A-CB (Split System: Heat Pump with Remote Outdoor Unit-Air-Source) | 38MURAQ36AB3* |  |  | CAP**4224AL* | 926TB60080V21*** | 35000 | 16 | 8.1 | 38500 | 35000 | 90.91% | 1.86 | 0 | 9.5 |  |  |  |  | R-410A | 2.9167 | Residential & Commercial | USHP
211228304 | Central HP <5.4 tons | BRYANT HEATING AND COOLING SYSTEMS | HRCU-A-CB (Split System: Heat Pump with Remote Outdoor Unit-Air-Source) | 38MURAQ36AB3* |  |  | CAP**4321AL* | 82*SA48070V17*** | 36600 | 15.5 | 8.5 | 38500 | 34800 | 90.39% | 2.1 | 0 | 10 |  |  |  |  | R-410A | 3.05 | Residential & Commercial | USHP | Ducted CEE Tier 1
211228313 | Central HP <5.4 tons | BRYANT HEATING AND COOLING SYSTEMS | HRCU-A-CB (Split System: Heat Pump with Remote Outdoor Unit-Air-Source) | 38MURAQ36AB3* |  |  | CAP**4321AL* | 82*SA60070V21*** | 36200 | 16 | 8.5 | 38500 | 34800 | 90.39% | 2.06 | 0 | 10 |  |  |  |  | R-410A | 3.0167 | Residential & Commercial | USHP | Ducted CEE Tier 1
214602074 | Central HP <5.4 tons | PolarWave | HRCU-A-CB (Split System: Heat Pump with Remote Outdoor Unit-Air-Source) | ACIQ-12-EHPB |  |  | ACIQ-12-AHB | 0 | 12000 | 17.5 | 9 | 13000 | 11000 | 84.62% | 2.6 | 0 | 11.7 |  |  |  |  | R-410A | 1 | Residential & Commercial | USHP | Ducted CEE Tier 1
211226942 | Central HP <5.4 tons | BRYANT HEATING AND COOLING SYSTEMS | HRCU-A-CB (Split System: Heat Pump with Remote Outdoor Unit-Air-Source) | 38MURAQ36AB3* |  |  | CAP**3721AL* | 82*TA48070V17*** | 36200 | 16 | 8.5 | 38500 | 34800 | 90.39% | 2.08 | 0 | 10 |  |  |  |  | R-410A | 3.0167 | Residential & Commercial | USHP | Ducted CEE Tier 1
211227024 | Central HP <5.4 tons | BRYANT HEATING AND COOLING SYSTEMS | HRCU-A-CB (Split System: Heat Pump with Remote Outdoor Unit-Air-Source) | 38MURAQ36AB3* |  |  | CAP**3721AL* | 912SD66100E21*** | 37400 | 15.5 | 8.5 | 39000 | 35000 | 89.74% | 2.16 | 0 | 10 |  |  |  |  | R-410A | 3.1167 | Residential & Commercial | USHP | Ducted CEE Tier 1
211227142 | Central HP <5.4 tons | BRYANT HEATING AND COOLING SYSTEMS | HRCU-A-CB (Split System: Heat Pump with Remote Outdoor Unit-Air-Source) | 38MURAQ36AB3* |  |  | CAP**3721AL* | 935SA60100E21*** | 36600 | 16 | 8.5 | 38500 | 34800 | 90.39% | 2.1 | 0 | 10 |  |  |  |  | R-410A | 3.05 | Residential & Commercial | USHP | Ducted CEE Tier 1
211227583 | Central HP <5.4 tons | BRYANT HEATING AND COOLING SYSTEMS | HRCU-A-CB (Split System: Heat Pump with Remote Outdoor Unit-Air-Source) | 38MURAQ36AB3* |  |  | CAP**4221AL* | 915SB66100E21*** | 36600 | 15.2 | 8.5 | 40000 | 35200 | 88% | 1.94 | 0 | 10 |  |  |  |  | R-410A | 3.05 | Residential & Commercial | USHP | Ducted CEE Tier 1
211227601 | Central HP <5.4 tons | BRYANT HEATING AND COOLING SYSTEMS | HRCU-A-CB (Split System: Heat Pump with Remote Outdoor Unit-Air-Source) | 38MURAQ36AB3* |  |  | CAP**4221AL* | 926SA48080V17*** | 35200 | 15.5 | 8.1 | 38500 | 35000 | 90.91% | 1.86 | 0 | 9.5 |  |  |  |  | R-410A | 2.9333 | Residential & Commercial | USHP
211227610 | Central HP <5.4 tons | BRYANT HEATING AND COOLING SYSTEMS | HRCU-A-CB (Split System: Heat Pump with Remote Outdoor Unit-Air-Source) | 38MURAQ36AB3* |  |  | CAP**4221AL* | 926SA60080V21*** | 35600 | 16 | 8.1 | 38500 | 35000 | 90.91% | 1.88 | 0 | 10 |  |  |  |  | R-410A | 2.9667 | Residential & Commercial | USHP | Ducted CEE Tier 1
211227447 | Central HP <5.4 tons | BRYANT HEATING AND COOLING SYSTEMS | HRCU-A-CB (Split System: Heat Pump with Remote Outdoor Unit-Air-Source) | 38MURAQ36AB3* |  |  | CAP**4221AL* | 83*SA60100E21*** | 35400 | 16 | 8.1 | 38500 | 35000 | 90.91% | 1.88 | 0 | 10 |  |  |  |  | R-410A | 2.95 | Residential & Commercial | USHP | Ducted CEE Tier 1
211227764 | Central HP <5.4 tons | BRYANT HEATING AND COOLING SYSTEMS | HRCU-A-CB (Split System: Heat Pump with Remote Outdoor Unit-Air-Source) | 38MURAQ36AB3* |  |  | CAP**4224AL* | 8(0,1)*SA48070E21*** | 35200 | 16 | 8.1 | 38500 | 35000 | 90.91% | 1.88 | 0 | 10 |  |  |  |  | R-410A | 2.9333 | Residential & Commercial | USHP | Ducted CEE Tier 1
211228283 | Central HP <5.4 tons | BRYANT HEATING AND COOLING SYSTEMS | HRCU-A-CB (Split System: Heat Pump with Remote Outdoor Unit-Air-Source) | 38MURAQ36AB3* |  |  | CAP**4321AL* | 8(0,1)*SA60110E21*** | 37000 | 16 | 8.5 | 38500 | 34800 | 90.39% | 2.12 | 0 | 10 |  |  |  |  | R-410A | 3.0833 | Residential & Commercial | USHP | Ducted CEE Tier 1
211228397 | Central HP <5.4 tons | BRYANT HEATING AND COOLING SYSTEMS | HRCU-A-CB (Split System: Heat Pump with Remote Outdoor Unit-Air-Source) | 38MURAQ36AB3* |  |  | CAP**4321AL* | 82*TA66110V21*** | 37200 | 15.5 | 8.5 | 38500 | 34800 | 90.39% | 2.12 | 0 | 10 |  |  |  |  | R-410A | 3.1 | Residential & Commercial | USHP | Ducted CEE Tier 1
211229102 | Central HP <5.4 tons | BRYANT HEATING AND COOLING SYSTEMS | HRCU-A-CB (Split System: Heat Pump with Remote Outdoor Unit-Air-Source) | 38MURAQ36AB3* |  |  | CAP**4821AL* | 926SA60100V21*** | 36000 | 16 | 8.5 | 38500 | 34600 | 89.87% | 2.06 | 0 | 10 |  |  |  |  | R-410A | 3 | Residential & Commercial | USHP | Ducted CEE Tier 1
211228901 | Central HP <5.4 tons | BRYANT HEATING AND COOLING SYSTEMS | HRCU-A-CB (Split System: Heat Pump with Remote Outdoor Unit-Air-Source) | 38MURAQ36AB3* |  |  | CAP**4821AL* | 82*TA48070V17*** | 35800 | 16 | 8.5 | 38500 | 34600 | 89.87% | 2.04 | 0 | 10 |  |  |  |  | R-410A | 2.9833 | Residential & Commercial | USHP | Ducted CEE Tier 1
211228982 | Central HP <5.4 tons | BRYANT HEATING AND COOLING SYSTEMS | HRCU-A-CB (Split System: Heat Pump with Remote Outdoor Unit-Air-Source) | 38MURAQ36AB3* |  |  | CAP**4821AL* | 912SD60080E21*** | 35600 | 16.5 | 8.5 | 37800 | 34600 | 91.53% | 2.04 | 0 | 10 |  |  |  |  | R-410A | 2.9667 | Residential & Commercial | USHP | Ducted CEE Tier 1
215449960 | Central HP <5.4 tons | Proair | HRCU-A-C (Split System: Heat Pump with Remote Outdoor Unit with No Indoor Fan --Air Source) | P30-40HFN1-D |  |  | PAC-36C-HWND1 | 0 | 35000 | 15.2 | 10 | 39000 | 32000 | 82.05% | 2 | 10.2 | 10 |  |  |  |  | R-410A | 2.9167 | Residential & Commercial | USHP | Ducted CEE Tier 1
215681981 | Central HP <5.4 tons | KENMORE | HRCU-A-CB (Split System: Heat Pump with Remote Outdoor Unit-Air-Source) | (C,H,T)5H0V48*K*AAA* |  |  | EVM5X60M24A*+WALLCON | *96CTN0802120B* | 48000 | 19 | 9 | 50000 | 36600 | 73.2% | 2 | 0 | 10 |  |  |  |  | R-454B | 4 | Residential & Commercial | USHP | Ducted CEE Tier 1
215682011 | Central HP <5.4 tons | KENMORE | HRCU-A-CB (Split System: Heat Pump with Remote Outdoor Unit-Air-Source) | (C,H,T)5H0V48*K*AAA* |  |  | EVM5X60M24A*+WALLCON | *97CTN0802120A* | 48000 | 19 | 9 | 50000 | 36600 | 73.2% | 2 | 0 | 10 |  |  |  |  | R-454B | 4 | Residential & Commercial | USHP | Ducted CEE Tier 1
211226283 | Central HP <5.4 tons | BRYANT HEATING AND COOLING SYSTEMS | HRCU-A-CB (Split System: Heat Pump with Remote Outdoor Unit-Air-Source) | 38MURAQ36AB3* |  |  | CAP**3621AL* | 8(0,1)*SA60110E21*** | 35200 | 16 | 8.1 | 38500 | 35200 | 91.43% | 1.82 | 0 | 9.5 |  |  |  |  | R-410A | 2.9333 | Residential & Commercial | USHP
211226634 | Central HP <5.4 tons | BRYANT HEATING AND COOLING SYSTEMS | HRCU-A-CB (Split System: Heat Pump with Remote Outdoor Unit-Air-Source) | 38MURAQ36AB3* |  |  | CAP**3717AL* | 912SD48080E17*** | 36800 | 15.2 | 8.5 | 39500 | 35000 | 88.61% | 2.06 | 0 | 10 |  |  |  |  | R-410A | 3.0667 | Residential & Commercial | USHP | Ducted CEE Tier 1
213492154 | Central HP <5.4 tons | PolarWave | HRCU-A-C (Split System: Heat Pump with Remote Outdoor Unit with No Indoor Fan --Air Source) | ACIQ-36-HPC |  |  | ACIQ-36-ACL-17 | 0 | 35000 | 15.2 | 8.5 | 36000 | 30000 | 83.33% | 1.8 | 0 | 10 |  |  |  |  | R-410A | 2.9167 | Residential & Commercial | USHP | Ducted CEE Tier 1
211226326 | Central HP <5.4 tons | BRYANT HEATING AND COOLING SYSTEMS | HRCU-A-CB (Split System: Heat Pump with Remote Outdoor Unit-Air-Source) | 38MURAQ36AB3* |  |  | CAP**3621AL* | 912SD42060E17*** | 35200 | 16 | 8.1 | 38500 | 35200 | 91.43% | 1.82 | 0 | 9.5 |  |  |  |  | R-410A | 2.9333 | Residential & Commercial | USHP
214574136 | Central HP <5.4 tons | KENMORE | HRCU-A-CB (Split System: Heat Pump with Remote Outdoor Unit-Air-Source) | (C,H,T)VH837GKA2* |  |  | EA*4X61L21A*+WALLCON | *97CMN0802120B* | 33200 | 17.5 | 8.5 | 32000 | 24800 | 77.5% | 2 | 0 | 11.5 |  |  |  |  | R-410A | 2.7667 | Residential & Commercial | USHP | Ducted CEE Tier 1
214573716 | Central HP <5.4 tons | KENMORE | HRCU-A-CB (Split System: Heat Pump with Remote Outdoor Unit-Air-Source) | (C,H,T)VH837GKA2* |  |  | EA*4X37L21A*+WALLCON | *97CMN0802120B* | 32800 | 17.5 | 8.5 | 32800 | 25200 | 76.83% | 2 | 0 | 11.5 |  |  |  |  | R-410A | 2.7333 | Residential & Commercial | USHP | Ducted CEE Tier 1
215933762 | Central HP <5.4 tons | KENMORE | HRCU-A-CB (Split System: Heat Pump with Remote Outdoor Unit-Air-Source) | (C,H,T)5H3V36*K*AAA* |  |  | ESH5X60M12A*+WALLCON | *80CTL0701412B* | 34000 | 19.5 | 9 | 34800 | 26400 | 75.86% | 1.92 | 0 | 11 |  |  |  |  | R-454B | 2.8333 | Residential & Commercial | USHP | Ducted CEE Tier 1
215933342 | Central HP <5.4 tons | KENMORE | HRCU-A-CB (Split System: Heat Pump with Remote Outdoor Unit-Air-Source) | (C,H,T)5H3V36*K*AAA* |  |  | ESH5X42M12A*+WALLCON | *80CTL0901716B* | 33600 | 19 | 9 | 34800 | 26600 | 76.44% | 1.92 | 0 | 11 |  |  |  |  | R-454B | 2.8 | Residential & Commercial | USHP | Ducted CEE Tier 1
215931572 | Central HP <5.4 tons | KENMORE | HRCU-A-CB (Split System: Heat Pump with Remote Outdoor Unit-Air-Source) | (C,H,T)5H3V60*K*AAA* |  |  | EA*5X60M24A*+WALLCON | *80CTL1352422B* | 56000 | 18.5 | 8.5 | 60500 | 45500 | 75.21% | 2.08 | 0 | 11.5 |  |  |  |  | R-454B | 4.6667 | Residential & Commercial | USHP | Ducted CEE Tier 1
215677181 | Central HP <5.4 tons | KENMORE | HRCU-A-CB (Split System: Heat Pump with Remote Outdoor Unit-Air-Source) | (C,H,T)5H0V60*K*AAA* |  |  | EVM5X60M24A*+WALLCON | *97CMN1002122B* | 56500 | 18.5 | 9 | 63000 | 44500 | 70.63% | 2.08 | 0 | 9 |  |  |  |  | R-454B | 4.7083 | Residential & Commercial | USHP
210627723 | Central HP <5.4 tons | TGM | HRCU-A-CB (Split System: Heat Pump with Remote Outdoor Unit-Air-Source) | GTS18HN060A |  |  | GTA18H048A | 0 | 48000 | 17 | 9 | 48000 | 39000 | 81.25% | 1.8 | 11.5 | 11 |  |  |  |  | R-410A | 4 | Residential & Commercial | USHP | Ducted CEE Tier 1
215678331 | Central HP <5.4 tons | KENMORE | HRCU-A-CB (Split System: Heat Pump with Remote Outdoor Unit-Air-Source) | (C,H,T)5H0V24*K*AAA* |  |  | EA*5X36M17A*+WALLCON | *97CTN0601716A* | 23000 | 16.5 | 9 | 23800 | 16700 | 70.17% | 1.98 | 0 | 10 |  |  |  |  | R-454B | 1.9167 | Residential & Commercial | USHP | Ducted CEE Tier 1
215682571 | Central HP <5.4 tons | KENMORE | HRCU-A-CB (Split System: Heat Pump with Remote Outdoor Unit-Air-Source) | (C,H,T)5H0V48*K*AAA* |  |  | EVD5X61M24A*+WALLCON | *97CTN1202422A* | 48500 | 19.5 | 9.5 | 50000 | 36600 | 73.2% | 2.12 | 0 | 10.5 |  |  |  |  | R-454B | 4.0417 | Residential & Commercial | USHP | Ducted CEE Tier 1
215682371 | Central HP <5.4 tons | KENMORE | HRCU-A-CB (Split System: Heat Pump with Remote Outdoor Unit-Air-Source) | (C,H,T)5H0V48*K*AAA* |  |  | EVD5X60M21A*+WALLCON | *97CTN1002122A* | 48000 | 19 | 9 | 50000 | 36600 | 73.2% | 2 | 0 | 10.5 |  |  |  |  | R-454B | 4 | Residential & Commercial | USHP | Ducted CEE Tier 1
215682421 | Central HP <5.4 tons | KENMORE | HRCU-A-CB (Split System: Heat Pump with Remote Outdoor Unit-Air-Source) | (C,H,T)5H0V48*K*AAA* |  |  | EVD5X60M24A*+WALLCON | *97CTN1002122A* | 48000 | 19 | 9 | 50000 | 36600 | 73.2% | 2 | 0 | 10 |  |  |  |  | R-454B | 4 | Residential & Commercial | USHP | Ducted CEE Tier 1
215682521 | Central HP <5.4 tons | KENMORE | HRCU-A-CB (Split System: Heat Pump with Remote Outdoor Unit-Air-Source) | (C,H,T)5H0V48*K*AAA* |  |  | EVD5X61M24A*+WALLCON | *96CTN0802120B* | 48500 | 19 | 9.5 | 50000 | 36800 | 73.6% | 2.1 | 0 | 10.5 |  |  |  |  | R-454B | 4.0417 | Residential & Commercial | USHP | Ducted CEE Tier 1
215682320 | Central HP <5.4 tons | KEEPRITE | HRCU-A-CB (Split System: Heat Pump with Remote Outdoor Unit-Air-Source) | C5H0V48*K*AAA* |  |  | EVD5X60M21A*+WALLCON | *80CSU0601716B* | 48000 | 18.5 | 9 | 50000 | 36800 | 73.6% | 2 | 0 | 10 |  |  |  |  | R-454B | 4 | Residential & Commercial | USHP | Ducted CEE Tier 1
215682270 | Central HP <5.4 tons | KEEPRITE | HRCU-A-CB (Split System: Heat Pump with Remote Outdoor Unit-Air-Source) | C5H0V48*K*AAA* |  |  | EVD5X49M24A*+WALLCON | *97CTN0802120A* | 48000 | 19 | 9 | 50000 | 36600 | 73.2% | 2 | 0 | 10 |  |  |  |  | R-454B | 4 | Residential & Commercial | USHP | Ducted CEE Tier 1
215933392 | Central HP <5.4 tons | KENMORE | HRCU-A-CB (Split System: Heat Pump with Remote Outdoor Unit-Air-Source) | (C,H,T)5H3V36*K*AAA* |  |  | ESH5X42M12A*+WALLCON | *95CSU1002122B* | 33600 | 19.5 | 9 | 34600 | 26400 | 76.3% | 1.92 | 0 | 11.7 |  |  |  |  | R-454B | 2.8 | Residential & Commercial | USHP | Ducted CEE Tier 1
215932942 | Central HP <5.4 tons | KENMORE | HRCU-A-CB (Split System: Heat Pump with Remote Outdoor Unit-Air-Source) | (C,H,T)5H3V36*K*AAA* |  |  | EA*5X61M24A*+WALLCON | *97CMN1202422B* | 34400 | 20.5 | 9.5 | 34400 | 26000 | 75.58% | 2.06 | 0 | 12 |  |  |  |  | R-454B | 2.8667 | Residential & Commercial | USHP | Ducted CEE Tier 1
216733352 | Central HP <5.4 tons | KEEPRITE | HRCU-A-CB (Split System: Heat Pump with Remote Outdoor Unit-Air-Source) | D5CUHAH24AAK |  |  | EA*5X25M17A* | *97CMN0601714B* | 22800 | 16 | 8.5 | 20600 | 18400 | 89.32% | 1.96 | 0 | 11 |  |  |  |  | R-454B | 1.9 | Residential & Commercial | USHP | Ducted CEE Tier 1
215569763 | Central HP <5.4 tons | Viessmann | HRCU-A-CB (Split System: Heat Pump with Remote Outdoor Unit-Air-Source) | DLCURAH60ABK |  |  | DLFUAAH60XAK | 0 | 55000 | 15.3 | 9.4 | 59000 | 48500 | 82.2% | 1.91 | 9 | 8.8 |  |  |  |  | R-410A | 4.5833 | Residential & Commercial | USHP
215381147 | Central HP <5.4 tons | ZEPHYR | HRCU-A-CB (Split System: Heat Pump with Remote Outdoor Unit-Air-Source) | ZE-648HPA |  |  | AH-648A | 0 | 48000 | 19 | 9 | 48000 | 37000 | 77.08% | 2.52 | 0 | 12 |  |  |  |  | R-454B | 4 | Residential & Commercial | USHP | Ducted CEE Tier 1
214648691 | Central HP <5.4 tons | TEXANAIR | HRCU-A-C (Split System: Heat Pump with Remote Outdoor Unit with No Indoor Fan --Air Source) | TEXAN024HHCU1 |  |  | TEXANDF24B1 | 0 | 20000 | 16.3 | 10.2 | 25000 | 20000 | 80% | 2 | 0 | 11.7 |  |  |  |  | R-410A | 1.6667 | Residential & Commercial | USHP | Ducted CEE Tier 1
210596602 | Central HP <5.4 tons | BRYANT HEATING AND COOLING SYSTEMS | HRCU-A-CB (Split System: Heat Pump with Remote Outdoor Unit-Air-Source) | 288BNV037*0**A* |  |  | CSPH*6012AL*+UI | 88*TA66135C24*** | 33000 | 17 | 8.1 | 32200 | 24800 | 77.02% | 2.02 | 0 | 11.5 |  |  |  |  | R-410A | 2.75 | Residential & Commercial | USHP | Ducted CEE Tier 1
215682471 | Central HP <5.4 tons | KENMORE | HRCU-A-CB (Split System: Heat Pump with Remote Outdoor Unit-Air-Source) | (C,H,T)5H0V48*K*AAA* |  |  | EVD5X61M21A*+WALLCON | *80CSU0802120B* | 49000 | 19 | 9 | 50000 | 36600 | 73.2% | 2.12 | 0 | 10 |  |  |  |  | R-454B | 4.0833 | Residential & Commercial | USHP | Ducted CEE Tier 1
211226494 | Central HP <5.4 tons | BRYANT HEATING AND COOLING SYSTEMS | HRCU-A-CB (Split System: Heat Pump with Remote Outdoor Unit-Air-Source) | 38MURAQ36AB3* |  |  | CAP**3717AL* | 8(0,1)*SA36070E14*** | 35800 | 15.5 | 8.1 | 38500 | 35000 | 90.91% | 2 | 0 | 10 |  |  |  |  | R-410A | 2.9833 | Residential & Commercial | USHP | Ducted CEE Tier 1
211226694 | Central HP <5.4 tons | BRYANT HEATING AND COOLING SYSTEMS | HRCU-A-CB (Split System: Heat Pump with Remote Outdoor Unit-Air-Source) | 38MURAQ36AB3* |  |  | CAP**3717AL* | 935SA48060E17*** | 36200 | 15.5 | 8.5 | 38500 | 35000 | 90.91% | 2.02 | 0 | 10 |  |  |  |  | R-410A | 3.0167 | Residential & Commercial | USHP | Ducted CEE Tier 1
211226529 | Central HP <5.4 tons | BRYANT HEATING AND COOLING SYSTEMS | HRCU-A-CB (Split System: Heat Pump with Remote Outdoor Unit-Air-Source) | 38MURAQ36AB3* |  |  | CAP**3717AL* | 8(0,1)*SA42090E17*** | 36400 | 15.5 | 8.5 | 38500 | 35000 | 90.91% | 2.04 | 0 | 10 |  |  |  |  | R-410A | 3.0333 | Residential & Commercial | USHP | Ducted CEE Tier 1
215681551 | Central HP <5.4 tons | KENMORE | HRCU-A-CB (Split System: Heat Pump with Remote Outdoor Unit-Air-Source) | (C,H,T)5H0V48*K*AAA* |  |  | EA*5X61M24A*+WALLCON | *97CTN0802120A* | 46000 | 18 | 9 | 48000 | 33800 | 70.42% | 2.08 | 0 | 10 |  |  |  |  | R-454B | 3.8333 | Residential & Commercial | USHP | Ducted CEE Tier 1
215676671 | Central HP <5.4 tons | KENMORE | HRCU-A-CB (Split System: Heat Pump with Remote Outdoor Unit-Air-Source) | (C,H,T)5H0V48*K*AAA* |  |  | EVD5X60M24A*+WALLCON | *97CMN1202422B* | 48000 | 19 | 9 | 50000 | 36600 | 73.2% | 2 | 0 | 10 |  |  |  |  | R-454B | 4 | Residential & Commercial | USHP | Ducted CEE Tier 1
215676841 | Central HP <5.4 tons | KENMORE | HRCU-A-CB (Split System: Heat Pump with Remote Outdoor Unit-Air-Source) | (C,H,T)5H0V48*K*AAA* |  |  | EVD5X61M21A*+WALLCON | *96CTN1002122B* | 48500 | 19.5 | 9.5 | 50000 | 36800 | 73.6% | 2.12 | 0 | 10.5 |  |  |  |  | R-454B | 4.0417 | Residential & Commercial | USHP | Ducted CEE Tier 1
215676941 | Central HP <5.4 tons | KENMORE | HRCU-A-CB (Split System: Heat Pump with Remote Outdoor Unit-Air-Source) | (C,H,T)5H0V48*K*AAA* |  |  | EVD5X61M24A*+WALLCON | *97CMN1202422B* | 48500 | 19.5 | 9.5 | 50000 | 36800 | 73.6% | 2.12 | 0 | 10.5 |  |  |  |  | R-454B | 4.0417 | Residential & Commercial | USHP | Ducted CEE Tier 1
211227650 | Central HP <5.4 tons | BRYANT HEATING AND COOLING SYSTEMS | HRCU-A-CB (Split System: Heat Pump with Remote Outdoor Unit-Air-Source) | 38MURAQ36AB3* |  |  | CAP**4221AL* | 935SA60100E21*** | 35800 | 16 | 8.1 | 38500 | 35000 | 90.91% | 1.9 | 0 | 10 |  |  |  |  | R-410A | 2.9833 | Residential & Commercial | USHP | Ducted CEE Tier 1
210106962 | Central HP <5.4 tons | RUSSELL | HRCU-A-CB (Split System: Heat Pump with Remote Outdoor Unit-Air-Source) | SP18AZ48AJVC |  |  | TCFZ6021SEAAM | S962V0705A21M4S | 44000 | 18 | 8.1 | 43500 | 45000 | 103.4% | 2 | 0 | 10 |  |  |  |  | R-410A | 3.6667 | Residential & Commercial | USHP | Ducted CEE Tier 1
215682201 | Central HP <5.4 tons | KENMORE | HRCU-A-CB (Split System: Heat Pump with Remote Outdoor Unit-Air-Source) | (C,H,T)5H0V48*K*AAA* |  |  | EVD5X48M24A*+WALLCON | *80CSU1002120B* | 47000 | 18 | 9 | 50000 | 36400 | 72.8% | 2 | 0 | 9.5 |  |  |  |  | R-454B | 3.9167 | Residential & Commercial | USHP
215682251 | Central HP <5.4 tons | KENMORE | HRCU-A-CB (Split System: Heat Pump with Remote Outdoor Unit-Air-Source) | (C,H,T)5H0V48*K*AAA* |  |  | EVD5X49M24A*+WALLCON | *80CSU0802120B* | 48000 | 19 | 9 | 50000 | 36200 | 72.4% | 2.12 | 0 | 10 |  |  |  |  | R-454B | 4 | Residential & Commercial | USHP | Ducted CEE Tier 1
215681751 | Central HP <5.4 tons | KENMORE | HRCU-A-CB (Split System: Heat Pump with Remote Outdoor Unit-Air-Source) | (C,H,T)5H0V48*K*AAA* |  |  | ESH5X60M12A*+WALLCON | *97CTN1202422A* | 45500 | 16.5 | 8.5 | 48000 | 33800 | 70.42% | 2.08 | 0 | 9.5 |  |  |  |  | R-454B | 3.7917 | Residential & Commercial | USHP
215681831 | Central HP <5.4 tons | KENMORE | HRCU-A-CB (Split System: Heat Pump with Remote Outdoor Unit-Air-Source) | (C,H,T)5H0V48*K*AAA* |  |  | EVM5X49M21A*+WALLCON | *80CSU0401712B* | 48000 | 18.5 | 9 | 50000 | 36600 | 73.2% | 2 | 0 | 10 |  |  |  |  | R-454B | 4 | Residential & Commercial | USHP | Ducted CEE Tier 1
216733331 | Central HP <5.4 tons | KEEPRITE | HRCU-A-CB (Split System: Heat Pump with Remote Outdoor Unit-Air-Source) | D5CUHAH24AAK |  |  | EA*5X25M17A* | *80VTL0701716B* | 23000 | 16.5 | 8.5 | 20600 | 18400 | 89.32% | 1.96 | 0 | 11 |  |  |  |  | R-454B | 1.9167 | Residential & Commercial | USHP | Ducted CEE Tier 1
211227619 | Central HP <5.4 tons | BRYANT HEATING AND COOLING SYSTEMS | HRCU-A-CB (Split System: Heat Pump with Remote Outdoor Unit-Air-Source) | 38MURAQ36AB3* |  |  | CAP**4221AL* | 926SA60100V21*** | 35600 | 16 | 8.1 | 38500 | 35000 | 90.91% | 1.88 | 0 | 10 |  |  |  |  | R-410A | 2.9667 | Residential & Commercial | USHP | Ducted CEE Tier 1
211227628 | Central HP <5.4 tons | BRYANT HEATING AND COOLING SYSTEMS | HRCU-A-CB (Split System: Heat Pump with Remote Outdoor Unit-Air-Source) | 38MURAQ36AB3* |  |  | CAP**4221AL* | 935SA48060E17*** | 35200 | 16 | 8.1 | 38500 | 35000 | 90.91% | 1.88 | 0 | 9.5 |  |  |  |  | R-410A | 2.9333 | Residential & Commercial | USHP
211227728 | Central HP <5.4 tons | BRYANT HEATING AND COOLING SYSTEMS | HRCU-A-CB (Split System: Heat Pump with Remote Outdoor Unit-Air-Source) | 38MURAQ36AB3* |  |  | CAP**4221AL* | OVMAAB036098 | 35000 | 15.2 | 8.1 | 38500 | 35200 | 91.43% | 1.86 | 0 | 9.5 |  |  |  |  | R-410A | 2.9167 | Residential & Commercial | USHP
211227867 | Central HP <5.4 tons | BRYANT HEATING AND COOLING SYSTEMS | HRCU-A-CB (Split System: Heat Pump with Remote Outdoor Unit-Air-Source) | 38MURAQ36AB3* |  |  | CAP**4224AL* | 82*SA60090V21*** | 35000 | 16 | 8.1 | 38500 | 35000 | 90.91% | 1.86 | 0 | 9.5 |  |  |  |  | R-410A | 2.9167 | Residential & Commercial | USHP
211227978 | Central HP <5.4 tons | BRYANT HEATING AND COOLING SYSTEMS | HRCU-A-CB (Split System: Heat Pump with Remote Outdoor Unit-Air-Source) | 38MURAQ36AB3* |  |  | CAP**4224AL* | 912SD66100E21*** | 36800 | 15.2 | 8.5 | 40000 | 35200 | 88% | 1.94 | 0 | 10 |  |  |  |  | R-410A | 3.0667 | Residential & Commercial | USHP | Ducted CEE Tier 1
211228051 | Central HP <5.4 tons | BRYANT HEATING AND COOLING SYSTEMS | HRCU-A-CB (Split System: Heat Pump with Remote Outdoor Unit-Air-Source) | 38MURAQ36AB3* |  |  | CAP**4224AL* | 926SA60080V21*** | 35600 | 16 | 8.1 | 38500 | 35000 | 90.91% | 1.9 | 0 | 10 |  |  |  |  | R-410A | 2.9667 | Residential & Commercial | USHP | Ducted CEE Tier 1
214573766 | Central HP <5.4 tons | KENMORE | HRCU-A-CB (Split System: Heat Pump with Remote Outdoor Unit-Air-Source) | (C,H,T)VH837GKA2* |  |  | EA*4X42L21A*+WALLCON | *97CMN0602120B* | 31600 | 17 | 8.1 | 33200 | 24800 | 74.7% | 1.88 | 0 | 10.5 |  |  |  |  | R-410A | 2.6333 | Residential & Commercial | USHP | Ducted CEE Tier 1
214573616 | Central HP <5.4 tons | KENMORE | HRCU-A-CB (Split System: Heat Pump with Remote Outdoor Unit-Air-Source) | (C,H,T)VH837GKA2* |  |  | EA*4X36L21A*+WALLCON | *80CTL0702120B* | 31400 | 17 | 8.1 | 33000 | 24200 | 73.33% | 1.86 | 0 | 11 |  |  |  |  | R-410A | 2.6167 | Residential & Commercial | USHP | Ducted CEE Tier 1
215935181 | Central HP <5.4 tons | KEEPRITE | HRCU-A-CB (Split System: Heat Pump with Remote Outdoor Unit-Air-Source) | C5H3V36*K*AAA* |  |  | EVM5X60M21A*+WALLCON | *80CTL0451712B* | 35200 | 21 | 8.5 | 39000 | 29400 | 75.38% | 2 | 0 | 11.7 |  |  |  |  | R-454B | 2.9333 | Residential & Commercial | USHP | Ducted CEE Tier 1
215933661 | Central HP <5.4 tons | KEEPRITE | HRCU-A-CB (Split System: Heat Pump with Remote Outdoor Unit-Air-Source) | C5H3V36*K*AAA* |  |  | ESH5X48M12A*+WALLCON | *97CMN0801714B* | 33400 | 19 | 9 | 35200 | 27000 | 76.7% | 1.92 | 0 | 11 |  |  |  |  | R-454B | 2.7833 | Residential & Commercial | USHP | Ducted CEE Tier 1
215677051 | Central HP <5.4 tons | KENMORE | HRCU-A-CB (Split System: Heat Pump with Remote Outdoor Unit-Air-Source) | (C,H,T)5H0V60*K*AAA* |  |  | EVM5X60M21A*+WALLCON | *97CMN0602120B* | 55500 | 17.5 | 8.5 | 65000 | 46000 | 70.77% | 1.94 | 0 | 8.5 |  |  |  |  | R-454B | 4.625 | Residential & Commercial | USHP
215677001 | Central HP <5.4 tons | KENMORE | HRCU-A-CB (Split System: Heat Pump with Remote Outdoor Unit-Air-Source) | (C,H,T)5H0V60*K*AAA* |  |  | EVM5X60M21A*+WALLCON | *80CTL0702120B* | 56500 | 18 | 9 | 64000 | 45000 | 70.31% | 2.06 | 0 | 9 |  |  |  |  | R-454B | 4.7083 | Residential & Commercial | USHP
211229387 | Central HP <5.4 tons | BRYANT HEATING AND COOLING SYSTEMS | HRCU-A-CB (Split System: Heat Pump with Remote Outdoor Unit-Air-Source) | 38MURAQ36AB3* |  |  | CAP**4824AL* | 83*SA60100E21*** | 36000 | 16 | 8.5 | 38500 | 34600 | 89.87% | 2.06 | 0 | 10 |  |  |  |  | R-410A | 3 | Residential & Commercial | USHP | Ducted CEE Tier 1
211229502 | Central HP <5.4 tons | BRYANT HEATING AND COOLING SYSTEMS | HRCU-A-CB (Split System: Heat Pump with Remote Outdoor Unit-Air-Source) | 38MURAQ36AB3* |  |  | CAP**4824AL* | 915SB66100E21*** | 37400 | 15.5 | 8.5 | 38500 | 35000 | 90.91% | 2.14 | 0 | 10 |  |  |  |  | R-410A | 3.1167 | Residential & Commercial | USHP | Ducted CEE Tier 1
210106975 | Central HP <5.4 tons | RUSSELL | HRCU-A-CB (Split System: Heat Pump with Remote Outdoor Unit-Air-Source) | SP18AZ48AJVC |  |  | TCFZ6021SEAAM | S97MV1005A21DHS | 44500 | 19 | 8.1 | 43500 | 45000 | 103.4% | 2 | 0 | 10 |  |  |  |  | R-410A | 3.7083 | Residential & Commercial | USHP | Ducted CEE Tier 1
215682271 | Central HP <5.4 tons | KENMORE | HRCU-A-CB (Split System: Heat Pump with Remote Outdoor Unit-Air-Source) | (C,H,T)5H0V48*K*AAA* |  |  | EVD5X49M24A*+WALLCON | *97CTN0802120A* | 48000 | 19 | 9 | 50000 | 36600 | 73.2% | 2 | 0 | 10 |  |  |  |  | R-454B | 4 | Residential & Commercial | USHP | Ducted CEE Tier 1
213412065 | Central HP <5.4 tons | ICONIC AIR SOLUTION | HRCU-A-CB (Split System: Heat Pump with Remote Outdoor Unit-Air-Source) | ICLO24AK |  |  | IFLA24IK | 0 | 24000 | 17 | 9.2 | 26000 | 19400 | 74.62% | 2.1 | 11.3 | 10.5 |  |  |  |  | R-410A | 2 | Residential & Commercial | USHP | Ducted CEE Tier 1
215681631 | Central HP <5.4 tons | KENMORE | HRCU-A-CB (Split System: Heat Pump with Remote Outdoor Unit-Air-Source) | (C,H,T)5H0V48*K*AAA* |  |  | ESH5X48M12A*+WALLCON | *97CTN0801716A* | 44500 | 16 | 8.5 | 49500 | 34800 | 70.3% | 1.92 | 0 | 9 |  |  |  |  | R-454B | 3.7083 | Residential & Commercial | USHP
215681681 | Central HP <5.4 tons | KENMORE | HRCU-A-CB (Split System: Heat Pump with Remote Outdoor Unit-Air-Source) | (C,H,T)5H0V48*K*AAA* |  |  | ESH5X60M12A*+WALLCON | *80CSU0401712B* | 45500 | 16.5 | 8.5 | 48000 | 33800 | 70.42% | 2.08 | 0 | 9.5 |  |  |  |  | R-454B | 3.7917 | Residential & Commercial | USHP
215681381 | Central HP <5.4 tons | KENMORE | HRCU-A-CB (Split System: Heat Pump with Remote Outdoor Unit-Air-Source) | (C,H,T)5H0V48*K*AAA* |  |  | EA*5X60M24A*+WALLCON | *96CTN0802120B* | 45000 | 18 | 9 | 47500 | 33600 | 70.74% | 2.06 | 0 | 10 |  |  |  |  | R-454B | 3.75 | Residential & Commercial | USHP | Ducted CEE Tier 1
215569752 | Central HP <5.4 tons | Viessmann | HRCU-A-CB (Split System: Heat Pump with Remote Outdoor Unit-Air-Source) | DLCURAH24AAK |  |  | DLFUAAH24XAK | 0 | 24000 | 17 | 9.2 | 26000 | 19400 | 74.62% | 2.1 | 11.3 | 10.5 |  |  |  |  | R-410A | 2 | Residential & Commercial | USHP | Ducted CEE Tier 1
215934062 | Central HP <5.4 tons | KENMORE | HRCU-A-CB (Split System: Heat Pump with Remote Outdoor Unit-Air-Source) | (C,H,T)5H3V48*K*AAA* |  |  | EA*5X48M21A*+WALLCON | *97CMN0801714B* | 42500 | 20 | 9.5 | 48500 | 36400 | 75.05% | 2 | 0 | 10.5 |  |  |  |  | R-454B | 3.5417 | Residential & Commercial | USHP | Ducted CEE Tier 1
215934012 | Central HP <5.4 tons | KENMORE | HRCU-A-CB (Split System: Heat Pump with Remote Outdoor Unit-Air-Source) | (C,H,T)5H3V48*K*AAA* |  |  | EA*5X48M21A*+WALLCON | *80CTL0902120B* | 44000 | 21 | 9.5 | 48000 | 36200 | 75.42% | 1.92 | 0 | 11 |  |  |  |  | R-454B | 3.6667 | Residential & Commercial | USHP | Ducted CEE Tier 1
216682612 | Central HP <5.4 tons | KEEPRITE | HRCU-A-CB (Split System: Heat Pump with Remote Outdoor Unit-Air-Source) | DLCURAH36ABK |  |  | EHD4X36AAL | *97VTN1002122A* | 35600 | 16 | 8.5 | 38500 | 34400 | 89.35% | 1.78 | 0 | 10 |  |  |  |  | R-410A | 2.9667 | Residential & Commercial | USHP | Ducted CEE Tier 1
213782032 | Central HP <5.4 tons | KEEPRITE | HRCU-A-CB (Split System: Heat Pump with Remote Outdoor Unit-Air-Source) | CVH837GKA2* |  |  | EHD4X42AAL+WALLCON | *96CTN1002122B* | 32600 | 16.5 | 8.1 | 33000 | 24600 | 74.55% | 1.94 | 0 | 11 |  |  |  |  | R-410A | 2.7167 | Residential & Commercial | USHP | Ducted CEE Tier 1
213781512 | Central HP <5.4 tons | KEEPRITE | HRCU-A-CB (Split System: Heat Pump with Remote Outdoor Unit-Air-Source) | CVH837GKA2* |  |  | EA*4X60L24A*+WALLCON | *97CMN1202422B* | 32800 | 17.5 | 8.1 | 31600 | 24600 | 77.85% | 1.98 | 0 | 11.5 |  |  |  |  | R-410A | 2.7333 | Residential & Commercial | USHP | Ducted CEE Tier 1
215682501 | Central HP <5.4 tons | KENMORE | HRCU-A-CB (Split System: Heat Pump with Remote Outdoor Unit-Air-Source) | (C,H,T)5H0V48*K*AAA* |  |  | EVD5X61M21A*+WALLCON | *97CTN0802120A* | 48500 | 19 | 9 | 50000 | 36800 | 73.6% | 2 | 0 | 10.5 |  |  |  |  | R-454B | 4.0417 | Residential & Commercial | USHP | Ducted CEE Tier 1
215682601 | Central HP <5.4 tons | KENMORE | HRCU-A-CB (Split System: Heat Pump with Remote Outdoor Unit-Air-Source) | (C,H,T)5H0V60*K*AAA* |  |  | EA*5X60M24A*+WALLCON | *80CSU1002120B* | 55000 | 18 | 8.5 | 59000 | 41500 | 70.34% | 2.02 | 0 | 9 |  |  |  |  | R-454B | 4.5833 | Residential & Commercial | USHP
215678171 | Central HP <5.4 tons | KENMORE | HRCU-A-CB (Split System: Heat Pump with Remote Outdoor Unit-Air-Source) | (C,H,T)5H0V60*K*AAA* |  |  | ESH5X60M12A*+WALLCON | *96CTN1002122B* | 55500 | 17 | 8.5 | 60000 | 42000 | 70% | 1.9 | 0 | 8.5 |  |  |  |  | R-454B | 4.625 | Residential & Commercial | USHP
215678221 | Central HP <5.4 tons | KENMORE | HRCU-A-CB (Split System: Heat Pump with Remote Outdoor Unit-Air-Source) | (C,H,T)5H0V24*K*AAA* |  |  | EA*5X24M17A*+WALLCON | *97CTN0801716A* | 22800 | 16.5 | 9 | 24000 | 16900 | 70.42% | 1.94 | 0 | 10 |  |  |  |  | R-454B | 1.9 | Residential & Commercial | USHP | Ducted CEE Tier 1
216737919 | Central HP <5.4 tons | KEEPRITE | HRCU-A-CB (Split System: Heat Pump with Remote Outdoor Unit-Air-Source) | D5CUHAH24AAK |  |  | ESH5X30M12A* | *97VTN0802120A* | 22600 | 15.5 | 8.1 | 21000 | 18900 | 90% | 1.85 | 0 | 10.5 |  |  |  |  | R-454B | 1.8833 | Residential & Commercial | USHP | Ducted CEE Tier 1
206790284 | Central HP <5.4 tons | BRYANT HEATING AND COOLING SYSTEMS | HRCU-A-CB (Split System: Heat Pump with Remote Outdoor Unit-Air-Source) | 284ANV036*0**B* |  |  | CAP**4221AL*+UI | 987MB42080C17*** | 32800 | 19 | 9 | 35800 | 26800 | 74.86% | 1.96 | 12 | 11 |  |  |  |  | R-410A | 2.7333 | Residential & Commercial | USHP | Ducted CEE Tier 1
206790307 | Central HP <5.4 tons | BRYANT HEATING AND COOLING SYSTEMS | HRCU-A-CB (Split System: Heat Pump with Remote Outdoor Unit-Air-Source) | 284ANV036*0**B* |  |  | CAP**4321AL*+UI | 986TC42080C17*** | 34200 | 19 | 9.5 | 35200 | 25800 | 73.3% | 2.02 | 12 | 11.7 |  |  |  |  | R-410A | 2.85 | Residential & Commercial | USHP | Ducted CEE Tier 1
215682071 | Central HP <5.4 tons | KENMORE | HRCU-A-CB (Split System: Heat Pump with Remote Outdoor Unit-Air-Source) | (C,H,T)5H0V48*K*AAA* |  |  | EVM5X61M24A*+WALLCON | *97CTN0802120A* | 48500 | 19 | 9.5 | 50000 | 36800 | 73.6% | 2.1 | 0 | 10.5 |  |  |  |  | R-454B | 4.0417 | Residential & Commercial | USHP | Ducted CEE Tier 1
215682121 | Central HP <5.4 tons | KENMORE | HRCU-A-CB (Split System: Heat Pump with Remote Outdoor Unit-Air-Source) | (C,H,T)5H0V48*K*AAA* |  |  | EVD5X48M21A*+WALLCON | *80CSU0601716B* | 47000 | 18 | 9 | 50000 | 36400 | 72.8% | 2 | 0 | 9.5 |  |  |  |  | R-454B | 3.9167 | Residential & Commercial | USHP
215681721 | Central HP <5.4 tons | KENMORE | HRCU-A-CB (Split System: Heat Pump with Remote Outdoor Unit-Air-Source) | (C,H,T)5H0V48*K*AAA* |  |  | ESH5X60M12A*+WALLCON | *97CTN0801716A* | 45000 | 16 | 8.5 | 48500 | 34200 | 70.52% | 1.94 | 0 | 9 |  |  |  |  | R-454B | 3.75 | Residential & Commercial | USHP
215681571 | Central HP <5.4 tons | KENMORE | HRCU-A-CB (Split System: Heat Pump with Remote Outdoor Unit-Air-Source) | (C,H,T)5H0V48*K*AAA* |  |  | EA*5X61M24A*+WALLCON | *97CTN1202422A* | 46000 | 18.5 | 9 | 47500 | 33600 | 70.74% | 2.06 | 0 | 10 |  |  |  |  | R-454B | 3.8333 | Residential & Commercial | USHP | Ducted CEE Tier 1
215681601 | Central HP <5.4 tons | KENMORE | HRCU-A-CB (Split System: Heat Pump with Remote Outdoor Unit-Air-Source) | (C,H,T)5H0V48*K*AAA* |  |  | ESH5X48M12A*+WALLCON | *80CSU0601716B* | 45000 | 16 | 8.5 | 49000 | 34400 | 70.2% | 2.04 | 0 | 9 |  |  |  |  | R-454B | 3.75 | Residential & Commercial | USHP
213779793 | Central HP <5.4 tons | KENMORE | HRCU-A-CB (Split System: Heat Pump with Remote Outdoor Unit-Air-Source) | (C,H,T)VH837GKA** |  |  | EA*4X61L24A*+WALLCON | *97CMN1202422B* | 33200 | 17.5 | 8.5 | 32000 | 24800 | 77.5% | 1.98 | 0 | 11.7 |  |  |  |  | R-410A | 2.7667 | Residential & Commercial | USHP | Ducted CEE Tier 1
214280314 | Central HP <5.4 tons | KEEPRITE | HRCU-A-CB (Split System: Heat Pump with Remote Outdoor Unit-Air-Source) | DLCURAH36ABK |  |  | EA*4X48L21A* | *96MSN0601716A* | 35600 | 15.5 | 8.5 | 38000 | 34800 | 91.58% | 2.04 | 0 | 9.5 |  |  |  |  | R-410A | 2.9667 | Residential & Commercial | USHP
214574335 | Central HP <5.4 tons | KEEPRITE | HRCU-A-CB (Split System: Heat Pump with Remote Outdoor Unit-Air-Source) | CVH837GKA2* |  |  | EHD4X48AAL+WALLCON | *80CTL0702120B* | 32600 | 17.5 | 8.5 | 32800 | 25000 | 76.22% | 1.98 | 0 | 11 |  |  |  |  | R-410A | 2.7167 | Residential & Commercial | USHP | Ducted CEE Tier 1
215932322 | Central HP <5.4 tons | KENMORE | HRCU-A-CB (Split System: Heat Pump with Remote Outdoor Unit-Air-Source) | (C,H,T)5H3V36*K*AAA* |  |  | EA*5X42M21A*+WALLCON | *97CMN0802120B* | 32800 | 19.5 | 9.5 | 34800 | 26800 | 77.01% | 2.02 | 0 | 11 |  |  |  |  | R-454B | 2.7333 | Residential & Commercial | USHP | Ducted CEE Tier 1
215932372 | Central HP <5.4 tons | KENMORE | HRCU-A-CB (Split System: Heat Pump with Remote Outdoor Unit-Air-Source) | (C,H,T)5H3V36*K*AAA* |  |  | EA*5X43M21A*+WALLCON | *97CMN0601714B* | 33800 | 19.5 | 9.5 | 34200 | 26200 | 76.61% | 2.06 | 0 | 11 |  |  |  |  | R-454B | 2.8167 | Residential & Commercial | USHP | Ducted CEE Tier 1
211227894 | Central HP <5.4 tons | BRYANT HEATING AND COOLING SYSTEMS | HRCU-A-CB (Split System: Heat Pump with Remote Outdoor Unit-Air-Source) | 38MURAQ36AB3* |  |  | CAP**4224AL* | 83*SA60080E21*** | 37000 | 15.5 | 8.5 | 40000 | 35200 | 88% | 1.96 | 0 | 10 |  |  |  |  | R-410A | 3.0833 | Residential & Commercial | USHP | Ducted CEE Tier 1
211227926 | Central HP <5.4 tons | BRYANT HEATING AND COOLING SYSTEMS | HRCU-A-CB (Split System: Heat Pump with Remote Outdoor Unit-Air-Source) | 38MURAQ36AB3* |  |  | CAP**4224AL* | 82*TA66110V21*** | 36200 | 15.5 | 8.1 | 39500 | 35200 | 89.11% | 1.92 | 0 | 10 |  |  |  |  | R-410A | 3.0167 | Residential & Commercial | USHP | Ducted CEE Tier 1
215682811 | Central HP <5.4 tons | KENMORE | HRCU-A-CB (Split System: Heat Pump with Remote Outdoor Unit-Air-Source) | (C,H,T)5H0V60*K*AAA* |  |  | EVM5X60M21A*+WALLCON | *80CSU0401712B* | 56000 | 18 | 8.5 | 60500 | 43500 | 71.9% | 2.12 | 0 | 9.5 |  |  |  |  | R-454B | 4.6667 | Residential & Commercial | USHP
215678421 | Central HP <5.4 tons | KENMORE | HRCU-A-CB (Split System: Heat Pump with Remote Outdoor Unit-Air-Source) | (C,H,T)5H0V24*K*AAA* |  |  | EA*5X37M21A*+WALLCON | *97CTN0801716A* | 24000 | 17 | 9 | 23400 | 16400 | 70.09% | 2 | 0 | 10.5 |  |  |  |  | R-454B | 2 | Residential & Commercial | USHP | Ducted CEE Tier 1
215682221 | Central HP <5.4 tons | KENMORE | HRCU-A-CB (Split System: Heat Pump with Remote Outdoor Unit-Air-Source) | (C,H,T)5H0V48*K*AAA* |  |  | EVD5X48M24A*+WALLCON | *97CTN1002122A* | 47000 | 19 | 9 | 50000 | 36400 | 72.8% | 1.98 | 0 | 10 |  |  |  |  | R-454B | 3.9167 | Residential & Commercial | USHP | Ducted CEE Tier 1
215681971 | Central HP <5.4 tons | KENMORE | HRCU-A-CB (Split System: Heat Pump with Remote Outdoor Unit-Air-Source) | (C,H,T)5H0V48*K*AAA* |  |  | EVM5X60M21A*+WALLCON | *97CTN1002122A* | 48000 | 19 | 9 | 50000 | 36800 | 73.6% | 2 | 0 | 10.5 |  |  |  |  | R-454B | 4 | Residential & Commercial | USHP | Ducted CEE Tier 1
215682361 | Central HP <5.4 tons | KENMORE | HRCU-A-CB (Split System: Heat Pump with Remote Outdoor Unit-Air-Source) | (C,H,T)5H0V48*K*AAA* |  |  | EVD5X60M21A*+WALLCON | *97CTN0802120A* | 48000 | 19 | 9 | 50000 | 36800 | 73.6% | 2 | 0 | 10 |  |  |  |  | R-454B | 4 | Residential & Commercial | USHP | Ducted CEE Tier 1
215682441 | Central HP <5.4 tons | KENMORE | HRCU-A-CB (Split System: Heat Pump with Remote Outdoor Unit-Air-Source) | (C,H,T)5H0V48*K*AAA* |  |  | EVD5X61M21A*+WALLCON | *96CTN0802120B* | 48500 | 19 | 9 | 50000 | 36800 | 73.6% | 2 | 0 | 10.5 |  |  |  |  | R-454B | 4.0417 | Residential & Commercial | USHP | Ducted CEE Tier 1
215682491 | Central HP <5.4 tons | KENMORE | HRCU-A-CB (Split System: Heat Pump with Remote Outdoor Unit-Air-Source) | (C,H,T)5H0V48*K*AAA* |  |  | EVD5X61M21A*+WALLCON | *97CTN0801716A* | 48000 | 18.5 | 9 | 50000 | 37400 | 74.8% | 2 | 0 | 10 |  |  |  |  | R-454B | 4 | Residential & Commercial | USHP | Ducted CEE Tier 1
212382932 | Central HP <5.4 tons | BRYANT HEATING AND COOLING SYSTEMS | HRCU-A-CB (Split System: Heat Pump with Remote Outdoor Unit-Air-Source) | 38MURAQ36AB3* |  |  | CAP**3617AL* | 82*TA48090V17*** | 35200 | 15.5 | 8.1 | 39000 | 35200 | 90.26% | 1.82 | 0 | 9.5 |  |  |  |  | R-410A | 2.9333 | Residential & Commercial | USHP
215938321 | Central HP <5.4 tons | KEEPRITE | HRCU-A-CB (Split System: Heat Pump with Remote Outdoor Unit-Air-Source) | C5H3V48*K*AAA* |  |  | EVD5X60M24A*+WALLCON | *80CTL1352422B* | 45500 | 21 | 8.1 | 52500 | 38000 | 72.38% | 1.95 | 0 | 11.5 |  |  |  |  | R-454B | 3.7917 | Residential & Commercial | USHP | Ducted CEE Tier 1
215678341 | Central HP <5.4 tons | KENMORE | HRCU-A-CB (Split System: Heat Pump with Remote Outdoor Unit-Air-Source) | (C,H,T)5H0V24*K*AAA* |  |  | EA*5X36M17A*+WALLCON | *97CTN0801716A* | 23000 | 17 | 9 | 23800 | 16700 | 70.17% | 1.98 | 0 | 10 |  |  |  |  | R-454B | 1.9167 | Residential & Commercial | USHP | Ducted CEE Tier 1
214574035 | Central HP <5.4 tons | KEEPRITE | HRCU-A-CB (Split System: Heat Pump with Remote Outdoor Unit-Air-Source) | CVH837GKA2* |  |  | EA*4X60L24A*+WALLCON | *80CTL0702120B* | 32800 | 17.5 | 8.5 | 31600 | 24800 | 78.48% | 1.98 | 0 | 11.5 |  |  |  |  | R-410A | 2.7333 | Residential & Commercial | USHP | Ducted CEE Tier 1
214574085 | Central HP <5.4 tons | KEEPRITE | HRCU-A-CB (Split System: Heat Pump with Remote Outdoor Unit-Air-Source) | CVH837GKA2* |  |  | EA*4X60L24A*+WALLCON | *96CTN0802120B* | 32800 | 18 | 8.5 | 31600 | 24600 | 77.85% | 2 | 0 | 11.5 |  |  |  |  | R-410A | 2.7333 | Residential & Commercial | USHP | Ducted CEE Tier 1
216733820 | Central HP <5.4 tons | KEEPRITE | HRCU-A-CB (Split System: Heat Pump with Remote Outdoor Unit-Air-Source) | D5CUHAH24AAK |  |  | EA*5X30M17A* | *80CSU0601716A* | 22800 | 17 | 8.5 | 21200 | 19000 | 89.62% | 1.94 | 0 | 10.5 |  |  |  |  | R-454B | 1.9 | Residential & Commercial | USHP | Ducted CEE Tier 1
215931972 | Central HP <5.4 tons | KENMORE | HRCU-A-CB (Split System: Heat Pump with Remote Outdoor Unit-Air-Source) | (C,H,T)5H3V36*K*AAA* |  |  | EA*5X25M17A*+WALLCON | *97CMN0601714B* | 33400 | 19 | 9.5 | 34400 | 26200 | 76.16% | 2.04 | 0 | 10.5 |  |  |  |  | R-454B | 2.7833 | Residential & Commercial | USHP | Ducted CEE Tier 1
215942618 | Central HP <5.4 tons | KENMORE | HRCU-A-CB (Split System: Heat Pump with Remote Outdoor Unit-Air-Source) | (C,H,T)5H3V36*K*AAA* |  |  | EVM5X61M24A*+WALLCON | *97CTN0802120A* | 36000 | 22 | 8.5 | 37400 | 28200 | 75.4% | 2.04 | 0 | 12.5 |  |  |  |  | R-454B | 3 | Residential & Commercial | USHP | Ducted CEE Tier 1
206790448 | Central HP <5.4 tons | BRYANT HEATING AND COOLING SYSTEMS | HRCU-A-CB (Split System: Heat Pump with Remote Outdoor Unit-Air-Source) | 284ANV036*0**B* |  |  | CSPH*4212AL*+UI | 986TC42060C17*** | 33600 | 18 | 9 | 35400 | 26200 | 74.01% | 2 | 12 | 11 |  |  |  |  | R-410A | 2.8 | Residential & Commercial | USHP | Ducted CEE Tier 1
206790466 | Central HP <5.4 tons | BRYANT HEATING AND COOLING SYSTEMS | HRCU-A-CB (Split System: Heat Pump with Remote Outdoor Unit-Air-Source) | 284ANV036*0**B* |  |  | CSPH*4812AL*+UI | 986TC66120C24*** | 34200 | 19 | 9 | 35000 | 25800 | 73.71% | 2.04 | 12.5 | 12 |  |  |  |  | R-410A | 2.85 | Residential & Commercial | USHP | Ducted CEE Tier 1
206790482 | Central HP <5.4 tons | BRYANT HEATING AND COOLING SYSTEMS | HRCU-A-CB (Split System: Heat Pump with Remote Outdoor Unit-Air-Source) | 284ANV036*0**B* |  |  | CSPH*6012AL*+UI | 986TC66120C24*** | 34600 | 19 | 9 | 34600 | 25200 | 72.83% | 2.04 | 13 | 12 |  |  |  |  | R-410A | 2.8833 | Residential & Commercial | USHP | Ducted CEE Tier 1
215677881 | Central HP <5.4 tons | KENMORE | HRCU-A-CB (Split System: Heat Pump with Remote Outdoor Unit-Air-Source) | (C,H,T)5H0V60*K*AAA* |  |  | EA*5X60M24A*+WALLCON | *96CTN1202422B* | 55000 | 18.5 | 9 | 59000 | 41500 | 70.34% | 2.02 | 0 | 9 |  |  |  |  | R-454B | 4.5833 | Residential & Commercial | USHP
215677831 | Central HP <5.4 tons | KENMORE | HRCU-A-CB (Split System: Heat Pump with Remote Outdoor Unit-Air-Source) | (C,H,T)5H0V60*K*AAA* |  |  | EA*5X60M24A*+WALLCON | *97CMN0602120B* | 54000 | 17.5 | 8.5 | 60500 | 42500 | 70.25% | 1.86 | 0 | 8 |  |  |  |  | R-454B | 4.5 | Residential & Commercial | USHP
215677011 | Central HP <5.4 tons | KENMORE | HRCU-A-CB (Split System: Heat Pump with Remote Outdoor Unit-Air-Source) | (C,H,T)5H0V60*K*AAA* |  |  | EVM5X60M21A*+WALLCON | *80CTL0902120B* | 57000 | 18.5 | 9 | 63500 | 44500 | 70.08% | 2.08 | 0 | 9.5 |  |  |  |  | R-454B | 4.75 | Residential & Commercial | USHP
211227967 | Central HP <5.4 tons | BRYANT HEATING AND COOLING SYSTEMS | HRCU-A-CB (Split System: Heat Pump with Remote Outdoor Unit-Air-Source) | 38MURAQ36AB3* |  |  | CAP**4224AL* | 912SD60100E21*** | 35200 | 16.5 | 8.1 | 38500 | 35000 | 90.91% | 1.88 | 0 | 10 |  |  |  |  | R-410A | 2.9333 | Residential & Commercial | USHP | Ducted CEE Tier 1
211227987 | Central HP <5.4 tons | BRYANT HEATING AND COOLING SYSTEMS | HRCU-A-CB (Split System: Heat Pump with Remote Outdoor Unit-Air-Source) | 38MURAQ36AB3* |  |  | CAP**4224AL* | 912SD60120E24*** | 35800 | 16 | 8.1 | 38500 | 35000 | 90.91% | 1.9 | 0 | 10 |  |  |  |  | R-410A | 2.9833 | Residential & Commercial | USHP | Ducted CEE Tier 1
215681341 | Central HP <5.4 tons | KENMORE | HRCU-A-CB (Split System: Heat Pump with Remote Outdoor Unit-Air-Source) | (C,H,T)5H0V48*K*AAA* |  |  | EA*5X48M21A*+WALLCON | *80CSU1002120B* | 44000 | 17 | 9 | 48500 | 34000 | 70.1% | 2.04 | 0 | 9.5 |  |  |  |  | R-454B | 3.6667 | Residential & Commercial | USHP
215681391 | Central HP <5.4 tons | KENMORE | HRCU-A-CB (Split System: Heat Pump with Remote Outdoor Unit-Air-Source) | (C,H,T)5H0V48*K*AAA* |  |  | EA*5X60M24A*+WALLCON | *80CSU0802120B* | 45500 | 18 | 9 | 47000 | 33400 | 71.06% | 2.06 | 0 | 9.5 |  |  |  |  | R-454B | 3.7917 | Residential & Commercial | USHP
215679651 | Central HP <5.4 tons | KENMORE | HRCU-A-CB (Split System: Heat Pump with Remote Outdoor Unit-Air-Source) | (C,H,T)5H0V36*K*AAA* |  |  | EA*5X61M21A*+WALLCON | *97CTN0802120A* | 34800 | 18 | 9 | 34400 | 24800 | 72.09% | 1.92 | 0 | 10.5 |  |  |  |  | R-454B | 2.9 | Residential & Commercial | USHP | Ducted CEE Tier 1
215679751 | Central HP <5.4 tons | KENMORE | HRCU-A-CB (Split System: Heat Pump with Remote Outdoor Unit-Air-Source) | (C,H,T)5H0V36*K*AAA* |  |  | ESH5X36M12A*+WALLCON | *97CTN0801716A* | 33400 | 16 | 8.5 | 36000 | 25600 | 71.11% | 1.76 | 0 | 9 |  |  |  |  | R-454B | 2.7833 | Residential & Commercial | USHP
215679871 | Central HP <5.4 tons | KENMORE | HRCU-A-CB (Split System: Heat Pump with Remote Outdoor Unit-Air-Source) | (C,H,T)5H0V36*K*AAA* |  |  | ESH5X48M12A*+WALLCON | *96CTN0802120B* | 34200 | 16 | 8.5 | 35400 | 25200 | 71.19% | 1.88 | 0 | 9.5 |  |  |  |  | R-454B | 2.85 | Residential & Commercial | USHP
213773222 | Central HP <5.4 tons | KEEPRITE | HRCU-A-CB (Split System: Heat Pump with Remote Outdoor Unit-Air-Source) | CVH825GKA3* |  |  | EA*4X37L17A*+WALLCON | *97CMN0801714B* | 24200 | 16 | 8.1 | 21400 | 16700 | 78.04% | 1.98 | 0 | 10.5 |  |  |  |  | R-410A | 2.0167 | Residential & Commercial | USHP | Ducted CEE Tier 1
213773372 | Central HP <5.4 tons | KEEPRITE | HRCU-A-CB (Split System: Heat Pump with Remote Outdoor Unit-Air-Source) | CVH825GKA3* |  |  | EA*4X37L21A*+WALLCON | *96CTN1002122B* | 24400 | 16.5 | 8.5 | 21200 | 16600 | 78.3% | 2.02 | 0 | 11 |  |  |  |  | R-410A | 2.0333 | Residential & Commercial | USHP | Ducted CEE Tier 1
215682290 | Central HP <5.4 tons | KEEPRITE | HRCU-A-CB (Split System: Heat Pump with Remote Outdoor Unit-Air-Source) | C5H0V48*K*AAA* |  |  | EVD5X49M24A*+WALLCON | *97CTN1202422A* | 48000 | 19 | 9 | 50000 | 36600 | 73.2% | 2 | 0 | 10.5 |  |  |  |  | R-454B | 4 | Residential & Commercial | USHP | Ducted CEE Tier 1
215681920 | Central HP <5.4 tons | KEEPRITE | HRCU-A-CB (Split System: Heat Pump with Remote Outdoor Unit-Air-Source) | C5H0V48*K*AAA* |  |  | EVM5X60M21A*+WALLCON | *80CSU0601716B* | 48000 | 18.5 | 9 | 50000 | 36800 | 73.6% | 2 | 0 | 10 |  |  |  |  | R-454B | 4 | Residential & Commercial | USHP | Ducted CEE Tier 1
214573715 | Central HP <5.4 tons | KEEPRITE | HRCU-A-CB (Split System: Heat Pump with Remote Outdoor Unit-Air-Source) | CVH837GKA2* |  |  | EA*4X37L21A*+WALLCON | *97CMN0802120B* | 32800 | 17.5 | 8.5 | 32800 | 25200 | 76.83% | 2 | 0 | 11.5 |  |  |  |  | R-410A | 2.7333 | Residential & Commercial | USHP | Ducted CEE Tier 1
215678361 | Central HP <5.4 tons | KENMORE | HRCU-A-CB (Split System: Heat Pump with Remote Outdoor Unit-Air-Source) | (C,H,T)5H0V24*K*AAA* |  |  | EA*5X37M17A*+WALLCON | *80CSU0601716B* | 23800 | 17 | 9 | 23400 | 16400 | 70.09% | 2 | 0 | 10 |  |  |  |  | R-454B | 1.9833 | Residential & Commercial | USHP | Ducted CEE Tier 1
215677841 | Central HP <5.4 tons | KENMORE | HRCU-A-CB (Split System: Heat Pump with Remote Outdoor Unit-Air-Source) | (C,H,T)5H0V60*K*AAA* |  |  | EA*5X60M24A*+WALLCON | *97CMN0802120B* | 54500 | 18 | 8.5 | 59500 | 42000 | 70.59% | 1.9 | 0 | 8.5 |  |  |  |  | R-454B | 4.5417 | Residential & Commercial | USHP
215677891 | Central HP <5.4 tons | KENMORE | HRCU-A-CB (Split System: Heat Pump with Remote Outdoor Unit-Air-Source) | (C,H,T)5H0V60*K*AAA* |  |  | EA*5X61M21A*+WALLCON | *80CTL0701716B* | 54500 | 18 | 8.5 | 58500 | 41500 | 70.94% | 1.92 | 0 | 9 |  |  |  |  | R-454B | 4.5417 | Residential & Commercial | USHP
215678011 | Central HP <5.4 tons | KENMORE | HRCU-A-CB (Split System: Heat Pump with Remote Outdoor Unit-Air-Source) | (C,H,T)5H0V60*K*AAA* |  |  | EA*5X61M24A*+WALLCON | *97CMN1202422B* | 56000 | 18.5 | 9 | 60000 | 42000 | 70% | 2 | 0 | 9 |  |  |  |  | R-454B | 4.6667 | Residential & Commercial | USHP
211240801 | Central HP <5.4 tons | BRYANT HEATING AND COOLING SYSTEMS | HRCU-A-CB (Split System: Heat Pump with Remote Outdoor Unit-Air-Source) | 38MURAQ24AB3* |  |  | CAP**2517AL* | 82*SA36045V14*** | 25000 | 16.5 | 8.5 | 25800 | 21000 | 81.4% | 1.76 | 0 | 10.5 |  |  |  |  | R-410A | 2.0833 | Residential & Commercial | USHP | Ducted CEE Tier 1
215677451 | Central HP <5.4 tons | KENMORE | HRCU-A-CB (Split System: Heat Pump with Remote Outdoor Unit-Air-Source) | (C,H,T)5H0V60*K*AAA* |  |  | EVD5X60M24A*+WALLCON | *80CTL0702120B* | 56000 | 18 | 9 | 63500 | 45000 | 70.87% | 2.06 | 0 | 9 |  |  |  |  | R-454B | 4.6667 | Residential & Commercial | USHP
214648698 | Central HP <5.4 tons | TEXANAIR | HRCU-A-C (Split System: Heat Pump with Remote Outdoor Unit with No Indoor Fan --Air Source) | TEXAN036HHCU2 |  |  | TEXANDF36A1 | 0 | 35000 | 15.2 | 8.5 | 36000 | 30000 | 83.33% | 1.8 | 0 | 10 |  |  |  |  | R-410A | 2.9167 | Residential & Commercial | USHP | Ducted CEE Tier 1
215678271 | Central HP <5.4 tons | KENMORE | HRCU-A-CB (Split System: Heat Pump with Remote Outdoor Unit-Air-Source) | (C,H,T)5H0V24*K*AAA* |  |  | EA*5X30M17A*+WALLCON | *80CSU0401712B* | 23200 | 17 | 8.5 | 23600 | 16600 | 70.34% | 1.98 | 0 | 10 |  |  |  |  | R-454B | 1.9333 | Residential & Commercial | USHP | Ducted CEE Tier 1
216623774 | Central HP <5.4 tons | Kerr | HRCU-A-C (Split System: Heat Pump with Remote Outdoor Unit with No Indoor Fan --Air Source) | A-KXP24TA-1 |  |  | KXP18/24A1A | 0 | 24000 | 16 | 9.5 | 25000 | 21000 | 84% | 1.8 | 0 | 10 |  |  |  |  | R-454B | 2 | Residential & Commercial | USHP | Ducted CEE Tier 1
211226952 | Central HP <5.4 tons | BRYANT HEATING AND COOLING SYSTEMS | HRCU-A-CB (Split System: Heat Pump with Remote Outdoor Unit-Air-Source) | 38MURAQ36AB3* |  |  | CAP**3721AL* | 82*TA48090V17*** | 36600 | 16 | 8.5 | 38500 | 34800 | 90.39% | 2.08 | 0 | 10 |  |  |  |  | R-410A | 3.05 | Residential & Commercial | USHP | Ducted CEE Tier 1
215941271 | Central HP <5.4 tons | KEEPRITE | HRCU-A-CB (Split System: Heat Pump with Remote Outdoor Unit-Air-Source) | C5H3V48*K*AAA* |  |  | EVM5X48M21A*+WALLCON | *96CTN0802120B* | 44500 | 19.5 | 8.1 | 52000 | 38500 | 74.04% | 1.9 | 0 | 10.5 |  |  |  |  | R-454B | 3.7083 | Residential & Commercial | USHP | Ducted CEE Tier 1
215678371 | Central HP <5.4 tons | KENMORE | HRCU-A-CB (Split System: Heat Pump with Remote Outdoor Unit-Air-Source) | (C,H,T)5H0V24*K*AAA* |  |  | EA*5X37M17A*+WALLCON | *97CTN0601716A* | 23600 | 16.5 | 9 | 23600 | 16600 | 70.34% | 1.98 | 0 | 10 |  |  |  |  | R-454B | 1.9667 | Residential & Commercial | USHP | Ducted CEE Tier 1
215678251 | Central HP <5.4 tons | KENMORE | HRCU-A-CB (Split System: Heat Pump with Remote Outdoor Unit-Air-Source) | (C,H,T)5H0V24*K*AAA* |  |  | EA*5X25M17A*+WALLCON | *97CTN0601716A* | 23800 | 17 | 9 | 23400 | 16500 | 70.51% | 2 | 0 | 10 |  |  |  |  | R-454B | 1.9833 | Residential & Commercial | USHP | Ducted CEE Tier 1
211227202 | Central HP <5.4 tons | BRYANT HEATING AND COOLING SYSTEMS | HRCU-A-CB (Split System: Heat Pump with Remote Outdoor Unit-Air-Source) | 38MURAQ36AB3* |  |  | CAP**3721AL* | 926TB66100V21*** | 36800 | 16.5 | 8.5 | 38500 | 34800 | 90.39% | 2.1 | 0 | 10 |  |  |  |  | R-410A | 3.0667 | Residential & Commercial | USHP | Ducted CEE Tier 1
211229163 | Central HP <5.4 tons | BRYANT HEATING AND COOLING SYSTEMS | HRCU-A-CB (Split System: Heat Pump with Remote Outdoor Unit-Air-Source) | 38MURAQ36AB3* |  |  | CAP**4821AL* | 926TB60080V21*** | 35400 | 16 | 8.1 | 37800 | 34600 | 91.53% | 2.02 | 0 | 10 |  |  |  |  | R-410A | 2.95 | Residential & Commercial | USHP | Ducted CEE Tier 1
211229340 | Central HP <5.4 tons | BRYANT HEATING AND COOLING SYSTEMS | HRCU-A-CB (Split System: Heat Pump with Remote Outdoor Unit-Air-Source) | 38MURAQ36AB3* |  |  | CAP**4824AL* | 82*SA60070V21*** | 36000 | 16 | 8.5 | 38500 | 34600 | 89.87% | 2.06 | 0 | 10 |  |  |  |  | R-410A | 3 | Residential & Commercial | USHP | Ducted CEE Tier 1
211229349 | Central HP <5.4 tons | BRYANT HEATING AND COOLING SYSTEMS | HRCU-A-CB (Split System: Heat Pump with Remote Outdoor Unit-Air-Source) | 38MURAQ36AB3* |  |  | CAP**4824AL* | 82*SA60090V21*** | 35600 | 16.5 | 8.1 | 37800 | 34600 | 91.53% | 2.04 | 0 | 10 |  |  |  |  | R-410A | 2.9667 | Residential & Commercial | USHP | Ducted CEE Tier 1
211229438 | Central HP <5.4 tons | BRYANT HEATING AND COOLING SYSTEMS | HRCU-A-CB (Split System: Heat Pump with Remote Outdoor Unit-Air-Source) | 38MURAQ36AB3* |  |  | CAP**4824AL* | 912SD60080E21*** | 35800 | 16.5 | 8.5 | 37800 | 34600 | 91.53% | 2.04 | 0 | 10 |  |  |  |  | R-410A | 2.9833 | Residential & Commercial | USHP | Ducted CEE Tier 1
215677271 | Central HP <5.4 tons | KENMORE | HRCU-A-CB (Split System: Heat Pump with Remote Outdoor Unit-Air-Source) | (C,H,T)5H0V60*K*AAA* |  |  | EVM5X61M24A*+WALLCON | *97CMN0602120B* | 56500 | 18 | 9 | 65000 | 45500 | 70% | 2.06 | 0 | 8.5 |  |  |  |  | R-454B | 4.7083 | Residential & Commercial | USHP
215942668 | Central HP <5.4 tons | KENMORE | HRCU-A-CB (Split System: Heat Pump with Remote Outdoor Unit-Air-Source) | (C,H,T)5H3V36*K*AAA* |  |  | EVD5X61M24A*+WALLCON | *97CTN0802120A* | 36000 | 22 | 8.5 | 37400 | 28200 | 75.4% | 2.04 | 0 | 12.5 |  |  |  |  | R-454B | 3 | Residential & Commercial | USHP | Ducted CEE Tier 1
215942468 | Central HP <5.4 tons | KENMORE | HRCU-A-CB (Split System: Heat Pump with Remote Outdoor Unit-Air-Source) | (C,H,T)5H3V36*K*AAA* |  |  | EVD5X60M21A*+WALLCON | *96CTN0601714B* | 35200 | 21 | 8.5 | 37400 | 28000 | 74.87% | 2 | 0 | 11.7 |  |  |  |  | R-454B | 2.9333 | Residential & Commercial | USHP | Ducted CEE Tier 1
215677070 | Central HP <5.4 tons | KEEPRITE | HRCU-A-CB (Split System: Heat Pump with Remote Outdoor Unit-Air-Source) | C5H0V60*K*AAA* |  |  | EVM5X60M21A*+WALLCON | *97CMN1002122B* | 56500 | 18.5 | 9 | 64000 | 45000 | 70.31% | 2.08 | 0 | 9 |  |  |  |  | R-454B | 4.7083 | Residential & Commercial | USHP
215682841 | Central HP <5.4 tons | KENMORE | HRCU-A-CB (Split System: Heat Pump with Remote Outdoor Unit-Air-Source) | (C,H,T)5H0V60*K*AAA* |  |  | EVM5X60M21A*+WALLCON | *80CSU1002120B* | 57000 | 18 | 9 | 63500 | 44500 | 70.08% | 2.08 | 0 | 9 |  |  |  |  | R-454B | 4.75 | Residential & Commercial | USHP
211228069 | Central HP <5.4 tons | BRYANT HEATING AND COOLING SYSTEMS | HRCU-A-CB (Split System: Heat Pump with Remote Outdoor Unit-Air-Source) | 38MURAQ36AB3* |  |  | CAP**4224AL* | 926SA66120V24*** | 35400 | 16 | 8.1 | 38500 | 35000 | 90.91% | 1.88 | 0 | 10 |  |  |  |  | R-410A | 2.95 | Residential & Commercial | USHP | Ducted CEE Tier 1
211228119 | Central HP <5.4 tons | BRYANT HEATING AND COOLING SYSTEMS | HRCU-A-CB (Split System: Heat Pump with Remote Outdoor Unit-Air-Source) | 38MURAQ36AB3* |  |  | CAP**4224AL* | 926TB60100V21*** | 35800 | 15.5 | 8.1 | 39500 | 35200 | 89.11% | 1.9 | 0 | 10 |  |  |  |  | R-410A | 2.9833 | Residential & Commercial | USHP | Ducted CEE Tier 1
211228271 | Central HP <5.4 tons | BRYANT HEATING AND COOLING SYSTEMS | HRCU-A-CB (Split System: Heat Pump with Remote Outdoor Unit-Air-Source) | 38MURAQ36AB3* |  |  | CAP**4321AL* | 8(0,1)*SA60090E21*** | 36800 | 16 | 8.5 | 38500 | 34800 | 90.39% | 2.1 | 0 | 10 |  |  |  |  | R-410A | 3.0667 | Residential & Commercial | USHP | Ducted CEE Tier 1
211228353 | Central HP <5.4 tons | BRYANT HEATING AND COOLING SYSTEMS | HRCU-A-CB (Split System: Heat Pump with Remote Outdoor Unit-Air-Source) | 38MURAQ36AB3* |  |  | CAP**4321AL* | 83*SA60080E21*** | 38000 | 15.5 | 8.5 | 39000 | 35000 | 89.74% | 2.16 | 0 | 10 |  |  |  |  | R-410A | 3.1667 | Residential & Commercial | USHP | Ducted CEE Tier 1
211228737 | Central HP <5.4 tons | BRYANT HEATING AND COOLING SYSTEMS | HRCU-A-CB (Split System: Heat Pump with Remote Outdoor Unit-Air-Source) | 38MURAQ36AB3* |  |  | CAP**4821AL* | 8(0,1)*SA36045E17*** | 35600 | 15.5 | 8.1 | 38500 | 34800 | 90.39% | 2.04 | 0 | 9.5 |  |  |  |  | R-410A | 2.9667 | Residential & Commercial | USHP
211229282 | Central HP <5.4 tons | BRYANT HEATING AND COOLING SYSTEMS | HRCU-A-CB (Split System: Heat Pump with Remote Outdoor Unit-Air-Source) | 38MURAQ36AB3* |  |  | CAP**4824AL* | 8(0,1)*SA60090E24*** | 36000 | 16.5 | 8.5 | 38500 | 34600 | 89.87% | 2.06 | 0 | 10 |  |  |  |  | R-410A | 3 | Residential & Commercial | USHP | Ducted CEE Tier 1
211229330 | Central HP <5.4 tons | BRYANT HEATING AND COOLING SYSTEMS | HRCU-A-CB (Split System: Heat Pump with Remote Outdoor Unit-Air-Source) | 38MURAQ36AB3* |  |  | CAP**4824AL* | 8(0,1)*SA60155E24*** | 37000 | 16 | 8.5 | 38500 | 34800 | 90.39% | 2.12 | 0 | 10 |  |  |  |  | R-410A | 3.0833 | Residential & Commercial | USHP | Ducted CEE Tier 1
211228009 | Central HP <5.4 tons | BRYANT HEATING AND COOLING SYSTEMS | HRCU-A-CB (Split System: Heat Pump with Remote Outdoor Unit-Air-Source) | 38MURAQ36AB3* |  |  | CAP**4224AL* | 915SB60100E21*** | 36000 | 15.5 | 8.1 | 39500 | 35200 | 89.11% | 1.92 | 0 | 10 |  |  |  |  | R-410A | 3 | Residential & Commercial | USHP | Ducted CEE Tier 1
211228520 | Central HP <5.4 tons | BRYANT HEATING AND COOLING SYSTEMS | HRCU-A-CB (Split System: Heat Pump with Remote Outdoor Unit-Air-Source) | 38MURAQ36AB3* |  |  | CAP**4321AL* | 915SB66100E21*** | 37400 | 15.5 | 8.5 | 39000 | 35000 | 89.74% | 2.16 | 0 | 10 |  |  |  |  | R-410A | 3.1167 | Residential & Commercial | USHP | Ducted CEE Tier 1
211228636 | Central HP <5.4 tons | BRYANT HEATING AND COOLING SYSTEMS | HRCU-A-CB (Split System: Heat Pump with Remote Outdoor Unit-Air-Source) | 38MURAQ36AB3* |  |  | CAP**4321AL* | 926TB60080V21*** | 37000 | 15.5 | 8.5 | 38500 | 35000 | 90.91% | 2.1 | 0 | 10 |  |  |  |  | R-410A | 3.0833 | Residential & Commercial | USHP | Ducted CEE Tier 1
211228761 | Central HP <5.4 tons | BRYANT HEATING AND COOLING SYSTEMS | HRCU-A-CB (Split System: Heat Pump with Remote Outdoor Unit-Air-Source) | 38MURAQ36AB3* |  |  | CAP**4821AL* | 8(0,1)*SA48070E21*** | 35600 | 16.5 | 8.5 | 37800 | 34600 | 91.53% | 2.04 | 0 | 10 |  |  |  |  | R-410A | 2.9667 | Residential & Commercial | USHP | Ducted CEE Tier 1
211229601 | Central HP <5.4 tons | BRYANT HEATING AND COOLING SYSTEMS | HRCU-A-CB (Split System: Heat Pump with Remote Outdoor Unit-Air-Source) | 38MURAQ36AB3* |  |  | CAP**4824AL* | 926TB60100V21*** | 36400 | 15.5 | 8.5 | 38500 | 34800 | 90.39% | 2.08 | 0 | 10 |  |  |  |  | R-410A | 3.0333 | Residential & Commercial | USHP | Ducted CEE Tier 1
211230205 | Central HP <5.4 tons | BRYANT HEATING AND COOLING SYSTEMS | HRCU-A-CB (Split System: Heat Pump with Remote Outdoor Unit-Air-Source) | 38MURAQ36AB3* |  |  | CNPV*4821AL* | 915SB66100E21*** | 37600 | 15.5 | 8.5 | 39500 | 35000 | 88.61% | 2.08 | 0 | 10.5 |  |  |  |  | R-410A | 3.1333 | Residential & Commercial | USHP | Ducted CEE Tier 1
215933361 | Central HP <5.4 tons | KEEPRITE | HRCU-A-CB (Split System: Heat Pump with Remote Outdoor Unit-Air-Source) | C5H3V36*K*AAA* |  |  | ESH5X42M12A*+WALLCON | *80CTL1352422B* | 33600 | 19.5 | 9 | 34600 | 26400 | 76.3% | 1.92 | 0 | 11.7 |  |  |  |  | R-454B | 2.8 | Residential & Commercial | USHP | Ducted CEE Tier 1
215678261 | Central HP <5.4 tons | KENMORE | HRCU-A-CB (Split System: Heat Pump with Remote Outdoor Unit-Air-Source) | (C,H,T)5H0V24*K*AAA* |  |  | EA*5X25M17A*+WALLCON | *97CTN0801716A* | 23800 | 17 | 9 | 23400 | 16500 | 70.51% | 2.02 | 0 | 10.5 |  |  |  |  | R-454B | 1.9833 | Residential & Commercial | USHP | Ducted CEE Tier 1
215933861 | Central HP <5.4 tons | KEEPRITE | HRCU-A-CB (Split System: Heat Pump with Remote Outdoor Unit-Air-Source) | C5H3V36*K*AAA* |  |  | ESH5X60M12A*+WALLCON | *97CMN0601714B* | 33800 | 19 | 9 | 33800 | 25800 | 76.33% | 1.96 | 0 | 11 |  |  |  |  | R-454B | 2.8167 | Residential & Commercial | USHP | Ducted CEE Tier 1
215933311 | Central HP <5.4 tons | KEEPRITE | HRCU-A-CB (Split System: Heat Pump with Remote Outdoor Unit-Air-Source) | C5H3V36*K*AAA* |  |  | ESH5X42M12A*+WALLCON | *80CTL0701412B* | 33400 | 19 | 9 | 35200 | 27000 | 76.7% | 1.92 | 0 | 11 |  |  |  |  | R-454B | 2.7833 | Residential & Commercial | USHP | Ducted CEE Tier 1
213780712 | Central HP <5.4 tons | KEEPRITE | HRCU-A-CB (Split System: Heat Pump with Remote Outdoor Unit-Air-Source) | CVH837GKA2* |  |  | EA*4X36L17A*+WALLCON | *96CTN0601714B* | 31200 | 16.5 | 8.1 | 33400 | 24600 | 73.65% | 1.82 | 0 | 10.5 |  |  |  |  | R-410A | 2.6 | Residential & Commercial | USHP | Ducted CEE Tier 1
213781362 | Central HP <5.4 tons | KEEPRITE | HRCU-A-CB (Split System: Heat Pump with Remote Outdoor Unit-Air-Source) | CVH837GKA2* |  |  | EA*4X48L21A*+WALLCON | *97CMN1002122B* | 32400 | 17 | 8.1 | 32600 | 24800 | 76.07% | 1.98 | 0 | 11 |  |  |  |  | R-410A | 2.7 | Residential & Commercial | USHP | Ducted CEE Tier 1
215682020 | Central HP <5.4 tons | KEEPRITE | HRCU-A-CB (Split System: Heat Pump with Remote Outdoor Unit-Air-Source) | C5H0V48*K*AAA* |  |  | EVM5X60M24A*+WALLCON | *97CTN1002122A* | 48000 | 19 | 9 | 50000 | 36600 | 73.2% | 2 | 0 | 10 |  |  |  |  | R-454B | 4 | Residential & Commercial | USHP | Ducted CEE Tier 1
215681820 | Central HP <5.4 tons | KEEPRITE | HRCU-A-CB (Split System: Heat Pump with Remote Outdoor Unit-Air-Source) | C5H0V48*K*AAA* |  |  | EVM5X49M21A*+WALLCON | *96CTN0802120B* | 48000 | 19 | 9 | 50000 | 36800 | 73.6% | 2 | 0 | 10 |  |  |  |  | R-454B | 4 | Residential & Commercial | USHP | Ducted CEE Tier 1
211227354 | Central HP <5.4 tons | BRYANT HEATING AND COOLING SYSTEMS | HRCU-A-CB (Split System: Heat Pump with Remote Outdoor Unit-Air-Source) | 38MURAQ36AB3* |  |  | CAP**4221AL* | 8(0,1)*SA60090E21*** | 36000 | 16 | 8.1 | 39500 | 35000 | 88.61% | 1.9 | 0 | 10 |  |  |  |  | R-410A | 3 | Residential & Commercial | USHP | Ducted CEE Tier 1
215678001 | Central HP <5.4 tons | KENMORE | HRCU-A-CB (Split System: Heat Pump with Remote Outdoor Unit-Air-Source) | (C,H,T)5H0V60*K*AAA* |  |  | EA*5X61M24A*+WALLCON | *97CMN1002122B* | 56000 | 18.5 | 9 | 60000 | 42000 | 70% | 2.02 | 0 | 9 |  |  |  |  | R-454B | 4.6667 | Residential & Commercial | USHP
215677401 | Central HP <5.4 tons | KENMORE | HRCU-A-CB (Split System: Heat Pump with Remote Outdoor Unit-Air-Source) | (C,H,T)5H0V60*K*AAA* |  |  | EVD5X60M21A*+WALLCON | *97CMN0602120B* | 55500 | 17.5 | 8.5 | 64000 | 46000 | 71.88% | 1.94 | 0 | 8.5 |  |  |  |  | R-454B | 4.625 | Residential & Commercial | USHP
215677331 | Central HP <5.4 tons | KENMORE | HRCU-A-CB (Split System: Heat Pump with Remote Outdoor Unit-Air-Source) | (C,H,T)5H0V60*K*AAA* |  |  | EVD5X60M21A*+WALLCON | *80CSU1002120A* | 56500 | 18 | 9 | 64000 | 45000 | 70.31% | 2.08 | 0 | 9 |  |  |  |  | R-454B | 4.7083 | Residential & Commercial | USHP
215676981 | Central HP <5.4 tons | KENMORE | HRCU-A-CB (Split System: Heat Pump with Remote Outdoor Unit-Air-Source) | (C,H,T)5H0V60*K*AAA* |  |  | EVM5X60M21A*+WALLCON | *80CSU1002120A* | 56500 | 18 | 9 | 64000 | 45000 | 70.31% | 2.08 | 0 | 9 |  |  |  |  | R-454B | 4.7083 | Residential & Commercial | USHP
211227405 | Central HP <5.4 tons | BRYANT HEATING AND COOLING SYSTEMS | HRCU-A-CB (Split System: Heat Pump with Remote Outdoor Unit-Air-Source) | 38MURAQ36AB3* |  |  | CAP**4221AL* | 82*SA60090V21*** | 35000 | 16 | 8.1 | 38500 | 35000 | 90.91% | 1.86 | 0 | 9.5 |  |  |  |  | R-410A | 2.9167 | Residential & Commercial | USHP
211227788 | Central HP <5.4 tons | BRYANT HEATING AND COOLING SYSTEMS | HRCU-A-CB (Split System: Heat Pump with Remote Outdoor Unit-Air-Source) | 38MURAQ36AB3* |  |  | CAP**4224AL* | 8(0,1)*SA60090E21*** | 36000 | 16 | 8.1 | 39500 | 35000 | 88.61% | 1.92 | 0 | 10 |  |  |  |  | R-410A | 3 | Residential & Commercial | USHP | Ducted CEE Tier 1
211229522 | Central HP <5.4 tons | BRYANT HEATING AND COOLING SYSTEMS | HRCU-A-CB (Split System: Heat Pump with Remote Outdoor Unit-Air-Source) | 38MURAQ36AB3* |  |  | CAP**4824AL* | 915SB66140E24*** | 37400 | 15.2 | 8.5 | 39500 | 35000 | 88.61% | 2.12 | 0 | 10 |  |  |  |  | R-410A | 3.1167 | Residential & Commercial | USHP | Ducted CEE Tier 1
215677060 | Central HP <5.4 tons | KEEPRITE | HRCU-A-CB (Split System: Heat Pump with Remote Outdoor Unit-Air-Source) | C5H0V60*K*AAA* |  |  | EVM5X60M21A*+WALLCON | *97CMN0802120B* | 56500 | 18 | 9 | 64000 | 45000 | 70.31% | 2.06 | 0 | 9 |  |  |  |  | R-454B | 4.7083 | Residential & Commercial | USHP
215677080 | Central HP <5.4 tons | KEEPRITE | HRCU-A-CB (Split System: Heat Pump with Remote Outdoor Unit-Air-Source) | C5H0V60*K*AAA* |  |  | EVM5X60M21A*+WALLCON | *96CTN1002122B* | 56500 | 18.5 | 9 | 64000 | 45000 | 70.31% | 2.08 | 0 | 9 |  |  |  |  | R-454B | 4.7083 | Residential & Commercial | USHP
215677110 | Central HP <5.4 tons | KEEPRITE | HRCU-A-CB (Split System: Heat Pump with Remote Outdoor Unit-Air-Source) | C5H0V60*K*AAA* |  |  | EVM5X60M24A*+WALLCON | *80CTL0702120B* | 56000 | 18 | 9 | 63500 | 45000 | 70.87% | 2.06 | 0 | 9 |  |  |  |  | R-454B | 4.6667 | Residential & Commercial | USHP
216684131 | Central HP <5.4 tons | Kerr | HRCU-A-C (Split System: Heat Pump with Remote Outdoor Unit with No Indoor Fan --Air Source) | A-KXP48TA-1 |  |  | KXP48/60C1A | 0 | 45000 | 15.2 | 8.8 | 48000 | 42000 | 87.5% | 1.85 | 0 | 10 |  |  |  |  | R-454B | 3.75 | Residential & Commercial | USHP | Ducted CEE Tier 1
215678291 | Central HP <5.4 tons | KENMORE | HRCU-A-CB (Split System: Heat Pump with Remote Outdoor Unit-Air-Source) | (C,H,T)5H0V24*K*AAA* |  |  | EA*5X30M17A*+WALLCON | *97CTN0601716A* | 23000 | 16.5 | 9 | 24000 | 16800 | 70% | 1.86 | 0 | 10 |  |  |  |  | R-454B | 1.9167 | Residential & Commercial | USHP | Ducted CEE Tier 1
211229491 | Central HP <5.4 tons | BRYANT HEATING AND COOLING SYSTEMS | HRCU-A-CB (Split System: Heat Pump with Remote Outdoor Unit-Air-Source) | 38MURAQ36AB3* |  |  | CAP**4824AL* | 915SB60100E21*** | 36600 | 16 | 8.5 | 38500 | 34800 | 90.39% | 2.08 | 0 | 10 |  |  |  |  | R-410A | 3.05 | Residential & Commercial | USHP | Ducted CEE Tier 1
211229582 | Central HP <5.4 tons | BRYANT HEATING AND COOLING SYSTEMS | HRCU-A-CB (Split System: Heat Pump with Remote Outdoor Unit-Air-Source) | 38MURAQ36AB3* |  |  | CAP**4824AL* | 935SA66100E21*** | 37200 | 15.5 | 8.5 | 38500 | 35000 | 90.91% | 2.12 | 0 | 10 |  |  |  |  | R-410A | 3.1 | Residential & Commercial | USHP | Ducted CEE Tier 1
211229639 | Central HP <5.4 tons | BRYANT HEATING AND COOLING SYSTEMS | HRCU-A-CB (Split System: Heat Pump with Remote Outdoor Unit-Air-Source) | 38MURAQ36AB3* |  |  | CAP**4824AL* | OVLAAB060154 | 37400 | 15.2 | 8.5 | 39000 | 35000 | 89.74% | 2.14 | 0 | 10 |  |  |  |  | R-410A | 3.1167 | Residential & Commercial | USHP | Ducted CEE Tier 1
211229648 | Central HP <5.4 tons | BRYANT HEATING AND COOLING SYSTEMS | HRCU-A-CB (Split System: Heat Pump with Remote Outdoor Unit-Air-Source) | 38MURAQ36AB3* |  |  | CAP**4824AL* | OVMAAB060154 | 36800 | 16 | 8.5 | 38500 | 34800 | 90.39% | 2.1 | 0 | 10 |  |  |  |  | R-410A | 3.0667 | Residential & Commercial | USHP | Ducted CEE Tier 1
211229989 | Central HP <5.4 tons | BRYANT HEATING AND COOLING SYSTEMS | HRCU-A-CB (Split System: Heat Pump with Remote Outdoor Unit-Air-Source) | 38MURAQ36AB3* |  |  | CNPV*4821AL* | 82*SA48070V17*** | 35800 | 16 | 8.1 | 38500 | 34800 | 90.39% | 2 | 0 | 10 |  |  |  |  | R-410A | 2.9833 | Residential & Commercial | USHP | Ducted CEE Tier 1
215677270 | Central HP <5.4 tons | KEEPRITE | HRCU-A-CB (Split System: Heat Pump with Remote Outdoor Unit-Air-Source) | C5H0V60*K*AAA* |  |  | EVM5X61M24A*+WALLCON | *97CMN0602120B* | 56500 | 18 | 9 | 65000 | 45500 | 70% | 2.06 | 0 | 8.5 |  |  |  |  | R-454B | 4.7083 | Residential & Commercial | USHP
215677890 | Central HP <5.4 tons | KEEPRITE | HRCU-A-CB (Split System: Heat Pump with Remote Outdoor Unit-Air-Source) | C5H0V60*K*AAA* |  |  | EA*5X61M21A*+WALLCON | *80CTL0701716B* | 54500 | 18 | 8.5 | 58500 | 41500 | 70.94% | 1.92 | 0 | 9 |  |  |  |  | R-454B | 4.5417 | Residential & Commercial | USHP
215677770 | Central HP <5.4 tons | KEEPRITE | HRCU-A-CB (Split System: Heat Pump with Remote Outdoor Unit-Air-Source) | C5H0V60*K*AAA* |  |  | EA*5X60M24A*+WALLCON | *80CTL0702120B* | 54500 | 18 | 8.5 | 59500 | 42000 | 70.59% | 1.88 | 0 | 8.5 |  |  |  |  | R-454B | 4.5417 | Residential & Commercial | USHP
215677790 | Central HP <5.4 tons | KEEPRITE | HRCU-A-CB (Split System: Heat Pump with Remote Outdoor Unit-Air-Source) | C5H0V60*K*AAA* |  |  | EA*5X60M24A*+WALLCON | *80CTL1102120B* | 55000 | 18.5 | 9 | 59000 | 41500 | 70.34% | 2.02 | 0 | 9 |  |  |  |  | R-454B | 4.5833 | Residential & Commercial | USHP
215678201 | Central HP <5.4 tons | KENMORE | HRCU-A-CB (Split System: Heat Pump with Remote Outdoor Unit-Air-Source) | (C,H,T)5H0V24*K*AAA* |  |  | EA*5X24M17A*+WALLCON | *80CSU0601716B* | 22800 | 16.5 | 8.5 | 24000 | 16800 | 70% | 1.96 | 0 | 10 |  |  |  |  | R-454B | 1.9 | Residential & Commercial | USHP | Ducted CEE Tier 1
215677701 | Central HP <5.4 tons | KENMORE | HRCU-A-CB (Split System: Heat Pump with Remote Outdoor Unit-Air-Source) | (C,H,T)5H0V60*K*AAA* |  |  | EVD5X61M24A*+WALLCON | *97CMN0802120B* | 57500 | 18.5 | 9 | 64000 | 45000 | 70.31% | 2.06 | 0 | 9 |  |  |  |  | R-454B | 4.7917 | Residential & Commercial | USHP
215677381 | Central HP <5.4 tons | KENMORE | HRCU-A-CB (Split System: Heat Pump with Remote Outdoor Unit-Air-Source) | (C,H,T)5H0V60*K*AAA* |  |  | EVD5X60M21A*+WALLCON | *95CSU0802120B* | 56500 | 18 | 9 | 64000 | 45000 | 70.31% | 2.08 | 0 | 9 |  |  |  |  | R-454B | 4.7083 | Residential & Commercial | USHP
216636177 | Central HP <5.4 tons | ACIQ | HRCU-A-CB (Split System: Heat Pump with Remote Outdoor Unit-Air-Source) | H5H3V48*K*AAA* |  |  | EA*5X48M21A*+WALLCON | *80CSU0601716B* | 43500 | 21 | 9.5 | 48000 | 36600 | 76.25% | 1.9 | 0 | 11 |  |  |  |  | R-454B | 3.625 | Residential & Commercial | USHP | Ducted CEE Tier 1
211226802 | Central HP <5.4 tons | BRYANT HEATING AND COOLING SYSTEMS | HRCU-A-CB (Split System: Heat Pump with Remote Outdoor Unit-Air-Source) | 38MURAQ36AB3* |  |  | CAP**3721AL* | 8(0,1)*SA48070E21*** | 37200 | 15.5 | 8.5 | 38500 | 35000 | 90.91% | 2.12 | 0 | 10 |  |  |  |  | R-410A | 3.1 | Residential & Commercial | USHP | Ducted CEE Tier 1
215676990 | Central HP <5.4 tons | KEEPRITE | HRCU-A-CB (Split System: Heat Pump with Remote Outdoor Unit-Air-Source) | C5H0V60*K*AAA* |  |  | EVM5X60M21A*+WALLCON | *80CTL0701716B* | 55000 | 18 | 9 | 59500 | 43500 | 73.11% | 2.1 | 0 | 9.5 |  |  |  |  | R-454B | 4.5833 | Residential & Commercial | USHP
211228387 | Central HP <5.4 tons | BRYANT HEATING AND COOLING SYSTEMS | HRCU-A-CB (Split System: Heat Pump with Remote Outdoor Unit-Air-Source) | 38MURAQ36AB3* |  |  | CAP**4321AL* | 82*TA60090V21*** | 36200 | 16 | 8.5 | 38500 | 34800 | 90.39% | 2.06 | 0 | 10 |  |  |  |  | R-410A | 3.0167 | Residential & Commercial | USHP | Ducted CEE Tier 1
211228830 | Central HP <5.4 tons | BRYANT HEATING AND COOLING SYSTEMS | HRCU-A-CB (Split System: Heat Pump with Remote Outdoor Unit-Air-Source) | 38MURAQ36AB3* |  |  | CAP**4821AL* | 82*SA48070V17*** | 35600 | 16 | 8.1 | 37800 | 34600 | 91.53% | 2.04 | 0 | 10 |  |  |  |  | R-410A | 2.9667 | Residential & Commercial | USHP | Ducted CEE Tier 1
211228839 | Central HP <5.4 tons | BRYANT HEATING AND COOLING SYSTEMS | HRCU-A-CB (Split System: Heat Pump with Remote Outdoor Unit-Air-Source) | 38MURAQ36AB3* |  |  | CAP**4821AL* | 82*SA60070V21*** | 35800 | 16 | 8.5 | 38500 | 34600 | 89.87% | 2.04 | 0 | 10 |  |  |  |  | R-410A | 2.9833 | Residential & Commercial | USHP | Ducted CEE Tier 1
211228848 | Central HP <5.4 tons | BRYANT HEATING AND COOLING SYSTEMS | HRCU-A-CB (Split System: Heat Pump with Remote Outdoor Unit-Air-Source) | 38MURAQ36AB3* |  |  | CAP**4821AL* | 82*SA60090V21*** | 35400 | 16 | 8.1 | 37800 | 34600 | 91.53% | 2.02 | 0 | 10 |  |  |  |  | R-410A | 2.95 | Residential & Commercial | USHP | Ducted CEE Tier 1
213778943 | Central HP <5.4 tons | KENMORE | HRCU-A-CB (Split System: Heat Pump with Remote Outdoor Unit-Air-Source) | (C,H,T)VH837GKA** |  |  | EA*4X37L21A*+WALLCON | *80CTL0451712B* | 32600 | 16.5 | 8.1 | 33200 | 25400 | 76.51% | 1.94 | 0 | 10.5 |  |  |  |  | R-410A | 2.7167 | Residential & Commercial | USHP | Ducted CEE Tier 1
211727051 | Central HP <5.4 tons | BRYANT HEATING AND COOLING SYSTEMS | HRCU-A-CB (Split System: Heat Pump with Remote Outdoor Unit-Air-Source) | 38MURAQ24AB3* |  |  | PF4MN*B24L* | 0 | 24000 | 16 | 9 | 26400 | 23400 | 88.64% | 1.92 | 0 | 10 |  |  |  |  | R-410A | 2 | Residential & Commercial | USHP | Ducted CEE Tier 1
215677531 | Central HP <5.4 tons | KENMORE | HRCU-A-CB (Split System: Heat Pump with Remote Outdoor Unit-Air-Source) | (C,H,T)5H0V60*K*AAA* |  |  | EVD5X60M24A*+WALLCON | *97CMN1002122B* | 56500 | 18.5 | 9 | 63000 | 44500 | 70.63% | 2.08 | 0 | 9 |  |  |  |  | R-454B | 4.7083 | Residential & Commercial | USHP
213774583 | Central HP <5.4 tons | KENMORE | HRCU-A-CB (Split System: Heat Pump with Remote Outdoor Unit-Air-Source) | (C,H,T)VH825GKA3* |  |  | EHD4X48AAL+WALLCON | *80CTL0701716B* | 24200 | 16 | 8.1 | 21200 | 16600 | 78.3% | 2 | 0 | 10.5 |  |  |  |  | R-410A | 2.0167 | Residential & Commercial | USHP | Ducted CEE Tier 1
215677320 | Central HP <5.4 tons | KEEPRITE | HRCU-A-CB (Split System: Heat Pump with Remote Outdoor Unit-Air-Source) | C5H0V60*K*AAA* |  |  | EVD5X60M21A*+WALLCON | *80CSU0802120A* | 57000 | 18 | 9 | 63500 | 44500 | 70.08% | 2.08 | 0 | 9 |  |  |  |  | R-454B | 4.75 | Residential & Commercial | USHP
213779743 | Central HP <5.4 tons | KENMORE | HRCU-A-CB (Split System: Heat Pump with Remote Outdoor Unit-Air-Source) | (C,H,T)VH837GKA** |  |  | EA*4X61L21A*+WALLCON | *96CTN1002122B* | 33200 | 17.5 | 8.5 | 32000 | 24800 | 77.5% | 1.98 | 0 | 11.7 |  |  |  |  | R-410A | 2.7667 | Residential & Commercial | USHP | Ducted CEE Tier 1
213780393 | Central HP <5.4 tons | KENMORE | HRCU-A-CB (Split System: Heat Pump with Remote Outdoor Unit-Air-Source) | (C,H,T)VH837GKA** |  |  | EHD4X60AAL+WALLCON | *97CMN0801714B* | 32800 | 16.5 | 8.1 | 32600 | 25000 | 76.69% | 1.96 | 0 | 11 |  |  |  |  | R-410A | 2.7333 | Residential & Commercial | USHP | Ducted CEE Tier 1
213771952 | Central HP <5.4 tons | KEEPRITE | HRCU-A-CB (Split System: Heat Pump with Remote Outdoor Unit-Air-Source) | CVH825GKA2* |  |  | EHD4X30AAL+WALLCON | *80CTL0901716B* | 23800 | 16 | 8.1 | 21800 | 16800 | 77.06% | 1.96 | 0 | 10.5 |  |  |  |  | R-410A | 1.9833 | Residential & Commercial | USHP | Ducted CEE Tier 1
216636201 | Central HP <5.4 tons | ACIQ | HRCU-A-CB (Split System: Heat Pump with Remote Outdoor Unit-Air-Source) | H5H3V48*K*AAA* |  |  | ESH5X48M12A*+WALLCON | *97CTN1202422A* | 44500 | 20 | 9 | 48500 | 36400 | 75.05% | 1.82 | 0 | 10.5 |  |  |  |  | R-454B | 3.7083 | Residential & Commercial | USHP | Ducted CEE Tier 1
211230740 | Central HP <5.4 tons | BRYANT HEATING AND COOLING SYSTEMS | HRCU-A-CB (Split System: Heat Pump with Remote Outdoor Unit-Air-Source) | 38MURAQ36AB3* |  |  | CNPV*4824AL* | 935SA66100E21*** | 37400 | 15.5 | 8.5 | 39500 | 35000 | 88.61% | 2.08 | 0 | 10.5 |  |  |  |  | R-410A | 3.1167 | Residential & Commercial | USHP | Ducted CEE Tier 1
215678021 | Central HP <5.4 tons | KENMORE | HRCU-A-CB (Split System: Heat Pump with Remote Outdoor Unit-Air-Source) | (C,H,T)5H0V60*K*AAA* |  |  | EA*5X61M24A*+WALLCON | *96CTN1002122B* | 56000 | 18.5 | 9 | 60000 | 42000 | 70% | 2.02 | 0 | 9 |  |  |  |  | R-454B | 4.6667 | Residential & Commercial | USHP
215677521 | Central HP <5.4 tons | KENMORE | HRCU-A-CB (Split System: Heat Pump with Remote Outdoor Unit-Air-Source) | (C,H,T)5H0V60*K*AAA* |  |  | EVD5X60M24A*+WALLCON | *97CMN0802120B* | 56500 | 18 | 9 | 63500 | 44500 | 70.08% | 2.08 | 0 | 9 |  |  |  |  | R-454B | 4.7083 | Residential & Commercial | USHP
215677621 | Central HP <5.4 tons | KENMORE | HRCU-A-CB (Split System: Heat Pump with Remote Outdoor Unit-Air-Source) | (C,H,T)5H0V60*K*AAA* |  |  | EVD5X61M21A*+WALLCON | *97CMN0602120B* | 56000 | 17.5 | 9 | 65000 | 46000 | 70.77% | 2.06 | 0 | 8.5 |  |  |  |  | R-454B | 4.6667 | Residential & Commercial | USHP
215677771 | Central HP <5.4 tons | KENMORE | HRCU-A-CB (Split System: Heat Pump with Remote Outdoor Unit-Air-Source) | (C,H,T)5H0V60*K*AAA* |  |  | EA*5X60M24A*+WALLCON | *80CTL0702120B* | 54500 | 18 | 8.5 | 59500 | 42000 | 70.59% | 1.88 | 0 | 8.5 |  |  |  |  | R-454B | 4.5417 | Residential & Commercial | USHP
215677371 | Central HP <5.4 tons | KENMORE | HRCU-A-CB (Split System: Heat Pump with Remote Outdoor Unit-Air-Source) | (C,H,T)5H0V60*K*AAA* |  |  | EVD5X60M21A*+WALLCON | *80CTL1102120B* | 57000 | 18.5 | 9 | 63500 | 44500 | 70.08% | 2.08 | 0 | 9.5 |  |  |  |  | R-454B | 4.75 | Residential & Commercial | USHP
214572476 | Central HP <5.4 tons | KENMORE | HRCU-A-CB (Split System: Heat Pump with Remote Outdoor Unit-Air-Source) | (C,H,T)VH837GKA** |  |  | EA*4X36L21A*+WALLCON | *80CTL0702120B* | 31400 | 17 | 8.1 | 33000 | 24200 | 73.33% | 1.86 | 0 | 11 |  |  |  |  | R-410A | 2.6167 | Residential & Commercial | USHP | Ducted CEE Tier 1
214572676 | Central HP <5.4 tons | KENMORE | HRCU-A-CB (Split System: Heat Pump with Remote Outdoor Unit-Air-Source) | (C,H,T)VH837GKA** |  |  | EA*4X42L24A*+WALLCON | *95CSU1002122B* | 31800 | 17.5 | 8.5 | 32800 | 24400 | 74.39% | 1.9 | 0 | 11 |  |  |  |  | R-410A | 2.65 | Residential & Commercial | USHP | Ducted CEE Tier 1
214572726 | Central HP <5.4 tons | KENMORE | HRCU-A-CB (Split System: Heat Pump with Remote Outdoor Unit-Air-Source) | (C,H,T)VH837GKA** |  |  | EA*4X43L21A*+WALLCON | *95CSU0802120B* | 32800 | 17.5 | 8.5 | 32800 | 25200 | 76.83% | 2 | 0 | 11 |  |  |  |  | R-410A | 2.7333 | Residential & Commercial | USHP | Ducted CEE Tier 1
214572976 | Central HP <5.4 tons | KENMORE | HRCU-A-CB (Split System: Heat Pump with Remote Outdoor Unit-Air-Source) | (C,H,T)VH837GKA** |  |  | EA*4X61L21A*+WALLCON | *95CSU1002122B* | 33200 | 18.5 | 8.5 | 31800 | 24800 | 77.99% | 2 | 0 | 11.5 |  |  |  |  | R-410A | 2.7667 | Residential & Commercial | USHP | Ducted CEE Tier 1
214572996 | Central HP <5.4 tons | KENMORE | HRCU-A-CB (Split System: Heat Pump with Remote Outdoor Unit-Air-Source) | (C,H,T)VH837GKA** |  |  | EA*4X61L21A*+WALLCON | *97CMN0802120B* | 33200 | 17.5 | 8.5 | 32000 | 24800 | 77.5% | 2 | 0 | 11.5 |  |  |  |  | R-410A | 2.7667 | Residential & Commercial | USHP | Ducted CEE Tier 1
214573246 | Central HP <5.4 tons | KENMORE | HRCU-A-CB (Split System: Heat Pump with Remote Outdoor Unit-Air-Source) | (C,H,T)VH837GKA** |  |  | EHD4X48AAL+WALLCON | *96CTN0802120B* | 32600 | 17.5 | 8.5 | 32600 | 24800 | 76.07% | 1.98 | 0 | 11 |  |  |  |  | R-410A | 2.7167 | Residential & Commercial | USHP | Ducted CEE Tier 1
215569762 | Central HP <5.4 tons | Viessmann | HRCU-A-CB (Split System: Heat Pump with Remote Outdoor Unit-Air-Source) | DLCURAH30ABK |  |  | DLFUAAH30XAK | 0 | 30000 | 16.2 | 8.9 | 33000 | 24000 | 72.73% | 1.8 | 11 | 10 |  |  |  |  | R-410A | 2.5 | Residential & Commercial | USHP | Ducted CEE Tier 1
215676971 | Central HP <5.4 tons | KENMORE | HRCU-A-CB (Split System: Heat Pump with Remote Outdoor Unit-Air-Source) | (C,H,T)5H0V60*K*AAA* |  |  | EVM5X60M21A*+WALLCON | *80CSU0802120A* | 57000 | 18 | 9 | 63500 | 44500 | 70.08% | 2.08 | 0 | 9 |  |  |  |  | R-454B | 4.75 | Residential & Commercial | USHP
215677880 | Central HP <5.4 tons | KEEPRITE | HRCU-A-CB (Split System: Heat Pump with Remote Outdoor Unit-Air-Source) | C5H0V60*K*AAA* |  |  | EA*5X60M24A*+WALLCON | *96CTN1202422B* | 55000 | 18.5 | 9 | 59000 | 41500 | 70.34% | 2.02 | 0 | 9 |  |  |  |  | R-454B | 4.5833 | Residential & Commercial | USHP
215677980 | Central HP <5.4 tons | KEEPRITE | HRCU-A-CB (Split System: Heat Pump with Remote Outdoor Unit-Air-Source) | C5H0V60*K*AAA* |  |  | EA*5X61M24A*+WALLCON | *97CMN0602120B* | 55000 | 17.5 | 8.5 | 61000 | 43000 | 70.49% | 1.88 | 0 | 8 |  |  |  |  | R-454B | 4.5833 | Residential & Commercial | USHP
211240968 | Central HP <5.4 tons | BRYANT HEATING AND COOLING SYSTEMS | HRCU-A-CB (Split System: Heat Pump with Remote Outdoor Unit-Air-Source) | 38MURAQ24AB3* |  |  | CAP**2517AL* | 926TB48080V17*** | 24800 | 17 | 8.5 | 25600 | 21200 | 82.81% | 1.78 | 0 | 10.5 |  |  |  |  | R-410A | 2.0667 | Residential & Commercial | USHP | Ducted CEE Tier 1
216797479 | Central HP <5.4 tons | GE APPLIANCES ZONELINE | SCP-HSP-A (Space Constrained Heat Pump, Single-Package, Air-Cooled) | AVVL12DMXWAK1 |  |  | 0 | 0 | 12500 | 17 | 8.1 | 11200 | 9200 | 82.14% | 1.85 | 0 | 12 |  |  |  |  | R-454B | 1.0417 | Residential & Commercial | USHP | Ducted CEE Tier 1
215678110 | Central HP <5.4 tons | KEEPRITE | HRCU-A-CB (Split System: Heat Pump with Remote Outdoor Unit-Air-Source) | C5H0V60*K*AAA* |  |  | ESH5X60M12A*+WALLCON | *95CSU0802120B* | 55500 | 16.5 | 8.5 | 60000 | 42000 | 70% | 1.9 | 0 | 8.5 |  |  |  |  | R-454B | 4.625 | Residential & Commercial | USHP
215677960 | Central HP <5.4 tons | KEEPRITE | HRCU-A-CB (Split System: Heat Pump with Remote Outdoor Unit-Air-Source) | C5H0V60*K*AAA* |  |  | EA*5X61M24A*+WALLCON | *95CSU0802120B* | 56000 | 18 | 8.5 | 60000 | 42000 | 70% | 2.02 | 0 | 8.5 |  |  |  |  | R-454B | 4.6667 | Residential & Commercial | USHP
215677810 | Central HP <5.4 tons | KEEPRITE | HRCU-A-CB (Split System: Heat Pump with Remote Outdoor Unit-Air-Source) | C5H0V60*K*AAA* |  |  | EA*5X60M24A*+WALLCON | *95CSU0802120B* | 54500 | 18 | 8.5 | 59500 | 42000 | 70.59% | 1.9 | 0 | 8.5 |  |  |  |  | R-454B | 4.5417 | Residential & Commercial | USHP
214570756 | Central HP <5.4 tons | KENMORE | HRCU-A-CB (Split System: Heat Pump with Remote Outdoor Unit-Air-Source) | (C,H,T)VH825GKA3* |  |  | EA*4X48L24A*+WALLCON | *95CSU1002122B* | 24000 | 17 | 8.5 | 20800 | 16500 | 79.33% | 2.02 | 0 | 11 |  |  |  |  | R-410A | 2 | Residential & Commercial | USHP | Ducted CEE Tier 1
215934042 | Central HP <5.4 tons | KENMORE | HRCU-A-CB (Split System: Heat Pump with Remote Outdoor Unit-Air-Source) | (C,H,T)5H3V48*K*AAA* |  |  | EA*5X48M21A*+WALLCON | *95CSU1002122B* | 44000 | 21 | 9.5 | 48000 | 36200 | 75.42% | 2 | 0 | 11 |  |  |  |  | R-454B | 3.6667 | Residential & Commercial | USHP | Ducted CEE Tier 1
214240091 | Central HP <5.4 tons | KENMORE | HRCU-A-CB (Split System: Heat Pump with Remote Outdoor Unit-Air-Source) | (C,H,T)VH837GKA** |  |  | EN(A,D,W)4X60L24**+WALLCON | *96CTN1002122B* | 32800 | 17.5 | 8.1 | 32200 | 24600 | 76.4% | 1.96 | 0 | 12 |  |  |  |  | R-410A | 2.7333 | Residential & Commercial | USHP | Ducted CEE Tier 1
214241643 | Central HP <5.4 tons | KENMORE | HRCU-A-CB (Split System: Heat Pump with Remote Outdoor Unit-Air-Source) | (C,H,T)VH825GKA3* |  |  | EN(A,D)4X24L17**+WALLCON | *96CTN0801714B* | 23200 | 16 | 8.1 | 22000 | 16900 | 76.82% | 1.92 | 0 | 10.5 |  |  |  |  | R-410A | 1.9333 | Residential & Commercial | USHP | Ducted CEE Tier 1
214573996 | Central HP <5.4 tons | KENMORE | HRCU-A-CB (Split System: Heat Pump with Remote Outdoor Unit-Air-Source) | (C,H,T)VH837GKA2* |  |  | EA*4X48L24A*+WALLCON | *95CSU1002122B* | 32400 | 17.5 | 8.5 | 32200 | 24800 | 77.02% | 2 | 0 | 11.5 |  |  |  |  | R-410A | 2.7 | Residential & Commercial | USHP | Ducted CEE Tier 1
214574146 | Central HP <5.4 tons | KENMORE | HRCU-A-CB (Split System: Heat Pump with Remote Outdoor Unit-Air-Source) | (C,H,T)VH837GKA2* |  |  | EA*4X61L21A*+WALLCON | *96CTN0802120B* | 33200 | 18.5 | 8.5 | 31800 | 24800 | 77.99% | 2 | 0 | 11.5 |  |  |  |  | R-410A | 2.7667 | Residential & Commercial | USHP | Ducted CEE Tier 1
215940512 | Central HP <5.4 tons | KENMORE | HRCU-A-CB (Split System: Heat Pump with Remote Outdoor Unit-Air-Source) | (C,H,T)5H3V36*K*AAA* |  |  | EVD5X36M21A*+WALLCON | *96CTN0802120B* | 34400 | 20.5 | 8.5 | 38500 | 28200 | 73.25% | 2.04 | 0 | 11.7 |  |  |  |  | R-454B | 2.8667 | Residential & Commercial | USHP | Ducted CEE Tier 1
215677600 | Central HP <5.4 tons | KEEPRITE | HRCU-A-CB (Split System: Heat Pump with Remote Outdoor Unit-Air-Source) | C5H0V60*K*AAA* |  |  | EVD5X61M21A*+WALLCON | *95CSU0802120B* | 57000 | 18 | 9 | 64000 | 45000 | 70.31% | 2.08 | 0 | 9 |  |  |  |  | R-454B | 4.75 | Residential & Commercial | USHP
215677400 | Central HP <5.4 tons | KEEPRITE | HRCU-A-CB (Split System: Heat Pump with Remote Outdoor Unit-Air-Source) | C5H0V60*K*AAA* |  |  | EVD5X60M21A*+WALLCON | *97CMN0602120B* | 55500 | 17.5 | 8.5 | 64000 | 46000 | 71.88% | 1.94 | 0 | 8.5 |  |  |  |  | R-454B | 4.625 | Residential & Commercial | USHP
215677350 | Central HP <5.4 tons | KEEPRITE | HRCU-A-CB (Split System: Heat Pump with Remote Outdoor Unit-Air-Source) | C5H0V60*K*AAA* |  |  | EVD5X60M21A*+WALLCON | *80CTL0702120B* | 56500 | 18 | 9 | 64000 | 45000 | 70.31% | 2.06 | 0 | 9 |  |  |  |  | R-454B | 4.7083 | Residential & Commercial | USHP
215676980 | Central HP <5.4 tons | KEEPRITE | HRCU-A-CB (Split System: Heat Pump with Remote Outdoor Unit-Air-Source) | C5H0V60*K*AAA* |  |  | EVM5X60M21A*+WALLCON | *80CSU1002120A* | 56500 | 18 | 9 | 64000 | 45000 | 70.31% | 2.08 | 0 | 9 |  |  |  |  | R-454B | 4.7083 | Residential & Commercial | USHP
213081003 | Central HP <5.4 tons | ACIQ | HRCU-A-CB (Split System: Heat Pump with Remote Outdoor Unit-Air-Source) | HVH837GKA2* |  |  | EN(A,D,W)4X60L24**+WALLCON | *97CMN1202422A* | 32800 | 17.5 | 8.1 | 32200 | 24800 | 77.02% | 1.96 | 0 | 11.7 |  |  |  |  | R-410A | 2.7333 | Residential & Commercial | USHP | Ducted CEE Tier 1
213779503 | Central HP <5.4 tons | KENMORE | HRCU-A-CB (Split System: Heat Pump with Remote Outdoor Unit-Air-Source) | (C,H,T)VH837GKA** |  |  | EA*4X48L24A*+WALLCON | *80CTL1102120B* | 32400 | 17.5 | 8.5 | 32200 | 24800 | 77.02% | 1.98 | 0 | 11.5 |  |  |  |  | R-410A | 2.7 | Residential & Commercial | USHP | Ducted CEE Tier 1
215677330 | Central HP <5.4 tons | KEEPRITE | HRCU-A-CB (Split System: Heat Pump with Remote Outdoor Unit-Air-Source) | C5H0V60*K*AAA* |  |  | EVD5X60M21A*+WALLCON | *80CSU1002120A* | 56500 | 18 | 9 | 64000 | 45000 | 70.31% | 2.08 | 0 | 9 |  |  |  |  | R-454B | 4.7083 | Residential & Commercial | USHP
209862135 | Central HP <5.4 tons | Grandaire | HRCU-A-CB (Split System: Heat Pump with Remote Outdoor Unit-Air-Source) | WDLCURAH48ABK |  |  | WDLFUAAH48XAK | 0 | 47000 | 15.6 | 9.4 | 50000 | 46000 | 92% | 1.9 | 8.5 | 8.2 |  |  |  |  | R-410A | 3.9167 | Residential & Commercial | USHP
215678160 | Central HP <5.4 tons | KEEPRITE | HRCU-A-CB (Split System: Heat Pump with Remote Outdoor Unit-Air-Source) | C5H0V60*K*AAA* |  |  | ESH5X60M12A*+WALLCON | *97CMN1202422B* | 55500 | 17 | 8.5 | 60000 | 42000 | 70% | 1.9 | 0 | 8.5 |  |  |  |  | R-454B | 4.625 | Residential & Commercial | USHP
215678010 | Central HP <5.4 tons | KEEPRITE | HRCU-A-CB (Split System: Heat Pump with Remote Outdoor Unit-Air-Source) | C5H0V60*K*AAA* |  |  | EA*5X61M24A*+WALLCON | *97CMN1202422B* | 56000 | 18.5 | 9 | 60000 | 42000 | 70% | 2 | 0 | 9 |  |  |  |  | R-454B | 4.6667 | Residential & Commercial | USHP
215319209 | Central HP <5.4 tons | Grandaire | HRCU-A-CB (Split System: Heat Pump with Remote Outdoor Unit-Air-Source) | D5CUHAH18AAK |  |  | D5FUHAH24XAK | 0 | 18000 | 19 | 10.2 | 18000 | 18600 | 103.3% | 2.12 | 0 | 12.5 |  |  |  |  | R-454B | 1.5 | Residential & Commercial | USHP | Ducted CEE Tier 1
216763032 | Central HP <5.4 tons | SLIMAIR | HRCU-A-CB (Split System: Heat Pump with Remote Outdoor Unit-Air-Source) | SHC60AE224V |  |  | SHV60AE2AG | 0 | 54000 | 15.2 | 8.4 | 54000 | 38000 | 70.37% | 1.8 | 0 | 8.6 |  |  |  |  | R-454B | 4.5 | Residential & Commercial | USHP
215864026 | Central HP <5.4 tons | Wells | HRCU-A-CB (Split System: Heat Pump with Remote Outdoor Unit-Air-Source) | WDHP-60RH |  |  | WDAH-60MOC | 0 | 54000 | 15.2 | 8.4 | 54000 | 38000 | 70.37% | 1.8 | 0 | 8.6 |  |  |  |  | R-454B | 4.5 | Residential & Commercial | USHP
215940662 | Central HP <5.4 tons | KENMORE | HRCU-A-CB (Split System: Heat Pump with Remote Outdoor Unit-Air-Source) | (C,H,T)5H3V36*K*AAA* |  |  | EVD5X42M21A*+WALLCON | *97CTN0801716A* | 34200 | 20.5 | 8.5 | 39000 | 28600 | 73.33% | 2.04 | 0 | 11.5 |  |  |  |  | R-454B | 2.85 | Residential & Commercial | USHP | Ducted CEE Tier 1
215940812 | Central HP <5.4 tons | KENMORE | HRCU-A-CB (Split System: Heat Pump with Remote Outdoor Unit-Air-Source) | (C,H,T)5H3V36*K*AAA* |  |  | EVD5X60M21A*+WALLCON | *96CTN0802120B* | 35600 | 21.5 | 8.5 | 38000 | 28600 | 75.26% | 2.02 | 0 | 12 |  |  |  |  | R-454B | 2.9667 | Residential & Commercial | USHP | Ducted CEE Tier 1
215939912 | Central HP <5.4 tons | KENMORE | HRCU-A-CB (Split System: Heat Pump with Remote Outdoor Unit-Air-Source) | (C,H,T)5H3V36*K*AAA* |  |  | EA*5X61M24A*+WALLCON | *97CTN0802120A* | 34400 | 20.5 | 9.5 | 34400 | 26000 | 75.58% | 2.06 | 0 | 12 |  |  |  |  | R-454B | 2.8667 | Residential & Commercial | USHP | Ducted CEE Tier 1
215932841 | Central HP <5.4 tons | KEEPRITE | HRCU-A-CB (Split System: Heat Pump with Remote Outdoor Unit-Air-Source) | C5H3V36*K*AAA* |  |  | EA*5X61M21A*+WALLCON | *96CTN1002122B* | 34400 | 20.5 | 9.5 | 34200 | 26000 | 76.02% | 2.06 | 0 | 12 |  |  |  |  | R-454B | 2.8667 | Residential & Commercial | USHP | Ducted CEE Tier 1
215932941 | Central HP <5.4 tons | KEEPRITE | HRCU-A-CB (Split System: Heat Pump with Remote Outdoor Unit-Air-Source) | C5H3V36*K*AAA* |  |  | EA*5X61M24A*+WALLCON | *97CMN1202422B* | 34400 | 20.5 | 9.5 | 34400 | 26000 | 75.58% | 2.06 | 0 | 12 |  |  |  |  | R-454B | 2.8667 | Residential & Commercial | USHP | Ducted CEE Tier 1
214572495 | Central HP <5.4 tons | KEEPRITE | HRCU-A-CB (Split System: Heat Pump with Remote Outdoor Unit-Air-Source) | CVH837GKA** |  |  | EA*4X36L21A*+WALLCON | *95CSU1002122B* | 31600 | 17 | 8.1 | 32800 | 24200 | 73.78% | 1.86 | 0 | 11 |  |  |  |  | R-410A | 2.6333 | Residential & Commercial | USHP | Ducted CEE Tier 1
214572815 | Central HP <5.4 tons | KEEPRITE | HRCU-A-CB (Split System: Heat Pump with Remote Outdoor Unit-Air-Source) | CVH837GKA** |  |  | EA*4X48L21A*+WALLCON | *97CMN0802120B* | 32200 | 17.5 | 8.5 | 32400 | 25000 | 77.16% | 1.98 | 0 | 11 |  |  |  |  | R-410A | 2.6833 | Residential & Commercial | USHP | Ducted CEE Tier 1
212976995 | Central HP <5.4 tons | KEEPRITE | HRCU-A-CB (Split System: Heat Pump with Remote Outdoor Unit-Air-Source) | DLCURAH24ABK |  |  | EA*4X37L21A* | *96VTN1002122B* | 24600 | 17.5 | 8.5 | 25200 | 21200 | 84.13% | 1.78 | 0 | 10.5 |  |  |  |  | R-410A | 2.05 | Residential & Commercial | USHP | Ducted CEE Tier 1
215934101 | Central HP <5.4 tons | KEEPRITE | HRCU-A-CB (Split System: Heat Pump with Remote Outdoor Unit-Air-Source) | C5H3V48*K*AAA* |  |  | EA*5X60M24A*+WALLCON | *80CTL0702120B* | 44500 | 21 | 9.5 | 48500 | 36600 | 75.46% | 2 | 0 | 11 |  |  |  |  | R-454B | 3.7083 | Residential & Commercial | USHP | Ducted CEE Tier 1
211228259 | Central HP <5.4 tons | BRYANT HEATING AND COOLING SYSTEMS | HRCU-A-CB (Split System: Heat Pump with Remote Outdoor Unit-Air-Source) | 38MURAQ36AB3* |  |  | CAP**4321AL* | 8(0,1)*SA48090E21*** | 36800 | 16 | 8.5 | 38500 | 34800 | 90.39% | 2.1 | 0 | 10 |  |  |  |  | R-410A | 3.0667 | Residential & Commercial | USHP | Ducted CEE Tier 1
211228556 | Central HP <5.4 tons | BRYANT HEATING AND COOLING SYSTEMS | HRCU-A-CB (Split System: Heat Pump with Remote Outdoor Unit-Air-Source) | 38MURAQ36AB3* |  |  | CAP**4321AL* | 926SA60080V21*** | 36400 | 16 | 8.5 | 38500 | 34800 | 90.39% | 2.08 | 0 | 10 |  |  |  |  | R-410A | 3.0333 | Residential & Commercial | USHP | Ducted CEE Tier 1
211228773 | Central HP <5.4 tons | BRYANT HEATING AND COOLING SYSTEMS | HRCU-A-CB (Split System: Heat Pump with Remote Outdoor Unit-Air-Source) | 38MURAQ36AB3* |  |  | CAP**4821AL* | 8(0,1)*SA42090E17*** | 36400 | 16 | 8.5 | 38500 | 34800 | 90.39% | 2.08 | 0 | 10 |  |  |  |  | R-410A | 3.0333 | Residential & Commercial | USHP | Ducted CEE Tier 1
211228809 | Central HP <5.4 tons | BRYANT HEATING AND COOLING SYSTEMS | HRCU-A-CB (Split System: Heat Pump with Remote Outdoor Unit-Air-Source) | 38MURAQ36AB3* |  |  | CAP**4821AL* | 8(0,1)*SA60110E21*** | 35800 | 16.5 | 8.5 | 38500 | 34600 | 89.87% | 2.04 | 0 | 10 |  |  |  |  | R-410A | 2.9833 | Residential & Commercial | USHP | Ducted CEE Tier 1
215677200 | Central HP <5.4 tons | KEEPRITE | HRCU-A-CB (Split System: Heat Pump with Remote Outdoor Unit-Air-Source) | C5H0V60*K*AAA* |  |  | EVM5X60M24A*+WALLCON | *96CTN1002122B* | 56500 | 18.5 | 9 | 63000 | 44500 | 70.63% | 2.08 | 0 | 9 |  |  |  |  | R-454B | 4.7083 | Residential & Commercial | USHP
215677050 | Central HP <5.4 tons | KEEPRITE | HRCU-A-CB (Split System: Heat Pump with Remote Outdoor Unit-Air-Source) | C5H0V60*K*AAA* |  |  | EVM5X60M21A*+WALLCON | *97CMN0602120B* | 55500 | 17.5 | 8.5 | 65000 | 46000 | 70.77% | 1.94 | 0 | 8.5 |  |  |  |  | R-454B | 4.625 | Residential & Commercial | USHP
215677750 | Central HP <5.4 tons | KEEPRITE | HRCU-A-CB (Split System: Heat Pump with Remote Outdoor Unit-Air-Source) | C5H0V60*K*AAA* |  |  | EA*5X60M24A*+WALLCON | *80CSU0802120A* | 55000 | 18.5 | 8.5 | 59000 | 41500 | 70.34% | 2.02 | 0 | 9 |  |  |  |  | R-454B | 4.5833 | Residential & Commercial | USHP
213307907 | Central HP <5.4 tons | Wells | HRCU-A-C (Split System: Heat Pump with Remote Outdoor Unit with No Indoor Fan --Air Source) | WUCA-30HFMO |  |  | WUA-36BHFM | 0 | 29000 | 15.2 | 8.5 | 31000 | 22600 | 72.9% | 1.8 | 0 | 10 |  |  |  |  | R-410A | 2.4167 | Residential & Commercial | USHP | Ducted CEE Tier 1
213412077 | Central HP <5.4 tons | ICONIC AIR SOLUTION | HRCU-A-CB (Split System: Heat Pump with Remote Outdoor Unit-Air-Source) | ICLZ30AK |  |  | IFLA30IK | 0 | 30000 | 16.2 | 8.9 | 33000 | 24000 | 72.73% | 1.8 | 11 | 10 |  |  |  |  | R-410A | 2.5 | Residential & Commercial | USHP | Ducted CEE Tier 1
215677550 | Central HP <5.4 tons | KEEPRITE | HRCU-A-CB (Split System: Heat Pump with Remote Outdoor Unit-Air-Source) | C5H0V60*K*AAA* |  |  | EVD5X60M24A*+WALLCON | *96CTN1002122B* | 56500 | 18.5 | 9 | 63000 | 44500 | 70.63% | 2.08 | 0 | 9 |  |  |  |  | R-454B | 4.7083 | Residential & Commercial | USHP
215677920 | Central HP <5.4 tons | KEEPRITE | HRCU-A-CB (Split System: Heat Pump with Remote Outdoor Unit-Air-Source) | C5H0V60*K*AAA* |  |  | EA*5X61M24A*+WALLCON | *80CTL0702120B* | 55500 | 18.5 | 9 | 60000 | 42000 | 70% | 2 | 0 | 8.5 |  |  |  |  | R-454B | 4.625 | Residential & Commercial | USHP
215677581 | Central HP <5.4 tons | KENMORE | HRCU-A-CB (Split System: Heat Pump with Remote Outdoor Unit-Air-Source) | (C,H,T)5H0V60*K*AAA* |  |  | EVD5X61M21A*+WALLCON | *80CTL0701716B* | 55500 | 18 | 9 | 60500 | 43500 | 71.9% | 2.1 | 0 | 9.5 |  |  |  |  | R-454B | 4.625 | Residential & Commercial | USHP
215677681 | Central HP <5.4 tons | KENMORE | HRCU-A-CB (Split System: Heat Pump with Remote Outdoor Unit-Air-Source) | (C,H,T)5H0V60*K*AAA* |  |  | EVD5X61M24A*+WALLCON | *95CSU0802120B* | 57500 | 18 | 9 | 64000 | 45000 | 70.31% | 2.08 | 0 | 9 |  |  |  |  | R-454B | 4.7917 | Residential & Commercial | USHP
215677781 | Central HP <5.4 tons | KENMORE | HRCU-A-CB (Split System: Heat Pump with Remote Outdoor Unit-Air-Source) | (C,H,T)5H0V60*K*AAA* |  |  | EA*5X60M24A*+WALLCON | *80CTL0902120B* | 55000 | 18.5 | 9 | 59000 | 41500 | 70.34% | 2.04 | 0 | 9 |  |  |  |  | R-454B | 4.5833 | Residential & Commercial | USHP
216733270 | Central HP <5.4 tons | KEEPRITE | HRCU-A-CB (Split System: Heat Pump with Remote Outdoor Unit-Air-Source) | D5CUHAH24AAK |  |  | EA*5X25M17A* | *80MSU0601716A* | 23400 | 17 | 8.5 | 21000 | 18600 | 88.57% | 1.96 | 0 | 11 |  |  |  |  | R-454B | 1.95 | Residential & Commercial | USHP | Ducted CEE Tier 1
215934512 | Central HP <5.4 tons | KENMORE | HRCU-A-CB (Split System: Heat Pump with Remote Outdoor Unit-Air-Source) | (C,H,T)5H3V48*K*AAA* |  |  | ESH5X48M12A*+WALLCON | *97CMN1202422B* | 44000 | 20 | 9 | 48500 | 36600 | 75.46% | 1.82 | 0 | 10.5 |  |  |  |  | R-454B | 3.6667 | Residential & Commercial | USHP | Ducted CEE Tier 1
215934562 | Central HP <5.4 tons | KENMORE | HRCU-A-CB (Split System: Heat Pump with Remote Outdoor Unit-Air-Source) | (C,H,T)5H3V48*K*AAA* |  |  | ESH5X60M12A*+WALLCON | *80CTL0701412B* | 43500 | 19.5 | 9 | 49500 | 35600 | 71.92% | 1.9 | 0 | 11 |  |  |  |  | R-454B | 3.625 | Residential & Commercial | USHP | Ducted CEE Tier 1
216733502 | Central HP <5.4 tons | KEEPRITE | HRCU-A-CB (Split System: Heat Pump with Remote Outdoor Unit-Air-Source) | D5CUHAH24AAK |  |  | EA*5X25M17A* | *96VSN0601716B* | 23000 | 16.5 | 8.5 | 20600 | 18400 | 89.32% | 1.98 | 0 | 11 |  |  |  |  | R-454B | 1.9167 | Residential & Commercial | USHP | Ducted CEE Tier 1
215677150 | Central HP <5.4 tons | KEEPRITE | HRCU-A-CB (Split System: Heat Pump with Remote Outdoor Unit-Air-Source) | C5H0V60*K*AAA* |  |  | EVM5X60M24A*+WALLCON | *95CSU0802120B* | 56500 | 18 | 9 | 63500 | 44500 | 70.08% | 2.08 | 0 | 9 |  |  |  |  | R-454B | 4.7083 | Residential & Commercial | USHP
211228993 | Central HP <5.4 tons | BRYANT HEATING AND COOLING SYSTEMS | HRCU-A-CB (Split System: Heat Pump with Remote Outdoor Unit-Air-Source) | 38MURAQ36AB3* |  |  | CAP**4821AL* | 912SD60100E21*** | 35600 | 16.5 | 8.5 | 37800 | 34600 | 91.53% | 2.04 | 0 | 10 |  |  |  |  | R-410A | 2.9667 | Residential & Commercial | USHP | Ducted CEE Tier 1
211229024 | Central HP <5.4 tons | BRYANT HEATING AND COOLING SYSTEMS | HRCU-A-CB (Split System: Heat Pump with Remote Outdoor Unit-Air-Source) | 38MURAQ36AB3* |  |  | CAP**4821AL* | 915SB48080E17*** | 35400 | 15.5 | 8.1 | 37800 | 34800 | 92.06% | 2.02 | 0 | 9.5 |  |  |  |  | R-410A | 2.95 | Residential & Commercial | USHP
211229093 | Central HP <5.4 tons | BRYANT HEATING AND COOLING SYSTEMS | HRCU-A-CB (Split System: Heat Pump with Remote Outdoor Unit-Air-Source) | 38MURAQ36AB3* |  |  | CAP**4821AL* | 926SA60080V21*** | 36000 | 16 | 8.5 | 38500 | 34600 | 89.87% | 2.06 | 0 | 10 |  |  |  |  | R-410A | 3 | Residential & Commercial | USHP | Ducted CEE Tier 1
215679981 | Central HP <5.4 tons | KENMORE | HRCU-A-CB (Split System: Heat Pump with Remote Outdoor Unit-Air-Source) | (C,H,T)5H0V36*K*AAA* |  |  | ESH5X60M12A*+WALLCON | *97CTN0801716A* | 34400 | 16 | 8.5 | 34800 | 25000 | 71.84% | 1.78 | 0 | 9.5 |  |  |  |  | R-454B | 2.8667 | Residential & Commercial | USHP
215677391 | Central HP <5.4 tons | KENMORE | HRCU-A-CB (Split System: Heat Pump with Remote Outdoor Unit-Air-Source) | (C,H,T)5H0V60*K*AAA* |  |  | EVD5X60M21A*+WALLCON | *95CSU1002122B* | 57000 | 18 | 9 | 63500 | 44500 | 70.08% | 2.08 | 0 | 9 |  |  |  |  | R-454B | 4.75 | Residential & Commercial | USHP
215677541 | Central HP <5.4 tons | KENMORE | HRCU-A-CB (Split System: Heat Pump with Remote Outdoor Unit-Air-Source) | (C,H,T)5H0V60*K*AAA* |  |  | EVD5X60M24A*+WALLCON | *97CMN1202422B* | 56500 | 18.5 | 9 | 63000 | 44500 | 70.63% | 2.08 | 0 | 9 |  |  |  |  | R-454B | 4.7083 | Residential & Commercial | USHP
216980861 | Central HP <5.4 tons | PolarWave | HRCU-A-CB (Split System: Heat Pump with Remote Outdoor Unit-Air-Source) | EZ-24-HPB |  |  | EZ-24-AHB | 0 | 23000 | 18.4 | 10 | 24000 | 21600 | 90% | 1.87 | 0 | 11.7 |  |  |  |  | R-454B | 1.9167 | Residential & Commercial | USHP | Ducted CEE Tier 1
211230660 | Central HP <5.4 tons | BRYANT HEATING AND COOLING SYSTEMS | HRCU-A-CB (Split System: Heat Pump with Remote Outdoor Unit-Air-Source) | 38MURAQ36AB3* |  |  | CNPV*4824AL* | 915SB66100E21*** | 37600 | 15.5 | 8.5 | 39500 | 35000 | 88.61% | 2.08 | 0 | 10.5 |  |  |  |  | R-410A | 3.1333 | Residential & Commercial | USHP | Ducted CEE Tier 1
211230894 | Central HP <5.4 tons | BRYANT HEATING AND COOLING SYSTEMS | HRCU-A-CB (Split System: Heat Pump with Remote Outdoor Unit-Air-Source) | 38MURAQ36AB3* |  |  | FV4CN(B,F)005L | 0 | 36200 | 17 | 8.5 | 37600 | 34400 | 91.49% | 2.06 | 0 | 10 |  |  |  |  | R-410A | 3.0167 | Residential & Commercial | USHP | Ducted CEE Tier 1
215678191 | Central HP <5.4 tons | KENMORE | HRCU-A-CB (Split System: Heat Pump with Remote Outdoor Unit-Air-Source) | (C,H,T)5H0V24*K*AAA* |  |  | EA*5X24M17A*+WALLCON | *80CSU0401712B* | 23000 | 16.5 | 8.5 | 24000 | 16800 | 70% | 1.98 | 0 | 10 |  |  |  |  | R-454B | 1.9167 | Residential & Commercial | USHP | Ducted CEE Tier 1
216733521 | Central HP <5.4 tons | KEEPRITE | HRCU-A-CB (Split System: Heat Pump with Remote Outdoor Unit-Air-Source) | D5CUHAH24AAK |  |  | EA*5X25M17A* | *95MSU0401712A* | 23000 | 16.5 | 8.5 | 20800 | 18500 | 88.94% | 1.96 | 0 | 11 |  |  |  |  | R-454B | 1.9167 | Residential & Commercial | USHP | Ducted CEE Tier 1
213780023 | Central HP <5.4 tons | KENMORE | HRCU-A-CB (Split System: Heat Pump with Remote Outdoor Unit-Air-Source) | (C,H,T)VH837GKA** |  |  | EHD4X42AAL+WALLCON | *80CTL0902120B* | 32400 | 16.5 | 8.1 | 32800 | 24600 | 75% | 1.94 | 0 | 11 |  |  |  |  | R-410A | 2.7 | Residential & Commercial | USHP | Ducted CEE Tier 1
213780193 | Central HP <5.4 tons | KENMORE | HRCU-A-CB (Split System: Heat Pump with Remote Outdoor Unit-Air-Source) | (C,H,T)VH837GKA** |  |  | EHD4X48AAL+WALLCON | *80CTL1102120B* | 32600 | 16.5 | 8.1 | 32800 | 24800 | 75.61% | 1.96 | 0 | 11 |  |  |  |  | R-410A | 2.7167 | Residential & Commercial | USHP | Ducted CEE Tier 1
215933141 | Central HP <5.4 tons | KEEPRITE | HRCU-A-CB (Split System: Heat Pump with Remote Outdoor Unit-Air-Source) | C5H3V36*K*AAA* |  |  | ESH5X36M12A*+WALLCON | *95CSU0601716B* | 33000 | 18.5 | 9 | 35400 | 27200 | 76.84% | 1.92 | 0 | 11 |  |  |  |  | R-454B | 2.75 | Residential & Commercial | USHP | Ducted CEE Tier 1
215933211 | Central HP <5.4 tons | KEEPRITE | HRCU-A-CB (Split System: Heat Pump with Remote Outdoor Unit-Air-Source) | C5H3V36*K*AAA* |  |  | ESH5X36M12A*+WALLCON | *97CMN1002122B* | 33400 | 19 | 9 | 34800 | 26600 | 76.44% | 1.92 | 0 | 11 |  |  |  |  | R-454B | 2.7833 | Residential & Commercial | USHP | Ducted CEE Tier 1
215940012 | Central HP <5.4 tons | KENMORE | HRCU-A-CB (Split System: Heat Pump with Remote Outdoor Unit-Air-Source) | (C,H,T)5H3V36*K*AAA* |  |  | ESH5X36M12A*+WALLCON | *97CTN1202422A* | 33400 | 19 | 9 | 34800 | 26600 | 76.44% | 1.92 | 0 | 11 |  |  |  |  | R-454B | 2.7833 | Residential & Commercial | USHP | Ducted CEE Tier 1
215939612 | Central HP <5.4 tons | KENMORE | HRCU-A-CB (Split System: Heat Pump with Remote Outdoor Unit-Air-Source) | (C,H,T)5H3V36*K*AAA* |  |  | EA*5X36M17A*+WALLCON | *80CSU0401712B* | 32400 | 19.5 | 9.5 | 35000 | 26800 | 76.57% | 2 | 0 | 11 |  |  |  |  | R-454B | 2.7 | Residential & Commercial | USHP | Ducted CEE Tier 1
216643591 | Central HP <5.4 tons | KEEPRITE | HRCU-A-CB (Split System: Heat Pump with Remote Outdoor Unit-Air-Source) | D5CUHAH18AAK |  |  | EA*5X19M17A* | *80MSU0601716A* | 18300 | 15.5 | 9.5 | 20000 | 17800 | 89% | 2 | 0 | 11 |  |  |  |  | R-454B | 1.525 | Residential & Commercial | USHP | Ducted CEE Tier 1
211227113 | Central HP <5.4 tons | BRYANT HEATING AND COOLING SYSTEMS | HRCU-A-CB (Split System: Heat Pump with Remote Outdoor Unit-Air-Source) | 38MURAQ36AB3* |  |  | CAP**3721AL* | 926SA60080V21*** | 36400 | 16 | 8.5 | 38500 | 34800 | 90.39% | 2.08 | 0 | 10 |  |  |  |  | R-410A | 3.0333 | Residential & Commercial | USHP | Ducted CEE Tier 1
211227680 | Central HP <5.4 tons | BRYANT HEATING AND COOLING SYSTEMS | HRCU-A-CB (Split System: Heat Pump with Remote Outdoor Unit-Air-Source) | 38MURAQ36AB3* |  |  | CAP**4221AL* | 926TB48080V17*** | 35200 | 15.5 | 8.1 | 38500 | 35000 | 90.91% | 1.86 | 0 | 9.5 |  |  |  |  | R-410A | 2.9333 | Residential & Commercial | USHP
211228100 | Central HP <5.4 tons | BRYANT HEATING AND COOLING SYSTEMS | HRCU-A-CB (Split System: Heat Pump with Remote Outdoor Unit-Air-Source) | 38MURAQ36AB3* |  |  | CAP**4224AL* | 935SA66100E21*** | 36600 | 15.2 | 8.1 | 40000 | 35200 | 88% | 1.94 | 0 | 10 |  |  |  |  | R-410A | 3.05 | Residential & Commercial | USHP | Ducted CEE Tier 1
211227916 | Central HP <5.4 tons | BRYANT HEATING AND COOLING SYSTEMS | HRCU-A-CB (Split System: Heat Pump with Remote Outdoor Unit-Air-Source) | 38MURAQ36AB3* |  |  | CAP**4224AL* | 82*TA60090V21*** | 35000 | 16 | 8.1 | 38500 | 35000 | 90.91% | 1.86 | 0 | 9.5 |  |  |  |  | R-410A | 2.9167 | Residential & Commercial | USHP
213779073 | Central HP <5.4 tons | KENMORE | HRCU-A-CB (Split System: Heat Pump with Remote Outdoor Unit-Air-Source) | (C,H,T)VH837GKA** |  |  | EA*4X42L21A*+WALLCON | *80CTL0701716B* | 31400 | 17 | 8.1 | 33200 | 24400 | 73.49% | 1.86 | 0 | 10.5 |  |  |  |  | R-410A | 2.6167 | Residential & Commercial | USHP | Ducted CEE Tier 1
211229998 | Central HP <5.4 tons | BRYANT HEATING AND COOLING SYSTEMS | HRCU-A-CB (Split System: Heat Pump with Remote Outdoor Unit-Air-Source) | 38MURAQ36AB3* |  |  | CNPV*4821AL* | 82*SA60070V21*** | 36000 | 16 | 8.1 | 38500 | 34800 | 90.39% | 2.02 | 0 | 10 |  |  |  |  | R-410A | 3 | Residential & Commercial | USHP | Ducted CEE Tier 1
211230141 | Central HP <5.4 tons | BRYANT HEATING AND COOLING SYSTEMS | HRCU-A-CB (Split System: Heat Pump with Remote Outdoor Unit-Air-Source) | 38MURAQ36AB3* |  |  | CNPV*4821AL* | 912SD60100E21*** | 35800 | 16.5 | 8.1 | 38500 | 34800 | 90.39% | 2 | 0 | 10 |  |  |  |  | R-410A | 2.9833 | Residential & Commercial | USHP | Ducted CEE Tier 1
215679851 | Central HP <5.4 tons | KENMORE | HRCU-A-CB (Split System: Heat Pump with Remote Outdoor Unit-Air-Source) | (C,H,T)5H0V36*K*AAA* |  |  | ESH5X42M12A*+WALLCON | *97CTN1002122A* | 34000 | 16.5 | 8.5 | 35600 | 25200 | 70.79% | 1.78 | 0 | 9.5 |  |  |  |  | R-454B | 2.8333 | Residential & Commercial | USHP
211229144 | Central HP <5.4 tons | BRYANT HEATING AND COOLING SYSTEMS | HRCU-A-CB (Split System: Heat Pump with Remote Outdoor Unit-Air-Source) | 38MURAQ36AB3* |  |  | CAP**4821AL* | 935SA66100E21*** | 37200 | 15.5 | 8.5 | 38500 | 35000 | 90.91% | 2.12 | 0 | 10 |  |  |  |  | R-410A | 3.1 | Residential & Commercial | USHP | Ducted CEE Tier 1
211229376 | Central HP <5.4 tons | BRYANT HEATING AND COOLING SYSTEMS | HRCU-A-CB (Split System: Heat Pump with Remote Outdoor Unit-Air-Source) | 38MURAQ36AB3* |  |  | CAP**4824AL* | 83*SA60080E21*** | 37600 | 15.5 | 8.5 | 39500 | 35000 | 88.61% | 2.14 | 0 | 10 |  |  |  |  | R-410A | 3.1333 | Residential & Commercial | USHP | Ducted CEE Tier 1
211229896 | Central HP <5.4 tons | BRYANT HEATING AND COOLING SYSTEMS | HRCU-A-CB (Split System: Heat Pump with Remote Outdoor Unit-Air-Source) | 38MURAQ36AB3* |  |  | CNPV*4821AL* | 8(0,1)*SA36045E17*** | 35800 | 15.5 | 8.1 | 38500 | 35000 | 90.91% | 2 | 0 | 10 |  |  |  |  | R-410A | 2.9833 | Residential & Commercial | USHP | Ducted CEE Tier 1
211229944 | Central HP <5.4 tons | BRYANT HEATING AND COOLING SYSTEMS | HRCU-A-CB (Split System: Heat Pump with Remote Outdoor Unit-Air-Source) | 38MURAQ36AB3* |  |  | CNPV*4821AL* | 8(0,1)*SA48090E21*** | 36400 | 16 | 8.1 | 38500 | 34800 | 90.39% | 2.04 | 0 | 10.5 |  |  |  |  | R-410A | 3.0333 | Residential & Commercial | USHP | Ducted CEE Tier 1
211230027 | Central HP <5.4 tons | BRYANT HEATING AND COOLING SYSTEMS | HRCU-A-CB (Split System: Heat Pump with Remote Outdoor Unit-Air-Source) | 38MURAQ36AB3* |  |  | CNPV*4821AL* | 83*SA48060E17*** | 35600 | 16.5 | 8.1 | 38500 | 34800 | 90.39% | 2 | 0 | 10 |  |  |  |  | R-410A | 2.9667 | Residential & Commercial | USHP | Ducted CEE Tier 1
211230161 | Central HP <5.4 tons | BRYANT HEATING AND COOLING SYSTEMS | HRCU-A-CB (Split System: Heat Pump with Remote Outdoor Unit-Air-Source) | 38MURAQ36AB3* |  |  | CNPV*4821AL* | 915SB42060E17*** | 35600 | 15.5 | 8.1 | 38500 | 35000 | 90.91% | 2 | 0 | 10 |  |  |  |  | R-410A | 2.9667 | Residential & Commercial | USHP | Ducted CEE Tier 1
212609354 | Central HP <5.4 tons | RUSSELL | HRCU-A-CB (Split System: Heat Pump with Remote Outdoor Unit-Air-Source) | SP18AZ36AJVC |  |  | TCFZ6021SEAAM | S802V0755A21DZ | 34200 | 18 | 8.5 | 34200 | 43000 | 125.7% | 2.2 | 0 | 12.5 |  |  |  |  | R-410A | 2.85 | Residential & Commercial | USHP | Ducted CEE Tier 1
213780243 | Central HP <5.4 tons | KENMORE | HRCU-A-CB (Split System: Heat Pump with Remote Outdoor Unit-Air-Source) | (C,H,T)VH837GKA** |  |  | EHD4X48AAL+WALLCON | *97CMN1002122B* | 32600 | 16.5 | 8.1 | 33000 | 24800 | 75.15% | 1.96 | 0 | 11 |  |  |  |  | R-410A | 2.7167 | Residential & Commercial | USHP | Ducted CEE Tier 1
213778973 | Central HP <5.4 tons | KENMORE | HRCU-A-CB (Split System: Heat Pump with Remote Outdoor Unit-Air-Source) | (C,H,T)VH837GKA** |  |  | EA*4X37L21A*+WALLCON | *80CTL0902120B* | 32800 | 17 | 8.5 | 33000 | 25000 | 75.76% | 1.98 | 0 | 11 |  |  |  |  | R-410A | 2.7333 | Residential & Commercial | USHP | Ducted CEE Tier 1
213779123 | Central HP <5.4 tons | KENMORE | HRCU-A-CB (Split System: Heat Pump with Remote Outdoor Unit-Air-Source) | (C,H,T)VH837GKA** |  |  | EA*4X42L21A*+WALLCON | *97CMN0601714B* | 31600 | 16.5 | 8.1 | 33200 | 24600 | 74.1% | 1.84 | 0 | 10.5 |  |  |  |  | R-410A | 2.6333 | Residential & Commercial | USHP | Ducted CEE Tier 1
213778823 | Central HP <5.4 tons | KENMORE | HRCU-A-CB (Split System: Heat Pump with Remote Outdoor Unit-Air-Source) | (C,H,T)VH837GKA** |  |  | EA*4X36L21A*+WALLCON | *80CTL0451712B* | 31200 | 16.5 | 8.1 | 33400 | 24600 | 73.65% | 1.82 | 0 | 10.5 |  |  |  |  | R-410A | 2.6 | Residential & Commercial | USHP | Ducted CEE Tier 1
212977594 | Central HP <5.4 tons | KEEPRITE | HRCU-A-CB (Split System: Heat Pump with Remote Outdoor Unit-Air-Source) | DLCURAH24ABK |  |  | EA*4X25L17A* | *80MS(N,L)0451412A* | 24200 | 17 | 8.5 | 25200 | 21800 | 86.51% | 1.82 | 0 | 10 |  |  |  |  | R-410A | 2.0167 | Residential & Commercial | USHP | Ducted CEE Tier 1
211228498 | Central HP <5.4 tons | BRYANT HEATING AND COOLING SYSTEMS | HRCU-A-CB (Split System: Heat Pump with Remote Outdoor Unit-Air-Source) | 38MURAQ36AB3* |  |  | CAP**4321AL* | 915SB60080E21*** | 37200 | 15.5 | 8.5 | 38500 | 35000 | 90.91% | 2.12 | 0 | 10 |  |  |  |  | R-410A | 3.1 | Residential & Commercial | USHP | Ducted CEE Tier 1
211228683 | Central HP <5.4 tons | BRYANT HEATING AND COOLING SYSTEMS | HRCU-A-CB (Split System: Heat Pump with Remote Outdoor Unit-Air-Source) | 38MURAQ36AB3* |  |  | CAP**4321AL* | OVMAAB036098 | 36200 | 15.2 | 8.5 | 38500 | 35000 | 90.91% | 2.06 | 0 | 10 |  |  |  |  | R-410A | 3.0167 | Residential & Commercial | USHP | Ducted CEE Tier 1
211228749 | Central HP <5.4 tons | BRYANT HEATING AND COOLING SYSTEMS | HRCU-A-CB (Split System: Heat Pump with Remote Outdoor Unit-Air-Source) | 38MURAQ36AB3* |  |  | CAP**4821AL* | 8(0,1)*SA36070E17*** | 36000 | 15.5 | 8.5 | 38500 | 34800 | 90.39% | 2.06 | 0 | 10 |  |  |  |  | R-410A | 3 | Residential & Commercial | USHP | Ducted CEE Tier 1
211228785 | Central HP <5.4 tons | BRYANT HEATING AND COOLING SYSTEMS | HRCU-A-CB (Split System: Heat Pump with Remote Outdoor Unit-Air-Source) | 38MURAQ36AB3* |  |  | CAP**4821AL* | 8(0,1)*SA48090E21*** | 36200 | 16 | 8.5 | 38500 | 34600 | 89.87% | 2.08 | 0 | 10 |  |  |  |  | R-410A | 3.0167 | Residential & Commercial | USHP | Ducted CEE Tier 1
211229035 | Central HP <5.4 tons | BRYANT HEATING AND COOLING SYSTEMS | HRCU-A-CB (Split System: Heat Pump with Remote Outdoor Unit-Air-Source) | 38MURAQ36AB3* |  |  | CAP**4821AL* | 915SB60080E21*** | 36600 | 15.5 | 8.5 | 38500 | 34800 | 90.39% | 2.08 | 0 | 10 |  |  |  |  | R-410A | 3.05 | Residential & Commercial | USHP | Ducted CEE Tier 1
211229270 | Central HP <5.4 tons | BRYANT HEATING AND COOLING SYSTEMS | HRCU-A-CB (Split System: Heat Pump with Remote Outdoor Unit-Air-Source) | 38MURAQ36AB3* |  |  | CAP**4824AL* | 8(0,1)*SA60090E21*** | 36600 | 16 | 8.5 | 38500 | 34800 | 90.39% | 2.08 | 0 | 10 |  |  |  |  | R-410A | 3.05 | Residential & Commercial | USHP | Ducted CEE Tier 1
211241132 | Central HP <5.4 tons | BRYANT HEATING AND COOLING SYSTEMS | HRCU-A-CB (Split System: Heat Pump with Remote Outdoor Unit-Air-Source) | 38MURAQ24AB3* |  |  | CAP**2517AL* | 912SD48080E17*** | 25000 | 17.5 | 8.5 | 25600 | 21000 | 82.03% | 1.78 | 0 | 10.5 |  |  |  |  | R-410A | 2.0833 | Residential & Commercial | USHP | Ducted CEE Tier 1
211241584 | Central HP <5.4 tons | BRYANT HEATING AND COOLING SYSTEMS | HRCU-A-CB (Split System: Heat Pump with Remote Outdoor Unit-Air-Source) | 38MURAQ24AB3* |  |  | CAP**3017AL* | 915SB36060E14*** | 24400 | 15.5 | 8.5 | 26600 | 22800 | 85.71% | 1.86 | 0 | 10 |  |  |  |  | R-410A | 2.0333 | Residential & Commercial | USHP | Ducted CEE Tier 1
211241802 | Central HP <5.4 tons | BRYANT HEATING AND COOLING SYSTEMS | HRCU-A-CB (Split System: Heat Pump with Remote Outdoor Unit-Air-Source) | 38MURAQ24AB3* |  |  | CAP**3017AL* | OVMAAB042112 | 24000 | 16 | 8.5 | 26400 | 23000 | 87.12% | 1.9 | 0 | 10 |  |  |  |  | R-410A | 2 | Residential & Commercial | USHP | Ducted CEE Tier 1
211241954 | Central HP <5.4 tons | BRYANT HEATING AND COOLING SYSTEMS | HRCU-A-CB (Split System: Heat Pump with Remote Outdoor Unit-Air-Source) | 38MURAQ24AB3* |  |  | CAP**3617AL* | 82*TA36045V14*** | 24200 | 16.5 | 8.5 | 26200 | 22400 | 85.5% | 1.86 | 0 | 10 |  |  |  |  | R-410A | 2.0167 | Residential & Commercial | USHP | Ducted CEE Tier 1
215677210 | Central HP <5.4 tons | KEEPRITE | HRCU-A-CB (Split System: Heat Pump with Remote Outdoor Unit-Air-Source) | C5H0V60*K*AAA* |  |  | EVM5X60M24A*+WALLCON | *96CTN1202422B* | 56500 | 18.5 | 9 | 63000 | 44500 | 70.63% | 2.1 | 0 | 9 |  |  |  |  | R-454B | 4.7083 | Residential & Commercial | USHP
215677230 | Central HP <5.4 tons | KEEPRITE | HRCU-A-CB (Split System: Heat Pump with Remote Outdoor Unit-Air-Source) | C5H0V60*K*AAA* |  |  | EVM5X61M24A*+WALLCON | *80CTL0702120B* | 57000 | 18.5 | 9 | 64000 | 45000 | 70.31% | 2.08 | 0 | 9 |  |  |  |  | R-454B | 4.75 | Residential & Commercial | USHP
215677380 | Central HP <5.4 tons | KEEPRITE | HRCU-A-CB (Split System: Heat Pump with Remote Outdoor Unit-Air-Source) | C5H0V60*K*AAA* |  |  | EVD5X60M21A*+WALLCON | *95CSU0802120B* | 56500 | 18 | 9 | 64000 | 45000 | 70.31% | 2.08 | 0 | 9 |  |  |  |  | R-454B | 4.7083 | Residential & Commercial | USHP
214264492 | Central HP <5.4 tons | ZEPHYR | HRCU-A-C (Split System: Heat Pump with Remote Outdoor Unit with No Indoor Fan --Air Source) | ZE-36HPB |  |  | DC37A44-210L | 0 | 30000 | 15.5 | 9.4 | 30000 | 24200 | 80.67% | 2.08 | 0 | 11.3 |  |  |  |  | R-410A | 2.5 | Residential & Commercial | USHP | Ducted CEE Tier 1
215679901 | Central HP <5.4 tons | KENMORE | HRCU-A-CB (Split System: Heat Pump with Remote Outdoor Unit-Air-Source) | (C,H,T)5H0V36*K*AAA* |  |  | ESH5X48M12A*+WALLCON | *97CTN0601716A* | 33800 | 16 | 8.5 | 35600 | 25600 | 71.91% | 1.78 | 0 | 9 |  |  |  |  | R-454B | 2.8167 | Residential & Commercial | USHP
215679991 | Central HP <5.4 tons | KENMORE | HRCU-A-CB (Split System: Heat Pump with Remote Outdoor Unit-Air-Source) | (C,H,T)5H0V36*K*AAA* |  |  | ESH5X60M12A*+WALLCON | *97CTN0802120A* | 34600 | 16.5 | 8.5 | 34600 | 24800 | 71.68% | 1.8 | 0 | 9.5 |  |  |  |  | R-454B | 2.8833 | Residential & Commercial | USHP
215679821 | Central HP <5.4 tons | KENMORE | HRCU-A-CB (Split System: Heat Pump with Remote Outdoor Unit-Air-Source) | (C,H,T)5H0V36*K*AAA* |  |  | ESH5X42M12A*+WALLCON | *97CTN0601716A* | 33600 | 16 | 8.5 | 35800 | 25600 | 71.51% | 1.76 | 0 | 9 |  |  |  |  | R-454B | 2.8 | Residential & Commercial | USHP
215679271 | Central HP <5.4 tons | KENMORE | HRCU-A-CB (Split System: Heat Pump with Remote Outdoor Unit-Air-Source) | (C,H,T)5H0V36*K*AAA* |  |  | EA*5X37M17A*+WALLCON | *97CTN0801716A* | 33800 | 17.5 | 9 | 35800 | 25600 | 71.51% | 1.86 | 0 | 9.5 |  |  |  |  | R-454B | 2.8167 | Residential & Commercial | USHP
215679421 | Central HP <5.4 tons | KENMORE | HRCU-A-CB (Split System: Heat Pump with Remote Outdoor Unit-Air-Source) | (C,H,T)5H0V36*K*AAA* |  |  | EA*5X43M21A*+WALLCON | *96CTN0802120B* | 34400 | 18 | 9 | 35400 | 25200 | 71.19% | 1.88 | 0 | 10 |  |  |  |  | R-454B | 2.8667 | Residential & Commercial | USHP | Ducted CEE Tier 1
215679541 | Central HP <5.4 tons | KENMORE | HRCU-A-CB (Split System: Heat Pump with Remote Outdoor Unit-Air-Source) | (C,H,T)5H0V36*K*AAA* |  |  | EA*5X48M21A*+WALLCON | *97CTN0802120A* | 33800 | 18 | 9 | 35000 | 25000 | 71.43% | 1.88 | 0 | 10 |  |  |  |  | R-454B | 2.8167 | Residential & Commercial | USHP | Ducted CEE Tier 1
215679641 | Central HP <5.4 tons | KENMORE | HRCU-A-CB (Split System: Heat Pump with Remote Outdoor Unit-Air-Source) | (C,H,T)5H0V36*K*AAA* |  |  | EA*5X61M21A*+WALLCON | *97CTN0801716A* | 34600 | 18 | 9 | 34600 | 25000 | 72.25% | 1.92 | 0 | 10 |  |  |  |  | R-454B | 2.8833 | Residential & Commercial | USHP | Ducted CEE Tier 1
215677251 | Central HP <5.4 tons | KENMORE | HRCU-A-CB (Split System: Heat Pump with Remote Outdoor Unit-Air-Source) | (C,H,T)5H0V60*K*AAA* |  |  | EVM5X61M24A*+WALLCON | *95CSU0802120B* | 57500 | 18 | 9 | 64000 | 45000 | 70.31% | 2.08 | 0 | 9 |  |  |  |  | R-454B | 4.7917 | Residential & Commercial | USHP
211228913 | Central HP <5.4 tons | BRYANT HEATING AND COOLING SYSTEMS | HRCU-A-CB (Split System: Heat Pump with Remote Outdoor Unit-Air-Source) | 38MURAQ36AB3* |  |  | CAP**4821AL* | 82*TA60090V21*** | 35400 | 16 | 8.1 | 37800 | 34600 | 91.53% | 2.02 | 0 | 10 |  |  |  |  | R-410A | 2.95 | Residential & Commercial | USHP | Ducted CEE Tier 1
211229013 | Central HP <5.4 tons | BRYANT HEATING AND COOLING SYSTEMS | HRCU-A-CB (Split System: Heat Pump with Remote Outdoor Unit-Air-Source) | 38MURAQ36AB3* |  |  | CAP**4821AL* | 915SB42060E17*** | 35400 | 15.5 | 8.1 | 38500 | 34800 | 90.39% | 2.02 | 0 | 9.5 |  |  |  |  | R-410A | 2.95 | Residential & Commercial | USHP
215677580 | Central HP <5.4 tons | KEEPRITE | HRCU-A-CB (Split System: Heat Pump with Remote Outdoor Unit-Air-Source) | C5H0V60*K*AAA* |  |  | EVD5X61M21A*+WALLCON | *80CTL0701716B* | 55500 | 18 | 9 | 60500 | 43500 | 71.9% | 2.1 | 0 | 9.5 |  |  |  |  | R-454B | 4.625 | Residential & Commercial | USHP
215680011 | Central HP <5.4 tons | KENMORE | HRCU-A-CB (Split System: Heat Pump with Remote Outdoor Unit-Air-Source) | (C,H,T)5H0V36*K*AAA* |  |  | ESH5X60M12A*+WALLCON | *97CTN1202422A* | 34600 | 16.5 | 8.5 | 34600 | 24800 | 71.68% | 1.92 | 0 | 10 |  |  |  |  | R-454B | 2.8833 | Residential & Commercial | USHP | Ducted CEE Tier 1
215679461 | Central HP <5.4 tons | KENMORE | HRCU-A-CB (Split System: Heat Pump with Remote Outdoor Unit-Air-Source) | (C,H,T)5H0V36*K*AAA* |  |  | EA*5X43M21A*+WALLCON | *97CTN0801716A* | 34200 | 17.5 | 9 | 35400 | 25400 | 71.75% | 1.88 | 0 | 9.5 |  |  |  |  | R-454B | 2.85 | Residential & Commercial | USHP
215679511 | Central HP <5.4 tons | KENMORE | HRCU-A-CB (Split System: Heat Pump with Remote Outdoor Unit-Air-Source) | (C,H,T)5H0V36*K*AAA* |  |  | EA*5X48M21A*+WALLCON | *80CSU0601716B* | 33800 | 18 | 9 | 35000 | 25000 | 71.43% | 1.9 | 0 | 9.5 |  |  |  |  | R-454B | 2.8167 | Residential & Commercial | USHP
215679551 | Central HP <5.4 tons | KENMORE | HRCU-A-CB (Split System: Heat Pump with Remote Outdoor Unit-Air-Source) | (C,H,T)5H0V36*K*AAA* |  |  | EA*5X48M21A*+WALLCON | *97CTN1002122A* | 33800 | 18 | 9 | 35000 | 25000 | 71.43% | 1.9 | 0 | 10 |  |  |  |  | R-454B | 2.8167 | Residential & Commercial | USHP | Ducted CEE Tier 1
215677510 | Central HP <5.4 tons | KEEPRITE | HRCU-A-CB (Split System: Heat Pump with Remote Outdoor Unit-Air-Source) | C5H0V60*K*AAA* |  |  | EVD5X60M24A*+WALLCON | *97CMN0602120B* | 55500 | 17.5 | 8.5 | 64000 | 45500 | 71.09% | 1.94 | 0 | 8.5 |  |  |  |  | R-454B | 4.625 | Residential & Commercial | USHP
215677540 | Central HP <5.4 tons | KEEPRITE | HRCU-A-CB (Split System: Heat Pump with Remote Outdoor Unit-Air-Source) | C5H0V60*K*AAA* |  |  | EVD5X60M24A*+WALLCON | *97CMN1202422B* | 56500 | 18.5 | 9 | 63000 | 44500 | 70.63% | 2.08 | 0 | 9 |  |  |  |  | R-454B | 4.7083 | Residential & Commercial | USHP
215678061 | Central HP <5.4 tons | KENMORE | HRCU-A-CB (Split System: Heat Pump with Remote Outdoor Unit-Air-Source) | (C,H,T)5H0V60*K*AAA* |  |  | ESH5X60M12A*+WALLCON | *80CTL0701716B* | 54000 | 16.5 | 8.5 | 59000 | 41500 | 70.34% | 1.9 | 0 | 9 |  |  |  |  | R-454B | 4.5 | Residential & Commercial | USHP
215678111 | Central HP <5.4 tons | KENMORE | HRCU-A-CB (Split System: Heat Pump with Remote Outdoor Unit-Air-Source) | (C,H,T)5H0V60*K*AAA* |  |  | ESH5X60M12A*+WALLCON | *95CSU0802120B* | 55500 | 16.5 | 8.5 | 60000 | 42000 | 70% | 1.9 | 0 | 8.5 |  |  |  |  | R-454B | 4.625 | Residential & Commercial | USHP
215679761 | Central HP <5.4 tons | KENMORE | HRCU-A-CB (Split System: Heat Pump with Remote Outdoor Unit-Air-Source) | (C,H,T)5H0V36*K*AAA* |  |  | ESH5X36M12A*+WALLCON | *97CTN0802120A* | 33600 | 16 | 8.5 | 35800 | 25400 | 70.95% | 1.76 | 0 | 9.5 |  |  |  |  | R-454B | 2.8 | Residential & Commercial | USHP
215679811 | Central HP <5.4 tons | KENMORE | HRCU-A-CB (Split System: Heat Pump with Remote Outdoor Unit-Air-Source) | (C,H,T)5H0V36*K*AAA* |  |  | ESH5X42M12A*+WALLCON | *80CSU0601716B* | 34000 | 16.5 | 8.5 | 35600 | 25200 | 70.79% | 1.78 | 0 | 9.5 |  |  |  |  | R-454B | 2.8333 | Residential & Commercial | USHP
215679861 | Central HP <5.4 tons | KENMORE | HRCU-A-CB (Split System: Heat Pump with Remote Outdoor Unit-Air-Source) | (C,H,T)5H0V36*K*AAA* |  |  | ESH5X42M12A*+WALLCON | *97CTN1202422A* | 34000 | 16 | 8.5 | 35600 | 25200 | 70.79% | 1.78 | 0 | 9.5 |  |  |  |  | R-454B | 2.8333 | Residential & Commercial | USHP
210472809 | Central HP <5.4 tons | BRYANT HEATING AND COOLING SYSTEMS | HRCU-A-CB (Split System: Heat Pump with Remote Outdoor Unit-Air-Source) | 288BNV025*0**C* |  |  | CAP**4221AL*+UI | 935CA48060C17*** | 23600 | 16.5 | 8.1 | 21400 | 16700 | 78.04% | 1.94 | 0 | 10.5 |  |  |  |  | R-410A | 1.9667 | Residential & Commercial | USHP | Ducted CEE Tier 1
211244566 | Central HP <5.4 tons | BRYANT HEATING AND COOLING SYSTEMS | HRCU-A-CB (Split System: Heat Pump with Remote Outdoor Unit-Air-Source) | 38MURAQ24AB3* |  |  | CNPV*3017AL* | 82*TA48090V17*** | 23800 | 17 | 8.1 | 26000 | 23400 | 90% | 1.94 | 0 | 10.5 |  |  |  |  | R-410A | 1.9833 | Residential & Commercial | USHP | Ducted CEE Tier 1
211244764 | Central HP <5.4 tons | BRYANT HEATING AND COOLING SYSTEMS | HRCU-A-CB (Split System: Heat Pump with Remote Outdoor Unit-Air-Source) | 38MURAQ24AB3* |  |  | CNPV*3017AL* | 915SB48080E17*** | 24600 | 15.5 | 8.1 | 26800 | 22200 | 82.84% | 1.82 | 0 | 10 |  |  |  |  | R-410A | 2.05 | Residential & Commercial | USHP | Ducted CEE Tier 1
215679481 | Central HP <5.4 tons | KENMORE | HRCU-A-CB (Split System: Heat Pump with Remote Outdoor Unit-Air-Source) | (C,H,T)5H0V36*K*AAA* |  |  | EA*5X43M21A*+WALLCON | *97CTN1002122A* | 34600 | 18 | 9 | 35200 | 25000 | 71.02% | 1.9 | 0 | 10 |  |  |  |  | R-454B | 2.8833 | Residential & Commercial | USHP | Ducted CEE Tier 1
215679531 | Central HP <5.4 tons | KENMORE | HRCU-A-CB (Split System: Heat Pump with Remote Outdoor Unit-Air-Source) | (C,H,T)5H0V36*K*AAA* |  |  | EA*5X48M21A*+WALLCON | *97CTN0801716A* | 33600 | 17.5 | 9 | 35200 | 25200 | 71.59% | 1.88 | 0 | 9.5 |  |  |  |  | R-454B | 2.8 | Residential & Commercial | USHP
215679581 | Central HP <5.4 tons | KENMORE | HRCU-A-CB (Split System: Heat Pump with Remote Outdoor Unit-Air-Source) | (C,H,T)5H0V36*K*AAA* |  |  | EA*5X60M24A*+WALLCON | *97CTN1002122A* | 34400 | 18.5 | 9 | 34200 | 24800 | 72.51% | 1.9 | 0 | 10.5 |  |  |  |  | R-454B | 2.8667 | Residential & Commercial | USHP | Ducted CEE Tier 1
215679331 | Central HP <5.4 tons | KENMORE | HRCU-A-CB (Split System: Heat Pump with Remote Outdoor Unit-Air-Source) | (C,H,T)5H0V36*K*AAA* |  |  | EA*5X37M21A*+WALLCON | *97CTN0802120A* | 34400 | 18 | 9 | 35400 | 25200 | 71.19% | 1.88 | 0 | 10 |  |  |  |  | R-454B | 2.8667 | Residential & Commercial | USHP | Ducted CEE Tier 1
215678211 | Central HP <5.4 tons | KENMORE | HRCU-A-CB (Split System: Heat Pump with Remote Outdoor Unit-Air-Source) | (C,H,T)5H0V24*K*AAA* |  |  | EA*5X24M17A*+WALLCON | *97CTN0601716A* | 22800 | 16.5 | 9 | 24000 | 16900 | 70.42% | 1.94 | 0 | 10 |  |  |  |  | R-454B | 1.9 | Residential & Commercial | USHP | Ducted CEE Tier 1
215679881 | Central HP <5.4 tons | KENMORE | HRCU-A-CB (Split System: Heat Pump with Remote Outdoor Unit-Air-Source) | (C,H,T)5H0V36*K*AAA* |  |  | ESH5X48M12A*+WALLCON | *80CSU0401712B* | 34200 | 17 | 8.5 | 35400 | 25200 | 71.19% | 1.9 | 0 | 9.5 |  |  |  |  | R-454B | 2.85 | Residential & Commercial | USHP
215679931 | Central HP <5.4 tons | KENMORE | HRCU-A-CB (Split System: Heat Pump with Remote Outdoor Unit-Air-Source) | (C,H,T)5H0V36*K*AAA* |  |  | ESH5X48M12A*+WALLCON | *97CTN1202422A* | 34200 | 17 | 8.5 | 35400 | 25200 | 71.19% | 1.9 | 0 | 9.5 |  |  |  |  | R-454B | 2.85 | Residential & Commercial | USHP
215679681 | Central HP <5.4 tons | KENMORE | HRCU-A-CB (Split System: Heat Pump with Remote Outdoor Unit-Air-Source) | (C,H,T)5H0V36*K*AAA* |  |  | EA*5X61M24A*+WALLCON | *97CTN0802120A* | 34800 | 18 | 9 | 34400 | 24800 | 72.09% | 1.92 | 0 | 10.5 |  |  |  |  | R-454B | 2.9 | Residential & Commercial | USHP | Ducted CEE Tier 1
215676991 | Central HP <5.4 tons | KENMORE | HRCU-A-CB (Split System: Heat Pump with Remote Outdoor Unit-Air-Source) | (C,H,T)5H0V60*K*AAA* |  |  | EVM5X60M21A*+WALLCON | *80CTL0701716B* | 55000 | 18 | 9 | 59500 | 43500 | 73.11% | 2.1 | 0 | 9.5 |  |  |  |  | R-454B | 4.5833 | Residential & Commercial | USHP
215677911 | Central HP <5.4 tons | KENMORE | HRCU-A-CB (Split System: Heat Pump with Remote Outdoor Unit-Air-Source) | (C,H,T)5H0V60*K*AAA* |  |  | EA*5X61M24A*+WALLCON | *80CSU1002120A* | 56000 | 18 | 9 | 60000 | 42000 | 70% | 2 | 0 | 9 |  |  |  |  | R-454B | 4.6667 | Residential & Commercial | USHP
215677811 | Central HP <5.4 tons | KENMORE | HRCU-A-CB (Split System: Heat Pump with Remote Outdoor Unit-Air-Source) | (C,H,T)5H0V60*K*AAA* |  |  | EA*5X60M24A*+WALLCON | *95CSU0802120B* | 54500 | 18 | 8.5 | 59500 | 42000 | 70.59% | 1.9 | 0 | 8.5 |  |  |  |  | R-454B | 4.5417 | Residential & Commercial | USHP
215677691 | Central HP <5.4 tons | KENMORE | HRCU-A-CB (Split System: Heat Pump with Remote Outdoor Unit-Air-Source) | (C,H,T)5H0V60*K*AAA* |  |  | EVD5X61M24A*+WALLCON | *97CMN0602120B* | 56500 | 18 | 9 | 65000 | 46000 | 70.77% | 2.06 | 0 | 8.5 |  |  |  |  | R-454B | 4.7083 | Residential & Commercial | USHP
215677341 | Central HP <5.4 tons | KENMORE | HRCU-A-CB (Split System: Heat Pump with Remote Outdoor Unit-Air-Source) | (C,H,T)5H0V60*K*AAA* |  |  | EVD5X60M21A*+WALLCON | *80CTL0701716B* | 55000 | 18 | 9 | 59500 | 43500 | 73.11% | 2.1 | 0 | 9.5 |  |  |  |  | R-454B | 4.5833 | Residential & Commercial | USHP
215677491 | Central HP <5.4 tons | KENMORE | HRCU-A-CB (Split System: Heat Pump with Remote Outdoor Unit-Air-Source) | (C,H,T)5H0V60*K*AAA* |  |  | EVD5X60M24A*+WALLCON | *95CSU0802120B* | 56500 | 18 | 9 | 63500 | 44500 | 70.08% | 2.08 | 0 | 9 |  |  |  |  | R-454B | 4.7083 | Residential & Commercial | USHP
215679361 | Central HP <5.4 tons | KENMORE | HRCU-A-CB (Split System: Heat Pump with Remote Outdoor Unit-Air-Source) | (C,H,T)5H0V36*K*AAA* |  |  | EA*5X42M21A*+WALLCON | *80CSU0401712B* | 33200 | 17.5 | 8.5 | 35800 | 25600 | 71.51% | 1.86 | 0 | 9.5 |  |  |  |  | R-454B | 2.7667 | Residential & Commercial | USHP
211229306 | Central HP <5.4 tons | BRYANT HEATING AND COOLING SYSTEMS | HRCU-A-CB (Split System: Heat Pump with Remote Outdoor Unit-Air-Source) | 38MURAQ36AB3* |  |  | CAP**4824AL* | 8(0,1)*SA60110E24*** | 35800 | 16.5 | 8.5 | 37800 | 34600 | 91.53% | 2.06 | 0 | 10 |  |  |  |  | R-410A | 2.9833 | Residential & Commercial | USHP | Ducted CEE Tier 1
215679411 | Central HP <5.4 tons | KENMORE | HRCU-A-CB (Split System: Heat Pump with Remote Outdoor Unit-Air-Source) | (C,H,T)5H0V36*K*AAA* |  |  | EA*5X42M21A*+WALLCON | *97CTN1002122A* | 33200 | 17.5 | 9 | 35800 | 25600 | 71.51% | 1.84 | 0 | 10 |  |  |  |  | R-454B | 2.7667 | Residential & Commercial | USHP | Ducted CEE Tier 1
215679241 | Central HP <5.4 tons | KENMORE | HRCU-A-CB (Split System: Heat Pump with Remote Outdoor Unit-Air-Source) | (C,H,T)5H0V36*K*AAA* |  |  | EA*5X37M17A*+WALLCON | *80CSU0401712B* | 34200 | 17 | 9 | 35600 | 25400 | 71.35% | 1.88 | 0 | 9.5 |  |  |  |  | R-454B | 2.85 | Residential & Commercial | USHP
215677071 | Central HP <5.4 tons | KENMORE | HRCU-A-CB (Split System: Heat Pump with Remote Outdoor Unit-Air-Source) | (C,H,T)5H0V60*K*AAA* |  |  | EVM5X60M21A*+WALLCON | *97CMN1002122B* | 56500 | 18.5 | 9 | 64000 | 45000 | 70.31% | 2.08 | 0 | 9 |  |  |  |  | R-454B | 4.7083 | Residential & Commercial | USHP
215679921 | Central HP <5.4 tons | KENMORE | HRCU-A-CB (Split System: Heat Pump with Remote Outdoor Unit-Air-Source) | (C,H,T)5H0V36*K*AAA* |  |  | ESH5X48M12A*+WALLCON | *97CTN1002122A* | 34200 | 16.5 | 8.5 | 35400 | 25200 | 71.19% | 1.9 | 0 | 9.5 |  |  |  |  | R-454B | 2.85 | Residential & Commercial | USHP
215679951 | Central HP <5.4 tons | KENMORE | HRCU-A-CB (Split System: Heat Pump with Remote Outdoor Unit-Air-Source) | (C,H,T)5H0V36*K*AAA* |  |  | ESH5X60M12A*+WALLCON | *80CSU0401712B* | 34600 | 17 | 8.5 | 34600 | 24800 | 71.68% | 1.92 | 0 | 10 |  |  |  |  | R-454B | 2.8833 | Residential & Commercial | USHP | Ducted CEE Tier 1
215677211 | Central HP <5.4 tons | KENMORE | HRCU-A-CB (Split System: Heat Pump with Remote Outdoor Unit-Air-Source) | (C,H,T)5H0V60*K*AAA* |  |  | EVM5X60M24A*+WALLCON | *96CTN1202422B* | 56500 | 18.5 | 9 | 63000 | 44500 | 70.63% | 2.1 | 0 | 9 |  |  |  |  | R-454B | 4.7083 | Residential & Commercial | USHP
215677520 | Central HP <5.4 tons | KEEPRITE | HRCU-A-CB (Split System: Heat Pump with Remote Outdoor Unit-Air-Source) | C5H0V60*K*AAA* |  |  | EVD5X60M24A*+WALLCON | *97CMN0802120B* | 56500 | 18 | 9 | 63500 | 44500 | 70.08% | 2.08 | 0 | 9 |  |  |  |  | R-454B | 4.7083 | Residential & Commercial | USHP
215679591 | Central HP <5.4 tons | KENMORE | HRCU-A-CB (Split System: Heat Pump with Remote Outdoor Unit-Air-Source) | (C,H,T)5H0V36*K*AAA* |  |  | EA*5X60M24A*+WALLCON | *97CTN1202422A* | 34400 | 18.5 | 9 | 34200 | 24800 | 72.51% | 1.9 | 0 | 10.5 |  |  |  |  | R-454B | 2.8667 | Residential & Commercial | USHP | Ducted CEE Tier 1
215679371 | Central HP <5.4 tons | KENMORE | HRCU-A-CB (Split System: Heat Pump with Remote Outdoor Unit-Air-Source) | (C,H,T)5H0V36*K*AAA* |  |  | EA*5X42M21A*+WALLCON | *80CSU0601716B* | 33200 | 17.5 | 8.5 | 35800 | 25600 | 71.51% | 1.84 | 0 | 9.5 |  |  |  |  | R-454B | 2.7667 | Residential & Commercial | USHP
211230194 | Central HP <5.4 tons | BRYANT HEATING AND COOLING SYSTEMS | HRCU-A-CB (Split System: Heat Pump with Remote Outdoor Unit-Air-Source) | 38MURAQ36AB3* |  |  | CNPV*4821AL* | 915SB60100E21*** | 36800 | 16 | 8.1 | 39500 | 35000 | 88.61% | 2.06 | 0 | 10.5 |  |  |  |  | R-410A | 3.0667 | Residential & Commercial | USHP | Ducted CEE Tier 1
211230281 | Central HP <5.4 tons | BRYANT HEATING AND COOLING SYSTEMS | HRCU-A-CB (Split System: Heat Pump with Remote Outdoor Unit-Air-Source) | 38MURAQ36AB3* |  |  | CNPV*4821AL* | 935SA60100E21*** | 36400 | 16 | 8.1 | 38500 | 34800 | 90.39% | 2.04 | 0 | 10.5 |  |  |  |  | R-410A | 3.0333 | Residential & Commercial | USHP | Ducted CEE Tier 1
211230729 | Central HP <5.4 tons | BRYANT HEATING AND COOLING SYSTEMS | HRCU-A-CB (Split System: Heat Pump with Remote Outdoor Unit-Air-Source) | 38MURAQ36AB3* |  |  | CNPV*4824AL* | 935SA60100E21*** | 36400 | 16 | 8.1 | 38500 | 34800 | 90.39% | 2.04 | 0 | 10.5 |  |  |  |  | R-410A | 3.0333 | Residential & Commercial | USHP | Ducted CEE Tier 1
215677180 | Central HP <5.4 tons | KEEPRITE | HRCU-A-CB (Split System: Heat Pump with Remote Outdoor Unit-Air-Source) | C5H0V60*K*AAA* |  |  | EVM5X60M24A*+WALLCON | *97CMN1002122B* | 56500 | 18.5 | 9 | 63000 | 44500 | 70.63% | 2.08 | 0 | 9 |  |  |  |  | R-454B | 4.7083 | Residential & Commercial | USHP
215677530 | Central HP <5.4 tons | KEEPRITE | HRCU-A-CB (Split System: Heat Pump with Remote Outdoor Unit-Air-Source) | C5H0V60*K*AAA* |  |  | EVD5X60M24A*+WALLCON | *97CMN1002122B* | 56500 | 18.5 | 9 | 63000 | 44500 | 70.63% | 2.08 | 0 | 9 |  |  |  |  | R-454B | 4.7083 | Residential & Commercial | USHP
215679311 | Central HP <5.4 tons | KENMORE | HRCU-A-CB (Split System: Heat Pump with Remote Outdoor Unit-Air-Source) | (C,H,T)5H0V36*K*AAA* |  |  | EA*5X37M21A*+WALLCON | *97CTN0601716A* | 34200 | 17.5 | 9 | 35600 | 25400 | 71.35% | 1.88 | 0 | 9.5 |  |  |  |  | R-454B | 2.85 | Residential & Commercial | USHP
215682561 | Central HP <5.4 tons | KENMORE | HRCU-A-CB (Split System: Heat Pump with Remote Outdoor Unit-Air-Source) | (C,H,T)5H0V48*K*AAA* |  |  | EVD5X61M24A*+WALLCON | *97CTN1002122A* | 48500 | 19.5 | 9.5 | 50000 | 36600 | 73.2% | 2.12 | 0 | 10.5 |  |  |  |  | R-454B | 4.0417 | Residential & Commercial | USHP | Ducted CEE Tier 1
213780392 | Central HP <5.4 tons | KEEPRITE | HRCU-A-CB (Split System: Heat Pump with Remote Outdoor Unit-Air-Source) | CVH837GKA** |  |  | EHD4X60AAL+WALLCON | *97CMN0801714B* | 32800 | 16.5 | 8.1 | 32600 | 25000 | 76.69% | 1.96 | 0 | 11 |  |  |  |  | R-410A | 2.7333 | Residential & Commercial | USHP | Ducted CEE Tier 1
215679630 | Central HP <5.4 tons | KEEPRITE | HRCU-A-CB (Split System: Heat Pump with Remote Outdoor Unit-Air-Source) | C5H0V36*K*AAA* |  |  | EA*5X61M21A*+WALLCON | *97CTN0601716A* | 34400 | 17.5 | 9 | 34600 | 25200 | 72.83% | 1.9 | 0 | 9.5 |  |  |  |  | R-454B | 2.8667 | Residential & Commercial | USHP
215681720 | Central HP <5.4 tons | KEEPRITE | HRCU-A-CB (Split System: Heat Pump with Remote Outdoor Unit-Air-Source) | C5H0V48*K*AAA* |  |  | ESH5X60M12A*+WALLCON | *97CTN0801716A* | 45000 | 16 | 8.5 | 48500 | 34200 | 70.52% | 1.94 | 0 | 9 |  |  |  |  | R-454B | 3.75 | Residential & Commercial | USHP
215677190 | Central HP <5.4 tons | KEEPRITE | HRCU-A-CB (Split System: Heat Pump with Remote Outdoor Unit-Air-Source) | C5H0V60*K*AAA* |  |  | EVM5X60M24A*+WALLCON | *97CMN1202422B* | 56500 | 18.5 | 9 | 63000 | 44500 | 70.63% | 2.08 | 0 | 9 |  |  |  |  | R-454B | 4.7083 | Residential & Commercial | USHP
215682321 | Central HP <5.4 tons | KENMORE | HRCU-A-CB (Split System: Heat Pump with Remote Outdoor Unit-Air-Source) | (C,H,T)5H0V48*K*AAA* |  |  | EVD5X60M21A*+WALLCON | *80CSU0601716B* | 48000 | 18.5 | 9 | 50000 | 36800 | 73.6% | 2 | 0 | 10 |  |  |  |  | R-454B | 4 | Residential & Commercial | USHP | Ducted CEE Tier 1
215681371 | Central HP <5.4 tons | KENMORE | HRCU-A-CB (Split System: Heat Pump with Remote Outdoor Unit-Air-Source) | (C,H,T)5H0V48*K*AAA* |  |  | EA*5X48M21A*+WALLCON | *97CTN1002122A* | 44000 | 18 | 9 | 48500 | 34000 | 70.1% | 2.04 | 0 | 9.5 |  |  |  |  | R-454B | 3.6667 | Residential & Commercial | USHP
215681401 | Central HP <5.4 tons | KENMORE | HRCU-A-CB (Split System: Heat Pump with Remote Outdoor Unit-Air-Source) | (C,H,T)5H0V48*K*AAA* |  |  | EA*5X60M24A*+WALLCON | *80CSU1002120B* | 45000 | 17.5 | 9 | 47500 | 33600 | 70.74% | 2.06 | 0 | 9.5 |  |  |  |  | R-454B | 3.75 | Residential & Commercial | USHP
215681421 | Central HP <5.4 tons | KENMORE | HRCU-A-CB (Split System: Heat Pump with Remote Outdoor Unit-Air-Source) | (C,H,T)5H0V48*K*AAA* |  |  | EA*5X60M24A*+WALLCON | *97CTN1002122A* | 45000 | 18 | 9 | 47500 | 33600 | 70.74% | 2.06 | 0 | 10 |  |  |  |  | R-454B | 3.75 | Residential & Commercial | USHP | Ducted CEE Tier 1
215932121 | Central HP <5.4 tons | KEEPRITE | HRCU-A-CB (Split System: Heat Pump with Remote Outdoor Unit-Air-Source) | C5H3V36*K*AAA* |  |  | EA*5X36M17A*+WALLCON | *96CTN0601714B* | 32000 | 19 | 9.5 | 34600 | 26600 | 76.88% | 2.02 | 0 | 10.5 |  |  |  |  | R-454B | 2.6667 | Residential & Commercial | USHP | Ducted CEE Tier 1
215932391 | Central HP <5.4 tons | KEEPRITE | HRCU-A-CB (Split System: Heat Pump with Remote Outdoor Unit-Air-Source) | C5H3V36*K*AAA* |  |  | EA*5X48M21A*+WALLCON | *80CSU0401712A* | 33400 | 20.5 | 9.5 | 34600 | 26400 | 76.3% | 2.04 | 0 | 11.5 |  |  |  |  | R-454B | 2.7833 | Residential & Commercial | USHP | Ducted CEE Tier 1
213780242 | Central HP <5.4 tons | KEEPRITE | HRCU-A-CB (Split System: Heat Pump with Remote Outdoor Unit-Air-Source) | CVH837GKA** |  |  | EHD4X48AAL+WALLCON | *97CMN1002122B* | 32600 | 16.5 | 8.1 | 33000 | 24800 | 75.15% | 1.96 | 0 | 11 |  |  |  |  | R-410A | 2.7167 | Residential & Commercial | USHP | Ducted CEE Tier 1
213779672 | Central HP <5.4 tons | KEEPRITE | HRCU-A-CB (Split System: Heat Pump with Remote Outdoor Unit-Air-Source) | CVH837GKA** |  |  | EA*4X61L21A*+WALLCON | *80CTL1102120B* | 33200 | 17.5 | 8.5 | 32000 | 24800 | 77.5% | 1.98 | 0 | 11.5 |  |  |  |  | R-410A | 2.7667 | Residential & Commercial | USHP | Ducted CEE Tier 1
213772572 | Central HP <5.4 tons | KEEPRITE | HRCU-A-CB (Split System: Heat Pump with Remote Outdoor Unit-Air-Source) | CVH825GKA2* |  |  | EHD4X48AAL+WALLCON | *96CTN0801714B* | 24200 | 16 | 8.1 | 21400 | 16600 | 77.57% | 2.02 | 0 | 10.5 |  |  |  |  | R-410A | 2.0167 | Residential & Commercial | USHP | Ducted CEE Tier 1
215679971 | Central HP <5.4 tons | KENMORE | HRCU-A-CB (Split System: Heat Pump with Remote Outdoor Unit-Air-Source) | (C,H,T)5H0V36*K*AAA* |  |  | ESH5X60M12A*+WALLCON | *97CTN0601716A* | 34200 | 16 | 8.5 | 34800 | 25200 | 72.41% | 1.8 | 0 | 9 |  |  |  |  | R-454B | 2.85 | Residential & Commercial | USHP
215679501 | Central HP <5.4 tons | KENMORE | HRCU-A-CB (Split System: Heat Pump with Remote Outdoor Unit-Air-Source) | (C,H,T)5H0V36*K*AAA* |  |  | EA*5X48M21A*+WALLCON | *80CSU0401712B* | 34000 | 18 | 9 | 35000 | 25000 | 71.43% | 1.9 | 0 | 10 |  |  |  |  | R-454B | 2.8333 | Residential & Commercial | USHP | Ducted CEE Tier 1
215679401 | Central HP <5.4 tons | KENMORE | HRCU-A-CB (Split System: Heat Pump with Remote Outdoor Unit-Air-Source) | (C,H,T)5H0V36*K*AAA* |  |  | EA*5X42M21A*+WALLCON | *97CTN0802120A* | 33200 | 17.5 | 9 | 35800 | 25600 | 71.51% | 1.86 | 0 | 10 |  |  |  |  | R-454B | 2.7667 | Residential & Commercial | USHP | Ducted CEE Tier 1
215681841 | Central HP <5.4 tons | KENMORE | HRCU-A-CB (Split System: Heat Pump with Remote Outdoor Unit-Air-Source) | (C,H,T)5H0V48*K*AAA* |  |  | EVM5X49M21A*+WALLCON | *80CSU0601716B* | 48000 | 18.5 | 9 | 50000 | 36800 | 73.6% | 2 | 0 | 10 |  |  |  |  | R-454B | 4 | Residential & Commercial | USHP | Ducted CEE Tier 1
215681321 | Central HP <5.4 tons | KENMORE | HRCU-A-CB (Split System: Heat Pump with Remote Outdoor Unit-Air-Source) | (C,H,T)5H0V48*K*AAA* |  |  | EA*5X48M21A*+WALLCON | *80CSU0601716B* | 44000 | 17 | 9 | 48500 | 34200 | 70.52% | 2.04 | 0 | 9.5 |  |  |  |  | R-454B | 3.6667 | Residential & Commercial | USHP
215679731 | Central HP <5.4 tons | KENMORE | HRCU-A-CB (Split System: Heat Pump with Remote Outdoor Unit-Air-Source) | (C,H,T)5H0V36*K*AAA* |  |  | ESH5X36M12A*+WALLCON | *80CSU0601716B* | 33800 | 16.5 | 8.5 | 35600 | 25400 | 71.35% | 1.76 | 0 | 9.5 |  |  |  |  | R-454B | 2.8167 | Residential & Commercial | USHP
211241988 | Central HP <5.4 tons | BRYANT HEATING AND COOLING SYSTEMS | HRCU-A-CB (Split System: Heat Pump with Remote Outdoor Unit-Air-Source) | 38MURAQ24AB3* |  |  | CAP**3617AL* | 82*TA48070V17*** | 24200 | 17 | 8.5 | 26000 | 22600 | 86.92% | 1.88 | 0 | 10 |  |  |  |  | R-410A | 2.0167 | Residential & Commercial | USHP | Ducted CEE Tier 1
211242220 | Central HP <5.4 tons | BRYANT HEATING AND COOLING SYSTEMS | HRCU-A-CB (Split System: Heat Pump with Remote Outdoor Unit-Air-Source) | 38MURAQ24AB3* |  |  | CAP**3617AL* | OVMAAB036098 | 23600 | 16.5 | 8.5 | 25800 | 23400 | 90.7% | 1.94 | 0 | 10 |  |  |  |  | R-410A | 1.9667 | Residential & Commercial | USHP | Ducted CEE Tier 1
215677040 | Central HP <5.4 tons | KEEPRITE | HRCU-A-CB (Split System: Heat Pump with Remote Outdoor Unit-Air-Source) | C5H0V60*K*AAA* |  |  | EVM5X60M21A*+WALLCON | *95CSU1002122B* | 57000 | 18 | 9 | 63500 | 44500 | 70.08% | 2.08 | 0 | 9 |  |  |  |  | R-454B | 4.75 | Residential & Commercial | USHP
215682021 | Central HP <5.4 tons | KENMORE | HRCU-A-CB (Split System: Heat Pump with Remote Outdoor Unit-Air-Source) | (C,H,T)5H0V48*K*AAA* |  |  | EVM5X60M24A*+WALLCON | *97CTN1002122A* | 48000 | 19 | 9 | 50000 | 36600 | 73.2% | 2 | 0 | 10 |  |  |  |  | R-454B | 4 | Residential & Commercial | USHP | Ducted CEE Tier 1
213778753 | Central HP <5.4 tons | KENMORE | HRCU-A-CB (Split System: Heat Pump with Remote Outdoor Unit-Air-Source) | (C,H,T)VH837GKA** |  |  | EA*4X36L17A*+WALLCON | *80CTL0701716B* | 31400 | 16.5 | 8.1 | 33400 | 24400 | 73.05% | 1.82 | 0 | 10.5 |  |  |  |  | R-410A | 2.6167 | Residential & Commercial | USHP | Ducted CEE Tier 1
213774493 | Central HP <5.4 tons | KENMORE | HRCU-A-CB (Split System: Heat Pump with Remote Outdoor Unit-Air-Source) | (C,H,T)VH825GKA3* |  |  | EHD4X42AAL+WALLCON | *97CMN1002122B* | 24200 | 16 | 8.1 | 21400 | 16600 | 77.57% | 2 | 0 | 10.5 |  |  |  |  | R-410A | 2.0167 | Residential & Commercial | USHP | Ducted CEE Tier 1
213781463 | Central HP <5.4 tons | KENMORE | HRCU-A-CB (Split System: Heat Pump with Remote Outdoor Unit-Air-Source) | (C,H,T)VH837GKA2* |  |  | EA*4X48L24A*+WALLCON | *96CTN1202422B* | 32400 | 17 | 8.5 | 32400 | 24800 | 76.54% | 1.98 | 0 | 11 |  |  |  |  | R-410A | 2.7 | Residential & Commercial | USHP | Ducted CEE Tier 1
213781043 | Central HP <5.4 tons | KENMORE | HRCU-A-CB (Split System: Heat Pump with Remote Outdoor Unit-Air-Source) | (C,H,T)VH837GKA2* |  |  | EA*4X42L21A*+WALLCON | *97CMN0801714B* | 31600 | 16.5 | 8.1 | 33400 | 24600 | 73.65% | 1.86 | 0 | 10.5 |  |  |  |  | R-410A | 2.6333 | Residential & Commercial | USHP | Ducted CEE Tier 1
215677170 | Central HP <5.4 tons | KEEPRITE | HRCU-A-CB (Split System: Heat Pump with Remote Outdoor Unit-Air-Source) | C5H0V60*K*AAA* |  |  | EVM5X60M24A*+WALLCON | *97CMN0602120B* | 55500 | 17.5 | 8.5 | 64000 | 45500 | 71.09% | 1.94 | 0 | 8.5 |  |  |  |  | R-454B | 4.625 | Residential & Commercial | USHP
215682261 | Central HP <5.4 tons | KENMORE | HRCU-A-CB (Split System: Heat Pump with Remote Outdoor Unit-Air-Source) | (C,H,T)5H0V48*K*AAA* |  |  | EVD5X49M24A*+WALLCON | *80CSU1002120B* | 48000 | 18.5 | 9 | 50000 | 36600 | 73.2% | 2 | 0 | 10 |  |  |  |  | R-454B | 4 | Residential & Commercial | USHP | Ducted CEE Tier 1
215682291 | Central HP <5.4 tons | KENMORE | HRCU-A-CB (Split System: Heat Pump with Remote Outdoor Unit-Air-Source) | (C,H,T)5H0V48*K*AAA* |  |  | EVD5X49M24A*+WALLCON | *97CTN1202422A* | 48000 | 19 | 9 | 50000 | 36600 | 73.2% | 2 | 0 | 10.5 |  |  |  |  | R-454B | 4 | Residential & Commercial | USHP | Ducted CEE Tier 1
207026916 | Central HP <5.4 tons | AIR-CON | HRCU-A-CB (Split System: Heat Pump with Remote Outdoor Unit-Air-Source) | ASDDI4H4S48 |  |  | ASDVI4H4S48 | 0 | 48000 | 17.5 | 8.5 | 47000 | 33000 | 70.21% | 1.9 | 10.2 | 10.1 |  |  |  |  | R-410A | 4 | Residential & Commercial | USHP | Ducted CEE Tier 1
215449957 | Central HP <5.4 tons | Proair | HRCU-A-C (Split System: Heat Pump with Remote Outdoor Unit with No Indoor Fan --Air Source) | P15-24REFN1 |  |  | PAC-24B-HWDN1 | 0 | 24000 | 15.7 | 9.8 | 25600 | 18500 | 72.27% | 2.2 | 10.3 | 10 |  |  |  |  | R-410A | 2 | Residential & Commercial | USHP | Ducted CEE Tier 1
211245098 | Central HP <5.4 tons | BRYANT HEATING AND COOLING SYSTEMS | HRCU-A-CB (Split System: Heat Pump with Remote Outdoor Unit-Air-Source) | 38MURAQ24AB3* |  |  | CNPV*3617AL* | 926TB42060V17*** | 24000 | 16.5 | 8.1 | 26200 | 23200 | 88.55% | 1.92 | 0 | 10 |  |  |  |  | R-410A | 2 | Residential & Commercial | USHP | Ducted CEE Tier 1
211245189 | Central HP <5.4 tons | BRYANT HEATING AND COOLING SYSTEMS | HRCU-A-CB (Split System: Heat Pump with Remote Outdoor Unit-Air-Source) | 38MURAQ24AB3* |  |  | CNPV*3617AL* | 915SB42060E17*** | 24600 | 16 | 8.1 | 26600 | 22400 | 84.21% | 1.84 | 0 | 10 |  |  |  |  | R-410A | 2.05 | Residential & Commercial | USHP | Ducted CEE Tier 1
215682551 | Central HP <5.4 tons | KENMORE | HRCU-A-CB (Split System: Heat Pump with Remote Outdoor Unit-Air-Source) | (C,H,T)5H0V48*K*AAA* |  |  | EVD5X61M24A*+WALLCON | *97CTN0802120A* | 48500 | 19 | 9.5 | 50000 | 36800 | 73.6% | 2.1 | 0 | 10.5 |  |  |  |  | R-454B | 4.0417 | Residential & Commercial | USHP | Ducted CEE Tier 1
215682351 | Central HP <5.4 tons | KENMORE | HRCU-A-CB (Split System: Heat Pump with Remote Outdoor Unit-Air-Source) | (C,H,T)5H0V48*K*AAA* |  |  | EVD5X60M21A*+WALLCON | *97CTN0801716A* | 47500 | 18.5 | 9 | 50000 | 37200 | 74.4% | 1.98 | 0 | 10 |  |  |  |  | R-454B | 3.9583 | Residential & Commercial | USHP | Ducted CEE Tier 1
212394339 | Central HP <5.4 tons | PolarWave | HRCU-A-C (Split System: Heat Pump with Remote Outdoor Unit with No Indoor Fan --Air Source) | ACIQ-24-EHPB |  |  | ACIQ-24-ACL | 0 | 24000 | 15.7 | 9.8 | 25600 | 18500 | 72.27% | 2.2 | 10.3 | 10 |  |  |  |  | R-410A | 2 | Residential & Commercial | USHP | Ducted CEE Tier 1
216733651 | Central HP <5.4 tons | KEEPRITE | HRCU-A-CB (Split System: Heat Pump with Remote Outdoor Unit-Air-Source) | D5CUHAH24AAK |  |  | EA*5X25M17A* | OMV112K14A | 23400 | 16 | 8.5 | 21200 | 18800 | 88.68% | 1.96 | 0 | 11 |  |  |  |  | R-454B | 1.95 | Residential & Commercial | USHP | Ducted CEE Tier 1
216733871 | Central HP <5.4 tons | KEEPRITE | HRCU-A-CB (Split System: Heat Pump with Remote Outdoor Unit-Air-Source) | D5CUHAH24AAK |  |  | EA*5X30M17A* | *80MS(N,L)0701716A* | 22200 | 16 | 8.1 | 20800 | 18800 | 90.38% | 1.85 | 0 | 10.5 |  |  |  |  | R-454B | 1.85 | Residential & Commercial | USHP | Ducted CEE Tier 1
206790491 | Central HP <5.4 tons | BRYANT HEATING AND COOLING SYSTEMS | HRCU-A-CB (Split System: Heat Pump with Remote Outdoor Unit-Air-Source) | 284ANV036*0**B* |  |  | CSPH*6012AL*+UI | 987MB60060C21*** | 34400 | 18 | 9 | 34800 | 25400 | 72.99% | 2.02 | 12.5 | 11.7 |  |  |  |  | R-410A | 2.8667 | Residential & Commercial | USHP | Ducted CEE Tier 1
206790493 | Central HP <5.4 tons | BRYANT HEATING AND COOLING SYSTEMS | HRCU-A-CB (Split System: Heat Pump with Remote Outdoor Unit-Air-Source) | 284ANV036*0**B* |  |  | CAP**3717AL*+UI | 83*CA48060C17*** | 33800 | 19 | 9.5 | 35400 | 26200 | 74.01% | 2 | 12 | 11.5 |  |  |  |  | R-410A | 2.8167 | Residential & Commercial | USHP | Ducted CEE Tier 1
206790518 | Central HP <5.4 tons | BRYANT HEATING AND COOLING SYSTEMS | HRCU-A-CB (Split System: Heat Pump with Remote Outdoor Unit-Air-Source) | 284ANV036*0**B* |  |  | CNPV*4821AL*+UI | 83*CA60100C21*** | 33800 | 19 | 9 | 35200 | 26000 | 73.86% | 2.02 | 13 | 12 |  |  |  |  | R-410A | 2.8167 | Residential & Commercial | USHP | Ducted CEE Tier 1
206790543 | Central HP <5.4 tons | BRYANT HEATING AND COOLING SYSTEMS | HRCU-A-CB (Split System: Heat Pump with Remote Outdoor Unit-Air-Source) | 284ANV036*0**B* |  |  | CAP**4821AL*+UI | 935CA60080C21*** | 33800 | 19.5 | 9.5 | 34800 | 25800 | 74.14% | 2.04 | 12.5 | 12.5 |  |  |  |  | R-410A | 2.8167 | Residential & Commercial | USHP | Ducted CEE Tier 1
216097085 | Central HP <5.4 tons | Kerr | HRCU-A-CB (Split System: Heat Pump with Remote Outdoor Unit-Air-Source) | A-KXP30TA-1 |  |  | B-KXP30TA-1 | 0 | 30000 | 16.8 | 10 | 34000 | 32600 | 95.88% | 1.96 | 0 | 11.7 |  |  |  |  | R-454B | 2.5 | Residential & Commercial | USHP | Ducted CEE Tier 1
215670243 | Central HP <5.4 tons | KEEPRITE | HRCU-A-CB (Split System: Heat Pump with Remote Outdoor Unit-Air-Source) | C5H0V36*K*AAA* |  |  | ESH5X48M12A*+WALLCON | *95CSU0601716B* | 34000 | 16.5 | 8.5 | 35600 | 25400 | 71.35% | 1.76 | 0 | 9.5 |  |  |  |  | R-454B | 2.8333 | Residential & Commercial | USHP
215670443 | Central HP <5.4 tons | KEEPRITE | HRCU-A-CB (Split System: Heat Pump with Remote Outdoor Unit-Air-Source) | C5H0V36*K*AAA* |  |  | ESH5X60M12A*+WALLCON | *80CTL0901716B* | 34600 | 17 | 8.5 | 34600 | 24800 | 71.68% | 1.8 | 0 | 9.5 |  |  |  |  | R-454B | 2.8833 | Residential & Commercial | USHP
213307900 | Central HP <5.4 tons | Wells | HRCU-A-CB (Split System: Heat Pump with Remote Outdoor Unit-Air-Source) | WUCA-30HFMO |  |  | WUA-30HFMAH | 0 | 30000 | 16.2 | 8.9 | 33000 | 24000 | 72.73% | 1.8 | 11 | 10 |  |  |  |  | R-410A | 2.5 | Residential & Commercial | USHP | Ducted CEE Tier 1
215682151 | Central HP <5.4 tons | KENMORE | HRCU-A-CB (Split System: Heat Pump with Remote Outdoor Unit-Air-Source) | (C,H,T)5H0V48*K*AAA* |  |  | EVD5X48M21A*+WALLCON | *97CTN0801716A* | 46500 | 18 | 9 | 50000 | 37000 | 74% | 1.98 | 0 | 9.5 |  |  |  |  | R-454B | 3.875 | Residential & Commercial | USHP
215681851 | Central HP <5.4 tons | KENMORE | HRCU-A-CB (Split System: Heat Pump with Remote Outdoor Unit-Air-Source) | (C,H,T)5H0V48*K*AAA* |  |  | EVM5X49M21A*+WALLCON | *80CSU0802120B* | 48500 | 19 | 9 | 50000 | 36400 | 72.8% | 2.12 | 0 | 10 |  |  |  |  | R-454B | 4.0417 | Residential & Commercial | USHP | Ducted CEE Tier 1
216733919 | Central HP <5.4 tons | KEEPRITE | HRCU-A-CB (Split System: Heat Pump with Remote Outdoor Unit-Air-Source) | D5CUHAH24AAK |  |  | EA*5X30M17A* | *80VSL0901716B* | 22200 | 16 | 8.1 | 20800 | 18800 | 90.38% | 1.85 | 0 | 10.5 |  |  |  |  | R-454B | 1.85 | Residential & Commercial | USHP | Ducted CEE Tier 1
216733987 | Central HP <5.4 tons | KEEPRITE | HRCU-A-CB (Split System: Heat Pump with Remote Outdoor Unit-Air-Source) | D5CUHAH24AAK |  |  | EA*5X30M17A* | *80VTL0451412B* | 22200 | 16.5 | 8.1 | 20800 | 18700 | 89.9% | 1.85 | 0 | 10.5 |  |  |  |  | R-454B | 1.85 | Residential & Commercial | USHP | Ducted CEE Tier 1
213781213 | Central HP <5.4 tons | KENMORE | HRCU-A-CB (Split System: Heat Pump with Remote Outdoor Unit-Air-Source) | (C,H,T)VH837GKA2* |  |  | EA*4X43L21A*+WALLCON | *95CSU0601716B* | 32800 | 17 | 8.5 | 33000 | 25200 | 76.36% | 1.96 | 0 | 11 |  |  |  |  | R-410A | 2.7333 | Residential & Commercial | USHP | Ducted CEE Tier 1
213781263 | Central HP <5.4 tons | KENMORE | HRCU-A-CB (Split System: Heat Pump with Remote Outdoor Unit-Air-Source) | (C,H,T)VH837GKA2* |  |  | EA*4X43L21A*+WALLCON | *96CTN0801714B* | 32800 | 17 | 8.5 | 32800 | 25200 | 76.83% | 1.96 | 0 | 11 |  |  |  |  | R-410A | 2.7333 | Residential & Commercial | USHP | Ducted CEE Tier 1
215319208 | Central HP <5.4 tons | Grandaire | HRCU-A-CB (Split System: Heat Pump with Remote Outdoor Unit-Air-Source) | D5CURAH60AAK |  |  | D5FUAAH60XAK | 0 | 54000 | 15.2 | 8.4 | 54000 | 38000 | 70.37% | 1.8 | 0 | 8.7 |  |  |  |  | R-454B | 4.5 | Residential & Commercial | USHP
213779592 | Central HP <5.4 tons | KEEPRITE | HRCU-A-CB (Split System: Heat Pump with Remote Outdoor Unit-Air-Source) | CVH837GKA** |  |  | EA*4X60L24A*+WALLCON | *97CMN1002122B* | 32800 | 17.5 | 8.1 | 31800 | 24600 | 77.36% | 1.98 | 0 | 11.5 |  |  |  |  | R-410A | 2.7333 | Residential & Commercial | USHP | Ducted CEE Tier 1
213779372 | Central HP <5.4 tons | KEEPRITE | HRCU-A-CB (Split System: Heat Pump with Remote Outdoor Unit-Air-Source) | CVH837GKA** |  |  | EA*4X48L21A*+WALLCON | *80CTL0451712B* | 32000 | 16.5 | 8.1 | 32800 | 25200 | 76.83% | 1.92 | 0 | 10.5 |  |  |  |  | R-410A | 2.6667 | Residential & Commercial | USHP | Ducted CEE Tier 1
215669859 | Central HP <5.4 tons | KEEPRITE | HRCU-A-CB (Split System: Heat Pump with Remote Outdoor Unit-Air-Source) | C5H0V36*K*AAA* |  |  | ESH5X36M12A*+WALLCON | *97CMN0601714B* | 33400 | 16 | 8.1 | 36000 | 25800 | 71.67% | 1.8 | 0 | 9 |  |  |  |  | R-454B | 2.7833 | Residential & Commercial | USHP
215669609 | Central HP <5.4 tons | KEEPRITE | HRCU-A-CB (Split System: Heat Pump with Remote Outdoor Unit-Air-Source) | C5H0V36*K*AAA* |  |  | EA*5X61M21A*+WALLCON | *96CTN1002122B* | 34800 | 18.5 | 9 | 34400 | 24800 | 72.09% | 1.92 | 0 | 10.5 |  |  |  |  | R-454B | 2.9 | Residential & Commercial | USHP | Ducted CEE Tier 1
215669639 | Central HP <5.4 tons | KEEPRITE | HRCU-A-CB (Split System: Heat Pump with Remote Outdoor Unit-Air-Source) | C5H0V36*K*AAA* |  |  | EA*5X61M24A*+WALLCON | *80CTL0902120B* | 35000 | 18.5 | 9 | 34400 | 24600 | 71.51% | 1.92 | 0 | 10.5 |  |  |  |  | R-454B | 2.9167 | Residential & Commercial | USHP | Ducted CEE Tier 1
215669041 | Central HP <5.4 tons | KEEPRITE | HRCU-A-CB (Split System: Heat Pump with Remote Outdoor Unit-Air-Source) | C5H0V36*K*AAA* |  |  | EA*5X43M21A*+WALLCON | *95CSU1002122B* | 34600 | 18 | 9 | 35200 | 25000 | 71.02% | 1.9 | 0 | 10 |  |  |  |  | R-454B | 2.8833 | Residential & Commercial | USHP | Ducted CEE Tier 1
215669089 | Central HP <5.4 tons | KEEPRITE | HRCU-A-CB (Split System: Heat Pump with Remote Outdoor Unit-Air-Source) | C5H0V36*K*AAA* |  |  | EA*5X43M21A*+WALLCON | *96CTN1002122B* | 34600 | 18 | 9 | 35200 | 25000 | 71.02% | 1.9 | 0 | 10 |  |  |  |  | R-454B | 2.8833 | Residential & Commercial | USHP | Ducted CEE Tier 1
215434507 | Central HP <5.4 tons | ZEPHYR | HRCU-A-CB (Split System: Heat Pump with Remote Outdoor Unit-Air-Source) | ZE-624HPA |  |  | AH- 624A | 0 | 24000 | 20 | 10 | 24000 | 20800 | 86.67% | 2.3 | 0 | 12 |  |  |  |  | R-454B | 2 | Residential & Commercial | USHP | Ducted CEE Tier 1
216737643 | Central HP <5.4 tons | KEEPRITE | HRCU-A-CB (Split System: Heat Pump with Remote Outdoor Unit-Air-Source) | D5CUHAH24AAK |  |  | ESH5X30M12A* | *96VSN0601412B* | 22200 | 15.2 | 8.1 | 21000 | 18800 | 89.52% | 1.9 | 0 | 10.5 |  |  |  |  | R-454B | 1.85 | Residential & Commercial | USHP | Ducted CEE Tier 1
215682451 | Central HP <5.4 tons | KENMORE | HRCU-A-CB (Split System: Heat Pump with Remote Outdoor Unit-Air-Source) | (C,H,T)5H0V48*K*AAA* |  |  | EVD5X61M21A*+WALLCON | *80CSU0401712B* | 48500 | 19 | 9 | 50000 | 36800 | 73.6% | 2.12 | 0 | 10 |  |  |  |  | R-454B | 4.0417 | Residential & Commercial | USHP | Ducted CEE Tier 1
215682301 | Central HP <5.4 tons | KENMORE | HRCU-A-CB (Split System: Heat Pump with Remote Outdoor Unit-Air-Source) | (C,H,T)5H0V48*K*AAA* |  |  | EVD5X60M21A*+WALLCON | *96CTN0802120B* | 48000 | 19 | 9 | 50000 | 36800 | 73.6% | 2 | 0 | 10 |  |  |  |  | R-454B | 4 | Residential & Commercial | USHP | Ducted CEE Tier 1
215682001 | Central HP <5.4 tons | KENMORE | HRCU-A-CB (Split System: Heat Pump with Remote Outdoor Unit-Air-Source) | (C,H,T)5H0V48*K*AAA* |  |  | EVM5X60M24A*+WALLCON | *80CSU1002120B* | 48000 | 18.5 | 9 | 50000 | 36600 | 73.2% | 2 | 0 | 10 |  |  |  |  | R-454B | 4 | Residential & Commercial | USHP | Ducted CEE Tier 1
215681801 | Central HP <5.4 tons | KENMORE | HRCU-A-CB (Split System: Heat Pump with Remote Outdoor Unit-Air-Source) | (C,H,T)5H0V48*K*AAA* |  |  | EVM5X48M21A*+WALLCON | *97CTN0801716A* | 46500 | 18 | 9 | 50000 | 37000 | 74% | 2 | 0 | 9.5 |  |  |  |  | R-454B | 3.875 | Residential & Commercial | USHP
215681701 | Central HP <5.4 tons | KENMORE | HRCU-A-CB (Split System: Heat Pump with Remote Outdoor Unit-Air-Source) | (C,H,T)5H0V48*K*AAA* |  |  | ESH5X60M12A*+WALLCON | *80CSU0802120B* | 45500 | 17 | 8.5 | 48000 | 33600 | 70% | 2.06 | 0 | 9.5 |  |  |  |  | R-454B | 3.7917 | Residential & Commercial | USHP
215669139 | Central HP <5.4 tons | KEEPRITE | HRCU-A-CB (Split System: Heat Pump with Remote Outdoor Unit-Air-Source) | C5H0V36*K*AAA* |  |  | EA*5X48M21A*+WALLCON | *80CTL0701716B* | 33600 | 18 | 9 | 35200 | 25200 | 71.59% | 1.88 | 0 | 10 |  |  |  |  | R-454B | 2.8 | Residential & Commercial | USHP | Ducted CEE Tier 1
214243083 | Central HP <5.4 tons | KENMORE | HRCU-A-CB (Split System: Heat Pump with Remote Outdoor Unit-Air-Source) | (C,H,T)VH825GKA2* |  |  | EN(A,D,W)4X48L21**+WALLCON | *80CTL0451712B* | 24000 | 16.5 | 8.1 | 21400 | 16700 | 78.04% | 2 | 0 | 11 |  |  |  |  | R-410A | 2 | Residential & Commercial | USHP | Ducted CEE Tier 1
214242983 | Central HP <5.4 tons | KENMORE | HRCU-A-CB (Split System: Heat Pump with Remote Outdoor Unit-Air-Source) | (C,H,T)VH825GKA2* |  |  | EN(A,D,W)4X42L21**+WALLCON | *80CTL0901716B* | 23800 | 16.5 | 8.1 | 21400 | 16700 | 78.04% | 1.96 | 0 | 11 |  |  |  |  | R-410A | 1.9833 | Residential & Commercial | USHP | Ducted CEE Tier 1
214243013 | Central HP <5.4 tons | KENMORE | HRCU-A-CB (Split System: Heat Pump with Remote Outdoor Unit-Air-Source) | (C,H,T)VH825GKA2* |  |  | EN(A,D,W)4X42L21**+WALLCON | *95CSU0601716B* | 23600 | 16.5 | 8.1 | 21400 | 16700 | 78.04% | 1.96 | 0 | 11 |  |  |  |  | R-410A | 1.9667 | Residential & Commercial | USHP | Ducted CEE Tier 1
213781313 | Central HP <5.4 tons | KENMORE | HRCU-A-CB (Split System: Heat Pump with Remote Outdoor Unit-Air-Source) | (C,H,T)VH837GKA2* |  |  | EA*4X48L21A*+WALLCON | *80CTL0902120B* | 32200 | 17 | 8.1 | 32600 | 24800 | 76.07% | 1.98 | 0 | 11 |  |  |  |  | R-410A | 2.6833 | Residential & Commercial | USHP | Ducted CEE Tier 1
215941332 | Central HP <5.4 tons | KENMORE | HRCU-A-CB (Split System: Heat Pump with Remote Outdoor Unit-Air-Source) | (C,H,T)5H3V48*K*AAA* |  |  | EVM5X49M21A*+WALLCON | *96CTN0802120B* | 45500 | 20.5 | 8.1 | 53000 | 38500 | 72.64% | 1.95 | 0 | 11 |  |  |  |  | R-454B | 3.7917 | Residential & Commercial | USHP | Ducted CEE Tier 1
213779442 | Central HP <5.4 tons | KEEPRITE | HRCU-A-CB (Split System: Heat Pump with Remote Outdoor Unit-Air-Source) | CVH837GKA** |  |  | EA*4X48L21A*+WALLCON | *97CMN0801714B* | 32200 | 17 | 8.1 | 32600 | 25000 | 76.69% | 1.94 | 0 | 11 |  |  |  |  | R-410A | 2.6833 | Residential & Commercial | USHP | Ducted CEE Tier 1
213778822 | Central HP <5.4 tons | KEEPRITE | HRCU-A-CB (Split System: Heat Pump with Remote Outdoor Unit-Air-Source) | CVH837GKA** |  |  | EA*4X36L21A*+WALLCON | *80CTL0451712B* | 31200 | 16.5 | 8.1 | 33400 | 24600 | 73.65% | 1.82 | 0 | 10.5 |  |  |  |  | R-410A | 2.6 | Residential & Commercial | USHP | Ducted CEE Tier 1
215938021 | Central HP <5.4 tons | KEEPRITE | HRCU-A-CB (Split System: Heat Pump with Remote Outdoor Unit-Air-Source) | C5H3V48*K*AAA* |  |  | EVD5X49M24A*+WALLCON | *80CTL0902120B* | 45500 | 21 | 8.1 | 52500 | 38000 | 72.38% | 1.95 | 0 | 11.5 |  |  |  |  | R-454B | 3.7917 | Residential & Commercial | USHP | Ducted CEE Tier 1
215681941 | Central HP <5.4 tons | KENMORE | HRCU-A-CB (Split System: Heat Pump with Remote Outdoor Unit-Air-Source) | (C,H,T)5H0V48*K*AAA* |  |  | EVM5X60M21A*+WALLCON | *80CSU1002120B* | 48000 | 18.5 | 9 | 50000 | 36600 | 73.2% | 2 | 0 | 10 |  |  |  |  | R-454B | 4 | Residential & Commercial | USHP | Ducted CEE Tier 1
215569767 | Central HP <5.4 tons | Viessmann | HRCU-A-C (Split System: Heat Pump with Remote Outdoor Unit with No Indoor Fan --Air Source) | DLCURAH30ABK |  |  | DLFULAH36XCX + CI | 0 | 30000 | 15.5 | 9.7 | 33000 | 27000 | 81.82% | 1.85 | 10.7 | 10.5 |  |  |  |  | R-410A | 2.5 | Residential & Commercial | USHP | Ducted CEE Tier 1
213433288 | Central HP <5.4 tons | PolarWave | HRCU-A-CB (Split System: Heat Pump with Remote Outdoor Unit-Air-Source) | ACIQ-30-HPB |  |  | ACIQ-30W-WM | 0 | 30000 | 16.9 | 9 | 31000 | 25000 | 80.65% | 1.8 | 0 | 10 |  |  |  |  | R-410A | 2.5 | Residential & Commercial | USHP | Ducted CEE Tier 1
215570367 | Central HP <5.4 tons | PolarWave | HRCU-A-CB (Split System: Heat Pump with Remote Outdoor Unit-Air-Source) | ACIQ-30-HPB |  |  | ACIQ-30-AHB | 0 | 30000 | 16.2 | 8.9 | 33000 | 24000 | 72.73% | 1.8 | 11 | 10 |  |  |  |  | R-410A | 2.5 | Residential & Commercial | USHP | Ducted CEE Tier 1
214648693 | Central HP <5.4 tons | TEXANAIR | HRCU-A-C (Split System: Heat Pump with Remote Outdoor Unit with No Indoor Fan --Air Source) | TEXAN030HHCU1 |  |  | TEXANDF36B1 | 0 | 29000 | 15.2 | 8.5 | 31000 | 22600 | 72.9% | 1.8 | 0 | 10 |  |  |  |  | R-410A | 2.4167 | Residential & Commercial | USHP | Ducted CEE Tier 1
210470055 | Central HP <5.4 tons | BRYANT HEATING AND COOLING SYSTEMS | HRCU-A-CB (Split System: Heat Pump with Remote Outdoor Unit-Air-Source) | 288BNV037*0**B* |  |  | CAP**3621AL*+UI | 935CA60080C21*** | 31600 | 17 | 8.1 | 33200 | 24200 | 72.89% | 1.86 | 0 | 11 |  |  |  |  | R-410A | 2.6333 | Residential & Commercial | USHP | Ducted CEE Tier 1
211229418 | Central HP <5.4 tons | BRYANT HEATING AND COOLING SYSTEMS | HRCU-A-CB (Split System: Heat Pump with Remote Outdoor Unit-Air-Source) | 38MURAQ36AB3* |  |  | CAP**4824AL* | 82*TA66135V24*** | 36000 | 16 | 8.5 | 38500 | 34600 | 89.87% | 2.06 | 0 | 10 |  |  |  |  | R-410A | 3 | Residential & Commercial | USHP | Ducted CEE Tier 1
211230788 | Central HP <5.4 tons | BRYANT HEATING AND COOLING SYSTEMS | HRCU-A-CB (Split System: Heat Pump with Remote Outdoor Unit-Air-Source) | 38MURAQ36AB3* |  |  | CNPV*4824AL* | OVLAAB048112 | 36000 | 15.5 | 8.1 | 38500 | 35000 | 90.91% | 2.02 | 0 | 10 |  |  |  |  | R-410A | 3 | Residential & Commercial | USHP | Ducted CEE Tier 1
213780963 | Central HP <5.4 tons | KENMORE | HRCU-A-CB (Split System: Heat Pump with Remote Outdoor Unit-Air-Source) | (C,H,T)VH837GKA2* |  |  | EA*4X37L21A*+WALLCON | *96CTN1002122B* | 33000 | 17 | 8.5 | 32600 | 25000 | 76.69% | 1.98 | 0 | 11.5 |  |  |  |  | R-410A | 2.75 | Residential & Commercial | USHP | Ducted CEE Tier 1
212394346 | Central HP <5.4 tons | PolarWave | HRCU-A-C (Split System: Heat Pump with Remote Outdoor Unit with No Indoor Fan --Air Source) | ACIQ-30-HPB |  |  | ACIQ-30-ACL | 0 | 30000 | 15.5 | 9.7 | 33000 | 27000 | 81.82% | 1.85 | 10.7 | 10.5 |  |  |  |  | R-410A | 2.5 | Residential & Commercial | USHP | Ducted CEE Tier 1
215676371 | Central HP <5.4 tons | KENMORE | HRCU-A-CB (Split System: Heat Pump with Remote Outdoor Unit-Air-Source) | (C,H,T)5H0V48*K*AAA* |  |  | EVD5X49M24A*+WALLCON | *97CMN1002122B* | 48000 | 19 | 9 | 50000 | 36600 | 73.2% | 2 | 0 | 10 |  |  |  |  | R-454B | 4 | Residential & Commercial | USHP | Ducted CEE Tier 1
215934581 | Central HP <5.4 tons | KEEPRITE | HRCU-A-CB (Split System: Heat Pump with Remote Outdoor Unit-Air-Source) | C5H3V48*K*AAA* |  |  | ESH5X60M12A*+WALLCON | *95CSU0601716B* | 44000 | 19.5 | 9 | 49000 | 36400 | 74.29% | 1.84 | 0 | 11 |  |  |  |  | R-454B | 3.6667 | Residential & Commercial | USHP | Ducted CEE Tier 1
215934431 | Central HP <5.4 tons | KEEPRITE | HRCU-A-CB (Split System: Heat Pump with Remote Outdoor Unit-Air-Source) | C5H3V48*K*AAA* |  |  | ESH5X48M12A*+WALLCON | *80CSU1002120A* | 44000 | 20 | 9 | 48500 | 36600 | 75.46% | 1.8 | 0 | 10.5 |  |  |  |  | R-454B | 3.6667 | Residential & Commercial | USHP | Ducted CEE Tier 1
215934111 | Central HP <5.4 tons | KEEPRITE | HRCU-A-CB (Split System: Heat Pump with Remote Outdoor Unit-Air-Source) | C5H3V48*K*AAA* |  |  | EA*5X60M24A*+WALLCON | *80CTL1102120B* | 45000 | 21.5 | 9.5 | 48000 | 36200 | 75.42% | 2 | 0 | 11 |  |  |  |  | R-454B | 3.75 | Residential & Commercial | USHP | Ducted CEE Tier 1
215934261 | Central HP <5.4 tons | KEEPRITE | HRCU-A-CB (Split System: Heat Pump with Remote Outdoor Unit-Air-Source) | C5H3V48*K*AAA* |  |  | EA*5X61M21A*+WALLCON | *97CMN0802120B* | 45000 | 21 | 9.5 | 48500 | 37000 | 76.29% | 2 | 0 | 11 |  |  |  |  | R-454B | 3.75 | Residential & Commercial | USHP | Ducted CEE Tier 1
215679460 | Central HP <5.4 tons | KEEPRITE | HRCU-A-CB (Split System: Heat Pump with Remote Outdoor Unit-Air-Source) | C5H0V36*K*AAA* |  |  | EA*5X43M21A*+WALLCON | *97CTN0801716A* | 34200 | 17.5 | 9 | 35400 | 25400 | 71.75% | 1.88 | 0 | 9.5 |  |  |  |  | R-454B | 2.85 | Residential & Commercial | USHP
215679610 | Central HP <5.4 tons | KEEPRITE | HRCU-A-CB (Split System: Heat Pump with Remote Outdoor Unit-Air-Source) | C5H0V36*K*AAA* |  |  | EA*5X61M21A*+WALLCON | *80CSU0401712B* | 35000 | 18 | 9 | 34400 | 24800 | 72.09% | 1.92 | 0 | 10 |  |  |  |  | R-454B | 2.9167 | Residential & Commercial | USHP | Ducted CEE Tier 1
215679310 | Central HP <5.4 tons | KEEPRITE | HRCU-A-CB (Split System: Heat Pump with Remote Outdoor Unit-Air-Source) | C5H0V36*K*AAA* |  |  | EA*5X37M21A*+WALLCON | *97CTN0601716A* | 34200 | 17.5 | 9 | 35600 | 25400 | 71.35% | 1.88 | 0 | 9.5 |  |  |  |  | R-454B | 2.85 | Residential & Commercial | USHP
215679360 | Central HP <5.4 tons | KEEPRITE | HRCU-A-CB (Split System: Heat Pump with Remote Outdoor Unit-Air-Source) | C5H0V36*K*AAA* |  |  | EA*5X42M21A*+WALLCON | *80CSU0401712B* | 33200 | 17.5 | 8.5 | 35800 | 25600 | 71.51% | 1.86 | 0 | 9.5 |  |  |  |  | R-454B | 2.7667 | Residential & Commercial | USHP
215681311 | Central HP <5.4 tons | KENMORE | HRCU-A-CB (Split System: Heat Pump with Remote Outdoor Unit-Air-Source) | (C,H,T)5H0V48*K*AAA* |  |  | EA*5X48M21A*+WALLCON | *80CSU0401712B* | 44000 | 17.5 | 9 | 48500 | 34000 | 70.1% | 2.04 | 0 | 9.5 |  |  |  |  | R-454B | 3.6667 | Residential & Commercial | USHP
215676631 | Central HP <5.4 tons | KENMORE | HRCU-A-CB (Split System: Heat Pump with Remote Outdoor Unit-Air-Source) | (C,H,T)5H0V48*K*AAA* |  |  | EVD5X60M24A*+WALLCON | *80CTL1102120B* | 48000 | 19 | 9 | 50000 | 36400 | 72.8% | 2 | 0 | 10.5 |  |  |  |  | R-454B | 4 | Residential & Commercial | USHP | Ducted CEE Tier 1
215676681 | Central HP <5.4 tons | KENMORE | HRCU-A-CB (Split System: Heat Pump with Remote Outdoor Unit-Air-Source) | (C,H,T)5H0V48*K*AAA* |  |  | EVD5X60M24A*+WALLCON | *96CTN1202422B* | 48000 | 19 | 9 | 50000 | 36600 | 73.2% | 2 | 0 | 10.5 |  |  |  |  | R-454B | 4 | Residential & Commercial | USHP | Ducted CEE Tier 1
215676431 | Central HP <5.4 tons | KENMORE | HRCU-A-CB (Split System: Heat Pump with Remote Outdoor Unit-Air-Source) | (C,H,T)5H0V48*K*AAA* |  |  | EVD5X60M21A*+WALLCON | *80CSU1002120A* | 48000 | 18.5 | 9 | 50000 | 36800 | 73.6% | 2 | 0 | 10 |  |  |  |  | R-454B | 4 | Residential & Commercial | USHP | Ducted CEE Tier 1
215864029 | Central HP <5.4 tons | Wells | HRCU-A-CB (Split System: Heat Pump with Remote Outdoor Unit-Air-Source) | WDHP-36HH |  |  | WDAH-36MOC | 0 | 36000 | 17.4 | 10.3 | 37000 | 39000 | 105.4% | 1.9 | 0 | 11.7 |  |  |  |  | R-454B | 3 | Residential & Commercial | USHP | Ducted CEE Tier 1
214489061 | Central HP <5.4 tons | Wells | HRCU-A-C (Split System: Heat Pump with Remote Outdoor Unit with No Indoor Fan --Air Source) | WUCA-30HFMO |  |  | WUA-36CHFM | 0 | 30000 | 15.5 | 9.7 | 33000 | 27000 | 81.82% | 1.85 | 10.7 | 10.5 |  |  |  |  | R-410A | 2.5 | Residential & Commercial | USHP | Ducted CEE Tier 1
215676731 | Central HP <5.4 tons | KENMORE | HRCU-A-CB (Split System: Heat Pump with Remote Outdoor Unit-Air-Source) | (C,H,T)5H0V48*K*AAA* |  |  | EVD5X61M21A*+WALLCON | *80CTL0702120B* | 48500 | 19 | 9 | 50000 | 37000 | 74% | 2 | 0 | 10.5 |  |  |  |  | R-454B | 4.0417 | Residential & Commercial | USHP | Ducted CEE Tier 1
215676581 | Central HP <5.4 tons | KENMORE | HRCU-A-CB (Split System: Heat Pump with Remote Outdoor Unit-Air-Source) | (C,H,T)5H0V48*K*AAA* |  |  | EVD5X60M21A*+WALLCON | *96CTN1002122B* | 48000 | 19 | 9 | 50000 | 36600 | 73.2% | 2 | 0 | 10 |  |  |  |  | R-454B | 4 | Residential & Commercial | USHP | Ducted CEE Tier 1
215681301 | Central HP <5.4 tons | KENMORE | HRCU-A-CB (Split System: Heat Pump with Remote Outdoor Unit-Air-Source) | (C,H,T)5H0V48*K*AAA* |  |  | EA*5X48M21A*+WALLCON | *96CTN0802120B* | 44000 | 17.5 | 9 | 48500 | 34200 | 70.52% | 2.06 | 0 | 9.5 |  |  |  |  | R-454B | 3.6667 | Residential & Commercial | USHP
213804893 | Central HP <5.4 tons | ICONIC AIR SOLUTION | HRCU-A-CB (Split System: Heat Pump with Remote Outdoor Unit-Air-Source) | ICLZ30AK |  |  | IFLV30IK | 0 | 28000 | 18.2 | 8.8 | 30000 | 26000 | 86.67% | 1.8 | 0 | 11.7 |  |  |  |  | R-410A | 2.3333 | Residential & Commercial | USHP | Ducted CEE Tier 1
214648706 | Central HP <5.4 tons | TEXANAIR | HRCU-A-CB (Split System: Heat Pump with Remote Outdoor Unit-Air-Source) | TEXAN030HHCU1 |  |  | TEXANWM30A1 | 0 | 30000 | 16.9 | 9 | 31000 | 25000 | 80.65% | 1.8 | 0 | 10 |  |  |  |  | R-410A | 2.5 | Residential & Commercial | USHP | Ducted CEE Tier 1
211242487 | Central HP <5.4 tons | BRYANT HEATING AND COOLING SYSTEMS | HRCU-A-CB (Split System: Heat Pump with Remote Outdoor Unit-Air-Source) | 38MURAQ24AB3* |  |  | CAP**3621AL* | 82*TA48070V17*** | 24400 | 17 | 8.5 | 26200 | 22400 | 85.5% | 1.88 | 0 | 10 |  |  |  |  | R-410A | 2.0333 | Residential & Commercial | USHP | Ducted CEE Tier 1
211243141 | Central HP <5.4 tons | BRYANT HEATING AND COOLING SYSTEMS | HRCU-A-CB (Split System: Heat Pump with Remote Outdoor Unit-Air-Source) | 38MURAQ24AB3* |  |  | CAP**3717AL* | 8(0,1)*SA36070E14*** | 24800 | 17 | 8.5 | 25800 | 21400 | 82.95% | 1.8 | 0 | 10.5 |  |  |  |  | R-410A | 2.0667 | Residential & Commercial | USHP | Ducted CEE Tier 1
211243390 | Central HP <5.4 tons | BRYANT HEATING AND COOLING SYSTEMS | HRCU-A-CB (Split System: Heat Pump with Remote Outdoor Unit-Air-Source) | 38MURAQ24AB3* |  |  | CAP**3721AL* | 82*TA60090V21*** | 24600 | 17 | 8.5 | 25400 | 21200 | 83.46% | 1.78 | 0 | 10.5 |  |  |  |  | R-410A | 2.05 | Residential & Commercial | USHP | Ducted CEE Tier 1
216734071 | Central HP <5.4 tons | KEEPRITE | HRCU-A-CB (Split System: Heat Pump with Remote Outdoor Unit-Air-Source) | D5CUHAH24AAK |  |  | EA*5X30M17A* | *92MSN0601714A* | 22200 | 16 | 8.1 | 20800 | 18800 | 90.38% | 1.85 | 0 | 10.5 |  |  |  |  | R-454B | 1.85 | Residential & Commercial | USHP | Ducted CEE Tier 1
216736930 | Central HP <5.4 tons | KEEPRITE | HRCU-A-CB (Split System: Heat Pump with Remote Outdoor Unit-Air-Source) | D5CUHAH24AAK |  |  | ESH5X24M12A* | *97VTN0802120A* | 22200 | 15.2 | 8.1 | 21000 | 19000 | 90.48% | 1.9 | 0 | 10.5 |  |  |  |  | R-454B | 1.85 | Residential & Commercial | USHP | Ducted CEE Tier 1
216735106 | Central HP <5.4 tons | KEEPRITE | HRCU-A-CB (Split System: Heat Pump with Remote Outdoor Unit-Air-Source) | D5CUHAH24AAK |  |  | EA*5X37M17A* | *97CMN0801714B* | 22800 | 16 | 8.5 | 20600 | 18400 | 89.32% | 1.96 | 0 | 11 |  |  |  |  | R-454B | 1.9 | Residential & Commercial | USHP | Ducted CEE Tier 1
216735607 | Central HP <5.4 tons | KEEPRITE | HRCU-A-CB (Split System: Heat Pump with Remote Outdoor Unit-Air-Source) | D5CUHAH24AAK |  |  | EA*5X37M21A* | *80CTL0701716B* | 23200 | 16.5 | 8.5 | 20600 | 18400 | 89.32% | 1.96 | 0 | 11 |  |  |  |  | R-454B | 1.9333 | Residential & Commercial | USHP | Ducted CEE Tier 1
215668937 | Central HP <5.4 tons | KEEPRITE | HRCU-A-CB (Split System: Heat Pump with Remote Outdoor Unit-Air-Source) | C5H0V36*K*AAA* |  |  | EA*5X42M21A*+WALLCON | *96CTN0801714B* | 33000 | 17.5 | 9 | 36000 | 25800 | 71.67% | 1.84 | 0 | 9.5 |  |  |  |  | R-454B | 2.75 | Residential & Commercial | USHP
215668921 | Central HP <5.4 tons | KEEPRITE | HRCU-A-CB (Split System: Heat Pump with Remote Outdoor Unit-Air-Source) | C5H0V36*K*AAA* |  |  | EA*5X42M21A*+WALLCON | *97CMN1002122B* | 33200 | 17.5 | 9 | 35800 | 25600 | 71.51% | 1.84 | 0 | 10 |  |  |  |  | R-454B | 2.7667 | Residential & Commercial | USHP | Ducted CEE Tier 1
215668873 | Central HP <5.4 tons | KEEPRITE | HRCU-A-CB (Split System: Heat Pump with Remote Outdoor Unit-Air-Source) | C5H0V36*K*AAA* |  |  | EA*5X42M21A*+WALLCON | *95CSU0802120B* | 33200 | 17.5 | 8.5 | 35800 | 25600 | 71.51% | 1.86 | 0 | 9.5 |  |  |  |  | R-454B | 2.7667 | Residential & Commercial | USHP
214648684 | Central HP <5.4 tons | TEXANAIR | HRCU-A-C (Split System: Heat Pump with Remote Outdoor Unit with No Indoor Fan --Air Source) | TEXAN024STCU1 |  |  | TEXANDF24A1 | 0 | 24000 | 15.7 | 9.8 | 25600 | 18500 | 72.27% | 2.2 | 10.3 | 10 |  |  |  |  | R-410A | 2 | Residential & Commercial | USHP | Ducted CEE Tier 1
215676851 | Central HP <5.4 tons | KENMORE | HRCU-A-CB (Split System: Heat Pump with Remote Outdoor Unit-Air-Source) | (C,H,T)5H0V48*K*AAA* |  |  | EVD5X61M24A*+WALLCON | *80CSU0802120A* | 49000 | 19.5 | 9 | 50000 | 36600 | 73.2% | 2.1 | 0 | 10.5 |  |  |  |  | R-454B | 4.0833 | Residential & Commercial | USHP | Ducted CEE Tier 1
213265613 | Central HP <5.4 tons | MAXI AIR | HRCU-A-C (Split System: Heat Pump with Remote Outdoor Unit with No Indoor Fan --Air Source) | MAXS-2430 |  |  | NE-F52-MAC36HWD | 0 | 30000 | 15.5 | 9.7 | 33000 | 27000 | 81.82% | 1.85 | 10.7 | 10.5 |  |  |  |  | R-410A | 2.5 | Residential & Commercial | USHP | Ducted CEE Tier 1
213492158 | Central HP <5.4 tons | PolarWave | HRCU-A-C (Split System: Heat Pump with Remote Outdoor Unit with No Indoor Fan --Air Source) | ACIQ-30-HPB |  |  | ACIQ-36-ACL | 0 | 30000 | 15.5 | 9.7 | 33000 | 27000 | 81.82% | 1.85 | 10.7 | 10.5 |  |  |  |  | R-410A | 2.5 | Residential & Commercial | USHP | Ducted CEE Tier 1
215676651 | Central HP <5.4 tons | KENMORE | HRCU-A-CB (Split System: Heat Pump with Remote Outdoor Unit-Air-Source) | (C,H,T)5H0V48*K*AAA* |  |  | EVD5X60M24A*+WALLCON | *95CSU1002122B* | 48000 | 19 | 9 | 50000 | 36400 | 72.8% | 2.02 | 0 | 10 |  |  |  |  | R-454B | 4 | Residential & Commercial | USHP | Ducted CEE Tier 1
215676301 | Central HP <5.4 tons | KENMORE | HRCU-A-CB (Split System: Heat Pump with Remote Outdoor Unit-Air-Source) | (C,H,T)5H0V48*K*AAA* |  |  | EVD5X49M24A*+WALLCON | *80CTL0702120B* | 47500 | 19 | 9 | 50000 | 36800 | 73.6% | 2 | 0 | 10 |  |  |  |  | R-454B | 3.9583 | Residential & Commercial | USHP | Ducted CEE Tier 1
215676501 | Central HP <5.4 tons | KENMORE | HRCU-A-CB (Split System: Heat Pump with Remote Outdoor Unit-Air-Source) | (C,H,T)5H0V48*K*AAA* |  |  | EVD5X60M21A*+WALLCON | *95CSU0601716B* | 47500 | 18 | 9 | 50000 | 37200 | 74.4% | 1.98 | 0 | 10 |  |  |  |  | R-454B | 3.9583 | Residential & Commercial | USHP | Ducted CEE Tier 1
215676051 | Central HP <5.4 tons | KENMORE | HRCU-A-CB (Split System: Heat Pump with Remote Outdoor Unit-Air-Source) | (C,H,T)5H0V48*K*AAA* |  |  | EVM5X61M24A*+WALLCON | *97CMN0802120B* | 48500 | 19 | 9.5 | 50000 | 36800 | 73.6% | 2.12 | 0 | 10.5 |  |  |  |  | R-454B | 4.0417 | Residential & Commercial | USHP | Ducted CEE Tier 1
216735643 | Central HP <5.4 tons | KEEPRITE | HRCU-A-CB (Split System: Heat Pump with Remote Outdoor Unit-Air-Source) | D5CUHAH24AAK |  |  | EA*5X37M21A* | *80CTL1102120B* | 23600 | 15.5 | 8.5 | 21000 | 18600 | 88.57% | 1.96 | 0 | 11 |  |  |  |  | R-454B | 1.9667 | Residential & Commercial | USHP | Ducted CEE Tier 1
216735957 | Central HP <5.4 tons | KEEPRITE | HRCU-A-CB (Split System: Heat Pump with Remote Outdoor Unit-Air-Source) | D5CUHAH24AAK |  |  | EA*5X37M21A* | *96CTN0601714B* | 23000 | 16.5 | 8.5 | 20600 | 18400 | 89.32% | 1.94 | 0 | 11 |  |  |  |  | R-454B | 1.9167 | Residential & Commercial | USHP | Ducted CEE Tier 1
216734555 | Central HP <5.4 tons | KEEPRITE | HRCU-A-CB (Split System: Heat Pump with Remote Outdoor Unit-Air-Source) | D5CUHAH24AAK |  |  | EA*5X36M17A* | *97CMN0601714B* | 22200 | 16 | 8.1 | 20800 | 18700 | 89.9% | 1.85 | 0 | 10.5 |  |  |  |  | R-454B | 1.85 | Residential & Commercial | USHP | Ducted CEE Tier 1
216735675 | Central HP <5.4 tons | KEEPRITE | HRCU-A-CB (Split System: Heat Pump with Remote Outdoor Unit-Air-Source) | D5CUHAH24AAK |  |  | EA*5X37M21A* | *80VTL1102122B* | 23200 | 16 | 8.5 | 20600 | 18500 | 89.81% | 1.96 | 0 | 11 |  |  |  |  | R-454B | 1.9333 | Residential & Commercial | USHP | Ducted CEE Tier 1
216735157 | Central HP <5.4 tons | KEEPRITE | HRCU-A-CB (Split System: Heat Pump with Remote Outdoor Unit-Air-Source) | D5CUHAH24AAK |  |  | EA*5X37M17A* | *92MSN0801716A* | 23200 | 16 | 8.5 | 20800 | 18500 | 88.94% | 1.96 | 0 | 11 |  |  |  |  | R-454B | 1.9333 | Residential & Commercial | USHP | Ducted CEE Tier 1
216644077 | Central HP <5.4 tons | KEEPRITE | HRCU-A-CB (Split System: Heat Pump with Remote Outdoor Unit-Air-Source) | D5CUHAH18AAK |  |  | EA*5X25M17A* | *96VSN0401410B* | 18000 | 15.2 | 9 | 19700 | 17600 | 89.34% | 1.88 | 0 | 11 |  |  |  |  | R-454B | 1.5 | Residential & Commercial | USHP | Ducted CEE Tier 1
211230749 | Central HP <5.4 tons | BRYANT HEATING AND COOLING SYSTEMS | HRCU-A-CB (Split System: Heat Pump with Remote Outdoor Unit-Air-Source) | 38MURAQ36AB3* |  |  | CNPV*4824AL* | 926TB60080V21*** | 35600 | 16 | 8.1 | 38500 | 34800 | 90.39% | 2 | 0 | 10 |  |  |  |  | R-410A | 2.9667 | Residential & Commercial | USHP | Ducted CEE Tier 1
215681411 | Central HP <5.4 tons | KENMORE | HRCU-A-CB (Split System: Heat Pump with Remote Outdoor Unit-Air-Source) | (C,H,T)5H0V48*K*AAA* |  |  | EA*5X60M24A*+WALLCON | *97CTN0802120A* | 45000 | 18 | 9 | 47500 | 33600 | 70.74% | 2.06 | 0 | 10 |  |  |  |  | R-454B | 3.75 | Residential & Commercial | USHP | Ducted CEE Tier 1
215681561 | Central HP <5.4 tons | KENMORE | HRCU-A-CB (Split System: Heat Pump with Remote Outdoor Unit-Air-Source) | (C,H,T)5H0V48*K*AAA* |  |  | EA*5X61M24A*+WALLCON | *97CTN1002122A* | 46000 | 18.5 | 9 | 47500 | 33600 | 70.74% | 2.06 | 0 | 10 |  |  |  |  | R-454B | 3.8333 | Residential & Commercial | USHP | Ducted CEE Tier 1
214650016 | Central HP <5.4 tons | CHAMPION HEATING AND COOLING | HRCU-A-CB (Split System: Heat Pump with Remote Outdoor Unit-Air-Source) | HH860E2S11 |  |  | CTU60D5XGS1+TXV | Z9ES120D20SMPS1 | 46000 | 18 | 9 | 47000 | 34200 | 72.77% | 2 | 0 | 11.7 |  |  |  |  | R-454B | 3.8333 | Residential & Commercial | USHP | Ducted CEE Tier 1
209862130 | Central HP <5.4 tons | Grandaire | HRCU-A-CB (Split System: Heat Pump with Remote Outdoor Unit-Air-Source) | WDLCURAH30ABK |  |  | WDLFUAAH30XAK | 0 | 30000 | 16.2 | 8.9 | 33000 | 24000 | 72.73% | 1.8 | 11 | 10 |  |  |  |  | R-410A | 2.5 | Residential & Commercial | USHP | Ducted CEE Tier 1
213433283 | Central HP <5.4 tons | PolarWave | HRCU-A-CB (Split System: Heat Pump with Remote Outdoor Unit-Air-Source) | ACIQ-24-EHPB |  |  | ACIQ-24W-WM | 0 | 24000 | 17 | 10.2 | 26000 | 19400 | 74.62% | 2.33 | 0 | 10.5 |  |  |  |  | R-410A | 2 | Residential & Commercial | USHP | Ducted CEE Tier 1
210595600 | Central HP <5.4 tons | KENMORE | HRCU-A-CB (Split System: Heat Pump with Remote Outdoor Unit-Air-Source) | (C,H,T)VH825GKA2* |  |  | EA*4X42L24A*+WALLCON | *95CSU0802120A* | 23800 | 17 | 8.1 | 21400 | 16600 | 77.57% | 1.96 | 0 | 11 |  |  |  |  | R-410A | 1.9833 | Residential & Commercial | USHP | Ducted CEE Tier 1
215677910 | Central HP <5.4 tons | KEEPRITE | HRCU-A-CB (Split System: Heat Pump with Remote Outdoor Unit-Air-Source) | C5H0V60*K*AAA* |  |  | EA*5X61M24A*+WALLCON | *80CSU1002120A* | 56000 | 18 | 9 | 60000 | 42000 | 70% | 2 | 0 | 9 |  |  |  |  | R-454B | 4.6667 | Residential & Commercial | USHP
216735457 | Central HP <5.4 tons | KEEPRITE | HRCU-A-CB (Split System: Heat Pump with Remote Outdoor Unit-Air-Source) | D5CUHAH24AAK |  |  | EA*5X37M21A* | *80MS(N,L)0451714A* | 23000 | 15.5 | 8.5 | 20600 | 18400 | 89.32% | 1.98 | 0 | 11 |  |  |  |  | R-454B | 1.9167 | Residential & Commercial | USHP | Ducted CEE Tier 1
206771136 | Central HP <5.4 tons | BRYANT HEATING AND COOLING SYSTEMS | HRCU-A-CB (Split System: Heat Pump with Remote Outdoor Unit-Air-Source) | 288BNV037*0**B* |  |  | CAP**3621AL*+UI | 986TC66100C21*** | 31600 | 17 | 8.1 | 33200 | 24200 | 72.89% | 1.86 | 11 | 11 |  |  |  |  | R-410A | 2.6333 | Residential & Commercial | USHP | Ducted CEE Tier 1
215941482 | Central HP <5.4 tons | KENMORE | HRCU-A-CB (Split System: Heat Pump with Remote Outdoor Unit-Air-Source) | (C,H,T)5H3V48*K*AAA* |  |  | EVM5X60M24A*+WALLCON | *97CTN1202422A* | 45500 | 20.5 | 8.1 | 52500 | 38000 | 72.38% | 1.95 | 0 | 11.5 |  |  |  |  | R-454B | 3.7917 | Residential & Commercial | USHP | Ducted CEE Tier 1
215941082 | Central HP <5.4 tons | KENMORE | HRCU-A-CB (Split System: Heat Pump with Remote Outdoor Unit-Air-Source) | (C,H,T)5H3V48*K*AAA* |  |  | EA*5X61M21A*+WALLCON | *97CTN0802120A* | 45000 | 21 | 9.5 | 48500 | 37000 | 76.29% | 2 | 0 | 11 |  |  |  |  | R-454B | 3.75 | Residential & Commercial | USHP | Ducted CEE Tier 1
215681431 | Central HP <5.4 tons | KENMORE | HRCU-A-CB (Split System: Heat Pump with Remote Outdoor Unit-Air-Source) | (C,H,T)5H0V48*K*AAA* |  |  | EA*5X60M24A*+WALLCON | *97CTN1202422A* | 45000 | 18 | 9 | 47500 | 33600 | 70.74% | 2.06 | 0 | 10 |  |  |  |  | R-454B | 3.75 | Residential & Commercial | USHP | Ducted CEE Tier 1
215681481 | Central HP <5.4 tons | KENMORE | HRCU-A-CB (Split System: Heat Pump with Remote Outdoor Unit-Air-Source) | (C,H,T)5H0V48*K*AAA* |  |  | EA*5X61M21A*+WALLCON | *80CSU1002120B* | 46000 | 17.5 | 9 | 47500 | 33600 | 70.74% | 2.06 | 0 | 9.5 |  |  |  |  | R-454B | 3.8333 | Residential & Commercial | USHP
210473150 | Central HP <5.4 tons | BRYANT HEATING AND COOLING SYSTEMS | HRCU-A-CB (Split System: Heat Pump with Remote Outdoor Unit-Air-Source) | 288BNV025*0**C* |  |  | CAP**4321AL*+UI | 88*TA36045C17*** | 24200 | 16.5 | 8.1 | 21600 | 16800 | 77.78% | 2 | 0 | 11 |  |  |  |  | R-410A | 2.0167 | Residential & Commercial | USHP | Ducted CEE Tier 1
215676951 | Central HP <5.4 tons | KENMORE | HRCU-A-CB (Split System: Heat Pump with Remote Outdoor Unit-Air-Source) | (C,H,T)5H0V48*K*AAA* |  |  | EVD5X61M24A*+WALLCON | *96CTN1002122B* | 48500 | 19.5 | 9.5 | 50000 | 36800 | 73.6% | 2.12 | 0 | 10.5 |  |  |  |  | R-454B | 4.0417 | Residential & Commercial | USHP | Ducted CEE Tier 1
215676801 | Central HP <5.4 tons | KENMORE | HRCU-A-CB (Split System: Heat Pump with Remote Outdoor Unit-Air-Source) | (C,H,T)5H0V48*K*AAA* |  |  | EVD5X61M21A*+WALLCON | *97CMN0602120B* | 48000 | 18.5 | 9 | 50000 | 37400 | 74.8% | 2 | 0 | 10 |  |  |  |  | R-454B | 4 | Residential & Commercial | USHP | Ducted CEE Tier 1
215676871 | Central HP <5.4 tons | KENMORE | HRCU-A-CB (Split System: Heat Pump with Remote Outdoor Unit-Air-Source) | (C,H,T)5H0V48*K*AAA* |  |  | EVD5X61M24A*+WALLCON | *80CTL0702120B* | 48500 | 19 | 9 | 50000 | 36800 | 73.6% | 2 | 0 | 10.5 |  |  |  |  | R-454B | 4.0417 | Residential & Commercial | USHP | Ducted CEE Tier 1
214574196 | Central HP <5.4 tons | KENMORE | HRCU-A-CB (Split System: Heat Pump with Remote Outdoor Unit-Air-Source) | (C,H,T)VH837GKA2* |  |  | EA*4X61L24A*+WALLCON | *97CMN0802120B* | 33200 | 17.5 | 8.5 | 31800 | 24800 | 77.99% | 2 | 0 | 11.5 |  |  |  |  | R-410A | 2.7667 | Residential & Commercial | USHP | Ducted CEE Tier 1
214239271 | Central HP <5.4 tons | KENMORE | HRCU-A-CB (Split System: Heat Pump with Remote Outdoor Unit-Air-Source) | (C,H,T)VH837GKA2* |  |  | EN(A,D,W)4X48L21**+WALLCON | *96CTN0801714B* | 32200 | 17 | 8.1 | 32800 | 24800 | 75.61% | 1.94 | 0 | 11.5 |  |  |  |  | R-410A | 2.6833 | Residential & Commercial | USHP | Ducted CEE Tier 1
214238871 | Central HP <5.4 tons | KENMORE | HRCU-A-CB (Split System: Heat Pump with Remote Outdoor Unit-Air-Source) | (C,H,T)VH837GKA2* |  |  | EN(A,D)4X36L21**+WALLCON | *80CTL0902120B* | 31400 | 16.5 | 8.1 | 33000 | 24000 | 72.73% | 1.82 | 0 | 11 |  |  |  |  | R-410A | 2.6167 | Residential & Commercial | USHP | Ducted CEE Tier 1
214238921 | Central HP <5.4 tons | KENMORE | HRCU-A-CB (Split System: Heat Pump with Remote Outdoor Unit-Air-Source) | (C,H,T)VH837GKA2* |  |  | EN(A,D)4X36L21**+WALLCON | *97CMN1002122B* | 31400 | 16.5 | 8.1 | 33000 | 24000 | 72.73% | 1.82 | 0 | 11 |  |  |  |  | R-410A | 2.6167 | Residential & Commercial | USHP | Ducted CEE Tier 1
215676831 | Central HP <5.4 tons | KENMORE | HRCU-A-CB (Split System: Heat Pump with Remote Outdoor Unit-Air-Source) | (C,H,T)5H0V48*K*AAA* |  |  | EVD5X61M21A*+WALLCON | *96CTN0801714B* | 48000 | 19 | 9 | 50000 | 36400 | 72.8% | 2.02 | 0 | 10 |  |  |  |  | R-454B | 4 | Residential & Commercial | USHP | Ducted CEE Tier 1
215670273 | Central HP <5.4 tons | KEEPRITE | HRCU-A-CB (Split System: Heat Pump with Remote Outdoor Unit-Air-Source) | C5H0V36*K*AAA* |  |  | ESH5X48M12A*+WALLCON | *97CMN0601714B* | 33800 | 16.5 | 8.5 | 35600 | 25400 | 71.35% | 1.78 | 0 | 9 |  |  |  |  | R-454B | 2.8167 | Residential & Commercial | USHP
215669819 | Central HP <5.4 tons | KEEPRITE | HRCU-A-CB (Split System: Heat Pump with Remote Outdoor Unit-Air-Source) | C5H0V36*K*AAA* |  |  | ESH5X36M12A*+WALLCON | *80CTL1102120B* | 33800 | 16 | 8.5 | 35600 | 25400 | 71.35% | 1.76 | 0 | 9.5 |  |  |  |  | R-454B | 2.8167 | Residential & Commercial | USHP
213433276 | Central HP <5.4 tons | PolarWave | HRCU-A-CB (Split System: Heat Pump with Remote Outdoor Unit-Air-Source) | ACIQ-24-EHPB |  |  | ACIQ-24-AHB | 0 | 24000 | 17 | 9.2 | 26000 | 19400 | 74.62% | 2.1 | 11.3 | 10.5 |  |  |  |  | R-410A | 2 | Residential & Commercial | USHP | Ducted CEE Tier 1
216734957 | Central HP <5.4 tons | KEEPRITE | HRCU-A-CB (Split System: Heat Pump with Remote Outdoor Unit-Air-Source) | D5CUHAH24AAK |  |  | EA*5X37M17A* | *80MS(N,L)0901714A* | 22800 | 16 | 8.1 | 20600 | 18400 | 89.32% | 1.9 | 0 | 11 |  |  |  |  | R-454B | 1.9 | Residential & Commercial | USHP | Ducted CEE Tier 1
216739135 | Central HP <5.4 tons | KEEPRITE | HRCU-A-CB (Split System: Heat Pump with Remote Outdoor Unit-Air-Source) | D5CUHAH24AAK |  |  | FMA5X24**AL* | 0 | 22600 | 17 | 9 | 21400 | 19500 | 91.12% | 2.1 | 0 | 11 |  |  |  |  | R-454B | 1.8833 | Residential & Commercial | USHP | Ducted CEE Tier 1
210426580 | Central HP <5.4 tons | MAXI AIR | HRCU-A-CB (Split System: Heat Pump with Remote Outdoor Unit-Air-Source) | MAXS-2430 |  |  | AHMS-3015 | 0 | 30000 | 16.2 | 8.9 | 33000 | 24000 | 72.73% | 1.8 | 11 | 10 |  |  |  |  | R-410A | 2.5 | Residential & Commercial | USHP | Ducted CEE Tier 1
215676811 | Central HP <5.4 tons | KENMORE | HRCU-A-CB (Split System: Heat Pump with Remote Outdoor Unit-Air-Source) | (C,H,T)5H0V48*K*AAA* |  |  | EVD5X61M21A*+WALLCON | *97CMN0801714B* | 48000 | 18.5 | 9 | 50000 | 37400 | 74.8% | 1.98 | 0 | 10 |  |  |  |  | R-454B | 4 | Residential & Commercial | USHP | Ducted CEE Tier 1
215676561 | Central HP <5.4 tons | KENMORE | HRCU-A-CB (Split System: Heat Pump with Remote Outdoor Unit-Air-Source) | (C,H,T)5H0V48*K*AAA* |  |  | EVD5X60M21A*+WALLCON | *97CMN1002122B* | 48000 | 19 | 9 | 50000 | 36600 | 73.2% | 2 | 0 | 10 |  |  |  |  | R-454B | 4 | Residential & Commercial | USHP | Ducted CEE Tier 1
215676141 | Central HP <5.4 tons | KENMORE | HRCU-A-CB (Split System: Heat Pump with Remote Outdoor Unit-Air-Source) | (C,H,T)5H0V48*K*AAA* |  |  | EVD5X48M21A*+WALLCON | *95CSU0601716B* | 46500 | 17.5 | 9 | 50000 | 37000 | 74% | 1.98 | 0 | 9.5 |  |  |  |  | R-454B | 3.875 | Residential & Commercial | USHP
215676211 | Central HP <5.4 tons | KENMORE | HRCU-A-CB (Split System: Heat Pump with Remote Outdoor Unit-Air-Source) | (C,H,T)5H0V48*K*AAA* |  |  | EVD5X48M24A*+WALLCON | *80CTL0902120B* | 47000 | 19 | 9 | 50000 | 36200 | 72.4% | 2 | 0 | 10 |  |  |  |  | R-454B | 3.9167 | Residential & Commercial | USHP | Ducted CEE Tier 1
215676601 | Central HP <5.4 tons | KENMORE | HRCU-A-CB (Split System: Heat Pump with Remote Outdoor Unit-Air-Source) | (C,H,T)5H0V48*K*AAA* |  |  | EVD5X60M24A*+WALLCON | *80CSU1002120A* | 48000 | 18.5 | 9 | 50000 | 36600 | 73.2% | 2 | 0 | 10 |  |  |  |  | R-454B | 4 | Residential & Commercial | USHP | Ducted CEE Tier 1
215676251 | Central HP <5.4 tons | KENMORE | HRCU-A-CB (Split System: Heat Pump with Remote Outdoor Unit-Air-Source) | (C,H,T)5H0V48*K*AAA* |  |  | EVD5X48M24A*+WALLCON | *95CSU1002122B* | 47000 | 18.5 | 9 | 50000 | 36200 | 72.4% | 2.02 | 0 | 10 |  |  |  |  | R-454B | 3.9167 | Residential & Commercial | USHP | Ducted CEE Tier 1
215676001 | Central HP <5.4 tons | KENMORE | HRCU-A-CB (Split System: Heat Pump with Remote Outdoor Unit-Air-Source) | (C,H,T)5H0V48*K*AAA* |  |  | EVM5X61M24A*+WALLCON | *80CTL1102120B* | 48500 | 19.5 | 9.5 | 50000 | 36600 | 73.2% | 2.1 | 0 | 10.5 |  |  |  |  | R-454B | 4.0417 | Residential & Commercial | USHP | Ducted CEE Tier 1
210470408 | Central HP <5.4 tons | BRYANT HEATING AND COOLING SYSTEMS | HRCU-A-CB (Split System: Heat Pump with Remote Outdoor Unit-Air-Source) | 288BNV037*0**B* |  |  | CAP**6121AL*+UI | 83*CA48060C17*** | 33200 | 17.5 | 8.1 | 32200 | 25000 | 77.64% | 1.98 | 0 | 11.5 |  |  |  |  | R-410A | 2.7667 | Residential & Commercial | USHP | Ducted CEE Tier 1
210470419 | Central HP <5.4 tons | BRYANT HEATING AND COOLING SYSTEMS | HRCU-A-CB (Split System: Heat Pump with Remote Outdoor Unit-Air-Source) | 288BNV037*0**B* |  |  | CAP**6121AL*+UI | 83*CA60100C21*** | 33200 | 17 | 8.1 | 32200 | 24800 | 77.02% | 1.98 | 0 | 11.5 |  |  |  |  | R-410A | 2.7667 | Residential & Commercial | USHP | Ducted CEE Tier 1
210470953 | Central HP <5.4 tons | BRYANT HEATING AND COOLING SYSTEMS | HRCU-A-CB (Split System: Heat Pump with Remote Outdoor Unit-Air-Source) | 288BNV037*0**B* |  |  | CNPV*6024AL*+UI | 987MB66100C21*** | 32800 | 18 | 8.1 | 32200 | 24600 | 76.4% | 1.98 | 0 | 12 |  |  |  |  | R-410A | 2.7333 | Residential & Commercial | USHP | Ducted CEE Tier 1
215681451 | Central HP <5.4 tons | KENMORE | HRCU-A-CB (Split System: Heat Pump with Remote Outdoor Unit-Air-Source) | (C,H,T)5H0V48*K*AAA* |  |  | EA*5X61M21A*+WALLCON | *80CSU0401712B* | 46000 | 18 | 9 | 47500 | 33600 | 70.74% | 2.06 | 0 | 9.5 |  |  |  |  | R-454B | 3.8333 | Residential & Commercial | USHP
215681521 | Central HP <5.4 tons | KENMORE | HRCU-A-CB (Split System: Heat Pump with Remote Outdoor Unit-Air-Source) | (C,H,T)5H0V48*K*AAA* |  |  | EA*5X61M24A*+WALLCON | *96CTN0802120B* | 46000 | 18 | 9 | 48000 | 33800 | 70.42% | 2.08 | 0 | 10 |  |  |  |  | R-454B | 3.8333 | Residential & Commercial | USHP | Ducted CEE Tier 1
214719885 | Central HP <5.4 tons | FRASER-JOHNSTON | HRCU-A-CB (Split System: Heat Pump with Remote Outdoor Unit-Air-Source) | HH860E2S11 |  |  | CTU60C5XGS1+TXV | TMLE080C20MP11 | 44500 | 17 | 9 | 45000 | 33800 | 75.11% | 2 | 0 | 11.7 |  |  |  |  | R-454B | 3.7083 | Residential & Commercial | USHP | Ducted CEE Tier 1
215449952 | Central HP <5.4 tons | Proair | HRCU-A-CB (Split System: Heat Pump with Remote Outdoor Unit-Air-Source) | P30-30HFN1-S |  |  | PAH-30HWFN1 | 0 | 30000 | 16.2 | 8.9 | 33000 | 24000 | 72.73% | 1.8 | 11 | 10 |  |  |  |  | R-410A | 2.5 | Residential & Commercial | USHP | Ducted CEE Tier 1
216980860 | Central HP <5.4 tons | PolarWave | HRCU-A-CB (Split System: Heat Pump with Remote Outdoor Unit-Air-Source) | EZ-60-EHPB |  |  | EZ-60-AHB | 0 | 54000 | 15.2 | 8.4 | 54000 | 38000 | 70.37% | 1.8 | 0 | 8.6 |  |  |  |  | R-454B | 4.5 | Residential & Commercial | USHP
215323736 | Central HP <5.4 tons | Grandaire | HRCU-A-CB (Split System: Heat Pump with Remote Outdoor Unit-Air-Source) | D5CUHAH36AAK |  |  | D5FUHAH36XAK | 0 | 36000 | 18 | 10 | 37000 | 37400 | 101.1% | 1.9 | 0 | 12 |  |  |  |  | R-454B | 3 | Residential & Commercial | USHP | Ducted CEE Tier 1
216623780 | Central HP <5.4 tons | Kerr | HRCU-A-C (Split System: Heat Pump with Remote Outdoor Unit with No Indoor Fan --Air Source) | A-KXP36TA-1 |  |  | KXP30/36C1A | 0 | 36000 | 15.8 | 9.4 | 38000 | 36000 | 94.74% | 1.9 | 0 | 10.7 |  |  |  |  | R-454B | 3 | Residential & Commercial | USHP | Ducted CEE Tier 1
215676911 | Central HP <5.4 tons | KENMORE | HRCU-A-CB (Split System: Heat Pump with Remote Outdoor Unit-Air-Source) | (C,H,T)5H0V48*K*AAA* |  |  | EVD5X61M24A*+WALLCON | *97CMN0602120B* | 48000 | 19 | 9 | 50000 | 37200 | 74.4% | 1.98 | 0 | 10 |  |  |  |  | R-454B | 4 | Residential & Commercial | USHP | Ducted CEE Tier 1
215676411 | Central HP <5.4 tons | KENMORE | HRCU-A-CB (Split System: Heat Pump with Remote Outdoor Unit-Air-Source) | (C,H,T)5H0V48*K*AAA* |  |  | EVD5X60M21A*+WALLCON | *80CSU0601716A* | 48000 | 19 | 9 | 50000 | 36800 | 73.6% | 2 | 0 | 10 |  |  |  |  | R-454B | 4 | Residential & Commercial | USHP | Ducted CEE Tier 1
215675791 | Central HP <5.4 tons | KENMORE | HRCU-A-CB (Split System: Heat Pump with Remote Outdoor Unit-Air-Source) | (C,H,T)5H0V48*K*AAA* |  |  | EVM5X60M21A*+WALLCON | *97CMN0602120B* | 47500 | 18.5 | 9 | 50000 | 37200 | 74.4% | 1.98 | 0 | 10 |  |  |  |  | R-454B | 3.9583 | Residential & Commercial | USHP | Ducted CEE Tier 1
215675141 | Central HP <5.4 tons | KENMORE | HRCU-A-CB (Split System: Heat Pump with Remote Outdoor Unit-Air-Source) | (C,H,T)5H0V48*K*AAA* |  |  | ESH5X60M12A*+WALLCON | *80CSU0802120A* | 45500 | 17 | 8.5 | 48000 | 33600 | 70% | 2.08 | 0 | 9.5 |  |  |  |  | R-454B | 3.7917 | Residential & Commercial | USHP
215675191 | Central HP <5.4 tons | KENMORE | HRCU-A-CB (Split System: Heat Pump with Remote Outdoor Unit-Air-Source) | (C,H,T)5H0V48*K*AAA* |  |  | ESH5X60M12A*+WALLCON | *80CTL0702120B* | 45500 | 16.5 | 8.5 | 48000 | 33800 | 70.42% | 2.06 | 0 | 9.5 |  |  |  |  | R-454B | 3.7917 | Residential & Commercial | USHP
210470146 | Central HP <5.4 tons | BRYANT HEATING AND COOLING SYSTEMS | HRCU-A-CB (Split System: Heat Pump with Remote Outdoor Unit-Air-Source) | 288BNV037*0**B* |  |  | CAP**4221AL*+UI | 83*CA36040C17*** | 31800 | 17 | 8.1 | 33200 | 24400 | 73.49% | 1.88 | 0 | 11 |  |  |  |  | R-410A | 2.65 | Residential & Commercial | USHP | Ducted CEE Tier 1
210470265 | Central HP <5.4 tons | BRYANT HEATING AND COOLING SYSTEMS | HRCU-A-CB (Split System: Heat Pump with Remote Outdoor Unit-Air-Source) | 288BNV037*0**B* |  |  | CAP**6024AL*+UI | 88*TA60090C21*** | 32800 | 17.5 | 8.5 | 31800 | 24800 | 77.99% | 1.98 | 0 | 11.7 |  |  |  |  | R-410A | 2.7333 | Residential & Commercial | USHP | Ducted CEE Tier 1
210470430 | Central HP <5.4 tons | BRYANT HEATING AND COOLING SYSTEMS | HRCU-A-CB (Split System: Heat Pump with Remote Outdoor Unit-Air-Source) | 288BNV037*0**B* |  |  | CAP**6121AL*+UI | 88*TA48070C17*** | 33200 | 17.5 | 8.5 | 32200 | 25000 | 77.64% | 1.98 | 0 | 11.7 |  |  |  |  | R-410A | 2.7667 | Residential & Commercial | USHP | Ducted CEE Tier 1
210472864 | Central HP <5.4 tons | BRYANT HEATING AND COOLING SYSTEMS | HRCU-A-CB (Split System: Heat Pump with Remote Outdoor Unit-Air-Source) | 288BNV025*0**C* |  |  | CAP**4221AL*+UI | 83*CA60100C21*** | 23800 | 16.5 | 8.1 | 21400 | 16700 | 78.04% | 1.94 | 0 | 10.5 |  |  |  |  | R-410A | 1.9833 | Residential & Commercial | USHP | Ducted CEE Tier 1
215319199 | Central HP <5.4 tons | Grandaire | HRCU-A-CB (Split System: Heat Pump with Remote Outdoor Unit-Air-Source) | D5CUHAH36AAK |  |  | D5FUAAH36XAK | 0 | 36000 | 17.4 | 10.3 | 37000 | 39000 | 105.4% | 1.9 | 0 | 11.7 |  |  |  |  | R-454B | 3 | Residential & Commercial | USHP | Ducted CEE Tier 1
216097086 | Central HP <5.4 tons | Kerr | HRCU-A-CB (Split System: Heat Pump with Remote Outdoor Unit-Air-Source) | A-KXP36TA-1 |  |  | B-KXP36TA-1 | 0 | 36000 | 17.4 | 10.3 | 37000 | 39000 | 105.4% | 1.9 | 0 | 11.7 |  |  |  |  | R-454B | 3 | Residential & Commercial | USHP | Ducted CEE Tier 1
215682311 | Central HP <5.4 tons | KENMORE | HRCU-A-CB (Split System: Heat Pump with Remote Outdoor Unit-Air-Source) | (C,H,T)5H0V48*K*AAA* |  |  | EVD5X60M21A*+WALLCON | *80CSU0401712B* | 48000 | 18.5 | 9 | 50000 | 36600 | 73.2% | 2 | 0 | 10 |  |  |  |  | R-454B | 4 | Residential & Commercial | USHP | Ducted CEE Tier 1
215681491 | Central HP <5.4 tons | KENMORE | HRCU-A-CB (Split System: Heat Pump with Remote Outdoor Unit-Air-Source) | (C,H,T)5H0V48*K*AAA* |  |  | EA*5X61M21A*+WALLCON | *97CTN0801716A* | 45500 | 17.5 | 9 | 48000 | 34200 | 71.25% | 2.06 | 0 | 9.5 |  |  |  |  | R-454B | 3.7917 | Residential & Commercial | USHP
214648701 | Central HP <5.4 tons | TEXANAIR | HRCU-A-CB (Split System: Heat Pump with Remote Outdoor Unit-Air-Source) | TEXAN024STCU1 |  |  | TEXANWM24A1 | 0 | 24000 | 17 | 10.2 | 26000 | 19400 | 74.62% | 2.33 | 0 | 10.5 |  |  |  |  | R-410A | 2 | Residential & Commercial | USHP | Ducted CEE Tier 1
215675751 | Central HP <5.4 tons | KENMORE | HRCU-A-CB (Split System: Heat Pump with Remote Outdoor Unit-Air-Source) | (C,H,T)5H0V48*K*AAA* |  |  | EVM5X60M21A*+WALLCON | *80CTL1102120B* | 48000 | 19 | 9 | 50000 | 36600 | 73.2% | 2 | 0 | 10.5 |  |  |  |  | R-454B | 4 | Residential & Commercial | USHP | Ducted CEE Tier 1
215675901 | Central HP <5.4 tons | KENMORE | HRCU-A-CB (Split System: Heat Pump with Remote Outdoor Unit-Air-Source) | (C,H,T)5H0V48*K*AAA* |  |  | EVM5X60M24A*+WALLCON | *80CTL1352422B* | 48000 | 19 | 9 | 50000 | 36400 | 72.8% | 2 | 0 | 10.5 |  |  |  |  | R-454B | 4 | Residential & Commercial | USHP | Ducted CEE Tier 1
210471321 | Central HP <5.4 tons | BRYANT HEATING AND COOLING SYSTEMS | HRCU-A-CB (Split System: Heat Pump with Remote Outdoor Unit-Air-Source) | 288BNV037*0**B* |  |  | CSPH*6012AL*+UI | 987MB60060C21*** | 32800 | 16.5 | 8.1 | 32400 | 25200 | 77.78% | 1.98 | 0 | 11 |  |  |  |  | R-410A | 2.7333 | Residential & Commercial | USHP | Ducted CEE Tier 1
215676491 | Central HP <5.4 tons | KENMORE | HRCU-A-CB (Split System: Heat Pump with Remote Outdoor Unit-Air-Source) | (C,H,T)5H0V48*K*AAA* |  |  | EVD5X60M21A*+WALLCON | *80CTL1102120B* | 48000 | 19 | 9.5 | 50000 | 36600 | 73.2% | 2.1 | 0 | 10.5 |  |  |  |  | R-454B | 4 | Residential & Commercial | USHP | Ducted CEE Tier 1
215676541 | Central HP <5.4 tons | KENMORE | HRCU-A-CB (Split System: Heat Pump with Remote Outdoor Unit-Air-Source) | (C,H,T)5H0V48*K*AAA* |  |  | EVD5X60M21A*+WALLCON | *97CMN0801714B* | 47500 | 18.5 | 9 | 50000 | 37400 | 74.8% | 1.98 | 0 | 10 |  |  |  |  | R-454B | 3.9583 | Residential & Commercial | USHP | Ducted CEE Tier 1
215675971 | Central HP <5.4 tons | KENMORE | HRCU-A-CB (Split System: Heat Pump with Remote Outdoor Unit-Air-Source) | (C,H,T)5H0V48*K*AAA* |  |  | EVM5X61M24A*+WALLCON | *80CSU1002120A* | 48500 | 19 | 9 | 50000 | 36800 | 73.6% | 2.1 | 0 | 10 |  |  |  |  | R-454B | 4.0417 | Residential & Commercial | USHP | Ducted CEE Tier 1
215931861 | Central HP <5.4 tons | KEEPRITE | HRCU-A-CB (Split System: Heat Pump with Remote Outdoor Unit-Air-Source) | C5H3V60*K*AAA* |  |  | ESH5X60M12A*+WALLCON | *95CSU1002122B* | 56500 | 18 | 8.1 | 61000 | 45500 | 74.59% | 2 | 0 | 11.5 |  |  |  |  | R-454B | 4.7083 | Residential & Commercial | USHP | Ducted CEE Tier 1
210470964 | Central HP <5.4 tons | BRYANT HEATING AND COOLING SYSTEMS | HRCU-A-CB (Split System: Heat Pump with Remote Outdoor Unit-Air-Source) | 288BNV037*0**B* |  |  | CNPV*6024AL*+UI | 987MB66120C24*** | 32800 | 17.5 | 8.1 | 32200 | 24800 | 77.02% | 1.96 | 0 | 11.7 |  |  |  |  | R-410A | 2.7333 | Residential & Commercial | USHP | Ducted CEE Tier 1
210471134 | Central HP <5.4 tons | BRYANT HEATING AND COOLING SYSTEMS | HRCU-A-CB (Split System: Heat Pump with Remote Outdoor Unit-Air-Source) | 288BNV037*0**B* |  |  | CSPH*6012AL*+UI | 83*CA36040C17*** | 33000 | 17 | 8.1 | 32200 | 24800 | 77.02% | 1.98 | 0 | 11 |  |  |  |  | R-410A | 2.75 | Residential & Commercial | USHP | Ducted CEE Tier 1
215676011 | Central HP <5.4 tons | KENMORE | HRCU-A-CB (Split System: Heat Pump with Remote Outdoor Unit-Air-Source) | (C,H,T)5H0V48*K*AAA* |  |  | EVM5X61M24A*+WALLCON | *80CTL1352422B* | 48500 | 19.5 | 9.5 | 50000 | 36600 | 73.2% | 2.1 | 0 | 10.5 |  |  |  |  | R-454B | 4.0417 | Residential & Commercial | USHP | Ducted CEE Tier 1
215676061 | Central HP <5.4 tons | KENMORE | HRCU-A-CB (Split System: Heat Pump with Remote Outdoor Unit-Air-Source) | (C,H,T)5H0V48*K*AAA* |  |  | EVM5X61M24A*+WALLCON | *97CMN1002122B* | 48500 | 19.5 | 9.5 | 50000 | 36600 | 73.2% | 2.12 | 0 | 10.5 |  |  |  |  | R-454B | 4.0417 | Residential & Commercial | USHP | Ducted CEE Tier 1
214648669 | Central HP <5.4 tons | TEXANAIR | HRCU-A-CB (Split System: Heat Pump with Remote Outdoor Unit-Air-Source) | TEXAN024STCU1 |  |  | TEXAN024AHU1 | 0 | 24000 | 17 | 9.2 | 26000 | 19400 | 74.62% | 2.1 | 11.3 | 10.5 |  |  |  |  | R-410A | 2 | Residential & Commercial | USHP | Ducted CEE Tier 1
216682602 | Central HP <5.4 tons | KEEPRITE | HRCU-A-CB (Split System: Heat Pump with Remote Outdoor Unit-Air-Source) | DLCURAH36ABK |  |  | EA*4X48L24A* | *97VTN1002122A* | 35800 | 16.5 | 9 | 37400 | 34200 | 91.44% | 1.94 | 0 | 10 |  |  |  |  | R-410A | 2.9833 | Residential & Commercial | USHP | Ducted CEE Tier 1
215677031 | Central HP <5.4 tons | KENMORE | HRCU-A-CB (Split System: Heat Pump with Remote Outdoor Unit-Air-Source) | (C,H,T)5H0V60*K*AAA* |  |  | EVM5X60M21A*+WALLCON | *95CSU0802120B* | 56500 | 18 | 9 | 64000 | 45000 | 70.31% | 2.06 | 0 | 9 |  |  |  |  | R-454B | 4.7083 | Residential & Commercial | USHP
215677100 | Central HP <5.4 tons | KEEPRITE | HRCU-A-CB (Split System: Heat Pump with Remote Outdoor Unit-Air-Source) | C5H0V60*K*AAA* |  |  | EVM5X60M24A*+WALLCON | *80CSU1002120A* | 56500 | 18 | 9 | 63000 | 44500 | 70.63% | 2.08 | 0 | 9 |  |  |  |  | R-454B | 4.7083 | Residential & Commercial | USHP
215681991 | Central HP <5.4 tons | KENMORE | HRCU-A-CB (Split System: Heat Pump with Remote Outdoor Unit-Air-Source) | (C,H,T)5H0V48*K*AAA* |  |  | EVM5X60M24A*+WALLCON | *80CSU0802120B* | 48000 | 19 | 9 | 50000 | 36200 | 72.4% | 2.12 | 0 | 10 |  |  |  |  | R-454B | 4 | Residential & Commercial | USHP | Ducted CEE Tier 1
215681441 | Central HP <5.4 tons | KENMORE | HRCU-A-CB (Split System: Heat Pump with Remote Outdoor Unit-Air-Source) | (C,H,T)5H0V48*K*AAA* |  |  | EA*5X61M21A*+WALLCON | *96CTN0802120B* | 46000 | 18 | 9 | 48000 | 33800 | 70.42% | 2.08 | 0 | 10 |  |  |  |  | R-454B | 3.8333 | Residential & Commercial | USHP | Ducted CEE Tier 1
215677361 | Central HP <5.4 tons | KENMORE | HRCU-A-CB (Split System: Heat Pump with Remote Outdoor Unit-Air-Source) | (C,H,T)5H0V60*K*AAA* |  |  | EVD5X60M21A*+WALLCON | *80CTL0902120B* | 57000 | 18.5 | 9 | 63500 | 44500 | 70.08% | 2.08 | 0 | 9.5 |  |  |  |  | R-454B | 4.75 | Residential & Commercial | USHP
215381145 | Central HP <5.4 tons | ZEPHYR | HRCU-A-CB (Split System: Heat Pump with Remote Outdoor Unit-Air-Source) | ZE-624HPA |  |  | AH-624A | 0 | 24000 | 20 | 10 | 24000 | 20800 | 86.67% | 2.3 | 0 | 12 |  |  |  |  | R-454B | 2 | Residential & Commercial | USHP | Ducted CEE Tier 1
211245980 | Central HP <5.4 tons | BRYANT HEATING AND COOLING SYSTEMS | HRCU-A-CB (Split System: Heat Pump with Remote Outdoor Unit-Air-Source) | 38MURAQ24AB3* |  |  | FV4CN(B,F)003L | 0 | 24400 | 17.5 | 8.5 | 26000 | 22400 | 86.15% | 1.88 | 0 | 10.5 |  |  |  |  | R-410A | 2.0333 | Residential & Commercial | USHP | Ducted CEE Tier 1
211240532 | Central HP <5.4 tons | BRYANT HEATING AND COOLING SYSTEMS | HRCU-A-CB (Split System: Heat Pump with Remote Outdoor Unit-Air-Source) | 38MURAQ24AB3* |  |  | CAP**2417AL* | 926TB48080V17*** | 23800 | 16.5 | 8.5 | 26800 | 24000 | 89.55% | 1.98 | 0 | 10 |  |  |  |  | R-410A | 1.9833 | Residential & Commercial | USHP | Ducted CEE Tier 1
211240783 | Central HP <5.4 tons | BRYANT HEATING AND COOLING SYSTEMS | HRCU-A-CB (Split System: Heat Pump with Remote Outdoor Unit-Air-Source) | 38MURAQ24AB3* |  |  | CAP**2417AL* | OVLAAB036098 | 23000 | 16 | 8.5 | 26400 | 26000 | 98.48% | 2.18 | 0 | 9.5 |  |  |  |  | R-410A | 1.9167 | Residential & Commercial | USHP
211240933 | Central HP <5.4 tons | BRYANT HEATING AND COOLING SYSTEMS | HRCU-A-CB (Split System: Heat Pump with Remote Outdoor Unit-Air-Source) | 38MURAQ24AB3* |  |  | CAP**2517AL* | 83*SA36040E17*** | 24600 | 17.5 | 8.5 | 25400 | 21200 | 83.46% | 1.8 | 0 | 10.5 |  |  |  |  | R-410A | 2.05 | Residential & Commercial | USHP | Ducted CEE Tier 1
209862132 | Central HP <5.4 tons | Grandaire | HRCU-A-CB (Split System: Heat Pump with Remote Outdoor Unit-Air-Source) | WDLCURAH24AAK |  |  | WDLFUAAH24XAK | 0 | 24000 | 17 | 9.2 | 26000 | 19400 | 74.62% | 2.1 | 11.3 | 10.5 |  |  |  |  | R-410A | 2 | Residential & Commercial | USHP | Ducted CEE Tier 1
215676191 | Central HP <5.4 tons | KENMORE | HRCU-A-CB (Split System: Heat Pump with Remote Outdoor Unit-Air-Source) | (C,H,T)5H0V48*K*AAA* |  |  | EVD5X48M24A*+WALLCON | *80CSU1002120A* | 47000 | 18.5 | 9 | 50000 | 36600 | 73.2% | 2.02 | 0 | 10 |  |  |  |  | R-454B | 3.9167 | Residential & Commercial | USHP | Ducted CEE Tier 1
215676361 | Central HP <5.4 tons | KENMORE | HRCU-A-CB (Split System: Heat Pump with Remote Outdoor Unit-Air-Source) | (C,H,T)5H0V48*K*AAA* |  |  | EVD5X49M24A*+WALLCON | *97CMN0802120B* | 48000 | 19 | 9 | 50000 | 36600 | 73.2% | 2 | 0 | 10 |  |  |  |  | R-454B | 4 | Residential & Commercial | USHP | Ducted CEE Tier 1
210473117 | Central HP <5.4 tons | BRYANT HEATING AND COOLING SYSTEMS | HRCU-A-CB (Split System: Heat Pump with Remote Outdoor Unit-Air-Source) | 288BNV025*0**C* |  |  | CAP**4321AL*+UI | 83*CA36040C17*** | 24400 | 17 | 8.5 | 21200 | 16600 | 78.3% | 2.02 | 0 | 11 |  |  |  |  | R-410A | 2.0333 | Residential & Commercial | USHP | Ducted CEE Tier 1
215679660 | Central HP <5.4 tons | KEEPRITE | HRCU-A-CB (Split System: Heat Pump with Remote Outdoor Unit-Air-Source) | C5H0V36*K*AAA* |  |  | EA*5X61M21A*+WALLCON | *97CTN1002122A* | 34800 | 18.5 | 9 | 34400 | 24800 | 72.09% | 1.92 | 0 | 10.5 |  |  |  |  | R-454B | 2.9 | Residential & Commercial | USHP | Ducted CEE Tier 1
211226579 | Central HP <5.4 tons | BRYANT HEATING AND COOLING SYSTEMS | HRCU-A-CB (Split System: Heat Pump with Remote Outdoor Unit-Air-Source) | 38MURAQ36AB3* |  |  | CAP**3717AL* | 82*TA36045V14*** | 36000 | 15.2 | 8.1 | 38500 | 35000 | 90.91% | 2.02 | 0 | 9.5 |  |  |  |  | R-410A | 3 | Residential & Commercial | USHP
211244742 | Central HP <5.4 tons | BRYANT HEATING AND COOLING SYSTEMS | HRCU-A-CB (Split System: Heat Pump with Remote Outdoor Unit-Air-Source) | 38MURAQ24AB3* |  |  | CNPV*3017AL* | 912SD48080E17*** | 24200 | 17 | 8.1 | 26200 | 22800 | 87.02% | 1.88 | 0 | 10.5 |  |  |  |  | R-410A | 2.0167 | Residential & Commercial | USHP | Ducted CEE Tier 1
211245077 | Central HP <5.4 tons | BRYANT HEATING AND COOLING SYSTEMS | HRCU-A-CB (Split System: Heat Pump with Remote Outdoor Unit-Air-Source) | 38MURAQ24AB3* |  |  | CNPV*3617AL* | 926TB36060V14*** | 23600 | 16.5 | 8.1 | 25800 | 23800 | 92.25% | 1.98 | 0 | 10 |  |  |  |  | R-410A | 1.9667 | Residential & Commercial | USHP | Ducted CEE Tier 1
210720638 | Central HP <5.4 tons | BRYANT HEATING AND COOLING SYSTEMS | HRCU-A-CB (Split System: Heat Pump with Remote Outdoor Unit-Air-Source) | 284ANV036*0**B* |  |  | CAP**4221AL*+UI | 986TC42080C17*** | 32800 | 19 | 9 | 35600 | 26800 | 75.28% | 1.98 | 0 | 11 |  |  |  |  | R-410A | 2.7333 | Residential & Commercial | USHP | Ducted CEE Tier 1
210720652 | Central HP <5.4 tons | BRYANT HEATING AND COOLING SYSTEMS | HRCU-A-CB (Split System: Heat Pump with Remote Outdoor Unit-Air-Source) | 284ANV036*0**B* |  |  | CAP**6121AL*+UI | 83*CA60100C21*** | 34400 | 19.5 | 9 | 34600 | 25200 | 72.83% | 2 | 0 | 12 |  |  |  |  | R-410A | 2.8667 | Residential & Commercial | USHP | Ducted CEE Tier 1
210720686 | Central HP <5.4 tons | BRYANT HEATING AND COOLING SYSTEMS | HRCU-A-CB (Split System: Heat Pump with Remote Outdoor Unit-Air-Source) | 284ANV036*0**B* |  |  | CNPV*6024AL*+UI | 935CA60080C21*** | 34200 | 20 | 9 | 34800 | 25400 | 72.99% | 2.02 | 0 | 12.5 |  |  |  |  | R-410A | 2.85 | Residential & Commercial | USHP | Ducted CEE Tier 1
215319215 | Central HP <5.4 tons | Grandaire | HRCU-A-CB (Split System: Heat Pump with Remote Outdoor Unit-Air-Source) | D5CSRAH18AAK |  |  | D5FSAAH18XBK | 0 | 18000 | 18.5 | 9.8 | 18000 | 13000 | 72.22% | 2.3 | 0 | 12.2 |  |  |  |  | R-454B | 1.5 | Residential & Commercial | USHP | Ducted CEE Tier 1
215679810 | Central HP <5.4 tons | KEEPRITE | HRCU-A-CB (Split System: Heat Pump with Remote Outdoor Unit-Air-Source) | C5H0V36*K*AAA* |  |  | ESH5X42M12A*+WALLCON | *80CSU0601716B* | 34000 | 16.5 | 8.5 | 35600 | 25200 | 70.79% | 1.78 | 0 | 9.5 |  |  |  |  | R-454B | 2.8333 | Residential & Commercial | USHP
210470243 | Central HP <5.4 tons | BRYANT HEATING AND COOLING SYSTEMS | HRCU-A-CB (Split System: Heat Pump with Remote Outdoor Unit-Air-Source) | 288BNV037*0**B* |  |  | CAP**6024AL*+UI | 935CA66100C21*** | 32800 | 18 | 8.5 | 31800 | 24800 | 77.99% | 2 | 0 | 11.5 |  |  |  |  | R-410A | 2.7333 | Residential & Commercial | USHP | Ducted CEE Tier 1
216682449 | Central HP <5.4 tons | KEEPRITE | HRCU-A-CB (Split System: Heat Pump with Remote Outdoor Unit-Air-Source) | DLCURAH18ABK |  |  | EHD4X24AAL | *97VTN1002120A* | 17400 | 15.2 | 8.1 | 18100 | 18400 | 101.7% | 2.05 | 0 | 10 |  |  |  |  | R-410A | 1.45 | Residential & Commercial | USHP | Ducted CEE Tier 1
216675672 | Central HP <5.4 tons | KEEPRITE | HRCU-A-CB (Split System: Heat Pump with Remote Outdoor Unit-Air-Source) | D5CURAH24AAK |  |  | EA*5X30M17A* | *80MS(N,L)0451412A* | 23600 | 15.2 | 8.5 | 24200 | 19400 | 80.17% | 1.9 | 0 | 9.8 |  |  |  |  | R-454B | 1.9667 | Residential & Commercial | USHP
216675790 | Central HP <5.4 tons | KEEPRITE | HRCU-A-CB (Split System: Heat Pump with Remote Outdoor Unit-Air-Source) | D5CURAH24AAK |  |  | EA*5X30M14A* | *80MS(N,L)0701412A* | 23400 | 15.5 | 8.5 | 24000 | 19400 | 80.83% | 1.9 | 0 | 9.8 |  |  |  |  | R-454B | 1.95 | Residential & Commercial | USHP
210472985 | Central HP <5.4 tons | BRYANT HEATING AND COOLING SYSTEMS | HRCU-A-CB (Split System: Heat Pump with Remote Outdoor Unit-Air-Source) | 288BNV025*0**C* |  |  | CAP**4224AL*+UI | 935CA60080C21*** | 23800 | 17 | 8.1 | 21400 | 16600 | 77.57% | 1.96 | 0 | 11 |  |  |  |  | R-410A | 1.9833 | Residential & Commercial | USHP | Ducted CEE Tier 1
210473040 | Central HP <5.4 tons | BRYANT HEATING AND COOLING SYSTEMS | HRCU-A-CB (Split System: Heat Pump with Remote Outdoor Unit-Air-Source) | 288BNV025*0**C* |  |  | CAP**4224AL*+UI | 987MB66100C21*** | 23800 | 16.5 | 8.1 | 21400 | 16600 | 77.57% | 1.96 | 0 | 11 |  |  |  |  | R-410A | 1.9833 | Residential & Commercial | USHP | Ducted CEE Tier 1
210473051 | Central HP <5.4 tons | BRYANT HEATING AND COOLING SYSTEMS | HRCU-A-CB (Split System: Heat Pump with Remote Outdoor Unit-Air-Source) | 288BNV025*0**C* |  |  | CAP**4224AL*+UI | 987MB66120C24*** | 23800 | 16.5 | 8.1 | 21400 | 16700 | 78.04% | 1.96 | 0 | 11 |  |  |  |  | R-410A | 1.9833 | Residential & Commercial | USHP | Ducted CEE Tier 1
210473894 | Central HP <5.4 tons | BRYANT HEATING AND COOLING SYSTEMS | HRCU-A-CB (Split System: Heat Pump with Remote Outdoor Unit-Air-Source) | 288BNV025*0**C* |  |  | CNPV*4821AL*+UI | 935CA60080C21*** | 24200 | 17 | 8.1 | 21200 | 16600 | 78.3% | 2.02 | 0 | 11.5 |  |  |  |  | R-410A | 2.0167 | Residential & Commercial | USHP | Ducted CEE Tier 1
210720630 | Central HP <5.4 tons | BRYANT HEATING AND COOLING SYSTEMS | HRCU-A-CB (Split System: Heat Pump with Remote Outdoor Unit-Air-Source) | 284ANV036*0**B* |  |  | CAP**3717AL*+UI | 987MB42080C17*** | 33800 | 18.5 | 9.5 | 35600 | 26200 | 73.6% | 2 | 0 | 11.7 |  |  |  |  | R-410A | 2.8167 | Residential & Commercial | USHP | Ducted CEE Tier 1
211245827 | Central HP <5.4 tons | BRYANT HEATING AND COOLING SYSTEMS | HRCU-A-CB (Split System: Heat Pump with Remote Outdoor Unit-Air-Source) | 38MURAQ24AB3* |  |  | FX4DNF025L | 0 | 24000 | 17 | 8.5 | 26200 | 23400 | 89.31% | 1.94 | 0 | 10 |  |  |  |  | R-410A | 2 | Residential & Commercial | USHP | Ducted CEE Tier 1
210470810 | Central HP <5.4 tons | BRYANT HEATING AND COOLING SYSTEMS | HRCU-A-CB (Split System: Heat Pump with Remote Outdoor Unit-Air-Source) | 288BNV037*0**B* |  |  | CNPV*4821AL*+UI | 83*CA48060C17*** | 32400 | 17 | 8.1 | 33000 | 24800 | 75.15% | 1.94 | 0 | 11.7 |  |  |  |  | R-410A | 2.7 | Residential & Commercial | USHP | Ducted CEE Tier 1
211240227 | Central HP <5.4 tons | BRYANT HEATING AND COOLING SYSTEMS | HRCU-A-CB (Split System: Heat Pump with Remote Outdoor Unit-Air-Source) | 38MURAQ24AB3* |  |  | CAP**2414AL* | 82*SA36045V14*** | 24000 | 16 | 8.5 | 27000 | 23800 | 88.15% | 1.96 | 0 | 10 |  |  |  |  | R-410A | 2 | Residential & Commercial | USHP | Ducted CEE Tier 1
211240595 | Central HP <5.4 tons | BRYANT HEATING AND COOLING SYSTEMS | HRCU-A-CB (Split System: Heat Pump with Remote Outdoor Unit-Air-Source) | 38MURAQ24AB3* |  |  | CAP**2417AL* | 926TB36060V14*** | 23200 | 16.5 | 8.5 | 26400 | 25600 | 96.97% | 2.14 | 0 | 10 |  |  |  |  | R-410A | 1.9333 | Residential & Commercial | USHP | Ducted CEE Tier 1
211240999 | Central HP <5.4 tons | BRYANT HEATING AND COOLING SYSTEMS | HRCU-A-CB (Split System: Heat Pump with Remote Outdoor Unit-Air-Source) | 38MURAQ24AB3* |  |  | CAP**2517AL* | 915SB36040E17*** | 24600 | 15.2 | 8.5 | 25800 | 21200 | 82.17% | 1.76 | 0 | 10 |  |  |  |  | R-410A | 2.05 | Residential & Commercial | USHP | Ducted CEE Tier 1
211241052 | Central HP <5.4 tons | BRYANT HEATING AND COOLING SYSTEMS | HRCU-A-CB (Split System: Heat Pump with Remote Outdoor Unit-Air-Source) | 38MURAQ24AB3* |  |  | CAP**2517AL* | 926TB42060V17*** | 24600 | 16.5 | 8.5 | 25400 | 21400 | 84.25% | 1.78 | 0 | 10 |  |  |  |  | R-410A | 2.05 | Residential & Commercial | USHP | Ducted CEE Tier 1
211241199 | Central HP <5.4 tons | BRYANT HEATING AND COOLING SYSTEMS | HRCU-A-CB (Split System: Heat Pump with Remote Outdoor Unit-Air-Source) | 38MURAQ24AB3* |  |  | CAP**2517AL* | 83*SA48060E17*** | 25600 | 17 | 8.5 | 26000 | 20600 | 79.23% | 1.76 | 0 | 10.5 |  |  |  |  | R-410A | 2.1333 | Residential & Commercial | USHP | Ducted CEE Tier 1
211241219 | Central HP <5.4 tons | BRYANT HEATING AND COOLING SYSTEMS | HRCU-A-CB (Split System: Heat Pump with Remote Outdoor Unit-Air-Source) | 38MURAQ24AB3* |  |  | CAP**2517AL* | OVLAAB036098 | 24000 | 16.5 | 8.1 | 25000 | 21800 | 87.2% | 1.82 | 0 | 10 |  |  |  |  | R-410A | 2 | Residential & Commercial | USHP | Ducted CEE Tier 1
211241636 | Central HP <5.4 tons | BRYANT HEATING AND COOLING SYSTEMS | HRCU-A-CB (Split System: Heat Pump with Remote Outdoor Unit-Air-Source) | 38MURAQ24AB3* |  |  | CAP**3017AL* | 8(0,1)*SA36045E14*** | 24600 | 16 | 8.5 | 26600 | 22600 | 84.96% | 1.84 | 0 | 10 |  |  |  |  | R-410A | 2.05 | Residential & Commercial | USHP | Ducted CEE Tier 1
211242319 | Central HP <5.4 tons | BRYANT HEATING AND COOLING SYSTEMS | HRCU-A-CB (Split System: Heat Pump with Remote Outdoor Unit-Air-Source) | 38MURAQ24AB3* |  |  | CAP**3621AL* | 935SA36040E17*** | 23800 | 17 | 8.5 | 25800 | 23200 | 89.92% | 1.92 | 0 | 10 |  |  |  |  | R-410A | 1.9833 | Residential & Commercial | USHP | Ducted CEE Tier 1
211242456 | Central HP <5.4 tons | BRYANT HEATING AND COOLING SYSTEMS | HRCU-A-CB (Split System: Heat Pump with Remote Outdoor Unit-Air-Source) | 38MURAQ24AB3* |  |  | CAP**3621AL* | 926TB36040V17*** | 23400 | 16 | 8.5 | 25800 | 23600 | 91.47% | 1.94 | 0 | 10 |  |  |  |  | R-410A | 1.95 | Residential & Commercial | USHP | Ducted CEE Tier 1
215676970 | Central HP <5.4 tons | KEEPRITE | HRCU-A-CB (Split System: Heat Pump with Remote Outdoor Unit-Air-Source) | C5H0V60*K*AAA* |  |  | EVM5X60M21A*+WALLCON | *80CSU0802120A* | 57000 | 18 | 9 | 63500 | 44500 | 70.08% | 2.08 | 0 | 9 |  |  |  |  | R-454B | 4.75 | Residential & Commercial | USHP
214648677 | Central HP <5.4 tons | TEXANAIR | HRCU-A-CB (Split System: Heat Pump with Remote Outdoor Unit-Air-Source) | TEXAN036HHCU1 |  |  | TEXAN036AHU1 | 0 | 36000 | 16 | 9.5 | 40000 | 34400 | 86% | 1.97 | 10.5 | 10 |  |  |  |  | R-410A | 3 | Residential & Commercial | USHP | Ducted CEE Tier 1
211245328 | Central HP <5.4 tons | BRYANT HEATING AND COOLING SYSTEMS | HRCU-A-CB (Split System: Heat Pump with Remote Outdoor Unit-Air-Source) | 38MURAQ24AB3* |  |  | CNPV*3621AL* | 926SA60100V21*** | 23800 | 17 | 8.1 | 26000 | 23400 | 90% | 1.94 | 0 | 10.5 |  |  |  |  | R-410A | 1.9833 | Residential & Commercial | USHP | Ducted CEE Tier 1
211245431 | Central HP <5.4 tons | BRYANT HEATING AND COOLING SYSTEMS | HRCU-A-CB (Split System: Heat Pump with Remote Outdoor Unit-Air-Source) | 38MURAQ24AB3* |  |  | CNPV*3621AL* | 82*SA48070V17*** | 23800 | 16.5 | 8.1 | 26000 | 23200 | 89.23% | 1.92 | 0 | 10.5 |  |  |  |  | R-410A | 1.9833 | Residential & Commercial | USHP | Ducted CEE Tier 1
211245544 | Central HP <5.4 tons | BRYANT HEATING AND COOLING SYSTEMS | HRCU-A-CB (Split System: Heat Pump with Remote Outdoor Unit-Air-Source) | 38MURAQ24AB3* |  |  | CNPV*3621AL* | 926TB42060V17*** | 24000 | 16.5 | 8.1 | 26200 | 23200 | 88.55% | 1.92 | 0 | 10 |  |  |  |  | R-410A | 2 | Residential & Commercial | USHP | Ducted CEE Tier 1
211245678 | Central HP <5.4 tons | BRYANT HEATING AND COOLING SYSTEMS | HRCU-A-CB (Split System: Heat Pump with Remote Outdoor Unit-Air-Source) | 38MURAQ24AB3* |  |  | CNPV*3621AL* | 912SD60080E21*** | 24800 | 16.5 | 8.5 | 26800 | 22200 | 82.84% | 1.84 | 0 | 10.5 |  |  |  |  | R-410A | 2.0667 | Residential & Commercial | USHP | Ducted CEE Tier 1
211245764 | Central HP <5.4 tons | BRYANT HEATING AND COOLING SYSTEMS | HRCU-A-CB (Split System: Heat Pump with Remote Outdoor Unit-Air-Source) | 38MURAQ24AB3* |  |  | CNPV*3621AL* | OVLAAB036098 | 23400 | 16.5 | 8.1 | 25800 | 24200 | 93.8% | 2 | 0 | 10 |  |  |  |  | R-410A | 1.95 | Residential & Commercial | USHP | Ducted CEE Tier 1
210472930 | Central HP <5.4 tons | BRYANT HEATING AND COOLING SYSTEMS | HRCU-A-CB (Split System: Heat Pump with Remote Outdoor Unit-Air-Source) | 288BNV025*0**C* |  |  | CAP**4221AL*+UI | 987MB42080C17*** | 23600 | 16.5 | 8.1 | 21400 | 16700 | 78.04% | 1.96 | 0 | 11 |  |  |  |  | R-410A | 1.9667 | Residential & Commercial | USHP | Ducted CEE Tier 1
210473062 | Central HP <5.4 tons | BRYANT HEATING AND COOLING SYSTEMS | HRCU-A-CB (Split System: Heat Pump with Remote Outdoor Unit-Air-Source) | 288BNV025*0**C* |  |  | CAP**4224AL*+UI | 986TC66100C21*** | 23800 | 16.5 | 8.1 | 21400 | 16600 | 77.57% | 1.96 | 0 | 11 |  |  |  |  | R-410A | 1.9833 | Residential & Commercial | USHP | Ducted CEE Tier 1
210473128 | Central HP <5.4 tons | BRYANT HEATING AND COOLING SYSTEMS | HRCU-A-CB (Split System: Heat Pump with Remote Outdoor Unit-Air-Source) | 288BNV025*0**C* |  |  | CAP**4321AL*+UI | 83*CA48060C17*** | 24400 | 17 | 8.1 | 21200 | 16600 | 78.3% | 2.02 | 0 | 11 |  |  |  |  | R-410A | 2.0333 | Residential & Commercial | USHP | Ducted CEE Tier 1
210473194 | Central HP <5.4 tons | BRYANT HEATING AND COOLING SYSTEMS | HRCU-A-CB (Split System: Heat Pump with Remote Outdoor Unit-Air-Source) | 288BNV025*0**C* |  |  | CAP**4321AL*+UI | 987MB42060C17*** | 24200 | 16.5 | 8.1 | 21200 | 16800 | 79.25% | 2 | 0 | 11 |  |  |  |  | R-410A | 2.0167 | Residential & Commercial | USHP | Ducted CEE Tier 1
210473883 | Central HP <5.4 tons | BRYANT HEATING AND COOLING SYSTEMS | HRCU-A-CB (Split System: Heat Pump with Remote Outdoor Unit-Air-Source) | 288BNV025*0**C* |  |  | CNPV*4821AL*+UI | 935CA48060C17*** | 24000 | 16.5 | 8.1 | 21400 | 16700 | 78.04% | 2 | 0 | 11 |  |  |  |  | R-410A | 2 | Residential & Commercial | USHP | Ducted CEE Tier 1
215941182 | Central HP <5.4 tons | KENMORE | HRCU-A-CB (Split System: Heat Pump with Remote Outdoor Unit-Air-Source) | (C,H,T)5H3V48*K*AAA* |  |  | ESH5X48M12A*+WALLCON | *97CTN0802120A* | 44000 | 20 | 9 | 48500 | 36600 | 75.46% | 1.8 | 0 | 10.5 |  |  |  |  | R-454B | 3.6667 | Residential & Commercial | USHP | Ducted CEE Tier 1
213433292 | Central HP <5.4 tons | PolarWave | HRCU-A-CB (Split System: Heat Pump with Remote Outdoor Unit-Air-Source) | ACIQ-30-HPB |  |  | ACIQ-30W-P | 0 | 28000 | 18.2 | 8.8 | 30000 | 26000 | 86.67% | 1.8 | 0 | 11.7 |  |  |  |  | R-410A | 2.3333 | Residential & Commercial | USHP | Ducted CEE Tier 1
215669803 | Central HP <5.4 tons | KEEPRITE | HRCU-A-CB (Split System: Heat Pump with Remote Outdoor Unit-Air-Source) | C5H0V36*K*AAA* |  |  | ESH5X36M12A*+WALLCON | *80CTL0901716B* | 33600 | 16 | 8.5 | 35800 | 25400 | 70.95% | 1.76 | 0 | 9.5 |  |  |  |  | R-454B | 2.8 | Residential & Commercial | USHP
206771901 | Central HP <5.4 tons | BRYANT HEATING AND COOLING SYSTEMS | HRCU-A-CB (Split System: Heat Pump with Remote Outdoor Unit-Air-Source) | 288BNV037*0**B* |  |  | CAP**4824AL*+UI | 88*TA66135C24*** | 32400 | 17.5 | 8.5 | 32400 | 24800 | 76.54% | 2 | 12 | 11.7 |  |  |  |  | R-410A | 2.7 | Residential & Commercial | USHP | Ducted CEE Tier 1
206772721 | Central HP <5.4 tons | BRYANT HEATING AND COOLING SYSTEMS | HRCU-A-CB (Split System: Heat Pump with Remote Outdoor Unit-Air-Source) | 288BNV037*0**B* |  |  | CSPH*4212AL*+UI | 88*TA66135C24*** | 32600 | 17 | 8.1 | 33000 | 24800 | 75.15% | 1.96 | 11 | 11 |  |  |  |  | R-410A | 2.7167 | Residential & Commercial | USHP | Ducted CEE Tier 1
215942407 | Central HP <5.4 tons | KEEPRITE | HRCU-A-CB (Split System: Heat Pump with Remote Outdoor Unit-Air-Source) | C5H3V36*K*AAA* |  |  | EVM5X60M21A*+WALLCON | *97CMN0601714B* | 35200 | 21 | 8.5 | 37400 | 28000 | 74.87% | 2.06 | 0 | 11.7 |  |  |  |  | R-454B | 2.9333 | Residential & Commercial | USHP | Ducted CEE Tier 1
215940551 | Central HP <5.4 tons | KEEPRITE | HRCU-A-CB (Split System: Heat Pump with Remote Outdoor Unit-Air-Source) | C5H3V36*K*AAA* |  |  | EVD5X36M21A*+WALLCON | *97CTN0801716A* | 34200 | 20.5 | 8.5 | 39000 | 28600 | 73.33% | 2.04 | 0 | 11.5 |  |  |  |  | R-454B | 2.85 | Residential & Commercial | USHP | Ducted CEE Tier 1
215940592 | Central HP <5.4 tons | KENMORE | HRCU-A-CB (Split System: Heat Pump with Remote Outdoor Unit-Air-Source) | (C,H,T)5H3V36*K*AAA* |  |  | EVD5X38M17A*+WALLCON | *80CSU0601716B* | 35600 | 22 | 8.5 | 38000 | 28600 | 75.26% | 2.02 | 0 | 12 |  |  |  |  | R-454B | 2.9667 | Residential & Commercial | USHP | Ducted CEE Tier 1
215940122 | Central HP <5.4 tons | KENMORE | HRCU-A-CB (Split System: Heat Pump with Remote Outdoor Unit-Air-Source) | (C,H,T)5H3V36*K*AAA* |  |  | ESH5X48M12A*+WALLCON | *80CSU0601716B* | 33800 | 19.5 | 9 | 34600 | 26400 | 76.3% | 1.92 | 0 | 11.7 |  |  |  |  | R-454B | 2.8167 | Residential & Commercial | USHP | Ducted CEE Tier 1
215940031 | Central HP <5.4 tons | KEEPRITE | HRCU-A-CB (Split System: Heat Pump with Remote Outdoor Unit-Air-Source) | C5H3V36*K*AAA* |  |  | ESH5X42M12A*+WALLCON | *80CSU0401712B* | 33600 | 19.5 | 9 | 34600 | 26600 | 76.88% | 1.92 | 0 | 11.7 |  |  |  |  | R-454B | 2.8 | Residential & Commercial | USHP | Ducted CEE Tier 1
215940201 | Central HP <5.4 tons | KEEPRITE | HRCU-A-CB (Split System: Heat Pump with Remote Outdoor Unit-Air-Source) | C5H3V36*K*AAA* |  |  | ESH5X60M12A*+WALLCON | *80CSU0601716B* | 34200 | 19.5 | 9 | 34200 | 26000 | 76.02% | 1.94 | 0 | 11.7 |  |  |  |  | R-454B | 2.85 | Residential & Commercial | USHP | Ducted CEE Tier 1
216623779 | Central HP <5.4 tons | Kerr | HRCU-A-C (Split System: Heat Pump with Remote Outdoor Unit with No Indoor Fan --Air Source) | A-KXP36TA-1 |  |  | KXP30/36B1A | 0 | 36000 | 15.8 | 9.4 | 38000 | 36000 | 94.74% | 1.9 | 0 | 10.7 |  |  |  |  | R-454B | 3 | Residential & Commercial | USHP | Ducted CEE Tier 1
210720662 | Central HP <5.4 tons | BRYANT HEATING AND COOLING SYSTEMS | HRCU-A-CB (Split System: Heat Pump with Remote Outdoor Unit-Air-Source) | 284ANV036*0**B* |  |  | CAP**6124AL*+UI | 935CA60080C21*** | 34800 | 20 | 9 | 34400 | 25000 | 72.67% | 2.02 | 0 | 12.5 |  |  |  |  | R-410A | 2.9 | Residential & Commercial | USHP | Ducted CEE Tier 1
215449956 | Central HP <5.4 tons | Proair | HRCU-A-CB (Split System: Heat Pump with Remote Outdoor Unit-Air-Source) | P30-60HFN1-D |  |  | PAH-60HWFN1 | 0 | 55000 | 15.3 | 9.4 | 59000 | 48500 | 82.2% | 1.91 | 9 | 8.8 |  |  |  |  | R-410A | 4.5833 | Residential & Commercial | USHP
212981735 | Central HP <5.4 tons | GRANDAIRE | HRCU-A-CB (Split System: Heat Pump with Remote Outdoor Unit-Air-Source) | WDLCURAH24ABK |  |  | WLA*364BA* | WFEU100C060B* | 23400 | 17 | 8.5 | 26000 | 24000 | 92.31% | 2 | 0 | 10 |  |  |  |  | R-410A | 1.95 | Residential & Commercial | USHP | Ducted CEE Tier 1
215676881 | Central HP <5.4 tons | KENMORE | HRCU-A-CB (Split System: Heat Pump with Remote Outdoor Unit-Air-Source) | (C,H,T)5H0V48*K*AAA* |  |  | EVD5X61M24A*+WALLCON | *80CTL0902120B* | 48500 | 19.5 | 9.5 | 50000 | 36600 | 73.2% | 2.1 | 0 | 10.5 |  |  |  |  | R-454B | 4.0417 | Residential & Commercial | USHP | Ducted CEE Tier 1
215676181 | Central HP <5.4 tons | KENMORE | HRCU-A-CB (Split System: Heat Pump with Remote Outdoor Unit-Air-Source) | (C,H,T)5H0V48*K*AAA* |  |  | EVD5X48M24A*+WALLCON | *80CSU0802120A* | 47500 | 19 | 9 | 50000 | 36200 | 72.4% | 2.02 | 0 | 10 |  |  |  |  | R-454B | 3.9583 | Residential & Commercial | USHP | Ducted CEE Tier 1
215676281 | Central HP <5.4 tons | KENMORE | HRCU-A-CB (Split System: Heat Pump with Remote Outdoor Unit-Air-Source) | (C,H,T)5H0V48*K*AAA* |  |  | EVD5X48M24A*+WALLCON | *96CTN1202422B* | 47000 | 18.5 | 9 | 50000 | 36400 | 72.8% | 2 | 0 | 10 |  |  |  |  | R-454B | 3.9167 | Residential & Commercial | USHP | Ducted CEE Tier 1
214264493 | Central HP <5.4 tons | ZEPHYR | HRCU-A-C (Split System: Heat Pump with Remote Outdoor Unit with No Indoor Fan --Air Source) | ZE-48HPB |  |  | DC61A44-245R | 0 | 42000 | 15.55 | 8.55 | 42000 | 34600 | 82.38% | 1.94 | 0 | 11.4 |  |  |  |  | R-410A | 3.5 | Residential & Commercial | USHP | Ducted CEE Tier 1
211259677 | Central HP <5.4 tons | GRANDAIRE | HRCU-A-CB (Split System: Heat Pump with Remote Outdoor Unit-Air-Source) | WDLCURAH18ABK |  |  | WLA*194BA* | WFSU040B036A* | 18200 | 16.5 | 8.5 | 18100 | 17600 | 97.24% | 2.14 | 0 | 11 |  |  |  |  | R-410A | 1.5167 | Residential & Commercial | USHP | Ducted CEE Tier 1
211261447 | Central HP <5.4 tons | GRANDAIRE | HRCU-A-CB (Split System: Heat Pump with Remote Outdoor Unit-Air-Source) | WDLCURAH18ABK |  |  | WLA*304AA* | WFER045A036A* | 18200 | 16.5 | 8.5 | 18600 | 18400 | 98.92% | 2.22 | 0 | 10.5 |  |  |  |  | R-410A | 1.5167 | Residential & Commercial | USHP | Ducted CEE Tier 1
210720672 | Central HP <5.4 tons | BRYANT HEATING AND COOLING SYSTEMS | HRCU-A-CB (Split System: Heat Pump with Remote Outdoor Unit-Air-Source) | 284ANV036*0**B* |  |  | CNPV*4821AL*+UI | 83*CA36040C17*** | 33800 | 19.5 | 9 | 35200 | 26000 | 73.86% | 2.02 | 0 | 12 |  |  |  |  | R-410A | 2.8167 | Residential & Commercial | USHP | Ducted CEE Tier 1
210720688 | Central HP <5.4 tons | BRYANT HEATING AND COOLING SYSTEMS | HRCU-A-CB (Split System: Heat Pump with Remote Outdoor Unit-Air-Source) | 284ANV036*0**B* |  |  | CNPV*6024AL*+UI | 935CA66100C21*** | 34400 | 20.5 | 9 | 34800 | 25400 | 72.99% | 2.04 | 0 | 12.5 |  |  |  |  | R-410A | 2.8667 | Residential & Commercial | USHP | Ducted CEE Tier 1
211226419 | Central HP <5.4 tons | BRYANT HEATING AND COOLING SYSTEMS | HRCU-A-CB (Split System: Heat Pump with Remote Outdoor Unit-Air-Source) | 38MURAQ36AB3* |  |  | CAP**3621AL* | 926TB66100V21*** | 35200 | 16.5 | 8.1 | 38500 | 35200 | 91.43% | 1.82 | 0 | 10 |  |  |  |  | R-410A | 2.9333 | Residential & Commercial | USHP | Ducted CEE Tier 1
211226838 | Central HP <5.4 tons | BRYANT HEATING AND COOLING SYSTEMS | HRCU-A-CB (Split System: Heat Pump with Remote Outdoor Unit-Air-Source) | 38MURAQ36AB3* |  |  | CAP**3721AL* | 8(0,1)*SA60090E21*** | 36800 | 16 | 8.5 | 38500 | 34800 | 90.39% | 2.1 | 0 | 10 |  |  |  |  | R-410A | 3.0667 | Residential & Commercial | USHP | Ducted CEE Tier 1
211226920 | Central HP <5.4 tons | BRYANT HEATING AND COOLING SYSTEMS | HRCU-A-CB (Split System: Heat Pump with Remote Outdoor Unit-Air-Source) | 38MURAQ36AB3* |  |  | CAP**3721AL* | 83*SA60080E21*** | 37400 | 15.5 | 8.5 | 39000 | 35000 | 89.74% | 2.16 | 0 | 10 |  |  |  |  | R-410A | 3.1167 | Residential & Commercial | USHP | Ducted CEE Tier 1
211227122 | Central HP <5.4 tons | BRYANT HEATING AND COOLING SYSTEMS | HRCU-A-CB (Split System: Heat Pump with Remote Outdoor Unit-Air-Source) | 38MURAQ36AB3* |  |  | CAP**3721AL* | 926SA60100V21*** | 36400 | 16 | 8.5 | 38500 | 34800 | 90.39% | 2.08 | 0 | 10 |  |  |  |  | R-410A | 3.0333 | Residential & Commercial | USHP | Ducted CEE Tier 1
211227470 | Central HP <5.4 tons | BRYANT HEATING AND COOLING SYSTEMS | HRCU-A-CB (Split System: Heat Pump with Remote Outdoor Unit-Air-Source) | 38MURAQ36AB3* |  |  | CAP**4221AL* | 82*TA60090V21*** | 35000 | 16 | 8.1 | 38500 | 35000 | 90.91% | 1.86 | 0 | 9.5 |  |  |  |  | R-410A | 2.9167 | Residential & Commercial | USHP
215681511 | Central HP <5.4 tons | KENMORE | HRCU-A-CB (Split System: Heat Pump with Remote Outdoor Unit-Air-Source) | (C,H,T)5H0V48*K*AAA* |  |  | EA*5X61M21A*+WALLCON | *97CTN1002122A* | 46000 | 18 | 9 | 47500 | 33800 | 71.16% | 2.08 | 0 | 10 |  |  |  |  | R-454B | 3.8333 | Residential & Commercial | USHP | Ducted CEE Tier 1
215681361 | Central HP <5.4 tons | KENMORE | HRCU-A-CB (Split System: Heat Pump with Remote Outdoor Unit-Air-Source) | (C,H,T)5H0V48*K*AAA* |  |  | EA*5X48M21A*+WALLCON | *97CTN0802120A* | 44000 | 17.5 | 9 | 48500 | 34200 | 70.52% | 2.06 | 0 | 9.5 |  |  |  |  | R-454B | 3.6667 | Residential & Commercial | USHP
215319200 | Central HP <5.4 tons | Grandaire | HRCU-A-CB (Split System: Heat Pump with Remote Outdoor Unit-Air-Source) | D5CUHAH48AAK |  |  | D5FUAAH48XAK | 0 | 48000 | 16.5 | 9.5 | 50000 | 46000 | 92% | 1.9 | 0 | 10.5 |  |  |  |  | R-454B | 4 | Residential & Commercial | USHP | Ducted CEE Tier 1
211243040 | Central HP <5.4 tons | BRYANT HEATING AND COOLING SYSTEMS | HRCU-A-CB (Split System: Heat Pump with Remote Outdoor Unit-Air-Source) | 38MURAQ24AB3* |  |  | CAP**3717AL* | 8(0,1)*SA36070E17*** | 24800 | 16.5 | 8.5 | 25800 | 21400 | 82.95% | 1.78 | 0 | 10 |  |  |  |  | R-410A | 2.0667 | Residential & Commercial | USHP | Ducted CEE Tier 1
211243825 | Central HP <5.4 tons | BRYANT HEATING AND COOLING SYSTEMS | HRCU-A-CB (Split System: Heat Pump with Remote Outdoor Unit-Air-Source) | 38MURAQ24AB3* |  |  | CNPV*2414AL* | 8(0,1)*SA36070E14*** | 23800 | 16 | 8.5 | 26800 | 23200 | 86.57% | 1.92 | 0 | 10 |  |  |  |  | R-410A | 1.9833 | Residential & Commercial | USHP | Ducted CEE Tier 1
215676721 | Central HP <5.4 tons | KENMORE | HRCU-A-CB (Split System: Heat Pump with Remote Outdoor Unit-Air-Source) | (C,H,T)5H0V48*K*AAA* |  |  | EVD5X61M21A*+WALLCON | *80CTL0701716B* | 48500 | 19 | 9 | 50000 | 37200 | 74.4% | 1.98 | 0 | 10 |  |  |  |  | R-454B | 4.0417 | Residential & Commercial | USHP | Ducted CEE Tier 1
215676741 | Central HP <5.4 tons | KENMORE | HRCU-A-CB (Split System: Heat Pump with Remote Outdoor Unit-Air-Source) | (C,H,T)5H0V48*K*AAA* |  |  | EVD5X61M21A*+WALLCON | *80CTL0901716B* | 48500 | 19 | 9 | 50000 | 37000 | 74% | 2 | 0 | 10 |  |  |  |  | R-454B | 4.0417 | Residential & Commercial | USHP | Ducted CEE Tier 1
212979952 | Central HP <5.4 tons | GRANDAIRE | HRCU-A-CB (Split System: Heat Pump with Remote Outdoor Unit-Air-Source) | WDLCURAH18ABK |  |  | WLA*194BA* | WFE*090B042C* | 18000 | 16.5 | 8.5 | 18000 | 19400 | 107.8% | 2.34 | 0 | 10.5 |  |  |  |  | R-410A | 1.5 | Residential & Commercial | USHP | Ducted CEE Tier 1
212986306 | Central HP <5.4 tons | GRANDAIRE | HRCU-A-CB (Split System: Heat Pump with Remote Outdoor Unit-Air-Source) | WDLCURAH18ABK |  |  | WLA*244BA* | WFSX040A030B* | 17400 | 16 | 8.5 | 18500 | 18900 | 102.2% | 2.26 | 0 | 10.5 |  |  |  |  | R-410A | 1.45 | Residential & Commercial | USHP | Ducted CEE Tier 1
215676331 | Central HP <5.4 tons | KENMORE | HRCU-A-CB (Split System: Heat Pump with Remote Outdoor Unit-Air-Source) | (C,H,T)5H0V48*K*AAA* |  |  | EVD5X49M24A*+WALLCON | *80CTL1352422B* | 48000 | 19 | 9 | 50000 | 36400 | 72.8% | 2 | 0 | 10.5 |  |  |  |  | R-454B | 4 | Residential & Commercial | USHP | Ducted CEE Tier 1
215676081 | Central HP <5.4 tons | KENMORE | HRCU-A-CB (Split System: Heat Pump with Remote Outdoor Unit-Air-Source) | (C,H,T)5H0V48*K*AAA* |  |  | EVM5X61M24A*+WALLCON | *96CTN1002122B* | 48500 | 19.5 | 9.5 | 50000 | 36600 | 73.2% | 2.12 | 0 | 10.5 |  |  |  |  | R-454B | 4.0417 | Residential & Commercial | USHP | Ducted CEE Tier 1
215675861 | Central HP <5.4 tons | KENMORE | HRCU-A-CB (Split System: Heat Pump with Remote Outdoor Unit-Air-Source) | (C,H,T)5H0V48*K*AAA* |  |  | EVM5X60M24A*+WALLCON | *80CSU1002120A* | 48000 | 18.5 | 9 | 50000 | 36600 | 73.2% | 2 | 0 | 10 |  |  |  |  | R-454B | 4 | Residential & Commercial | USHP | Ducted CEE Tier 1
211245815 | Central HP <5.4 tons | BRYANT HEATING AND COOLING SYSTEMS | HRCU-A-CB (Split System: Heat Pump with Remote Outdoor Unit-Air-Source) | 38MURAQ24AB3* |  |  | FB4CNP030L | 0 | 24000 | 17 | 8.5 | 26200 | 23400 | 89.31% | 1.94 | 0 | 10 |  |  |  |  | R-410A | 2 | Residential & Commercial | USHP | Ducted CEE Tier 1
216980862 | Central HP <5.4 tons | PolarWave | HRCU-A-CB (Split System: Heat Pump with Remote Outdoor Unit-Air-Source) | EZ-36-HPB |  |  | EZ-36-AHB | 0 | 36000 | 17.4 | 10.3 | 37000 | 39000 | 105.4% | 1.9 | 0 | 11.7 |  |  |  |  | R-454B | 3 | Residential & Commercial | USHP | Ducted CEE Tier 1
215681471 | Central HP <5.4 tons | KENMORE | HRCU-A-CB (Split System: Heat Pump with Remote Outdoor Unit-Air-Source) | (C,H,T)5H0V48*K*AAA* |  |  | EA*5X61M21A*+WALLCON | *80CSU0802120B* | 46000 | 18 | 9 | 47500 | 33400 | 70.32% | 2.08 | 0 | 10 |  |  |  |  | R-454B | 3.8333 | Residential & Commercial | USHP | Ducted CEE Tier 1
215676771 | Central HP <5.4 tons | KENMORE | HRCU-A-CB (Split System: Heat Pump with Remote Outdoor Unit-Air-Source) | (C,H,T)5H0V48*K*AAA* |  |  | EVD5X61M21A*+WALLCON | *95CSU0601716B* | 48000 | 18.5 | 9 | 50000 | 37400 | 74.8% | 2 | 0 | 10 |  |  |  |  | R-454B | 4 | Residential & Commercial | USHP | Ducted CEE Tier 1
210471156 | Central HP <5.4 tons | BRYANT HEATING AND COOLING SYSTEMS | HRCU-A-CB (Split System: Heat Pump with Remote Outdoor Unit-Air-Source) | 288BNV037*0**B* |  |  | CSPH*6012AL*+UI | 83*CA60100C21*** | 32800 | 16.5 | 8.1 | 32200 | 24800 | 77.02% | 1.98 | 0 | 11 |  |  |  |  | R-410A | 2.7333 | Residential & Commercial | USHP | Ducted CEE Tier 1
210471189 | Central HP <5.4 tons | BRYANT HEATING AND COOLING SYSTEMS | HRCU-A-CB (Split System: Heat Pump with Remote Outdoor Unit-Air-Source) | 288BNV037*0**B* |  |  | CSPH*6012AL*+UI | 88*TA66135C24*** | 33000 | 17 | 8.1 | 32200 | 24800 | 77.02% | 2.02 | 0 | 11.5 |  |  |  |  | R-410A | 2.75 | Residential & Commercial | USHP | Ducted CEE Tier 1
216643605 | Central HP <5.4 tons | KEEPRITE | HRCU-A-CB (Split System: Heat Pump with Remote Outdoor Unit-Air-Source) | D5CUHAH18AAK |  |  | EA*5X24M17A* | *80MSU0601716A* | 17800 | 15.2 | 10 | 20600 | 18500 | 89.81% | 1.98 | 0 | 11 |  |  |  |  | R-454B | 1.4833 | Residential & Commercial | USHP | Ducted CEE Tier 1
216643271 | Central HP <5.4 tons | KEEPRITE | HRCU-A-CB (Split System: Heat Pump with Remote Outdoor Unit-Air-Source) | D5CUHAH18AAK |  |  | EA*5X25M17A* | *80MS(N,L)0701412A* | 18400 | 15.2 | 10.5 | 19800 | 17600 | 88.89% | 2 | 0 | 11.5 |  |  |  |  | R-454B | 1.5333 | Residential & Commercial | USHP | Ducted CEE Tier 1
213492161 | Central HP <5.4 tons | PolarWave | HRCU-A-C (Split System: Heat Pump with Remote Outdoor Unit with No Indoor Fan --Air Source) | ACIQ-36-HPB |  |  | ACIQ-36-ACL-17 | 0 | 35000 | 15.5 | 8.6 | 38000 | 31600 | 83.16% | 1.85 | 0 | 10 |  |  |  |  | R-410A | 2.9167 | Residential & Commercial | USHP | Ducted CEE Tier 1
211244588 | Central HP <5.4 tons | BRYANT HEATING AND COOLING SYSTEMS | HRCU-A-CB (Split System: Heat Pump with Remote Outdoor Unit-Air-Source) | 38MURAQ24AB3* |  |  | CNPV*3017AL* | 82*TA48070V17*** | 24200 | 17 | 8.1 | 26200 | 23000 | 87.79% | 1.9 | 0 | 10.5 |  |  |  |  | R-410A | 2.0167 | Residential & Commercial | USHP | Ducted CEE Tier 1
211244631 | Central HP <5.4 tons | BRYANT HEATING AND COOLING SYSTEMS | HRCU-A-CB (Split System: Heat Pump with Remote Outdoor Unit-Air-Source) | 38MURAQ24AB3* |  |  | CNPV*3017AL* | 926TB30040V14*** | 23400 | 16 | 8.1 | 25800 | 24000 | 93.02% | 2 | 0 | 10 |  |  |  |  | R-410A | 1.95 | Residential & Commercial | USHP | Ducted CEE Tier 1
211244847 | Central HP <5.4 tons | BRYANT HEATING AND COOLING SYSTEMS | HRCU-A-CB (Split System: Heat Pump with Remote Outdoor Unit-Air-Source) | 38MURAQ24AB3* |  |  | CNPV*3617AL* | 82*SA36045V14*** | 23400 | 16.5 | 8.1 | 25800 | 24200 | 93.8% | 2 | 0 | 10 |  |  |  |  | R-410A | 1.95 | Residential & Commercial | USHP | Ducted CEE Tier 1
215679351 | Central HP <5.4 tons | KENMORE | HRCU-A-CB (Split System: Heat Pump with Remote Outdoor Unit-Air-Source) | (C,H,T)5H0V36*K*AAA* |  |  | EA*5X42M21A*+WALLCON | *96CTN0802120B* | 33200 | 17.5 | 9 | 35800 | 25600 | 71.51% | 1.86 | 0 | 10 |  |  |  |  | R-454B | 2.7667 | Residential & Commercial | USHP | Ducted CEE Tier 1
210473971 | Central HP <5.4 tons | BRYANT HEATING AND COOLING SYSTEMS | HRCU-A-CB (Split System: Heat Pump with Remote Outdoor Unit-Air-Source) | 288BNV025*0**C* |  |  | CNPV*4821AL*+UI | 986TC42060C17*** | 24000 | 16.5 | 8.1 | 21400 | 16700 | 78.04% | 2 | 0 | 11 |  |  |  |  | R-410A | 2 | Residential & Commercial | USHP | Ducted CEE Tier 1
210474328 | Central HP <5.4 tons | BRYANT HEATING AND COOLING SYSTEMS | HRCU-A-CB (Split System: Heat Pump with Remote Outdoor Unit-Air-Source) | 288BNV025*0**C* |  |  | CSPH*4212AL*+UI | 986TC42080C17*** | 24000 | 16 | 8.1 | 21400 | 16700 | 78.04% | 2 | 0 | 10.5 |  |  |  |  | R-410A | 2 | Residential & Commercial | USHP | Ducted CEE Tier 1
215676241 | Central HP <5.4 tons | KENMORE | HRCU-A-CB (Split System: Heat Pump with Remote Outdoor Unit-Air-Source) | (C,H,T)5H0V48*K*AAA* |  |  | EVD5X48M24A*+WALLCON | *95CSU0802120B* | 47000 | 18 | 9 | 50000 | 36600 | 73.2% | 2.02 | 0 | 10 |  |  |  |  | R-454B | 3.9167 | Residential & Commercial | USHP | Ducted CEE Tier 1
215676041 | Central HP <5.4 tons | KENMORE | HRCU-A-CB (Split System: Heat Pump with Remote Outdoor Unit-Air-Source) | (C,H,T)5H0V48*K*AAA* |  |  | EVM5X61M24A*+WALLCON | *97CMN0602120B* | 48500 | 19 | 9 | 50000 | 37200 | 74.4% | 1.98 | 0 | 10 |  |  |  |  | R-454B | 4.0417 | Residential & Commercial | USHP | Ducted CEE Tier 1
215675761 | Central HP <5.4 tons | KENMORE | HRCU-A-CB (Split System: Heat Pump with Remote Outdoor Unit-Air-Source) | (C,H,T)5H0V48*K*AAA* |  |  | EVM5X60M21A*+WALLCON | *95CSU0601716B* | 47500 | 18 | 9 | 50000 | 37200 | 74.4% | 1.98 | 0 | 9.5 |  |  |  |  | R-454B | 3.9583 | Residential & Commercial | USHP
215675931 | Central HP <5.4 tons | KENMORE | HRCU-A-CB (Split System: Heat Pump with Remote Outdoor Unit-Air-Source) | (C,H,T)5H0V48*K*AAA* |  |  | EVM5X60M24A*+WALLCON | *97CMN1002122B* | 48000 | 19 | 9 | 50000 | 36600 | 73.2% | 2 | 0 | 10.5 |  |  |  |  | R-454B | 4 | Residential & Commercial | USHP | Ducted CEE Tier 1
215675411 | Central HP <5.4 tons | KENMORE | HRCU-A-CB (Split System: Heat Pump with Remote Outdoor Unit-Air-Source) | (C,H,T)5H0V48*K*AAA* |  |  | EVM5X48M21A*+WALLCON | *95CSU0601716B* | 46500 | 17.5 | 9 | 50000 | 37000 | 74% | 1.98 | 0 | 9.5 |  |  |  |  | R-454B | 3.875 | Residential & Commercial | USHP
211261513 | Central HP <5.4 tons | GRANDAIRE | HRCU-A-CB (Split System: Heat Pump with Remote Outdoor Unit-Air-Source) | WDLCURAH18ABK |  |  | WLA*304AA* | WFEL070A036B* | 17700 | 16.5 | 8.5 | 18200 | 18500 | 101.6% | 2.22 | 0 | 10.5 |  |  |  |  | R-410A | 1.475 | Residential & Commercial | USHP | Ducted CEE Tier 1
211261515 | Central HP <5.4 tons | GRANDAIRE | HRCU-A-CB (Split System: Heat Pump with Remote Outdoor Unit-Air-Source) | WDLCURAH18ABK |  |  | WLA*304AA* | WFER070A036A* | 17700 | 16.5 | 8.5 | 18200 | 18500 | 101.6% | 2.22 | 0 | 10.5 |  |  |  |  | R-410A | 1.475 | Residential & Commercial | USHP | Ducted CEE Tier 1
211244568 | Central HP <5.4 tons | BRYANT HEATING AND COOLING SYSTEMS | HRCU-A-CB (Split System: Heat Pump with Remote Outdoor Unit-Air-Source) | 38MURAQ24AB3* |  |  | CNPV*3017AL* | 926TB36040V17*** | 23400 | 16 | 8.1 | 25800 | 24000 | 93.02% | 1.98 | 0 | 10 |  |  |  |  | R-410A | 1.95 | Residential & Commercial | USHP | Ducted CEE Tier 1
211244651 | Central HP <5.4 tons | BRYANT HEATING AND COOLING SYSTEMS | HRCU-A-CB (Split System: Heat Pump with Remote Outdoor Unit-Air-Source) | 38MURAQ24AB3* |  |  | CNPV*3017AL* | 915SB30026E14*** | 23400 | 16 | 8.1 | 25800 | 24200 | 93.8% | 2 | 0 | 10 |  |  |  |  | R-410A | 1.95 | Residential & Commercial | USHP | Ducted CEE Tier 1
210472820 | Central HP <5.4 tons | BRYANT HEATING AND COOLING SYSTEMS | HRCU-A-CB (Split System: Heat Pump with Remote Outdoor Unit-Air-Source) | 288BNV025*0**C* |  |  | CAP**4221AL*+UI | 935CA60080C21*** | 23800 | 16.5 | 8.1 | 21400 | 16600 | 77.57% | 1.96 | 0 | 11 |  |  |  |  | R-410A | 1.9833 | Residential & Commercial | USHP | Ducted CEE Tier 1
211244901 | Central HP <5.4 tons | BRYANT HEATING AND COOLING SYSTEMS | HRCU-A-CB (Split System: Heat Pump with Remote Outdoor Unit-Air-Source) | 38MURAQ24AB3* |  |  | CNPV*3617AL* | 926SA48080V17*** | 24200 | 16.5 | 8.1 | 26200 | 23000 | 87.79% | 1.9 | 0 | 10.5 |  |  |  |  | R-410A | 2.0167 | Residential & Commercial | USHP | Ducted CEE Tier 1
211244921 | Central HP <5.4 tons | BRYANT HEATING AND COOLING SYSTEMS | HRCU-A-CB (Split System: Heat Pump with Remote Outdoor Unit-Air-Source) | 38MURAQ24AB3* |  |  | CNPV*3617AL* | 8(0,1)*SA48070E17*** | 24800 | 16 | 8.1 | 26800 | 22200 | 82.84% | 1.82 | 0 | 10.5 |  |  |  |  | R-410A | 2.0667 | Residential & Commercial | USHP | Ducted CEE Tier 1
215319196 | Central HP <5.4 tons | Grandaire | HRCU-A-CB (Split System: Heat Pump with Remote Outdoor Unit-Air-Source) | D5CUHAH24AAK |  |  | D5FUAAH24XAK | 0 | 23000 | 18.4 | 10 | 24000 | 21600 | 90% | 1.87 | 0 | 11.7 |  |  |  |  | R-454B | 1.9167 | Residential & Commercial | USHP | Ducted CEE Tier 1
210472941 | Central HP <5.4 tons | BRYANT HEATING AND COOLING SYSTEMS | HRCU-A-CB (Split System: Heat Pump with Remote Outdoor Unit-Air-Source) | 288BNV025*0**C* |  |  | CAP**4221AL*+UI | 987MB66100C21*** | 23800 | 16.5 | 8.1 | 21400 | 16600 | 77.57% | 1.96 | 0 | 11 |  |  |  |  | R-410A | 1.9833 | Residential & Commercial | USHP | Ducted CEE Tier 1
210473436 | Central HP <5.4 tons | BRYANT HEATING AND COOLING SYSTEMS | HRCU-A-CB (Split System: Heat Pump with Remote Outdoor Unit-Air-Source) | 288BNV025*0**C* |  |  | CAP**4824AL*+UI | 935CA60080C21*** | 24200 | 17 | 8.1 | 21000 | 16500 | 78.57% | 2.02 | 0 | 11 |  |  |  |  | R-410A | 2.0167 | Residential & Commercial | USHP | Ducted CEE Tier 1
215679350 | Central HP <5.4 tons | KEEPRITE | HRCU-A-CB (Split System: Heat Pump with Remote Outdoor Unit-Air-Source) | C5H0V36*K*AAA* |  |  | EA*5X42M21A*+WALLCON | *96CTN0802120B* | 33200 | 17.5 | 9 | 35800 | 25600 | 71.51% | 1.86 | 0 | 10 |  |  |  |  | R-454B | 2.7667 | Residential & Commercial | USHP | Ducted CEE Tier 1
210473949 | Central HP <5.4 tons | BRYANT HEATING AND COOLING SYSTEMS | HRCU-A-CB (Split System: Heat Pump with Remote Outdoor Unit-Air-Source) | 288BNV025*0**C* |  |  | CNPV*4821AL*+UI | 88*TA36045C17*** | 24000 | 16.5 | 8.1 | 21400 | 16700 | 78.04% | 2 | 0 | 11 |  |  |  |  | R-410A | 2 | Residential & Commercial | USHP | Ducted CEE Tier 1
210474114 | Central HP <5.4 tons | BRYANT HEATING AND COOLING SYSTEMS | HRCU-A-CB (Split System: Heat Pump with Remote Outdoor Unit-Air-Source) | 288BNV025*0**C* |  |  | CNPV*4824AL*+UI | 987MB66100C21*** | 24200 | 17 | 8.1 | 21400 | 16600 | 77.57% | 2.02 | 0 | 11.5 |  |  |  |  | R-410A | 2.0167 | Residential & Commercial | USHP | Ducted CEE Tier 1
207036646 | Central HP <5.4 tons | ZEPHYR | HRCU-A-CB (Split System: Heat Pump with Remote Outdoor Unit-Air-Source) | ZE-48HPB |  |  | AH-48B | 0 | 48000 | 17.5 | 8.5 | 47000 | 33000 | 70.21% | 1.9 | 10.2 | 10.1 |  |  |  |  | R-410A | 4 | Residential & Commercial | USHP | Ducted CEE Tier 1
215676571 | Central HP <5.4 tons | KENMORE | HRCU-A-CB (Split System: Heat Pump with Remote Outdoor Unit-Air-Source) | (C,H,T)5H0V48*K*AAA* |  |  | EVD5X60M21A*+WALLCON | *96CTN0801714B* | 47500 | 18.5 | 9 | 50000 | 36200 | 72.4% | 2.02 | 0 | 10 |  |  |  |  | R-454B | 3.9583 | Residential & Commercial | USHP | Ducted CEE Tier 1
210470134 | Central HP <5.4 tons | BRYANT HEATING AND COOLING SYSTEMS | HRCU-A-CB (Split System: Heat Pump with Remote Outdoor Unit-Air-Source) | 288BNV037*0**B* |  |  | CAP**4221AL*+UI | 935CA60080C21*** | 31800 | 17.5 | 8.1 | 33000 | 24400 | 73.94% | 1.9 | 0 | 11 |  |  |  |  | R-410A | 2.65 | Residential & Commercial | USHP | Ducted CEE Tier 1
215936471 | Central HP <5.4 tons | KEEPRITE | HRCU-A-CB (Split System: Heat Pump with Remote Outdoor Unit-Air-Source) | C5H3V36*K*AAA* |  |  | EVD5X49M24A*+WALLCON | *80CTL1352422B* | 35600 | 22 | 8.5 | 38000 | 28400 | 74.74% | 2.04 | 0 | 12.5 |  |  |  |  | R-454B | 2.9667 | Residential & Commercial | USHP | Ducted CEE Tier 1
210473469 | Central HP <5.4 tons | BRYANT HEATING AND COOLING SYSTEMS | HRCU-A-CB (Split System: Heat Pump with Remote Outdoor Unit-Air-Source) | 288BNV025*0**C* |  |  | CAP**4824AL*+UI | 88*TA66135C24*** | 24200 | 17 | 8.1 | 21000 | 16500 | 78.57% | 2.02 | 0 | 11 |  |  |  |  | R-410A | 2.0167 | Residential & Commercial | USHP | Ducted CEE Tier 1
211240954 | Central HP <5.4 tons | BRYANT HEATING AND COOLING SYSTEMS | HRCU-A-CB (Split System: Heat Pump with Remote Outdoor Unit-Air-Source) | 38MURAQ24AB3* |  |  | CAP**2517AL* | 82*TA36070V14*** | 25000 | 17 | 8.5 | 25600 | 21000 | 82.03% | 1.78 | 0 | 10.5 |  |  |  |  | R-410A | 2.0833 | Residential & Commercial | USHP | Ducted CEE Tier 1
211241429 | Central HP <5.4 tons | BRYANT HEATING AND COOLING SYSTEMS | HRCU-A-CB (Split System: Heat Pump with Remote Outdoor Unit-Air-Source) | 38MURAQ24AB3* |  |  | CAP**3017AL* | 926SA48080V17*** | 24200 | 16.5 | 8.5 | 26400 | 23000 | 87.12% | 1.9 | 0 | 10 |  |  |  |  | R-410A | 2.0167 | Residential & Commercial | USHP | Ducted CEE Tier 1
211241438 | Central HP <5.4 tons | BRYANT HEATING AND COOLING SYSTEMS | HRCU-A-CB (Split System: Heat Pump with Remote Outdoor Unit-Air-Source) | 38MURAQ24AB3* |  |  | CAP**3017AL* | 935SA36040E17*** | 23600 | 16.5 | 8.5 | 26000 | 23800 | 91.54% | 1.98 | 0 | 10 |  |  |  |  | R-410A | 1.9667 | Residential & Commercial | USHP | Ducted CEE Tier 1
211241672 | Central HP <5.4 tons | BRYANT HEATING AND COOLING SYSTEMS | HRCU-A-CB (Split System: Heat Pump with Remote Outdoor Unit-Air-Source) | 38MURAQ24AB3* |  |  | CAP**3017AL* | 8(0,1)*SA42090E17*** | 24600 | 16.5 | 8.5 | 26600 | 22600 | 84.96% | 1.86 | 0 | 10 |  |  |  |  | R-410A | 2.05 | Residential & Commercial | USHP | Ducted CEE Tier 1
211241706 | Central HP <5.4 tons | BRYANT HEATING AND COOLING SYSTEMS | HRCU-A-CB (Split System: Heat Pump with Remote Outdoor Unit-Air-Source) | 38MURAQ24AB3* |  |  | CAP**3017AL* | 912SD48080E17*** | 24200 | 17 | 8.5 | 26400 | 22800 | 86.36% | 1.9 | 0 | 10 |  |  |  |  | R-410A | 2.0167 | Residential & Commercial | USHP | Ducted CEE Tier 1
211241856 | Central HP <5.4 tons | BRYANT HEATING AND COOLING SYSTEMS | HRCU-A-CB (Split System: Heat Pump with Remote Outdoor Unit-Air-Source) | 38MURAQ24AB3* |  |  | CAP**3617AL* | 926SA36060V14*** | 23600 | 16.5 | 8.5 | 25800 | 23400 | 90.7% | 1.94 | 0 | 10 |  |  |  |  | R-410A | 1.9667 | Residential & Commercial | USHP | Ducted CEE Tier 1
211241865 | Central HP <5.4 tons | BRYANT HEATING AND COOLING SYSTEMS | HRCU-A-CB (Split System: Heat Pump with Remote Outdoor Unit-Air-Source) | 38MURAQ24AB3* |  |  | CAP**3617AL* | 926SA48080V17*** | 24200 | 16.5 | 8.5 | 26200 | 22600 | 86.26% | 1.86 | 0 | 10 |  |  |  |  | R-410A | 2.0167 | Residential & Commercial | USHP | Ducted CEE Tier 1
211240392 | Central HP <5.4 tons | BRYANT HEATING AND COOLING SYSTEMS | HRCU-A-CB (Split System: Heat Pump with Remote Outdoor Unit-Air-Source) | 38MURAQ24AB3* |  |  | CAP**2417AL* | 926SA30040V14*** | 23400 | 15.5 | 8.5 | 26800 | 24800 | 92.54% | 2.04 | 0 | 9.5 |  |  |  |  | R-410A | 1.95 | Residential & Commercial | USHP
211240626 | Central HP <5.4 tons | BRYANT HEATING AND COOLING SYSTEMS | HRCU-A-CB (Split System: Heat Pump with Remote Outdoor Unit-Air-Source) | 38MURAQ24AB3* |  |  | CAP**2417AL* | 8(0,1)*SA36045E14*** | 24400 | 16 | 8.5 | 27200 | 23200 | 85.29% | 1.9 | 0 | 10 |  |  |  |  | R-410A | 2.0333 | Residential & Commercial | USHP | Ducted CEE Tier 1
211241660 | Central HP <5.4 tons | BRYANT HEATING AND COOLING SYSTEMS | HRCU-A-CB (Split System: Heat Pump with Remote Outdoor Unit-Air-Source) | 38MURAQ24AB3* |  |  | CAP**3017AL* | 8(0,1)*SA36070E17*** | 24400 | 16.5 | 8.5 | 26400 | 22800 | 86.36% | 1.88 | 0 | 10 |  |  |  |  | R-410A | 2.0333 | Residential & Commercial | USHP | Ducted CEE Tier 1
211241528 | Central HP <5.4 tons | BRYANT HEATING AND COOLING SYSTEMS | HRCU-A-CB (Split System: Heat Pump with Remote Outdoor Unit-Air-Source) | 38MURAQ24AB3* |  |  | CAP**3017AL* | 82*TA36070V14*** | 24200 | 16.5 | 8.5 | 26400 | 22800 | 86.36% | 1.88 | 0 | 10 |  |  |  |  | R-410A | 2.0167 | Residential & Commercial | USHP | Ducted CEE Tier 1
211241626 | Central HP <5.4 tons | BRYANT HEATING AND COOLING SYSTEMS | HRCU-A-CB (Split System: Heat Pump with Remote Outdoor Unit-Air-Source) | 38MURAQ24AB3* |  |  | CAP**3017AL* | 926TB42060V17*** | 23800 | 16.5 | 8.5 | 26200 | 23400 | 89.31% | 1.92 | 0 | 10 |  |  |  |  | R-410A | 1.9833 | Residential & Commercial | USHP | Ducted CEE Tier 1
211241728 | Central HP <5.4 tons | BRYANT HEATING AND COOLING SYSTEMS | HRCU-A-CB (Split System: Heat Pump with Remote Outdoor Unit-Air-Source) | 38MURAQ24AB3* |  |  | CAP**3017AL* | 915SB48080E17*** | 24600 | 15.5 | 8.5 | 27000 | 22400 | 82.96% | 1.82 | 0 | 10 |  |  |  |  | R-410A | 2.05 | Residential & Commercial | USHP | Ducted CEE Tier 1
211241811 | Central HP <5.4 tons | BRYANT HEATING AND COOLING SYSTEMS | HRCU-A-CB (Split System: Heat Pump with Remote Outdoor Unit-Air-Source) | 38MURAQ24AB3* |  |  | CAP**3617AL* | 82*SA36045V14*** | 23400 | 16.5 | 8.5 | 25600 | 23600 | 92.19% | 1.96 | 0 | 10 |  |  |  |  | R-410A | 1.95 | Residential & Commercial | USHP | Ducted CEE Tier 1
211241874 | Central HP <5.4 tons | BRYANT HEATING AND COOLING SYSTEMS | HRCU-A-CB (Split System: Heat Pump with Remote Outdoor Unit-Air-Source) | 38MURAQ24AB3* |  |  | CAP**3617AL* | 935SA36040E17*** | 23800 | 16.5 | 8.5 | 25800 | 23200 | 89.92% | 1.92 | 0 | 10 |  |  |  |  | R-410A | 1.9833 | Residential & Commercial | USHP | Ducted CEE Tier 1
211242031 | Central HP <5.4 tons | BRYANT HEATING AND COOLING SYSTEMS | HRCU-A-CB (Split System: Heat Pump with Remote Outdoor Unit-Air-Source) | 38MURAQ24AB3* |  |  | CAP**3617AL* | 926TB30040V14*** | 23400 | 16 | 8.5 | 25600 | 23800 | 92.97% | 1.96 | 0 | 10 |  |  |  |  | R-410A | 1.95 | Residential & Commercial | USHP | Ducted CEE Tier 1
211242142 | Central HP <5.4 tons | BRYANT HEATING AND COOLING SYSTEMS | HRCU-A-CB (Split System: Heat Pump with Remote Outdoor Unit-Air-Source) | 38MURAQ24AB3* |  |  | CAP**3617AL* | 912SD48080E17*** | 24400 | 17 | 8.5 | 26200 | 22400 | 85.5% | 1.86 | 0 | 10 |  |  |  |  | R-410A | 2.0333 | Residential & Commercial | USHP | Ducted CEE Tier 1
211242433 | Central HP <5.4 tons | BRYANT HEATING AND COOLING SYSTEMS | HRCU-A-CB (Split System: Heat Pump with Remote Outdoor Unit-Air-Source) | 38MURAQ24AB3* |  |  | CAP**3621AL* | 83*SA36040E17*** | 24200 | 17.5 | 8.5 | 26000 | 22800 | 87.69% | 1.9 | 0 | 10 |  |  |  |  | R-410A | 2.0167 | Residential & Commercial | USHP | Ducted CEE Tier 1
211242708 | Central HP <5.4 tons | BRYANT HEATING AND COOLING SYSTEMS | HRCU-A-CB (Split System: Heat Pump with Remote Outdoor Unit-Air-Source) | 38MURAQ24AB3* |  |  | CAP**3621AL* | 83*SA48060E17*** | 25000 | 17 | 8.5 | 26600 | 21800 | 81.95% | 1.82 | 0 | 10.5 |  |  |  |  | R-410A | 2.0833 | Residential & Commercial | USHP | Ducted CEE Tier 1
211241943 | Central HP <5.4 tons | BRYANT HEATING AND COOLING SYSTEMS | HRCU-A-CB (Split System: Heat Pump with Remote Outdoor Unit-Air-Source) | 38MURAQ24AB3* |  |  | CAP**3617AL* | 83*SA36040E17*** | 24000 | 17.5 | 8.5 | 26000 | 22800 | 87.69% | 1.9 | 0 | 10 |  |  |  |  | R-410A | 2 | Residential & Commercial | USHP | Ducted CEE Tier 1
211242062 | Central HP <5.4 tons | BRYANT HEATING AND COOLING SYSTEMS | HRCU-A-CB (Split System: Heat Pump with Remote Outdoor Unit-Air-Source) | 38MURAQ24AB3* |  |  | CAP**3617AL* | 926TB42060V17*** | 24000 | 16.5 | 8.5 | 26000 | 22800 | 87.69% | 1.88 | 0 | 10 |  |  |  |  | R-410A | 2 | Residential & Commercial | USHP | Ducted CEE Tier 1
211242229 | Central HP <5.4 tons | BRYANT HEATING AND COOLING SYSTEMS | HRCU-A-CB (Split System: Heat Pump with Remote Outdoor Unit-Air-Source) | 38MURAQ24AB3* |  |  | CAP**3617AL* | OVLAAB036098 | 23400 | 16.5 | 8.5 | 25600 | 23800 | 92.97% | 1.98 | 0 | 10 |  |  |  |  | R-410A | 1.95 | Residential & Commercial | USHP | Ducted CEE Tier 1
211242497 | Central HP <5.4 tons | BRYANT HEATING AND COOLING SYSTEMS | HRCU-A-CB (Split System: Heat Pump with Remote Outdoor Unit-Air-Source) | 38MURAQ24AB3* |  |  | CAP**3621AL* | 915SB36040E17*** | 24200 | 15.2 | 8.5 | 26400 | 22600 | 85.61% | 1.84 | 0 | 9.5 |  |  |  |  | R-410A | 2.0167 | Residential & Commercial | USHP
211242898 | Central HP <5.4 tons | BRYANT HEATING AND COOLING SYSTEMS | HRCU-A-CB (Split System: Heat Pump with Remote Outdoor Unit-Air-Source) | 38MURAQ24AB3* |  |  | CAP**3717AL* | 82*TA36045V14*** | 24800 | 16.5 | 8.5 | 25600 | 21400 | 83.59% | 1.8 | 0 | 10 |  |  |  |  | R-410A | 2.0667 | Residential & Commercial | USHP | Ducted CEE Tier 1
211242964 | Central HP <5.4 tons | BRYANT HEATING AND COOLING SYSTEMS | HRCU-A-CB (Split System: Heat Pump with Remote Outdoor Unit-Air-Source) | 38MURAQ24AB3* |  |  | CAP**3717AL* | 915SB36060E14*** | 25000 | 16 | 8.5 | 26000 | 21200 | 81.54% | 1.76 | 0 | 10 |  |  |  |  | R-410A | 2.0833 | Residential & Commercial | USHP | Ducted CEE Tier 1
211242746 | Central HP <5.4 tons | BRYANT HEATING AND COOLING SYSTEMS | HRCU-A-CB (Split System: Heat Pump with Remote Outdoor Unit-Air-Source) | 38MURAQ24AB3* |  |  | CAP**3621AL* | OVLAAB048112 | 24400 | 16 | 8.5 | 26400 | 22200 | 84.09% | 1.84 | 0 | 10 |  |  |  |  | R-410A | 2.0333 | Residential & Commercial | USHP | Ducted CEE Tier 1
211245632 | Central HP <5.4 tons | BRYANT HEATING AND COOLING SYSTEMS | HRCU-A-CB (Split System: Heat Pump with Remote Outdoor Unit-Air-Source) | 38MURAQ24AB3* |  |  | CNPV*3621AL* | 8(0,1)*SA60090E21*** | 24600 | 16.5 | 8.5 | 26600 | 22400 | 84.21% | 1.84 | 0 | 10.5 |  |  |  |  | R-410A | 2.05 | Residential & Commercial | USHP | Ducted CEE Tier 1
211245700 | Central HP <5.4 tons | BRYANT HEATING AND COOLING SYSTEMS | HRCU-A-CB (Split System: Heat Pump with Remote Outdoor Unit-Air-Source) | 38MURAQ24AB3* |  |  | CNPV*3621AL* | 915SB42060E17*** | 24600 | 16 | 8.1 | 26600 | 22400 | 84.21% | 1.84 | 0 | 10.5 |  |  |  |  | R-410A | 2.05 | Residential & Commercial | USHP | Ducted CEE Tier 1
211245893 | Central HP <5.4 tons | BRYANT HEATING AND COOLING SYSTEMS | HRCU-A-CB (Split System: Heat Pump with Remote Outdoor Unit-Air-Source) | 38MURAQ24AB3* |  |  | FMA4X30**AL* | 0 | 25800 | 18 | 9 | 27600 | 21000 | 76.09% | 1.8 | 0 | 10.5 |  |  |  |  | R-410A | 2.15 | Residential & Commercial | USHP | Ducted CEE Tier 1
212982335 | Central HP <5.4 tons | GRANDAIRE | HRCU-A-CB (Split System: Heat Pump with Remote Outdoor Unit-Air-Source) | WDLCURAH24ABK |  |  | WLNC244BA* | WFEU040B036B* | 23200 | 16 | 8.5 | 26200 | 24800 | 94.66% | 2.06 | 0 | 10 |  |  |  |  | R-410A | 1.9333 | Residential & Commercial | USHP | Ducted CEE Tier 1
212981783 | Central HP <5.4 tons | GRANDAIRE | HRCU-A-CB (Split System: Heat Pump with Remote Outdoor Unit-Air-Source) | WDLCURAH24ABK |  |  | WLNC244BA* | WFEU100C060B* | 23200 | 16 | 8.5 | 27000 | 24000 | 88.89% | 1.98 | 0 | 10 |  |  |  |  | R-410A | 1.9333 | Residential & Commercial | USHP | Ducted CEE Tier 1
212983139 | Central HP <5.4 tons | GRANDAIRE | HRCU-A-CB (Split System: Heat Pump with Remote Outdoor Unit-Air-Source) | WDLCURAH24ABK |  |  | WLA*244BA* | WFAX040B036B* | 23200 | 15.5 | 8.5 | 27000 | 22000 | 81.48% | 1.82 | 0 | 9.5 |  |  |  |  | R-410A | 1.9333 | Residential & Commercial | USHP
212983205 | Central HP <5.4 tons | GRANDAIRE | HRCU-A-CB (Split System: Heat Pump with Remote Outdoor Unit-Air-Source) | WDLCURAH24ABK |  |  | WLA*374CA* | WFAX040B036B* | 24000 | 16 | 8.1 | 25400 | 25600 | 100.8% | 2.12 | 0 | 10 |  |  |  |  | R-410A | 2 | Residential & Commercial | USHP | Ducted CEE Tier 1
212986186 | Central HP <5.4 tons | GRANDAIRE | HRCU-A-CB (Split System: Heat Pump with Remote Outdoor Unit-Air-Source) | WDLCURAH24ABK |  |  | WLA*304BA* | WFSX040A030B* | 23400 | 16 | 8.5 | 26400 | 24000 | 90.91% | 1.98 | 0 | 10 |  |  |  |  | R-410A | 1.95 | Residential & Commercial | USHP | Ducted CEE Tier 1
212987422 | Central HP <5.4 tons | GRANDAIRE | HRCU-A-CB (Split System: Heat Pump with Remote Outdoor Unit-Air-Source) | WDLCURAH24ABK |  |  | WLA*364CA* | WFSX080B048B* | 23400 | 17 | 8.5 | 26000 | 22000 | 84.62% | 1.84 | 0 | 10 |  |  |  |  | R-410A | 1.95 | Residential & Commercial | USHP | Ducted CEE Tier 1
210470986 | Central HP <5.4 tons | BRYANT HEATING AND COOLING SYSTEMS | HRCU-A-CB (Split System: Heat Pump with Remote Outdoor Unit-Air-Source) | 288BNV037*0**B* |  |  | CNPV*6024AL*+UI | 986TC66100C21*** | 32800 | 18 | 8.1 | 32200 | 24600 | 76.4% | 1.98 | 0 | 12 |  |  |  |  | R-410A | 2.7333 | Residential & Commercial | USHP | Ducted CEE Tier 1
210472908 | Central HP <5.4 tons | BRYANT HEATING AND COOLING SYSTEMS | HRCU-A-CB (Split System: Heat Pump with Remote Outdoor Unit-Air-Source) | 288BNV025*0**C* |  |  | CAP**4221AL*+UI | 986TC42080C17*** | 23600 | 16.5 | 8.1 | 21400 | 16700 | 78.04% | 1.96 | 0 | 11 |  |  |  |  | R-410A | 1.9667 | Residential & Commercial | USHP | Ducted CEE Tier 1
210473183 | Central HP <5.4 tons | BRYANT HEATING AND COOLING SYSTEMS | HRCU-A-CB (Split System: Heat Pump with Remote Outdoor Unit-Air-Source) | 288BNV025*0**C* |  |  | CAP**4321AL*+UI | 986TC42080C17*** | 24400 | 16.5 | 8.1 | 21200 | 16700 | 78.77% | 2.02 | 0 | 11 |  |  |  |  | R-410A | 2.0333 | Residential & Commercial | USHP | Ducted CEE Tier 1
215679601 | Central HP <5.4 tons | KENMORE | HRCU-A-CB (Split System: Heat Pump with Remote Outdoor Unit-Air-Source) | (C,H,T)5H0V36*K*AAA* |  |  | EA*5X61M21A*+WALLCON | *96CTN0802120B* | 34800 | 18 | 9 | 34400 | 24800 | 72.09% | 1.92 | 0 | 10.5 |  |  |  |  | R-454B | 2.9 | Residential & Commercial | USHP | Ducted CEE Tier 1
214229034 | Central HP <5.4 tons | GRANDAIRE | HRCU-A-CB (Split System: Heat Pump with Remote Outdoor Unit-Air-Source) | WDLCURAH18ABK |  |  | WLNC304BA* | WFEU060B048B* | 17800 | 16.5 | 8.1 | 18300 | 18500 | 101.1% | 2.22 | 0 | 11 |  |  |  |  | R-410A | 1.4833 | Residential & Commercial | USHP | Ducted CEE Tier 1
210473458 | Central HP <5.4 tons | BRYANT HEATING AND COOLING SYSTEMS | HRCU-A-CB (Split System: Heat Pump with Remote Outdoor Unit-Air-Source) | 288BNV025*0**C* |  |  | CAP**4824AL*+UI | 83*CA60100C21*** | 24000 | 16.5 | 8.1 | 21000 | 16600 | 79.05% | 2 | 0 | 11 |  |  |  |  | R-410A | 2 | Residential & Commercial | USHP | Ducted CEE Tier 1
210474037 | Central HP <5.4 tons | BRYANT HEATING AND COOLING SYSTEMS | HRCU-A-CB (Split System: Heat Pump with Remote Outdoor Unit-Air-Source) | 288BNV025*0**C* |  |  | CNPV*4821AL*+UI | 88*TA48090C17*** | 24200 | 17.5 | 8.1 | 21200 | 16500 | 77.83% | 2.02 | 0 | 11.7 |  |  |  |  | R-410A | 2.0167 | Residential & Commercial | USHP | Ducted CEE Tier 1
215676321 | Central HP <5.4 tons | KENMORE | HRCU-A-CB (Split System: Heat Pump with Remote Outdoor Unit-Air-Source) | (C,H,T)5H0V48*K*AAA* |  |  | EVD5X49M24A*+WALLCON | *80CTL1102120B* | 48000 | 19 | 9 | 50000 | 36400 | 72.8% | 2 | 0 | 10.5 |  |  |  |  | R-454B | 4 | Residential & Commercial | USHP | Ducted CEE Tier 1
215675671 | Central HP <5.4 tons | KENMORE | HRCU-A-CB (Split System: Heat Pump with Remote Outdoor Unit-Air-Source) | (C,H,T)5H0V48*K*AAA* |  |  | EVM5X60M21A*+WALLCON | *80CSU0601716A* | 48000 | 19 | 9 | 50000 | 36800 | 73.6% | 2 | 0 | 10 |  |  |  |  | R-454B | 4 | Residential & Commercial | USHP | Ducted CEE Tier 1
215675571 | Central HP <5.4 tons | KENMORE | HRCU-A-CB (Split System: Heat Pump with Remote Outdoor Unit-Air-Source) | (C,H,T)5H0V48*K*AAA* |  |  | EVM5X49M21A*+WALLCON | *80CTL0902120B* | 48000 | 19 | 9 | 50000 | 36600 | 73.2% | 2 | 0 | 10.5 |  |  |  |  | R-454B | 4 | Residential & Commercial | USHP | Ducted CEE Tier 1
215940442 | Central HP <5.4 tons | KENMORE | HRCU-A-CB (Split System: Heat Pump with Remote Outdoor Unit-Air-Source) | (C,H,T)5H3V36*K*AAA* |  |  | EVM5X60M21A*+WALLCON | *97CTN0801716A* | 35400 | 21 | 8.5 | 38500 | 29000 | 75.32% | 2.02 | 0 | 12 |  |  |  |  | R-454B | 2.95 | Residential & Commercial | USHP | Ducted CEE Tier 1
215939972 | Central HP <5.4 tons | KENMORE | HRCU-A-CB (Split System: Heat Pump with Remote Outdoor Unit-Air-Source) | (C,H,T)5H3V36*K*AAA* |  |  | ESH5X36M12A*+WALLCON | *97CTN0601716A* | 33000 | 18 | 9 | 35600 | 27400 | 76.97% | 1.9 | 0 | 10.5 |  |  |  |  | R-454B | 2.75 | Residential & Commercial | USHP | Ducted CEE Tier 1
216734175 | Central HP <5.4 tons | KEEPRITE | HRCU-A-CB (Split System: Heat Pump with Remote Outdoor Unit-Air-Source) | D5CUHAH24AAK |  |  | EA*5X30M17A* | *96VSN0601716B* | 22200 | 16 | 8.1 | 20800 | 18800 | 90.38% | 1.85 | 0 | 10.5 |  |  |  |  | R-454B | 1.85 | Residential & Commercial | USHP | Ducted CEE Tier 1
216734184 | Central HP <5.4 tons | KEEPRITE | HRCU-A-CB (Split System: Heat Pump with Remote Outdoor Unit-Air-Source) | D5CUHAH24AAK |  |  | EA*5X30M17A* | *96VSN0801716B* | 22000 | 16 | 8.1 | 20800 | 18800 | 90.38% | 1.85 | 0 | 10.5 |  |  |  |  | R-454B | 1.8333 | Residential & Commercial | USHP | Ducted CEE Tier 1
215676751 | Central HP <5.4 tons | KENMORE | HRCU-A-CB (Split System: Heat Pump with Remote Outdoor Unit-Air-Source) | (C,H,T)5H0V48*K*AAA* |  |  | EVD5X61M21A*+WALLCON | *80CTL0902120B* | 48500 | 19.5 | 9.5 | 50000 | 36600 | 73.2% | 2.12 | 0 | 10.5 |  |  |  |  | R-454B | 4.0417 | Residential & Commercial | USHP | Ducted CEE Tier 1
216763036 | Central HP <5.4 tons | SLIMAIR | HRCU-A-CB (Split System: Heat Pump with Remote Outdoor Unit-Air-Source) | SHC36AH224V |  |  | SHV36AE2AG | 0 | 36000 | 17.4 | 10.3 | 37000 | 39000 | 105.4% | 1.9 | 0 | 11.7 |  |  |  |  | R-454B | 3 | Residential & Commercial | USHP | Ducted CEE Tier 1
215677081 | Central HP <5.4 tons | KENMORE | HRCU-A-CB (Split System: Heat Pump with Remote Outdoor Unit-Air-Source) | (C,H,T)5H0V60*K*AAA* |  |  | EVM5X60M21A*+WALLCON | *96CTN1002122B* | 56500 | 18.5 | 9 | 64000 | 45000 | 70.31% | 2.08 | 0 | 9 |  |  |  |  | R-454B | 4.7083 | Residential & Commercial | USHP
215667374 | Central HP <5.4 tons | KENMORE | HRCU-A-CB (Split System: Heat Pump with Remote Outdoor Unit-Air-Source) | (C,H,T)5H0V24*K*AAA* |  |  | EA*5X30M17A*+WALLCON | *80CSU0401712A* | 23000 | 17 | 9 | 23600 | 16600 | 70.34% | 1.98 | 0 | 10 |  |  |  |  | R-454B | 1.9167 | Residential & Commercial | USHP | Ducted CEE Tier 1
215667340 | Central HP <5.4 tons | KENMORE | HRCU-A-CB (Split System: Heat Pump with Remote Outdoor Unit-Air-Source) | (C,H,T)5H0V24*K*AAA* |  |  | EA*5X30M14A*+WALLCON | *80CTL0701412B* | 23000 | 17 | 8.5 | 23800 | 16700 | 70.17% | 1.86 | 0 | 10 |  |  |  |  | R-454B | 1.9167 | Residential & Commercial | USHP | Ducted CEE Tier 1
215667608 | Central HP <5.4 tons | KENMORE | HRCU-A-CB (Split System: Heat Pump with Remote Outdoor Unit-Air-Source) | (C,H,T)5H0V24*K*AAA* |  |  | EA*5X36M17A*+WALLCON | *80CTL0451712B* | 23000 | 16.5 | 9 | 23800 | 16700 | 70.17% | 1.98 | 0 | 10 |  |  |  |  | R-454B | 1.9167 | Residential & Commercial | USHP | Ducted CEE Tier 1
211242867 | Central HP <5.4 tons | BRYANT HEATING AND COOLING SYSTEMS | HRCU-A-CB (Split System: Heat Pump with Remote Outdoor Unit-Air-Source) | 38MURAQ24AB3* |  |  | CAP**3717AL* | 82*SA48070V17*** | 24200 | 16.5 | 8.5 | 25400 | 21800 | 85.83% | 1.82 | 0 | 10 |  |  |  |  | R-410A | 2.0167 | Residential & Commercial | USHP | Ducted CEE Tier 1
211242942 | Central HP <5.4 tons | BRYANT HEATING AND COOLING SYSTEMS | HRCU-A-CB (Split System: Heat Pump with Remote Outdoor Unit-Air-Source) | 38MURAQ24AB3* |  |  | CAP**3717AL* | 915SB30040E14*** | 24800 | 15.2 | 8.5 | 26200 | 21200 | 80.92% | 1.76 | 0 | 10 |  |  |  |  | R-410A | 2.0667 | Residential & Commercial | USHP | Ducted CEE Tier 1
210471112 | Central HP <5.4 tons | BRYANT HEATING AND COOLING SYSTEMS | HRCU-A-CB (Split System: Heat Pump with Remote Outdoor Unit-Air-Source) | 288BNV037*0**B* |  |  | CSPH*6012AL*+UI | 935CA60080C21*** | 33000 | 17 | 8.1 | 32200 | 24800 | 77.02% | 2.02 | 0 | 11.5 |  |  |  |  | R-410A | 2.75 | Residential & Commercial | USHP | Ducted CEE Tier 1
211244014 | Central HP <5.4 tons | BRYANT HEATING AND COOLING SYSTEMS | HRCU-A-CB (Split System: Heat Pump with Remote Outdoor Unit-Air-Source) | 38MURAQ24AB3* |  |  | CNPV*2417AL* | 82*TA48070V17*** | 23600 | 16.5 | 8.5 | 26600 | 23400 | 87.97% | 1.94 | 0 | 10 |  |  |  |  | R-410A | 1.9667 | Residential & Commercial | USHP | Ducted CEE Tier 1
215681861 | Central HP <5.4 tons | KENMORE | HRCU-A-CB (Split System: Heat Pump with Remote Outdoor Unit-Air-Source) | (C,H,T)5H0V48*K*AAA* |  |  | EVM5X49M21A*+WALLCON | *80CSU1002120B* | 48000 | 18.5 | 9 | 50000 | 36600 | 73.2% | 2 | 0 | 10 |  |  |  |  | R-454B | 4 | Residential & Commercial | USHP | Ducted CEE Tier 1
215676781 | Central HP <5.4 tons | KENMORE | HRCU-A-CB (Split System: Heat Pump with Remote Outdoor Unit-Air-Source) | (C,H,T)5H0V48*K*AAA* |  |  | EVD5X61M21A*+WALLCON | *95CSU0802120B* | 48500 | 18.5 | 9 | 50000 | 37000 | 74% | 2 | 0 | 10 |  |  |  |  | R-454B | 4.0417 | Residential & Commercial | USHP | Ducted CEE Tier 1
213081001 | Central HP <5.4 tons | ACIQ | HRCU-A-CB (Split System: Heat Pump with Remote Outdoor Unit-Air-Source) | HVH837GKA2* |  |  | EN(A,D,W)4X60L24**+WALLCON | *96CTN1202422A* | 32800 | 18 | 8.1 | 32200 | 24600 | 76.4% | 1.98 | 0 | 12 |  |  |  |  | R-410A | 2.7333 | Residential & Commercial | USHP | Ducted CEE Tier 1
215677551 | Central HP <5.4 tons | KENMORE | HRCU-A-CB (Split System: Heat Pump with Remote Outdoor Unit-Air-Source) | (C,H,T)5H0V60*K*AAA* |  |  | EVD5X60M24A*+WALLCON | *96CTN1002122B* | 56500 | 18.5 | 9 | 63000 | 44500 | 70.63% | 2.08 | 0 | 9 |  |  |  |  | R-454B | 4.7083 | Residential & Commercial | USHP
215676641 | Central HP <5.4 tons | KENMORE | HRCU-A-CB (Split System: Heat Pump with Remote Outdoor Unit-Air-Source) | (C,H,T)5H0V48*K*AAA* |  |  | EVD5X60M24A*+WALLCON | *95CSU0802120B* | 47500 | 18.5 | 9 | 50000 | 36600 | 73.2% | 2 | 0 | 10 |  |  |  |  | R-454B | 3.9583 | Residential & Commercial | USHP | Ducted CEE Tier 1
215676471 | Central HP <5.4 tons | KENMORE | HRCU-A-CB (Split System: Heat Pump with Remote Outdoor Unit-Air-Source) | (C,H,T)5H0V48*K*AAA* |  |  | EVD5X60M21A*+WALLCON | *80CTL0901716B* | 48000 | 19 | 9 | 50000 | 36800 | 73.6% | 1.98 | 0 | 10 |  |  |  |  | R-454B | 4 | Residential & Commercial | USHP | Ducted CEE Tier 1
215676521 | Central HP <5.4 tons | KENMORE | HRCU-A-CB (Split System: Heat Pump with Remote Outdoor Unit-Air-Source) | (C,H,T)5H0V48*K*AAA* |  |  | EVD5X60M21A*+WALLCON | *95CSU1002122B* | 48000 | 19 | 9 | 50000 | 36600 | 73.2% | 2.12 | 0 | 10 |  |  |  |  | R-454B | 4 | Residential & Commercial | USHP | Ducted CEE Tier 1
215676621 | Central HP <5.4 tons | KENMORE | HRCU-A-CB (Split System: Heat Pump with Remote Outdoor Unit-Air-Source) | (C,H,T)5H0V48*K*AAA* |  |  | EVD5X60M24A*+WALLCON | *80CTL0902120B* | 48000 | 19 | 9 | 50000 | 36400 | 72.8% | 2 | 0 | 10.5 |  |  |  |  | R-454B | 4 | Residential & Commercial | USHP | Ducted CEE Tier 1
210473029 | Central HP <5.4 tons | BRYANT HEATING AND COOLING SYSTEMS | HRCU-A-CB (Split System: Heat Pump with Remote Outdoor Unit-Air-Source) | 288BNV025*0**C* |  |  | CAP**4224AL*+UI | 986TC66120C24*** | 23800 | 17 | 8.1 | 21400 | 16600 | 77.57% | 1.96 | 0 | 11 |  |  |  |  | R-410A | 1.9833 | Residential & Commercial | USHP | Ducted CEE Tier 1
210473513 | Central HP <5.4 tons | BRYANT HEATING AND COOLING SYSTEMS | HRCU-A-CB (Split System: Heat Pump with Remote Outdoor Unit-Air-Source) | 288BNV025*0**C* |  |  | CAP**4824AL*+UI | 986TC66100C21*** | 24200 | 16.5 | 8.1 | 21000 | 16500 | 78.57% | 2.02 | 0 | 11 |  |  |  |  | R-410A | 2.0167 | Residential & Commercial | USHP | Ducted CEE Tier 1
210473696 | Central HP <5.4 tons | BRYANT HEATING AND COOLING SYSTEMS | HRCU-A-CB (Split System: Heat Pump with Remote Outdoor Unit-Air-Source) | 288BNV025*0**C* |  |  | CNPV*4217AL*+UI | 88*TA48090C17*** | 24000 | 17 | 8.1 | 21400 | 16600 | 77.57% | 2 | 0 | 11.5 |  |  |  |  | R-410A | 2 | Residential & Commercial | USHP | Ducted CEE Tier 1
215319195 | Central HP <5.4 tons | Grandaire | HRCU-A-CB (Split System: Heat Pump with Remote Outdoor Unit-Air-Source) | D5CUHAH18AAK |  |  | D5FUAAH18XAK | 0 | 18000 | 19 | 9.8 | 19000 | 18000 | 94.74% | 2 | 0 | 12.5 |  |  |  |  | R-454B | 1.5 | Residential & Commercial | USHP | Ducted CEE Tier 1
210720658 | Central HP <5.4 tons | BRYANT HEATING AND COOLING SYSTEMS | HRCU-A-CB (Split System: Heat Pump with Remote Outdoor Unit-Air-Source) | 284ANV036*0**B* |  |  | CAP**6121AL*+UI | 935CA66100C21*** | 34800 | 20 | 9 | 34400 | 25000 | 72.67% | 2.02 | 0 | 12.5 |  |  |  |  | R-410A | 2.9 | Residential & Commercial | USHP | Ducted CEE Tier 1
215677151 | Central HP <5.4 tons | KENMORE | HRCU-A-CB (Split System: Heat Pump with Remote Outdoor Unit-Air-Source) | (C,H,T)5H0V60*K*AAA* |  |  | EVM5X60M24A*+WALLCON | *95CSU0802120B* | 56500 | 18 | 9 | 63500 | 44500 | 70.08% | 2.08 | 0 | 9 |  |  |  |  | R-454B | 4.7083 | Residential & Commercial | USHP
215677201 | Central HP <5.4 tons | KENMORE | HRCU-A-CB (Split System: Heat Pump with Remote Outdoor Unit-Air-Source) | (C,H,T)5H0V60*K*AAA* |  |  | EVM5X60M24A*+WALLCON | *96CTN1002122B* | 56500 | 18.5 | 9 | 63000 | 44500 | 70.63% | 2.08 | 0 | 9 |  |  |  |  | R-454B | 4.7083 | Residential & Commercial | USHP
215677231 | Central HP <5.4 tons | KENMORE | HRCU-A-CB (Split System: Heat Pump with Remote Outdoor Unit-Air-Source) | (C,H,T)5H0V60*K*AAA* |  |  | EVM5X61M24A*+WALLCON | *80CTL0702120B* | 57000 | 18.5 | 9 | 64000 | 45000 | 70.31% | 2.08 | 0 | 9 |  |  |  |  | R-454B | 4.75 | Residential & Commercial | USHP
211227690 | Central HP <5.4 tons | BRYANT HEATING AND COOLING SYSTEMS | HRCU-A-CB (Split System: Heat Pump with Remote Outdoor Unit-Air-Source) | 38MURAQ36AB3* |  |  | CAP**4221AL* | 926TB60080V21*** | 35000 | 16 | 8.1 | 38500 | 35000 | 90.91% | 1.86 | 0 | 9.5 |  |  |  |  | R-410A | 2.9167 | Residential & Commercial | USHP
215669169 | Central HP <5.4 tons | KEEPRITE | HRCU-A-CB (Split System: Heat Pump with Remote Outdoor Unit-Air-Source) | C5H0V36*K*AAA* |  |  | EA*5X48M21A*+WALLCON | *80CTL0902120B* | 33800 | 18 | 9 | 35000 | 25000 | 71.43% | 1.9 | 0 | 10 |  |  |  |  | R-454B | 2.8167 | Residential & Commercial | USHP | Ducted CEE Tier 1
215669001 | Central HP <5.4 tons | KEEPRITE | HRCU-A-CB (Split System: Heat Pump with Remote Outdoor Unit-Air-Source) | C5H0V36*K*AAA* |  |  | EA*5X43M21A*+WALLCON | *80CTL0901716B* | 34400 | 18 | 9 | 35400 | 25200 | 71.19% | 1.88 | 0 | 10 |  |  |  |  | R-454B | 2.8667 | Residential & Commercial | USHP | Ducted CEE Tier 1
215668569 | Central HP <5.4 tons | KEEPRITE | HRCU-A-CB (Split System: Heat Pump with Remote Outdoor Unit-Air-Source) | C5H0V36*K*AAA* |  |  | EA*5X37M17A*+WALLCON | *80CTL0701716B* | 33800 | 17.5 | 9 | 35800 | 25600 | 71.51% | 1.88 | 0 | 9.5 |  |  |  |  | R-454B | 2.8167 | Residential & Commercial | USHP
215668753 | Central HP <5.4 tons | KEEPRITE | HRCU-A-CB (Split System: Heat Pump with Remote Outdoor Unit-Air-Source) | C5H0V36*K*AAA* |  |  | EA*5X37M21A*+WALLCON | *97CMN0802120B* | 34400 | 18 | 8.1 | 35400 | 25200 | 71.19% | 1.88 | 0 | 10 |  |  |  |  | R-454B | 2.8667 | Residential & Commercial | USHP | Ducted CEE Tier 1
215668833 | Central HP <5.4 tons | KEEPRITE | HRCU-A-CB (Split System: Heat Pump with Remote Outdoor Unit-Air-Source) | C5H0V36*K*AAA* |  |  | EA*5X42M21A*+WALLCON | *80CTL0702120B* | 33000 | 17.5 | 9 | 35800 | 25600 | 71.51% | 1.86 | 0 | 10 |  |  |  |  | R-454B | 2.75 | Residential & Commercial | USHP | Ducted CEE Tier 1
210474262 | Central HP <5.4 tons | BRYANT HEATING AND COOLING SYSTEMS | HRCU-A-CB (Split System: Heat Pump with Remote Outdoor Unit-Air-Source) | 288BNV025*0**C* |  |  | CSPH*4212AL*+UI | 83*CA48060C17*** | 24200 | 16 | 8.1 | 21400 | 16600 | 77.57% | 2 | 0 | 10.5 |  |  |  |  | R-410A | 2.0167 | Residential & Commercial | USHP | Ducted CEE Tier 1
210474460 | Central HP <5.4 tons | BRYANT HEATING AND COOLING SYSTEMS | HRCU-A-CB (Split System: Heat Pump with Remote Outdoor Unit-Air-Source) | 288BNV025*0**C* |  |  | CSPH*4812AL*+UI | 935CA66100C21*** | 24200 | 16.5 | 8.1 | 21200 | 16600 | 78.3% | 2.02 | 0 | 11 |  |  |  |  | R-410A | 2.0167 | Residential & Commercial | USHP | Ducted CEE Tier 1
210474438 | Central HP <5.4 tons | BRYANT HEATING AND COOLING SYSTEMS | HRCU-A-CB (Split System: Heat Pump with Remote Outdoor Unit-Air-Source) | 288BNV025*0**C* |  |  | CSPH*4812AL*+UI | 935CA48060C17*** | 24200 | 16 | 8.1 | 21400 | 16700 | 78.04% | 2 | 0 | 10.5 |  |  |  |  | R-410A | 2.0167 | Residential & Commercial | USHP | Ducted CEE Tier 1
210474504 | Central HP <5.4 tons | BRYANT HEATING AND COOLING SYSTEMS | HRCU-A-CB (Split System: Heat Pump with Remote Outdoor Unit-Air-Source) | 288BNV025*0**C* |  |  | CSPH*4812AL*+UI | 88*TA36045C17*** | 24200 | 16 | 8.1 | 21400 | 16700 | 78.04% | 2 | 0 | 10.5 |  |  |  |  | R-410A | 2.0167 | Residential & Commercial | USHP | Ducted CEE Tier 1
210473491 | Central HP <5.4 tons | BRYANT HEATING AND COOLING SYSTEMS | HRCU-A-CB (Split System: Heat Pump with Remote Outdoor Unit-Air-Source) | 288BNV025*0**C* |  |  | CAP**4824AL*+UI | 987MB66100C21*** | 24200 | 16.5 | 8.1 | 21000 | 16500 | 78.57% | 2.02 | 0 | 11 |  |  |  |  | R-410A | 2.0167 | Residential & Commercial | USHP | Ducted CEE Tier 1
210474059 | Central HP <5.4 tons | BRYANT HEATING AND COOLING SYSTEMS | HRCU-A-CB (Split System: Heat Pump with Remote Outdoor Unit-Air-Source) | 288BNV025*0**C* |  |  | CNPV*4824AL*+UI | 935CA60080C21*** | 24200 | 17 | 8.1 | 21200 | 16600 | 78.3% | 2.02 | 0 | 11.5 |  |  |  |  | R-410A | 2.0167 | Residential & Commercial | USHP | Ducted CEE Tier 1
211227824 | Central HP <5.4 tons | BRYANT HEATING AND COOLING SYSTEMS | HRCU-A-CB (Split System: Heat Pump with Remote Outdoor Unit-Air-Source) | 38MURAQ36AB3* |  |  | CAP**4224AL* | 8(0,1)*SA60110E24*** | 35400 | 16.5 | 8.1 | 38500 | 35000 | 90.91% | 1.88 | 0 | 10 |  |  |  |  | R-410A | 2.95 | Residential & Commercial | USHP | Ducted CEE Tier 1
211227905 | Central HP <5.4 tons | BRYANT HEATING AND COOLING SYSTEMS | HRCU-A-CB (Split System: Heat Pump with Remote Outdoor Unit-Air-Source) | 38MURAQ36AB3* |  |  | CAP**4224AL* | 83*SA60100E21*** | 35600 | 16 | 8.1 | 38500 | 35000 | 90.91% | 1.88 | 0 | 10 |  |  |  |  | R-410A | 2.9667 | Residential & Commercial | USHP | Ducted CEE Tier 1
211228223 | Central HP <5.4 tons | BRYANT HEATING AND COOLING SYSTEMS | HRCU-A-CB (Split System: Heat Pump with Remote Outdoor Unit-Air-Source) | 38MURAQ36AB3* |  |  | CAP**4321AL* | 8(0,1)*SA36070E17*** | 36400 | 15.5 | 8.5 | 38500 | 34800 | 90.39% | 2.08 | 0 | 10 |  |  |  |  | R-410A | 3.0333 | Residential & Commercial | USHP | Ducted CEE Tier 1
211228342 | Central HP <5.4 tons | BRYANT HEATING AND COOLING SYSTEMS | HRCU-A-CB (Split System: Heat Pump with Remote Outdoor Unit-Air-Source) | 38MURAQ36AB3* |  |  | CAP**4321AL* | 83*SA48060E17*** | 37200 | 16 | 8.5 | 38500 | 34800 | 90.39% | 2.12 | 0 | 10 |  |  |  |  | R-410A | 3.1 | Residential & Commercial | USHP | Ducted CEE Tier 1
211228375 | Central HP <5.4 tons | BRYANT HEATING AND COOLING SYSTEMS | HRCU-A-CB (Split System: Heat Pump with Remote Outdoor Unit-Air-Source) | 38MURAQ36AB3* |  |  | CAP**4321AL* | 82*TA48070V17*** | 36200 | 16 | 8.5 | 38500 | 34800 | 90.39% | 2.08 | 0 | 10 |  |  |  |  | R-410A | 3.0167 | Residential & Commercial | USHP | Ducted CEE Tier 1
210472996 | Central HP <5.4 tons | BRYANT HEATING AND COOLING SYSTEMS | HRCU-A-CB (Split System: Heat Pump with Remote Outdoor Unit-Air-Source) | 288BNV025*0**C* |  |  | CAP**4224AL*+UI | 935CA66100C21*** | 23800 | 17 | 8.1 | 21400 | 16600 | 77.57% | 1.96 | 0 | 11 |  |  |  |  | R-410A | 1.9833 | Residential & Commercial | USHP | Ducted CEE Tier 1
210473095 | Central HP <5.4 tons | BRYANT HEATING AND COOLING SYSTEMS | HRCU-A-CB (Split System: Heat Pump with Remote Outdoor Unit-Air-Source) | 288BNV025*0**C* |  |  | CAP**4321AL*+UI | 935CA60080C21*** | 24400 | 17 | 8.5 | 21200 | 16600 | 78.3% | 2.04 | 0 | 11 |  |  |  |  | R-410A | 2.0333 | Residential & Commercial | USHP | Ducted CEE Tier 1
210473348 | Central HP <5.4 tons | BRYANT HEATING AND COOLING SYSTEMS | HRCU-A-CB (Split System: Heat Pump with Remote Outdoor Unit-Air-Source) | 288BNV025*0**C* |  |  | CAP**4821AL*+UI | 986TC42060C17*** | 24000 | 16.5 | 8.1 | 21000 | 16600 | 79.05% | 2 | 0 | 11 |  |  |  |  | R-410A | 2 | Residential & Commercial | USHP | Ducted CEE Tier 1
210473480 | Central HP <5.4 tons | BRYANT HEATING AND COOLING SYSTEMS | HRCU-A-CB (Split System: Heat Pump with Remote Outdoor Unit-Air-Source) | 288BNV025*0**C* |  |  | CAP**4824AL*+UI | 986TC66120C24*** | 24200 | 17 | 8.1 | 21000 | 16500 | 78.57% | 2.02 | 0 | 11 |  |  |  |  | R-410A | 2.0167 | Residential & Commercial | USHP | Ducted CEE Tier 1
210473982 | Central HP <5.4 tons | BRYANT HEATING AND COOLING SYSTEMS | HRCU-A-CB (Split System: Heat Pump with Remote Outdoor Unit-Air-Source) | 288BNV025*0**C* |  |  | CNPV*4821AL*+UI | 986TC42080C17*** | 24000 | 16.5 | 8.1 | 21400 | 16600 | 77.57% | 2 | 0 | 11 |  |  |  |  | R-410A | 2 | Residential & Commercial | USHP | Ducted CEE Tier 1
210474251 | Central HP <5.4 tons | BRYANT HEATING AND COOLING SYSTEMS | HRCU-A-CB (Split System: Heat Pump with Remote Outdoor Unit-Air-Source) | 288BNV025*0**C* |  |  | CSPH*4212AL*+UI | 83*CA36040C17*** | 24200 | 16.5 | 8.1 | 21400 | 16600 | 77.57% | 2 | 0 | 10.5 |  |  |  |  | R-410A | 2.0167 | Residential & Commercial | USHP | Ducted CEE Tier 1
210473447 | Central HP <5.4 tons | BRYANT HEATING AND COOLING SYSTEMS | HRCU-A-CB (Split System: Heat Pump with Remote Outdoor Unit-Air-Source) | 288BNV025*0**C* |  |  | CAP**4824AL*+UI | 935CA66100C21*** | 24200 | 17 | 8.1 | 21000 | 16500 | 78.57% | 2.02 | 0 | 11 |  |  |  |  | R-410A | 2.0167 | Residential & Commercial | USHP | Ducted CEE Tier 1
215668649 | Central HP <5.4 tons | KEEPRITE | HRCU-A-CB (Split System: Heat Pump with Remote Outdoor Unit-Air-Source) | C5H0V36*K*AAA* |  |  | EA*5X37M21A*+WALLCON | *80CSU1002120A* | 34400 | 17.5 | 9 | 35400 | 25200 | 71.19% | 1.9 | 0 | 9.5 |  |  |  |  | R-454B | 2.8667 | Residential & Commercial | USHP
215668801 | Central HP <5.4 tons | KEEPRITE | HRCU-A-CB (Split System: Heat Pump with Remote Outdoor Unit-Air-Source) | C5H0V36*K*AAA* |  |  | EA*5X42M21A*+WALLCON | *80CSU0601716A* | 33000 | 17.5 | 8.5 | 35800 | 25600 | 71.51% | 1.86 | 0 | 9.5 |  |  |  |  | R-454B | 2.75 | Residential & Commercial | USHP
215931921 | Central HP <5.4 tons | KEEPRITE | HRCU-A-CB (Split System: Heat Pump with Remote Outdoor Unit-Air-Source) | C5H3V60*K*AAA* |  |  | ESH5X60M12A*+WALLCON | *96CTN1202422B* | 56500 | 18 | 8.1 | 61000 | 46000 | 75.41% | 1.95 | 0 | 11 |  |  |  |  | R-454B | 4.7083 | Residential & Commercial | USHP | Ducted CEE Tier 1
215931671 | Central HP <5.4 tons | KEEPRITE | HRCU-A-CB (Split System: Heat Pump with Remote Outdoor Unit-Air-Source) | C5H3V60*K*AAA* |  |  | EA*5X61M24A*+WALLCON | *80CSU0802120A* | 57000 | 19 | 8.5 | 60500 | 46000 | 76.03% | 2.04 | 0 | 11.5 |  |  |  |  | R-454B | 4.75 | Residential & Commercial | USHP | Ducted CEE Tier 1
215678360 | Central HP <5.4 tons | KEEPRITE | HRCU-A-CB (Split System: Heat Pump with Remote Outdoor Unit-Air-Source) | C5H0V24*K*AAA* |  |  | EA*5X37M17A*+WALLCON | *80CSU0601716B* | 23800 | 17 | 9 | 23400 | 16400 | 70.09% | 2 | 0 | 10 |  |  |  |  | R-454B | 1.9833 | Residential & Commercial | USHP | Ducted CEE Tier 1
216734307 | Central HP <5.4 tons | KEEPRITE | HRCU-A-CB (Split System: Heat Pump with Remote Outdoor Unit-Air-Source) | D5CUHAH24AAK |  |  | EA*5X30M17A* | *97VTN0801716A* | 22000 | 16 | 8.1 | 20800 | 18800 | 90.38% | 1.85 | 0 | 10.5 |  |  |  |  | R-454B | 1.8333 | Residential & Commercial | USHP | Ducted CEE Tier 1
216733700 | Central HP <5.4 tons | KEEPRITE | HRCU-A-CB (Split System: Heat Pump with Remote Outdoor Unit-Air-Source) | D5CUHAH24AAK |  |  | EA*5X30M14A* | *80CTL0701412B* | 22000 | 16.5 | 8.1 | 20800 | 18700 | 89.9% | 1.85 | 0 | 10.5 |  |  |  |  | R-454B | 1.8333 | Residential & Commercial | USHP | Ducted CEE Tier 1
215931891 | Central HP <5.4 tons | KEEPRITE | HRCU-A-CB (Split System: Heat Pump with Remote Outdoor Unit-Air-Source) | C5H3V60*K*AAA* |  |  | ESH5X60M12A*+WALLCON | *97CMN1002122B* | 56500 | 18 | 8.1 | 61000 | 46000 | 75.41% | 1.95 | 0 | 11 |  |  |  |  | R-454B | 4.7083 | Residential & Commercial | USHP | Ducted CEE Tier 1
216733950 | Central HP <5.4 tons | KEEPRITE | HRCU-A-CB (Split System: Heat Pump with Remote Outdoor Unit-Air-Source) | D5CUHAH24AAK |  |  | EA*5X30M17A* | *80CTL0451712B* | 22200 | 16 | 8.1 | 20800 | 18800 | 90.38% | 1.85 | 0 | 10.5 |  |  |  |  | R-454B | 1.85 | Residential & Commercial | USHP | Ducted CEE Tier 1
216733959 | Central HP <5.4 tons | KEEPRITE | HRCU-A-CB (Split System: Heat Pump with Remote Outdoor Unit-Air-Source) | D5CUHAH24AAK |  |  | EA*5X30M17A* | *80CTL0701412B* | 22200 | 16.5 | 8.1 | 20800 | 18700 | 89.9% | 1.85 | 0 | 10.5 |  |  |  |  | R-454B | 1.85 | Residential & Commercial | USHP | Ducted CEE Tier 1
216732514 | Central HP <5.4 tons | KEEPRITE | HRCU-A-CB (Split System: Heat Pump with Remote Outdoor Unit-Air-Source) | D5CUHAH24AAK |  |  | EA*5X24M14A* | *80MS(N,L)0701412A* | 22000 | 16 | 8.5 | 21000 | 19100 | 90.95% | 1.96 | 0 | 10.5 |  |  |  |  | R-454B | 1.8333 | Residential & Commercial | USHP | Ducted CEE Tier 1
216732603 | Central HP <5.4 tons | KEEPRITE | HRCU-A-CB (Split System: Heat Pump with Remote Outdoor Unit-Air-Source) | D5CUHAH24AAK |  |  | EA*5X24M14A* | *96VSN0401410B* | 21800 | 15.5 | 8.5 | 21000 | 19200 | 91.43% | 1.96 | 0 | 10 |  |  |  |  | R-454B | 1.8167 | Residential & Commercial | USHP | Ducted CEE Tier 1
210470855 | Central HP <5.4 tons | BRYANT HEATING AND COOLING SYSTEMS | HRCU-A-CB (Split System: Heat Pump with Remote Outdoor Unit-Air-Source) | 288BNV037*0**B* |  |  | CNPV*4824AL*+UI | 83*CA60100C21*** | 32400 | 17 | 8.1 | 33000 | 24800 | 75.15% | 1.94 | 0 | 11.5 |  |  |  |  | R-410A | 2.7 | Residential & Commercial | USHP | Ducted CEE Tier 1
210471123 | Central HP <5.4 tons | BRYANT HEATING AND COOLING SYSTEMS | HRCU-A-CB (Split System: Heat Pump with Remote Outdoor Unit-Air-Source) | 288BNV037*0**B* |  |  | CSPH*6012AL*+UI | 935CA66100C21*** | 33000 | 17 | 8.1 | 32200 | 24800 | 77.02% | 2.02 | 0 | 11.5 |  |  |  |  | R-410A | 2.75 | Residential & Commercial | USHP | Ducted CEE Tier 1
210471222 | Central HP <5.4 tons | BRYANT HEATING AND COOLING SYSTEMS | HRCU-A-CB (Split System: Heat Pump with Remote Outdoor Unit-Air-Source) | 288BNV037*0**B* |  |  | CSPH*6012AL*+UI | 987MB42080C17*** | 32800 | 16.5 | 8.1 | 32600 | 25200 | 77.3% | 1.98 | 0 | 11 |  |  |  |  | R-410A | 2.7333 | Residential & Commercial | USHP | Ducted CEE Tier 1
216732612 | Central HP <5.4 tons | KEEPRITE | HRCU-A-CB (Split System: Heat Pump with Remote Outdoor Unit-Air-Source) | D5CUHAH24AAK |  |  | EA*5X24M14A* | *96VSN0601412B* | 21800 | 15.5 | 8.5 | 21000 | 19100 | 90.95% | 1.96 | 0 | 10.5 |  |  |  |  | R-454B | 1.8167 | Residential & Commercial | USHP | Ducted CEE Tier 1
216733280 | Central HP <5.4 tons | KEEPRITE | HRCU-A-CB (Split System: Heat Pump with Remote Outdoor Unit-Air-Source) | D5CUHAH24AAK |  |  | EA*5X25M17A* | *80CTL0451712B* | 23000 | 16 | 8.5 | 20800 | 18500 | 88.94% | 1.98 | 0 | 11 |  |  |  |  | R-454B | 1.9167 | Residential & Commercial | USHP | Ducted CEE Tier 1
211245365 | Central HP <5.4 tons | GRANDAIRE | HRCU-A-CB (Split System: Heat Pump with Remote Outdoor Unit-Air-Source) | WDLCURAH24ABK |  |  | WLNC364CA* | WFSU040B036A* | 23600 | 16.5 | 8.1 | 26000 | 23600 | 90.77% | 1.96 | 0 | 10.5 |  |  |  |  | R-410A | 1.9667 | Residential & Commercial | USHP | Ducted CEE Tier 1
211245903 | Central HP <5.4 tons | GRANDAIRE | HRCU-A-CB (Split System: Heat Pump with Remote Outdoor Unit-Air-Source) | WDLCURAH24ABK |  |  | FMA4X30**AL* | 0 | 25800 | 18 | 9 | 27600 | 21000 | 76.09% | 1.8 | 0 | 10.5 |  |  |  |  | R-410A | 2.15 | Residential & Commercial | USHP | Ducted CEE Tier 1
216733307 | Central HP <5.4 tons | KEEPRITE | HRCU-A-CB (Split System: Heat Pump with Remote Outdoor Unit-Air-Source) | D5CUHAH24AAK |  |  | EA*5X25M17A* | *80CTL0901716B* | 22800 | 16 | 8.5 | 20600 | 18400 | 89.32% | 1.96 | 0 | 11 |  |  |  |  | R-454B | 1.9 | Residential & Commercial | USHP | Ducted CEE Tier 1
216733682 | Central HP <5.4 tons | KEEPRITE | HRCU-A-CB (Split System: Heat Pump with Remote Outdoor Unit-Air-Source) | D5CUHAH24AAK |  |  | EA*5X30M14A* | *80VSL0451412B* | 22000 | 16 | 8.1 | 20800 | 18700 | 89.9% | 1.85 | 0 | 10.5 |  |  |  |  | R-454B | 1.8333 | Residential & Commercial | USHP | Ducted CEE Tier 1
216733475 | Central HP <5.4 tons | KEEPRITE | HRCU-A-CB (Split System: Heat Pump with Remote Outdoor Unit-Air-Source) | D5CUHAH24AAK |  |  | EA*5X25M17A* | *96VSN0401410B* | 22800 | 15.5 | 8.5 | 20800 | 18500 | 88.94% | 1.96 | 0 | 11 |  |  |  |  | R-454B | 1.9 | Residential & Commercial | USHP | Ducted CEE Tier 1
216733080 | Central HP <5.4 tons | KEEPRITE | HRCU-A-CB (Split System: Heat Pump with Remote Outdoor Unit-Air-Source) | D5CUHAH24AAK |  |  | EA*5X24M17A* | *96VTN0601716B* | 22000 | 16 | 8.5 | 21000 | 19100 | 90.95% | 1.96 | 0 | 10.5 |  |  |  |  | R-454B | 1.8333 | Residential & Commercial | USHP | Ducted CEE Tier 1
210472886 | Central HP <5.4 tons | BRYANT HEATING AND COOLING SYSTEMS | HRCU-A-CB (Split System: Heat Pump with Remote Outdoor Unit-Air-Source) | 288BNV025*0**C* |  |  | CAP**4221AL*+UI | 88*TA48070C17*** | 23800 | 16.5 | 8.1 | 21400 | 16600 | 77.57% | 1.96 | 0 | 11 |  |  |  |  | R-410A | 1.9833 | Residential & Commercial | USHP | Ducted CEE Tier 1
210473205 | Central HP <5.4 tons | BRYANT HEATING AND COOLING SYSTEMS | HRCU-A-CB (Split System: Heat Pump with Remote Outdoor Unit-Air-Source) | 288BNV025*0**C* |  |  | CAP**4321AL*+UI | 987MB42080C17*** | 24400 | 16.5 | 8.1 | 21200 | 16700 | 78.77% | 2.02 | 0 | 11 |  |  |  |  | R-410A | 2.0333 | Residential & Commercial | USHP | Ducted CEE Tier 1
211245004 | Central HP <5.4 tons | BRYANT HEATING AND COOLING SYSTEMS | HRCU-A-CB (Split System: Heat Pump with Remote Outdoor Unit-Air-Source) | 38MURAQ24AB3* |  |  | CNPV*3617AL* | 926TB36040V17*** | 23400 | 16 | 8.1 | 25800 | 24000 | 93.02% | 1.98 | 0 | 10 |  |  |  |  | R-410A | 1.95 | Residential & Commercial | USHP | Ducted CEE Tier 1
211245319 | Central HP <5.4 tons | BRYANT HEATING AND COOLING SYSTEMS | HRCU-A-CB (Split System: Heat Pump with Remote Outdoor Unit-Air-Source) | 38MURAQ24AB3* |  |  | CNPV*3621AL* | 926SA60080V21*** | 24000 | 17 | 8.1 | 26000 | 23200 | 89.23% | 1.92 | 0 | 10.5 |  |  |  |  | R-410A | 2 | Residential & Commercial | USHP | Ducted CEE Tier 1
211245337 | Central HP <5.4 tons | BRYANT HEATING AND COOLING SYSTEMS | HRCU-A-CB (Split System: Heat Pump with Remote Outdoor Unit-Air-Source) | 38MURAQ24AB3* |  |  | CNPV*3621AL* | 926SA36040V17*** | 23400 | 16 | 8.1 | 25800 | 24000 | 93.02% | 1.98 | 0 | 10 |  |  |  |  | R-410A | 1.95 | Residential & Commercial | USHP | Ducted CEE Tier 1
211245422 | Central HP <5.4 tons | BRYANT HEATING AND COOLING SYSTEMS | HRCU-A-CB (Split System: Heat Pump with Remote Outdoor Unit-Air-Source) | 38MURAQ24AB3* |  |  | CNPV*3621AL* | 82*SA48045V17*** | 24200 | 16 | 8.1 | 26400 | 22800 | 86.36% | 1.88 | 0 | 10.5 |  |  |  |  | R-410A | 2.0167 | Residential & Commercial | USHP | Ducted CEE Tier 1
212986354 | Central HP <5.4 tons | GRANDAIRE | HRCU-A-CB (Split System: Heat Pump with Remote Outdoor Unit-Air-Source) | WDLCURAH18ABK |  |  | WLNC244AA* | WFSX040A030B* | 17400 | 15.5 | 8.5 | 18500 | 19200 | 103.8% | 2.3 | 0 | 10.5 |  |  |  |  | R-410A | 1.45 | Residential & Commercial | USHP | Ducted CEE Tier 1
212987506 | Central HP <5.4 tons | GRANDAIRE | HRCU-A-CB (Split System: Heat Pump with Remote Outdoor Unit-Air-Source) | WDLCURAH18ABK |  |  | WLA*194BA* | WFSX080B048B* | 18200 | 16.5 | 8.5 | 18100 | 19400 | 107.2% | 2.32 | 0 | 11 |  |  |  |  | R-410A | 1.5167 | Residential & Commercial | USHP | Ducted CEE Tier 1
212986222 | Central HP <5.4 tons | GRANDAIRE | HRCU-A-CB (Split System: Heat Pump with Remote Outdoor Unit-Air-Source) | WDLCURAH24ABK |  |  | WLNC244AA* | WFSX040A030B* | 23200 | 16 | 8.5 | 27000 | 25200 | 93.33% | 2.1 | 0 | 10 |  |  |  |  | R-410A | 1.9333 | Residential & Commercial | USHP | Ducted CEE Tier 1
212986138 | Central HP <5.4 tons | GRANDAIRE | HRCU-A-CB (Split System: Heat Pump with Remote Outdoor Unit-Air-Source) | WDLCURAH24ABK |  |  | WLA*244AA* | WFSX040A030B* | 23200 | 16 | 8.5 | 27000 | 26400 | 97.78% | 2.2 | 0 | 9.5 |  |  |  |  | R-410A | 1.9333 | Residential & Commercial | USHP
213607733 | Central HP <5.4 tons | GRANDAIRE | HRCU-A-CB (Split System: Heat Pump with Remote Outdoor Unit-Air-Source) | WDLCURAH36ABK |  |  | WBGL364BC | 0 | 35400 | 16.5 | 8.5 | 38000 | 35200 | 92.63% | 1.86 | 0 | 10 |  |  |  |  | R-410A | 2.95 | Residential & Commercial | USHP | Ducted CEE Tier 1
215864020 | Central HP <5.4 tons | Wells | HRCU-A-CB (Split System: Heat Pump with Remote Outdoor Unit-Air-Source) | WOS-18QUA/230 |  |  | WIAH-18MOC/230 | 0 | 18000 | 18.5 | 9.8 | 18000 | 13000 | 72.22% | 2.3 | 0 | 12.1 |  |  |  |  | R-454B | 1.5 | Residential & Commercial | USHP | Ducted CEE Tier 1
215678310 | Central HP <5.4 tons | KEEPRITE | HRCU-A-CB (Split System: Heat Pump with Remote Outdoor Unit-Air-Source) | C5H0V24*K*AAA* |  |  | EA*5X36M17A*+WALLCON | *80CSU0401712B* | 23200 | 17 | 8.5 | 23400 | 16500 | 70.51% | 2 | 0 | 10 |  |  |  |  | R-454B | 1.9333 | Residential & Commercial | USHP | Ducted CEE Tier 1
210473916 | Central HP <5.4 tons | BRYANT HEATING AND COOLING SYSTEMS | HRCU-A-CB (Split System: Heat Pump with Remote Outdoor Unit-Air-Source) | 288BNV025*0**C* |  |  | CNPV*4821AL*+UI | 83*CA36040C17*** | 24200 | 17 | 8.1 | 21200 | 16500 | 77.83% | 2 | 0 | 11 |  |  |  |  | R-410A | 2.0167 | Residential & Commercial | USHP | Ducted CEE Tier 1
210474081 | Central HP <5.4 tons | BRYANT HEATING AND COOLING SYSTEMS | HRCU-A-CB (Split System: Heat Pump with Remote Outdoor Unit-Air-Source) | 288BNV025*0**C* |  |  | CNPV*4824AL*+UI | 83*CA60100C21*** | 24000 | 16.5 | 8.1 | 21400 | 16600 | 77.57% | 2 | 0 | 11 |  |  |  |  | R-410A | 2 | Residential & Commercial | USHP | Ducted CEE Tier 1
210474383 | Central HP <5.4 tons | BRYANT HEATING AND COOLING SYSTEMS | HRCU-A-CB (Split System: Heat Pump with Remote Outdoor Unit-Air-Source) | 288BNV025*0**C* |  |  | CSPH*4212AL*+UI | 987MB66120C24*** | 24200 | 16 | 8.1 | 21400 | 16700 | 78.04% | 2 | 0 | 10.5 |  |  |  |  | R-410A | 2.0167 | Residential & Commercial | USHP | Ducted CEE Tier 1
210474416 | Central HP <5.4 tons | BRYANT HEATING AND COOLING SYSTEMS | HRCU-A-CB (Split System: Heat Pump with Remote Outdoor Unit-Air-Source) | 288BNV025*0**C* |  |  | CSPH*4212AL*+UI | 88*TA48090C17*** | 24200 | 16.5 | 8.1 | 21200 | 16500 | 77.83% | 2.02 | 0 | 11 |  |  |  |  | R-410A | 2.0167 | Residential & Commercial | USHP | Ducted CEE Tier 1
210474482 | Central HP <5.4 tons | BRYANT HEATING AND COOLING SYSTEMS | HRCU-A-CB (Split System: Heat Pump with Remote Outdoor Unit-Air-Source) | 288BNV025*0**C* |  |  | CSPH*4812AL*+UI | 83*CA48060C17*** | 24200 | 16.5 | 8.1 | 21200 | 16600 | 78.3% | 2 | 0 | 10.5 |  |  |  |  | R-410A | 2.0167 | Residential & Commercial | USHP | Ducted CEE Tier 1
210470254 | Central HP <5.4 tons | BRYANT HEATING AND COOLING SYSTEMS | HRCU-A-CB (Split System: Heat Pump with Remote Outdoor Unit-Air-Source) | 288BNV037*0**B* |  |  | CAP**6024AL*+UI | 83*CA60100C21*** | 32800 | 17 | 8.1 | 32000 | 24800 | 77.5% | 1.96 | 0 | 11 |  |  |  |  | R-410A | 2.7333 | Residential & Commercial | USHP | Ducted CEE Tier 1
210470287 | Central HP <5.4 tons | BRYANT HEATING AND COOLING SYSTEMS | HRCU-A-CB (Split System: Heat Pump with Remote Outdoor Unit-Air-Source) | 288BNV037*0**B* |  |  | CAP**6024AL*+UI | 986TC66120C24*** | 32800 | 18 | 8.5 | 31800 | 24800 | 77.99% | 2 | 0 | 11.7 |  |  |  |  | R-410A | 2.7333 | Residential & Commercial | USHP | Ducted CEE Tier 1
211243516 | Central HP <5.4 tons | BRYANT HEATING AND COOLING SYSTEMS | HRCU-A-CB (Split System: Heat Pump with Remote Outdoor Unit-Air-Source) | 38MURAQ24AB3* |  |  | CAP**3721AL* | 8(0,1)*SA48070E21*** | 25000 | 17 | 8.5 | 25600 | 20800 | 81.25% | 1.76 | 0 | 10.5 |  |  |  |  | R-410A | 2.0833 | Residential & Commercial | USHP | Ducted CEE Tier 1
211243564 | Central HP <5.4 tons | BRYANT HEATING AND COOLING SYSTEMS | HRCU-A-CB (Split System: Heat Pump with Remote Outdoor Unit-Air-Source) | 38MURAQ24AB3* |  |  | CAP**3721AL* | 912SD42060E17*** | 25000 | 17 | 8.5 | 25600 | 20800 | 81.25% | 1.76 | 0 | 10.5 |  |  |  |  | R-410A | 2.0833 | Residential & Commercial | USHP | Ducted CEE Tier 1
211243699 | Central HP <5.4 tons | BRYANT HEATING AND COOLING SYSTEMS | HRCU-A-CB (Split System: Heat Pump with Remote Outdoor Unit-Air-Source) | 38MURAQ24AB3* |  |  | CNPV*2414AL* | 82*SA36045V14*** | 23800 | 16 | 8.5 | 26800 | 23200 | 86.57% | 1.9 | 0 | 10 |  |  |  |  | R-410A | 1.9833 | Residential & Commercial | USHP | Ducted CEE Tier 1
211243882 | Central HP <5.4 tons | BRYANT HEATING AND COOLING SYSTEMS | HRCU-A-CB (Split System: Heat Pump with Remote Outdoor Unit-Air-Source) | 38MURAQ24AB3* |  |  | CNPV*2417AL* | 926SA36060V14*** | 23200 | 16 | 8.5 | 26400 | 24600 | 93.18% | 2.04 | 0 | 10 |  |  |  |  | R-410A | 1.9333 | Residential & Commercial | USHP | Ducted CEE Tier 1
211243949 | Central HP <5.4 tons | BRYANT HEATING AND COOLING SYSTEMS | HRCU-A-CB (Split System: Heat Pump with Remote Outdoor Unit-Air-Source) | 38MURAQ24AB3* |  |  | CNPV*2417AL* | 82*SA48070V17*** | 23400 | 16 | 8.5 | 26600 | 24000 | 90.23% | 1.98 | 0 | 10 |  |  |  |  | R-410A | 1.95 | Residential & Commercial | USHP | Ducted CEE Tier 1
211244067 | Central HP <5.4 tons | BRYANT HEATING AND COOLING SYSTEMS | HRCU-A-CB (Split System: Heat Pump with Remote Outdoor Unit-Air-Source) | 38MURAQ24AB3* |  |  | CNPV*2417AL* | 926TB36060V14*** | 23200 | 16 | 8.5 | 26400 | 24600 | 93.18% | 2.04 | 0 | 10 |  |  |  |  | R-410A | 1.9333 | Residential & Commercial | USHP | Ducted CEE Tier 1
212988660 | Central HP <5.4 tons | GRANDAIRE | HRCU-A-CB (Split System: Heat Pump with Remote Outdoor Unit-Air-Source) | WDLCURAH24ABK |  |  | WLA*254BA* | WFSU040B036B* | 24200 | 16.5 | 8.5 | 25200 | 24400 | 96.83% | 2.02 | 0 | 10 |  |  |  |  | R-410A | 2.0167 | Residential & Commercial | USHP | Ducted CEE Tier 1
212989212 | Central HP <5.4 tons | GRANDAIRE | HRCU-A-CB (Split System: Heat Pump with Remote Outdoor Unit-Air-Source) | WDLCURAH24ABK |  |  | WLA*374CA* | WFSU060B048B* | 24200 | 17.5 | 8.5 | 25200 | 25400 | 100.8% | 2.14 | 0 | 10.5 |  |  |  |  | R-410A | 2.0167 | Residential & Commercial | USHP | Ducted CEE Tier 1
211240254 | Central HP <5.4 tons | BRYANT HEATING AND COOLING SYSTEMS | HRCU-A-CB (Split System: Heat Pump with Remote Outdoor Unit-Air-Source) | 38MURAQ24AB3* |  |  | CAP**2414AL* | 82*TA36045V14*** | 23800 | 16.5 | 8.5 | 26800 | 24000 | 89.55% | 1.98 | 0 | 10 |  |  |  |  | R-410A | 1.9833 | Residential & Commercial | USHP | Ducted CEE Tier 1
211240477 | Central HP <5.4 tons | BRYANT HEATING AND COOLING SYSTEMS | HRCU-A-CB (Split System: Heat Pump with Remote Outdoor Unit-Air-Source) | 38MURAQ24AB3* |  |  | CAP**2417AL* | 82*SA48070V17*** | 23600 | 16.5 | 8.5 | 26600 | 24600 | 92.48% | 2.04 | 0 | 10 |  |  |  |  | R-410A | 1.9667 | Residential & Commercial | USHP | Ducted CEE Tier 1
211245744 | Central HP <5.4 tons | BRYANT HEATING AND COOLING SYSTEMS | HRCU-A-CB (Split System: Heat Pump with Remote Outdoor Unit-Air-Source) | 38MURAQ24AB3* |  |  | CNPV*3621AL* | 83*SA48060E17*** | 24800 | 16.5 | 8.5 | 26600 | 22200 | 83.46% | 1.84 | 0 | 10.5 |  |  |  |  | R-410A | 2.0667 | Residential & Commercial | USHP | Ducted CEE Tier 1
211240837 | Central HP <5.4 tons | BRYANT HEATING AND COOLING SYSTEMS | HRCU-A-CB (Split System: Heat Pump with Remote Outdoor Unit-Air-Source) | 38MURAQ24AB3* |  |  | CAP**2517AL* | 926SA36040V17*** | 23800 | 16 | 8.1 | 25200 | 21800 | 86.51% | 1.82 | 0 | 10 |  |  |  |  | R-410A | 1.9833 | Residential & Commercial | USHP | Ducted CEE Tier 1
211241121 | Central HP <5.4 tons | BRYANT HEATING AND COOLING SYSTEMS | HRCU-A-CB (Split System: Heat Pump with Remote Outdoor Unit-Air-Source) | 38MURAQ24AB3* |  |  | CAP**2517AL* | 912SD42060E17*** | 25000 | 17 | 8.5 | 25600 | 21000 | 82.03% | 1.78 | 0 | 10.5 |  |  |  |  | R-410A | 2.0833 | Residential & Commercial | USHP | Ducted CEE Tier 1
211241487 | Central HP <5.4 tons | BRYANT HEATING AND COOLING SYSTEMS | HRCU-A-CB (Split System: Heat Pump with Remote Outdoor Unit-Air-Source) | 38MURAQ24AB3* |  |  | CAP**3017AL* | 82*SA48070V17*** | 23800 | 16.5 | 8.5 | 26200 | 23400 | 89.31% | 1.94 | 0 | 10 |  |  |  |  | R-410A | 1.9833 | Residential & Commercial | USHP | Ducted CEE Tier 1
211241496 | Central HP <5.4 tons | BRYANT HEATING AND COOLING SYSTEMS | HRCU-A-CB (Split System: Heat Pump with Remote Outdoor Unit-Air-Source) | 38MURAQ24AB3* |  |  | CAP**3017AL* | 935SA48060E17*** | 24200 | 16.5 | 8.5 | 26400 | 23000 | 87.12% | 1.9 | 0 | 10 |  |  |  |  | R-410A | 2.0167 | Residential & Commercial | USHP | Ducted CEE Tier 1
211241605 | Central HP <5.4 tons | BRYANT HEATING AND COOLING SYSTEMS | HRCU-A-CB (Split System: Heat Pump with Remote Outdoor Unit-Air-Source) | 38MURAQ24AB3* |  |  | CAP**3017AL* | 926TB36060V14*** | 23400 | 16.5 | 8.5 | 26000 | 24000 | 92.31% | 1.98 | 0 | 10 |  |  |  |  | R-410A | 1.95 | Residential & Commercial | USHP | Ducted CEE Tier 1
215678240 | Central HP <5.4 tons | KEEPRITE | HRCU-A-CB (Split System: Heat Pump with Remote Outdoor Unit-Air-Source) | C5H0V24*K*AAA* |  |  | EA*5X25M17A*+WALLCON | *80CSU0601716B* | 24000 | 17 | 9 | 23200 | 16300 | 70.26% | 2.02 | 0 | 10.5 |  |  |  |  | R-454B | 2 | Residential & Commercial | USHP | Ducted CEE Tier 1
210470309 | Central HP <5.4 tons | BRYANT HEATING AND COOLING SYSTEMS | HRCU-A-CB (Split System: Heat Pump with Remote Outdoor Unit-Air-Source) | 288BNV037*0**B* |  |  | CAP**6024AL*+UI | 987MB66100C21*** | 32800 | 17.5 | 8.5 | 31800 | 24800 | 77.99% | 2 | 0 | 11.7 |  |  |  |  | R-410A | 2.7333 | Residential & Commercial | USHP | Ducted CEE Tier 1
210470375 | Central HP <5.4 tons | BRYANT HEATING AND COOLING SYSTEMS | HRCU-A-CB (Split System: Heat Pump with Remote Outdoor Unit-Air-Source) | 288BNV037*0**B* |  |  | CAP**6121AL*+UI | 935CA60080C21*** | 33200 | 18 | 8.5 | 32000 | 24800 | 77.5% | 2 | 0 | 11.5 |  |  |  |  | R-410A | 2.7667 | Residential & Commercial | USHP | Ducted CEE Tier 1
210470518 | Central HP <5.4 tons | BRYANT HEATING AND COOLING SYSTEMS | HRCU-A-CB (Split System: Heat Pump with Remote Outdoor Unit-Air-Source) | 288BNV037*0**B* |  |  | CAP**6124AL*+UI | 935CA60080C21*** | 33200 | 18 | 8.5 | 32000 | 24800 | 77.5% | 2 | 0 | 11.5 |  |  |  |  | R-410A | 2.7667 | Residential & Commercial | USHP | Ducted CEE Tier 1
215680010 | Central HP <5.4 tons | KEEPRITE | HRCU-A-CB (Split System: Heat Pump with Remote Outdoor Unit-Air-Source) | C5H0V36*K*AAA* |  |  | ESH5X60M12A*+WALLCON | *97CTN1202422A* | 34600 | 16.5 | 8.5 | 34600 | 24800 | 71.68% | 1.92 | 0 | 10 |  |  |  |  | R-454B | 2.8833 | Residential & Commercial | USHP | Ducted CEE Tier 1
215679960 | Central HP <5.4 tons | KEEPRITE | HRCU-A-CB (Split System: Heat Pump with Remote Outdoor Unit-Air-Source) | C5H0V36*K*AAA* |  |  | ESH5X60M12A*+WALLCON | *80CSU0601716B* | 34600 | 17 | 8.5 | 34600 | 24800 | 71.68% | 1.92 | 0 | 10 |  |  |  |  | R-454B | 2.8833 | Residential & Commercial | USHP | Ducted CEE Tier 1
215679560 | Central HP <5.4 tons | KEEPRITE | HRCU-A-CB (Split System: Heat Pump with Remote Outdoor Unit-Air-Source) | C5H0V36*K*AAA* |  |  | EA*5X60M24A*+WALLCON | *96CTN0802120B* | 34400 | 18 | 9 | 34200 | 24800 | 72.51% | 1.9 | 0 | 10 |  |  |  |  | R-454B | 2.8667 | Residential & Commercial | USHP | Ducted CEE Tier 1
215679990 | Central HP <5.4 tons | KEEPRITE | HRCU-A-CB (Split System: Heat Pump with Remote Outdoor Unit-Air-Source) | C5H0V36*K*AAA* |  |  | ESH5X60M12A*+WALLCON | *97CTN0802120A* | 34600 | 16.5 | 8.5 | 34600 | 24800 | 71.68% | 1.8 | 0 | 9.5 |  |  |  |  | R-454B | 2.8833 | Residential & Commercial | USHP
215679890 | Central HP <5.4 tons | KEEPRITE | HRCU-A-CB (Split System: Heat Pump with Remote Outdoor Unit-Air-Source) | C5H0V36*K*AAA* |  |  | ESH5X48M12A*+WALLCON | *80CSU0601716B* | 34200 | 17 | 8.5 | 35400 | 25200 | 71.19% | 1.9 | 0 | 9.5 |  |  |  |  | R-454B | 2.85 | Residential & Commercial | USHP
210595588 | Central HP <5.4 tons | KENMORE | HRCU-A-CB (Split System: Heat Pump with Remote Outdoor Unit-Air-Source) | (C,H,T)VH825GKA2* |  |  | EA*4X42L21A*+WALLCON | *95CSU0601716A* | 23600 | 16.5 | 8.1 | 21400 | 16700 | 78.04% | 1.94 | 0 | 10.5 |  |  |  |  | R-410A | 1.9667 | Residential & Commercial | USHP | Ducted CEE Tier 1
211228456 | Central HP <5.4 tons | BRYANT HEATING AND COOLING SYSTEMS | HRCU-A-CB (Split System: Heat Pump with Remote Outdoor Unit-Air-Source) | 38MURAQ36AB3* |  |  | CAP**4321AL* | 912SD60100E21*** | 37200 | 16 | 8.5 | 38500 | 34800 | 90.39% | 2.12 | 0 | 10 |  |  |  |  | R-410A | 3.1 | Residential & Commercial | USHP | Ducted CEE Tier 1
211228890 | Central HP <5.4 tons | BRYANT HEATING AND COOLING SYSTEMS | HRCU-A-CB (Split System: Heat Pump with Remote Outdoor Unit-Air-Source) | 38MURAQ36AB3* |  |  | CAP**4821AL* | 83*SA60100E21*** | 36000 | 16 | 8.5 | 38500 | 34600 | 89.87% | 2.06 | 0 | 10 |  |  |  |  | R-410A | 3 | Residential & Commercial | USHP | Ducted CEE Tier 1
215677250 | Central HP <5.4 tons | KEEPRITE | HRCU-A-CB (Split System: Heat Pump with Remote Outdoor Unit-Air-Source) | C5H0V60*K*AAA* |  |  | EVM5X61M24A*+WALLCON | *95CSU0802120B* | 57500 | 18 | 9 | 64000 | 45000 | 70.31% | 2.08 | 0 | 9 |  |  |  |  | R-454B | 4.7917 | Residential & Commercial | USHP
215677000 | Central HP <5.4 tons | KEEPRITE | HRCU-A-CB (Split System: Heat Pump with Remote Outdoor Unit-Air-Source) | C5H0V60*K*AAA* |  |  | EVM5X60M21A*+WALLCON | *80CTL0702120B* | 56500 | 18 | 9 | 64000 | 45000 | 70.31% | 2.06 | 0 | 9 |  |  |  |  | R-454B | 4.7083 | Residential & Commercial | USHP
215677030 | Central HP <5.4 tons | KEEPRITE | HRCU-A-CB (Split System: Heat Pump with Remote Outdoor Unit-Air-Source) | C5H0V60*K*AAA* |  |  | EVM5X60M21A*+WALLCON | *95CSU0802120B* | 56500 | 18 | 9 | 64000 | 45000 | 70.31% | 2.06 | 0 | 9 |  |  |  |  | R-454B | 4.7083 | Residential & Commercial | USHP
210470551 | Central HP <5.4 tons | BRYANT HEATING AND COOLING SYSTEMS | HRCU-A-CB (Split System: Heat Pump with Remote Outdoor Unit-Air-Source) | 288BNV037*0**B* |  |  | CAP**6124AL*+UI | 88*TA60090C21*** | 33200 | 18 | 8.5 | 32000 | 24800 | 77.5% | 2 | 0 | 12 |  |  |  |  | R-410A | 2.7667 | Residential & Commercial | USHP | Ducted CEE Tier 1
210470844 | Central HP <5.4 tons | BRYANT HEATING AND COOLING SYSTEMS | HRCU-A-CB (Split System: Heat Pump with Remote Outdoor Unit-Air-Source) | 288BNV037*0**B* |  |  | CNPV*4824AL*+UI | 935CA66100C21*** | 32400 | 17.5 | 8.1 | 32800 | 24600 | 75% | 1.98 | 0 | 11.7 |  |  |  |  | R-410A | 2.7 | Residential & Commercial | USHP | Ducted CEE Tier 1
210471178 | Central HP <5.4 tons | BRYANT HEATING AND COOLING SYSTEMS | HRCU-A-CB (Split System: Heat Pump with Remote Outdoor Unit-Air-Source) | 288BNV037*0**B* |  |  | CSPH*6012AL*+UI | 88*TA60090C21*** | 33000 | 17 | 8.1 | 32200 | 25000 | 77.64% | 2 | 0 | 11.5 |  |  |  |  | R-410A | 2.75 | Residential & Commercial | USHP | Ducted CEE Tier 1
210471255 | Central HP <5.4 tons | BRYANT HEATING AND COOLING SYSTEMS | HRCU-A-CB (Split System: Heat Pump with Remote Outdoor Unit-Air-Source) | 288BNV037*0**B* |  |  | CSPH*6012AL*+UI | 987MB66120C24*** | 33000 | 17 | 8.1 | 32200 | 25000 | 77.64% | 2 | 0 | 11 |  |  |  |  | R-410A | 2.75 | Residential & Commercial | USHP | Ducted CEE Tier 1
215678350 | Central HP <5.4 tons | KEEPRITE | HRCU-A-CB (Split System: Heat Pump with Remote Outdoor Unit-Air-Source) | C5H0V24*K*AAA* |  |  | EA*5X37M17A*+WALLCON | *80CSU0401712B* | 23800 | 17 | 9 | 23400 | 16400 | 70.09% | 2 | 0 | 10 |  |  |  |  | R-454B | 1.9833 | Residential & Commercial | USHP | Ducted CEE Tier 1
215667881 | Central HP <5.4 tons | KEEPRITE | HRCU-A-CB (Split System: Heat Pump with Remote Outdoor Unit-Air-Source) | C5H0V24*K*AAA* |  |  | EA*5X37M21A*+WALLCON | *95CSU1002122B* | 24000 | 17 | 9 | 23200 | 16300 | 70.26% | 2.02 | 0 | 10.5 |  |  |  |  | R-454B | 2 | Residential & Commercial | USHP | Ducted CEE Tier 1
210470909 | Central HP <5.4 tons | BRYANT HEATING AND COOLING SYSTEMS | HRCU-A-CB (Split System: Heat Pump with Remote Outdoor Unit-Air-Source) | 288BNV037*0**B* |  |  | CNPV*6024AL*+UI | 88*TA60090C21*** | 32800 | 18 | 8.1 | 32200 | 24800 | 77.02% | 1.98 | 0 | 12 |  |  |  |  | R-410A | 2.7333 | Residential & Commercial | USHP | Ducted CEE Tier 1
210470920 | Central HP <5.4 tons | BRYANT HEATING AND COOLING SYSTEMS | HRCU-A-CB (Split System: Heat Pump with Remote Outdoor Unit-Air-Source) | 288BNV037*0**B* |  |  | CNPV*6024AL*+UI | 88*TA66135C24*** | 32800 | 18 | 8.1 | 32200 | 24600 | 76.4% | 1.98 | 0 | 12 |  |  |  |  | R-410A | 2.7333 | Residential & Commercial | USHP | Ducted CEE Tier 1
210470595 | Central HP <5.4 tons | BRYANT HEATING AND COOLING SYSTEMS | HRCU-A-CB (Split System: Heat Pump with Remote Outdoor Unit-Air-Source) | 288BNV037*0**B* |  |  | CAP**6124AL*+UI | 987MB66100C21*** | 33200 | 18 | 8.5 | 32000 | 24800 | 77.5% | 2 | 0 | 12 |  |  |  |  | R-410A | 2.7667 | Residential & Commercial | USHP | Ducted CEE Tier 1
210471277 | Central HP <5.4 tons | BRYANT HEATING AND COOLING SYSTEMS | HRCU-A-CB (Split System: Heat Pump with Remote Outdoor Unit-Air-Source) | 288BNV037*0**B* |  |  | CSPH*6012AL*+UI | 986TC66100C21*** | 33000 | 17 | 8.1 | 32200 | 24800 | 77.02% | 2.02 | 0 | 11.5 |  |  |  |  | R-410A | 2.75 | Residential & Commercial | USHP | Ducted CEE Tier 1
211245699 | Central HP <5.4 tons | GRANDAIRE | HRCU-A-CB (Split System: Heat Pump with Remote Outdoor Unit-Air-Source) | WDLCURAH24ABK |  |  | WLNC364CA* | WFAX100C060A* | 24800 | 16.5 | 8.5 | 26800 | 22200 | 82.84% | 1.84 | 0 | 10.5 |  |  |  |  | R-410A | 2.0667 | Residential & Commercial | USHP | Ducted CEE Tier 1
211245710 | Central HP <5.4 tons | GRANDAIRE | HRCU-A-CB (Split System: Heat Pump with Remote Outdoor Unit-Air-Source) | WDLCURAH24ABK |  |  | WLNC364CA* | WFSX060B042A* | 24600 | 16 | 8.1 | 26600 | 22400 | 84.21% | 1.84 | 0 | 10.5 |  |  |  |  | R-410A | 2.05 | Residential & Commercial | USHP | Ducted CEE Tier 1
211227065 | Central HP <5.4 tons | GRANDAIRE | HRCU-A-CB (Split System: Heat Pump with Remote Outdoor Unit-Air-Source) | WDLCURAH36ABK |  |  | WLA*374CA* | WFSX080C060A* | 37200 | 15.5 | 8.5 | 38500 | 35000 | 90.91% | 2.12 | 0 | 10 |  |  |  |  | R-410A | 3.1 | Residential & Commercial | USHP | Ducted CEE Tier 1
211227340 | Central HP <5.4 tons | GRANDAIRE | HRCU-A-CB (Split System: Heat Pump with Remote Outdoor Unit-Air-Source) | WDLCURAH36ABK |  |  | WLA*424CA* | WFEL090B042B* | 36000 | 15.5 | 8.1 | 39500 | 35200 | 89.11% | 1.9 | 0 | 10 |  |  |  |  | R-410A | 3 | Residential & Commercial | USHP | Ducted CEE Tier 1
211229075 | Central HP <5.4 tons | BRYANT HEATING AND COOLING SYSTEMS | HRCU-A-CB (Split System: Heat Pump with Remote Outdoor Unit-Air-Source) | 38MURAQ36AB3* |  |  | CAP**4821AL* | 926SA42060V17*** | 35400 | 15.5 | 8.1 | 38500 | 34800 | 90.39% | 2.02 | 0 | 9.5 |  |  |  |  | R-410A | 2.95 | Residential & Commercial | USHP
211229111 | Central HP <5.4 tons | BRYANT HEATING AND COOLING SYSTEMS | HRCU-A-CB (Split System: Heat Pump with Remote Outdoor Unit-Air-Source) | 38MURAQ36AB3* |  |  | CAP**4821AL* | 935SA48060E17*** | 35600 | 16 | 8.5 | 38500 | 34600 | 89.87% | 2.04 | 0 | 10 |  |  |  |  | R-410A | 2.9667 | Residential & Commercial | USHP | Ducted CEE Tier 1
211229460 | Central HP <5.4 tons | BRYANT HEATING AND COOLING SYSTEMS | HRCU-A-CB (Split System: Heat Pump with Remote Outdoor Unit-Air-Source) | 38MURAQ36AB3* |  |  | CAP**4824AL* | 912SD66100E21*** | 37400 | 15.5 | 8.5 | 38500 | 35000 | 90.91% | 2.12 | 0 | 10 |  |  |  |  | R-410A | 3.1167 | Residential & Commercial | USHP | Ducted CEE Tier 1
215934011 | Central HP <5.4 tons | KEEPRITE | HRCU-A-CB (Split System: Heat Pump with Remote Outdoor Unit-Air-Source) | C5H3V48*K*AAA* |  |  | EA*5X48M21A*+WALLCON | *80CTL0902120B* | 44000 | 21 | 9.5 | 48000 | 36200 | 75.42% | 1.92 | 0 | 11 |  |  |  |  | R-454B | 3.6667 | Residential & Commercial | USHP | Ducted CEE Tier 1
215939762 | Central HP <5.4 tons | KENMORE | HRCU-A-CB (Split System: Heat Pump with Remote Outdoor Unit-Air-Source) | (C,H,T)5H3V36*K*AAA* |  |  | EA*5X48M21A*+WALLCON | *97CTN0801716A* | 33200 | 19.5 | 9.5 | 35000 | 26800 | 76.57% | 2.02 | 0 | 11 |  |  |  |  | R-454B | 2.7667 | Residential & Commercial | USHP | Ducted CEE Tier 1
215935641 | Central HP <5.4 tons | KEEPRITE | HRCU-A-CB (Split System: Heat Pump with Remote Outdoor Unit-Air-Source) | C5H3V36*K*AAA* |  |  | EVD5X36M21A*+WALLCON | *80CTL0702120B* | 34400 | 21 | 8.5 | 38500 | 28200 | 73.25% | 2.04 | 0 | 11.7 |  |  |  |  | R-454B | 2.8667 | Residential & Commercial | USHP | Ducted CEE Tier 1
210473271 | Central HP <5.4 tons | BRYANT HEATING AND COOLING SYSTEMS | HRCU-A-CB (Split System: Heat Pump with Remote Outdoor Unit-Air-Source) | 288BNV025*0**C* |  |  | CAP**4821AL*+UI | 935CA60080C21*** | 24200 | 17 | 8.1 | 21000 | 16500 | 78.57% | 2.02 | 0 | 11 |  |  |  |  | R-410A | 2.0167 | Residential & Commercial | USHP | Ducted CEE Tier 1
211245523 | Central HP <5.4 tons | BRYANT HEATING AND COOLING SYSTEMS | HRCU-A-CB (Split System: Heat Pump with Remote Outdoor Unit-Air-Source) | 38MURAQ24AB3* |  |  | CNPV*3621AL* | 82*TA48070V17*** | 24200 | 17 | 8.1 | 26200 | 23000 | 87.79% | 1.9 | 0 | 10.5 |  |  |  |  | R-410A | 2.0167 | Residential & Commercial | USHP | Ducted CEE Tier 1
211245755 | Central HP <5.4 tons | BRYANT HEATING AND COOLING SYSTEMS | HRCU-A-CB (Split System: Heat Pump with Remote Outdoor Unit-Air-Source) | 38MURAQ24AB3* |  |  | CNPV*3621AL* | OVMAAB036098 | 23600 | 16.5 | 8.1 | 26000 | 23600 | 90.77% | 1.96 | 0 | 10 |  |  |  |  | R-410A | 1.9667 | Residential & Commercial | USHP | Ducted CEE Tier 1
211245773 | Central HP <5.4 tons | BRYANT HEATING AND COOLING SYSTEMS | HRCU-A-CB (Split System: Heat Pump with Remote Outdoor Unit-Air-Source) | 38MURAQ24AB3* |  |  | CNPV*3621AL* | OVMAAB042112 | 24200 | 16 | 8.1 | 26400 | 23000 | 87.12% | 1.88 | 0 | 10 |  |  |  |  | R-410A | 2.0167 | Residential & Commercial | USHP | Ducted CEE Tier 1
211245803 | Central HP <5.4 tons | BRYANT HEATING AND COOLING SYSTEMS | HRCU-A-CB (Split System: Heat Pump with Remote Outdoor Unit-Air-Source) | 38MURAQ24AB3* |  |  | FB4CNP025L | 0 | 23800 | 17.5 | 8.5 | 26000 | 23800 | 91.54% | 2 | 0 | 10 |  |  |  |  | R-410A | 1.9833 | Residential & Commercial | USHP | Ducted CEE Tier 1
210472875 | Central HP <5.4 tons | BRYANT HEATING AND COOLING SYSTEMS | HRCU-A-CB (Split System: Heat Pump with Remote Outdoor Unit-Air-Source) | 288BNV025*0**C* |  |  | CAP**4221AL*+UI | 88*TA36045C17*** | 23600 | 16.5 | 8.1 | 21600 | 16800 | 77.78% | 1.94 | 0 | 10.5 |  |  |  |  | R-410A | 1.9667 | Residential & Commercial | USHP | Ducted CEE Tier 1
210473216 | Central HP <5.4 tons | BRYANT HEATING AND COOLING SYSTEMS | HRCU-A-CB (Split System: Heat Pump with Remote Outdoor Unit-Air-Source) | 288BNV025*0**C* |  |  | CAP**4321AL*+UI | 987MB66100C21*** | 24400 | 16.5 | 8.5 | 21200 | 16600 | 78.3% | 2.04 | 0 | 11 |  |  |  |  | R-410A | 2.0333 | Residential & Commercial | USHP | Ducted CEE Tier 1
210473282 | Central HP <5.4 tons | BRYANT HEATING AND COOLING SYSTEMS | HRCU-A-CB (Split System: Heat Pump with Remote Outdoor Unit-Air-Source) | 288BNV025*0**C* |  |  | CAP**4821AL*+UI | 935CA66100C21*** | 24200 | 17 | 8.1 | 21000 | 16500 | 78.57% | 2.02 | 0 | 11 |  |  |  |  | R-410A | 2.0167 | Residential & Commercial | USHP | Ducted CEE Tier 1
210473007 | Central HP <5.4 tons | BRYANT HEATING AND COOLING SYSTEMS | HRCU-A-CB (Split System: Heat Pump with Remote Outdoor Unit-Air-Source) | 288BNV025*0**C* |  |  | CAP**4224AL*+UI | 83*CA60100C21*** | 23800 | 16.5 | 8.1 | 21400 | 16600 | 77.57% | 1.94 | 0 | 10.5 |  |  |  |  | R-410A | 1.9833 | Residential & Commercial | USHP | Ducted CEE Tier 1
210473018 | Central HP <5.4 tons | BRYANT HEATING AND COOLING SYSTEMS | HRCU-A-CB (Split System: Heat Pump with Remote Outdoor Unit-Air-Source) | 288BNV025*0**C* |  |  | CAP**4224AL*+UI | 88*TA66135C24*** | 23800 | 16.5 | 8.1 | 21400 | 16600 | 77.57% | 1.96 | 0 | 11 |  |  |  |  | R-410A | 1.9833 | Residential & Commercial | USHP | Ducted CEE Tier 1
212977075 | Central HP <5.4 tons | KEEPRITE | HRCU-A-CB (Split System: Heat Pump with Remote Outdoor Unit-Air-Source) | DLCURAH30ABK |  |  | EN(A,D,W)4X42L21** | *96VTN1002122B* | 29800 | 15.2 | 8.1 | 34200 | 27800 | 81.29% | 1.8 | 0 | 9 |  |  |  |  | R-410A | 2.4833 | Residential & Commercial | USHP
210473502 | Central HP <5.4 tons | BRYANT HEATING AND COOLING SYSTEMS | HRCU-A-CB (Split System: Heat Pump with Remote Outdoor Unit-Air-Source) | 288BNV025*0**C* |  |  | CAP**4824AL*+UI | 987MB66120C24*** | 24000 | 16.5 | 8.1 | 21000 | 16600 | 79.05% | 2.02 | 0 | 11 |  |  |  |  | R-410A | 2 | Residential & Commercial | USHP | Ducted CEE Tier 1
210474136 | Central HP <5.4 tons | BRYANT HEATING AND COOLING SYSTEMS | HRCU-A-CB (Split System: Heat Pump with Remote Outdoor Unit-Air-Source) | 288BNV025*0**C* |  |  | CNPV*4824AL*+UI | 986TC66100C21*** | 24200 | 17 | 8.1 | 21400 | 16600 | 77.57% | 2.02 | 0 | 11.5 |  |  |  |  | R-410A | 2.0167 | Residential & Commercial | USHP | Ducted CEE Tier 1
210474636 | Central HP <5.4 tons | BRYANT HEATING AND COOLING SYSTEMS | HRCU-A-CB (Split System: Heat Pump with Remote Outdoor Unit-Air-Source) | 288BNV025*0**C* |  |  | CSPH*4812AL*+UI | 88*TA48090C17*** | 24400 | 17 | 8.1 | 21200 | 16500 | 77.83% | 2.04 | 0 | 11 |  |  |  |  | R-410A | 2.0333 | Residential & Commercial | USHP | Ducted CEE Tier 1
210470628 | Central HP <5.4 tons | BRYANT HEATING AND COOLING SYSTEMS | HRCU-A-CB (Split System: Heat Pump with Remote Outdoor Unit-Air-Source) | 288BNV037*0**B* |  |  | CAP**6124AL*+UI | 986TC66100C21*** | 33200 | 18 | 8.5 | 32000 | 24800 | 77.5% | 2 | 0 | 12 |  |  |  |  | R-410A | 2.7667 | Residential & Commercial | USHP | Ducted CEE Tier 1
210471244 | Central HP <5.4 tons | BRYANT HEATING AND COOLING SYSTEMS | HRCU-A-CB (Split System: Heat Pump with Remote Outdoor Unit-Air-Source) | 288BNV037*0**B* |  |  | CSPH*6012AL*+UI | 987MB66100C21*** | 33000 | 17 | 8.1 | 32200 | 24800 | 77.02% | 2.02 | 0 | 11.5 |  |  |  |  | R-410A | 2.75 | Residential & Commercial | USHP | Ducted CEE Tier 1
211227365 | Central HP <5.4 tons | GRANDAIRE | HRCU-A-CB (Split System: Heat Pump with Remote Outdoor Unit-Air-Source) | WDLCURAH36ABK |  |  | WLA*424CA* | WFER090C060A* | 36000 | 16 | 8.1 | 39500 | 35000 | 88.61% | 1.9 | 0 | 10 |  |  |  |  | R-410A | 3 | Residential & Commercial | USHP | Ducted CEE Tier 1
211227376 | Central HP <5.4 tons | GRANDAIRE | HRCU-A-CB (Split System: Heat Pump with Remote Outdoor Unit-Air-Source) | WDLCURAH36ABK |  |  | WLA*424CA* | WFEL110C060B* | 35400 | 16 | 8.1 | 38500 | 35000 | 90.91% | 1.88 | 0 | 10 |  |  |  |  | R-410A | 2.95 | Residential & Commercial | USHP | Ducted CEE Tier 1
211228019 | Central HP <5.4 tons | GRANDAIRE | HRCU-A-CB (Split System: Heat Pump with Remote Outdoor Unit-Air-Source) | WDLCURAH36ABK |  |  | WLA*424DA* | WFSX100C060A* | 36000 | 15.5 | 8.1 | 39500 | 35200 | 89.11% | 1.92 | 0 | 10 |  |  |  |  | R-410A | 3 | Residential & Commercial | USHP | Ducted CEE Tier 1
211228269 | Central HP <5.4 tons | GRANDAIRE | HRCU-A-CB (Split System: Heat Pump with Remote Outdoor Unit-Air-Source) | WDLCURAH36ABK |  |  | WLA*434CA* | WFEL090C048B* | 36800 | 16 | 8.5 | 38500 | 34800 | 90.39% | 2.1 | 0 | 10 |  |  |  |  | R-410A | 3.0667 | Residential & Commercial | USHP | Ducted CEE Tier 1
211228771 | Central HP <5.4 tons | GRANDAIRE | HRCU-A-CB (Split System: Heat Pump with Remote Outdoor Unit-Air-Source) | WDLCURAH36ABK |  |  | WLA*484CA* | WFEL070C048B* | 35600 | 16.5 | 8.5 | 37800 | 34600 | 91.53% | 2.04 | 0 | 10 |  |  |  |  | R-410A | 2.9667 | Residential & Commercial | USHP | Ducted CEE Tier 1
211228796 | Central HP <5.4 tons | GRANDAIRE | HRCU-A-CB (Split System: Heat Pump with Remote Outdoor Unit-Air-Source) | WDLCURAH36ABK |  |  | WLA*484CA* | WFER090C048A* | 36200 | 16 | 8.5 | 38500 | 34600 | 89.87% | 2.08 | 0 | 10 |  |  |  |  | R-410A | 3.0167 | Residential & Commercial | USHP | Ducted CEE Tier 1
211229907 | Central HP <5.4 tons | GRANDAIRE | HRCU-A-CB (Split System: Heat Pump with Remote Outdoor Unit-Air-Source) | WDLCURAH36ABK |  |  | WLN(C,W)484CA* | WFER045B036A* | 35800 | 15.5 | 8.1 | 38500 | 35000 | 90.91% | 2 | 0 | 10 |  |  |  |  | R-410A | 2.9833 | Residential & Commercial | USHP | Ducted CEE Tier 1
211229966 | Central HP <5.4 tons | GRANDAIRE | HRCU-A-CB (Split System: Heat Pump with Remote Outdoor Unit-Air-Source) | WDLCURAH36ABK |  |  | WLN(C,W)484CA* | WFEL090C060B* | 36600 | 16 | 8.1 | 39500 | 34800 | 88.1% | 2.04 | 0 | 10.5 |  |  |  |  | R-410A | 3.05 | Residential & Commercial | USHP | Ducted CEE Tier 1
211229980 | Central HP <5.4 tons | BRYANT HEATING AND COOLING SYSTEMS | HRCU-A-CB (Split System: Heat Pump with Remote Outdoor Unit-Air-Source) | 38MURAQ36AB3* |  |  | CNPV*4821AL* | 82*SA48045V17*** | 35800 | 15.5 | 8.1 | 38500 | 35000 | 90.91% | 2 | 0 | 10 |  |  |  |  | R-410A | 2.9833 | Residential & Commercial | USHP | Ducted CEE Tier 1
211230060 | Central HP <5.4 tons | BRYANT HEATING AND COOLING SYSTEMS | HRCU-A-CB (Split System: Heat Pump with Remote Outdoor Unit-Air-Source) | 38MURAQ36AB3* |  |  | CNPV*4821AL* | 82*TA48070V17*** | 36000 | 16 | 8.1 | 38500 | 34800 | 90.39% | 2.02 | 0 | 10 |  |  |  |  | R-410A | 3 | Residential & Commercial | USHP | Ducted CEE Tier 1
215679941 | Central HP <5.4 tons | KENMORE | HRCU-A-CB (Split System: Heat Pump with Remote Outdoor Unit-Air-Source) | (C,H,T)5H0V36*K*AAA* |  |  | ESH5X60M12A*+WALLCON | *96CTN0802120B* | 34600 | 16.5 | 8.5 | 34600 | 24800 | 71.68% | 1.8 | 0 | 9.5 |  |  |  |  | R-454B | 2.8833 | Residential & Commercial | USHP
215679721 | Central HP <5.4 tons | KENMORE | HRCU-A-CB (Split System: Heat Pump with Remote Outdoor Unit-Air-Source) | (C,H,T)5H0V36*K*AAA* |  |  | ESH5X36M12A*+WALLCON | *80CSU0401712B* | 33800 | 16 | 8.5 | 35600 | 25400 | 71.35% | 1.78 | 0 | 9.5 |  |  |  |  | R-454B | 2.8167 | Residential & Commercial | USHP
215679741 | Central HP <5.4 tons | KENMORE | HRCU-A-CB (Split System: Heat Pump with Remote Outdoor Unit-Air-Source) | (C,H,T)5H0V36*K*AAA* |  |  | ESH5X36M12A*+WALLCON | *97CTN0601716A* | 33400 | 16 | 8.5 | 36000 | 25800 | 71.67% | 1.76 | 0 | 9 |  |  |  |  | R-454B | 2.7833 | Residential & Commercial | USHP
215679621 | Central HP <5.4 tons | KENMORE | HRCU-A-CB (Split System: Heat Pump with Remote Outdoor Unit-Air-Source) | (C,H,T)5H0V36*K*AAA* |  |  | EA*5X61M21A*+WALLCON | *80CSU0601716B* | 35000 | 18 | 9 | 34400 | 24800 | 72.09% | 1.92 | 0 | 10 |  |  |  |  | R-454B | 2.9167 | Residential & Commercial | USHP | Ducted CEE Tier 1
211230331 | Central HP <5.4 tons | BRYANT HEATING AND COOLING SYSTEMS | HRCU-A-CB (Split System: Heat Pump with Remote Outdoor Unit-Air-Source) | 38MURAQ36AB3* |  |  | CNPV*4821AL* | 926TB60100V21*** | 36600 | 15.5 | 8.1 | 39500 | 35000 | 88.61% | 2.04 | 0 | 10 |  |  |  |  | R-410A | 3.05 | Residential & Commercial | USHP | Ducted CEE Tier 1
210474125 | Central HP <5.4 tons | BRYANT HEATING AND COOLING SYSTEMS | HRCU-A-CB (Split System: Heat Pump with Remote Outdoor Unit-Air-Source) | 288BNV025*0**C* |  |  | CNPV*4824AL*+UI | 987MB66120C24*** | 24200 | 16.5 | 8.1 | 21400 | 16600 | 77.57% | 2 | 0 | 11 |  |  |  |  | R-410A | 2.0167 | Residential & Commercial | USHP | Ducted CEE Tier 1
210474306 | Central HP <5.4 tons | BRYANT HEATING AND COOLING SYSTEMS | HRCU-A-CB (Split System: Heat Pump with Remote Outdoor Unit-Air-Source) | 288BNV025*0**C* |  |  | CSPH*4212AL*+UI | 88*TA66135C24*** | 24200 | 16 | 8.1 | 21400 | 16600 | 77.57% | 2 | 0 | 10.5 |  |  |  |  | R-410A | 2.0167 | Residential & Commercial | USHP | Ducted CEE Tier 1
210720648 | Central HP <5.4 tons | BRYANT HEATING AND COOLING SYSTEMS | HRCU-A-CB (Split System: Heat Pump with Remote Outdoor Unit-Air-Source) | 284ANV036*0**B* |  |  | CAP**6121AL*+UI | 83*CA36040C17*** | 34400 | 20 | 9 | 34600 | 25200 | 72.83% | 2 | 0 | 12 |  |  |  |  | R-410A | 2.8667 | Residential & Commercial | USHP | Ducted CEE Tier 1
210720682 | Central HP <5.4 tons | BRYANT HEATING AND COOLING SYSTEMS | HRCU-A-CB (Split System: Heat Pump with Remote Outdoor Unit-Air-Source) | 284ANV036*0**B* |  |  | CNPV*4824AL*+UI | 935CA66100C21*** | 33800 | 19.5 | 9 | 35000 | 26000 | 74.29% | 2.04 | 0 | 12.5 |  |  |  |  | R-410A | 2.8167 | Residential & Commercial | USHP | Ducted CEE Tier 1
210720698 | Central HP <5.4 tons | BRYANT HEATING AND COOLING SYSTEMS | HRCU-A-CB (Split System: Heat Pump with Remote Outdoor Unit-Air-Source) | 284ANV036*0**B* |  |  | CSPH*6012AL*+UI | 935CA60080C21*** | 34600 | 19 | 9 | 34600 | 25200 | 72.83% | 2.04 | 0 | 12 |  |  |  |  | R-410A | 2.8833 | Residential & Commercial | USHP | Ducted CEE Tier 1
210470799 | Central HP <5.4 tons | BRYANT HEATING AND COOLING SYSTEMS | HRCU-A-CB (Split System: Heat Pump with Remote Outdoor Unit-Air-Source) | 288BNV037*0**B* |  |  | CNPV*4821AL*+UI | 83*CA36040C17*** | 32400 | 17.5 | 8.1 | 33000 | 24800 | 75.15% | 1.94 | 0 | 11.7 |  |  |  |  | R-410A | 2.7 | Residential & Commercial | USHP | Ducted CEE Tier 1
213771653 | Central HP <5.4 tons | KENMORE | HRCU-A-CB (Split System: Heat Pump with Remote Outdoor Unit-Air-Source) | (C,H,T)VH825GKA2* |  |  | EA*4X48L21A*+WALLCON | *96CTN0601714B* | 24000 | 16.5 | 8.1 | 21000 | 16600 | 79.05% | 2 | 0 | 10.5 |  |  |  |  | R-410A | 2 | Residential & Commercial | USHP | Ducted CEE Tier 1
213771133 | Central HP <5.4 tons | KENMORE | HRCU-A-CB (Split System: Heat Pump with Remote Outdoor Unit-Air-Source) | (C,H,T)VH825GKA2* |  |  | EA*4X37L21A*+WALLCON | *80CTL0451712B* | 24200 | 16.5 | 8.1 | 21200 | 16700 | 78.77% | 2.02 | 0 | 10.5 |  |  |  |  | R-410A | 2.0167 | Residential & Commercial | USHP | Ducted CEE Tier 1
213771453 | Central HP <5.4 tons | KENMORE | HRCU-A-CB (Split System: Heat Pump with Remote Outdoor Unit-Air-Source) | (C,H,T)VH825GKA2* |  |  | EA*4X43L21A*+WALLCON | *80CTL0701716B* | 24400 | 17 | 8.5 | 21200 | 16600 | 78.3% | 2.02 | 0 | 11 |  |  |  |  | R-410A | 2.0333 | Residential & Commercial | USHP | Ducted CEE Tier 1
213771503 | Central HP <5.4 tons | KENMORE | HRCU-A-CB (Split System: Heat Pump with Remote Outdoor Unit-Air-Source) | (C,H,T)VH825GKA2* |  |  | EA*4X43L21A*+WALLCON | *97CMN0601714B* | 24200 | 16.5 | 8.1 | 21200 | 16700 | 78.77% | 2.02 | 0 | 10.5 |  |  |  |  | R-410A | 2.0167 | Residential & Commercial | USHP | Ducted CEE Tier 1
213770683 | Central HP <5.4 tons | KENMORE | HRCU-A-CB (Split System: Heat Pump with Remote Outdoor Unit-Air-Source) | (C,H,T)VH825GKA2* |  |  | EA*4X25L17A*+WALLCON | *96CTN0801714B* | 24200 | 16.5 | 8.1 | 21400 | 16700 | 78.04% | 2.02 | 0 | 11 |  |  |  |  | R-410A | 2.0167 | Residential & Commercial | USHP | Ducted CEE Tier 1
211230680 | Central HP <5.4 tons | BRYANT HEATING AND COOLING SYSTEMS | HRCU-A-CB (Split System: Heat Pump with Remote Outdoor Unit-Air-Source) | 38MURAQ36AB3* |  |  | CNPV*4824AL* | 915SB66140E24*** | 37400 | 15.2 | 8.1 | 40000 | 35200 | 88% | 2.08 | 0 | 10 |  |  |  |  | R-410A | 3.1167 | Residential & Commercial | USHP | Ducted CEE Tier 1
215319218 | Central HP <5.4 tons | Grandaire | HRCU-A-CB (Split System: Heat Pump with Remote Outdoor Unit-Air-Source) | D5CLHAH48AAK |  |  | D5FLAAH48XAK | 0 | 48000 | 17 | 10.2 | 50000 | 46000 | 92% | 2 | 0 | 10.1 |  |  |  |  | R-454B | 4 | Residential & Commercial | USHP | Ducted CEE Tier 1
215676931 | Central HP <5.4 tons | KENMORE | HRCU-A-CB (Split System: Heat Pump with Remote Outdoor Unit-Air-Source) | (C,H,T)5H0V48*K*AAA* |  |  | EVD5X61M24A*+WALLCON | *97CMN1002122B* | 48500 | 19.5 | 9.5 | 50000 | 36800 | 73.6% | 2.12 | 0 | 10.5 |  |  |  |  | R-454B | 4.0417 | Residential & Commercial | USHP | Ducted CEE Tier 1
215676531 | Central HP <5.4 tons | KENMORE | HRCU-A-CB (Split System: Heat Pump with Remote Outdoor Unit-Air-Source) | (C,H,T)5H0V48*K*AAA* |  |  | EVD5X60M21A*+WALLCON | *97CMN0602120B* | 47500 | 18.5 | 9 | 50000 | 37200 | 74.4% | 1.98 | 0 | 10 |  |  |  |  | R-454B | 3.9583 | Residential & Commercial | USHP | Ducted CEE Tier 1
215676231 | Central HP <5.4 tons | KENMORE | HRCU-A-CB (Split System: Heat Pump with Remote Outdoor Unit-Air-Source) | (C,H,T)5H0V48*K*AAA* |  |  | EVD5X48M24A*+WALLCON | *80CTL1352422B* | 47000 | 19 | 9 | 50000 | 36200 | 72.4% | 2 | 0 | 10 |  |  |  |  | R-454B | 3.9167 | Residential & Commercial | USHP | Ducted CEE Tier 1
215676131 | Central HP <5.4 tons | KENMORE | HRCU-A-CB (Split System: Heat Pump with Remote Outdoor Unit-Air-Source) | (C,H,T)5H0V48*K*AAA* |  |  | EVD5X48M21A*+WALLCON | *80CTL1102120B* | 47000 | 18.5 | 9 | 50000 | 36400 | 72.8% | 2 | 0 | 10 |  |  |  |  | R-454B | 3.9167 | Residential & Commercial | USHP | Ducted CEE Tier 1
215675981 | Central HP <5.4 tons | KENMORE | HRCU-A-CB (Split System: Heat Pump with Remote Outdoor Unit-Air-Source) | (C,H,T)5H0V48*K*AAA* |  |  | EVM5X61M24A*+WALLCON | *80CTL0702120B* | 48500 | 19 | 9.5 | 50000 | 36800 | 73.6% | 2.1 | 0 | 10.5 |  |  |  |  | R-454B | 4.0417 | Residential & Commercial | USHP | Ducted CEE Tier 1
215675911 | Central HP <5.4 tons | KENMORE | HRCU-A-CB (Split System: Heat Pump with Remote Outdoor Unit-Air-Source) | (C,H,T)5H0V48*K*AAA* |  |  | EVM5X60M24A*+WALLCON | *95CSU0802120B* | 47500 | 18.5 | 9 | 50000 | 36800 | 73.6% | 2 | 0 | 10 |  |  |  |  | R-454B | 3.9583 | Residential & Commercial | USHP | Ducted CEE Tier 1
215675561 | Central HP <5.4 tons | KENMORE | HRCU-A-CB (Split System: Heat Pump with Remote Outdoor Unit-Air-Source) | (C,H,T)5H0V48*K*AAA* |  |  | EVM5X49M21A*+WALLCON | *80CTL0901716B* | 48000 | 19 | 9 | 50000 | 37000 | 74% | 1.98 | 0 | 10 |  |  |  |  | R-454B | 4 | Residential & Commercial | USHP | Ducted CEE Tier 1
215675811 | Central HP <5.4 tons | KENMORE | HRCU-A-CB (Split System: Heat Pump with Remote Outdoor Unit-Air-Source) | (C,H,T)5H0V48*K*AAA* |  |  | EVM5X60M21A*+WALLCON | *97CMN0802120B* | 48000 | 19 | 9 | 50000 | 36800 | 73.6% | 2 | 0 | 10 |  |  |  |  | R-454B | 4 | Residential & Commercial | USHP | Ducted CEE Tier 1
215449961 | Central HP <5.4 tons | Proair | HRCU-A-C (Split System: Heat Pump with Remote Outdoor Unit with No Indoor Fan --Air Source) | P30-40HFN1-D |  |  | PAC-36B-HWND1 | 0 | 35000 | 15.5 | 8.6 | 38000 | 31600 | 83.16% | 1.85 | 0 | 10 |  |  |  |  | R-410A | 2.9167 | Residential & Commercial | USHP | Ducted CEE Tier 1
213770983 | Central HP <5.4 tons | KENMORE | HRCU-A-CB (Split System: Heat Pump with Remote Outdoor Unit-Air-Source) | (C,H,T)VH825GKA2* |  |  | EA*4X36L21A*+WALLCON | *97CMN0801714B* | 23600 | 16.5 | 8.1 | 21600 | 16700 | 77.31% | 1.94 | 0 | 10.5 |  |  |  |  | R-410A | 1.9667 | Residential & Commercial | USHP | Ducted CEE Tier 1
213773392 | Central HP <5.4 tons | KEEPRITE | HRCU-A-CB (Split System: Heat Pump with Remote Outdoor Unit-Air-Source) | CVH825GKA3* |  |  | EA*4X42L21A*+WALLCON | *80CTL0701716B* | 23800 | 16.5 | 8.1 | 21400 | 16600 | 77.57% | 1.94 | 0 | 10.5 |  |  |  |  | R-410A | 1.9833 | Residential & Commercial | USHP | Ducted CEE Tier 1
213773422 | Central HP <5.4 tons | KEEPRITE | HRCU-A-CB (Split System: Heat Pump with Remote Outdoor Unit-Air-Source) | CVH825GKA3* |  |  | EA*4X42L21A*+WALLCON | *80CTL1102120B* | 23800 | 16.5 | 8.1 | 21400 | 16600 | 77.57% | 1.96 | 0 | 10.5 |  |  |  |  | R-410A | 1.9833 | Residential & Commercial | USHP | Ducted CEE Tier 1
213773442 | Central HP <5.4 tons | KEEPRITE | HRCU-A-CB (Split System: Heat Pump with Remote Outdoor Unit-Air-Source) | CVH825GKA3* |  |  | EA*4X42L21A*+WALLCON | *97CMN0601714B* | 23600 | 16 | 8.1 | 21600 | 16700 | 77.31% | 1.94 | 0 | 10.5 |  |  |  |  | R-410A | 1.9667 | Residential & Commercial | USHP | Ducted CEE Tier 1
213773472 | Central HP <5.4 tons | KEEPRITE | HRCU-A-CB (Split System: Heat Pump with Remote Outdoor Unit-Air-Source) | CVH825GKA3* |  |  | EA*4X42L21A*+WALLCON | *96CTN0601714B* | 23600 | 16.5 | 8.1 | 21400 | 16700 | 78.04% | 1.94 | 0 | 10.5 |  |  |  |  | R-410A | 1.9667 | Residential & Commercial | USHP | Ducted CEE Tier 1
213773692 | Central HP <5.4 tons | KEEPRITE | HRCU-A-CB (Split System: Heat Pump with Remote Outdoor Unit-Air-Source) | CVH825GKA3* |  |  | EA*4X48L21A*+WALLCON | *80CTL0451712B* | 24000 | 16.5 | 8.1 | 21000 | 16700 | 79.52% | 2 | 0 | 10.5 |  |  |  |  | R-410A | 2 | Residential & Commercial | USHP | Ducted CEE Tier 1
213774442 | Central HP <5.4 tons | KEEPRITE | HRCU-A-CB (Split System: Heat Pump with Remote Outdoor Unit-Air-Source) | CVH825GKA3* |  |  | EHD4X42AAL+WALLCON | *80CTL1102120B* | 24200 | 16 | 8.1 | 21400 | 16600 | 77.57% | 2 | 0 | 10.5 |  |  |  |  | R-410A | 2.0167 | Residential & Commercial | USHP | Ducted CEE Tier 1
213774492 | Central HP <5.4 tons | KEEPRITE | HRCU-A-CB (Split System: Heat Pump with Remote Outdoor Unit-Air-Source) | CVH825GKA3* |  |  | EHD4X42AAL+WALLCON | *97CMN1002122B* | 24200 | 16 | 8.1 | 21400 | 16600 | 77.57% | 2 | 0 | 10.5 |  |  |  |  | R-410A | 2.0167 | Residential & Commercial | USHP | Ducted CEE Tier 1
213774562 | Central HP <5.4 tons | KEEPRITE | HRCU-A-CB (Split System: Heat Pump with Remote Outdoor Unit-Air-Source) | CVH825GKA3* |  |  | EHD4X48AAL+WALLCON | *80CTL0451712B* | 24200 | 16 | 8.1 | 21400 | 16700 | 78.04% | 2 | 0 | 10.5 |  |  |  |  | R-410A | 2.0167 | Residential & Commercial | USHP | Ducted CEE Tier 1
210720684 | Central HP <5.4 tons | BRYANT HEATING AND COOLING SYSTEMS | HRCU-A-CB (Split System: Heat Pump with Remote Outdoor Unit-Air-Source) | 284ANV036*0**B* |  |  | CNPV*6024AL*+UI | 83*CA60100C21*** | 34200 | 19.5 | 9 | 34800 | 25600 | 73.56% | 2 | 0 | 12.5 |  |  |  |  | R-410A | 2.85 | Residential & Commercial | USHP | Ducted CEE Tier 1
210473139 | Central HP <5.4 tons | BRYANT HEATING AND COOLING SYSTEMS | HRCU-A-CB (Split System: Heat Pump with Remote Outdoor Unit-Air-Source) | 288BNV025*0**C* |  |  | CAP**4321AL*+UI | 83*CA60100C21*** | 24400 | 16.5 | 8.1 | 21200 | 16600 | 78.3% | 2.02 | 0 | 10.5 |  |  |  |  | R-410A | 2.0333 | Residential & Commercial | USHP | Ducted CEE Tier 1
210473337 | Central HP <5.4 tons | BRYANT HEATING AND COOLING SYSTEMS | HRCU-A-CB (Split System: Heat Pump with Remote Outdoor Unit-Air-Source) | 288BNV025*0**C* |  |  | CAP**4821AL*+UI | 88*TA48070C17*** | 24000 | 17 | 8.1 | 21000 | 16600 | 79.05% | 2.02 | 0 | 11 |  |  |  |  | R-410A | 2 | Residential & Commercial | USHP | Ducted CEE Tier 1
210474339 | Central HP <5.4 tons | BRYANT HEATING AND COOLING SYSTEMS | HRCU-A-CB (Split System: Heat Pump with Remote Outdoor Unit-Air-Source) | 288BNV025*0**C* |  |  | CSPH*4212AL*+UI | 986TC66120C24*** | 24200 | 16 | 8.1 | 21400 | 16600 | 77.57% | 2 | 0 | 10.5 |  |  |  |  | R-410A | 2.0167 | Residential & Commercial | USHP | Ducted CEE Tier 1
210474493 | Central HP <5.4 tons | BRYANT HEATING AND COOLING SYSTEMS | HRCU-A-CB (Split System: Heat Pump with Remote Outdoor Unit-Air-Source) | 288BNV025*0**C* |  |  | CSPH*4812AL*+UI | 83*CA60100C21*** | 24200 | 16 | 8.1 | 21200 | 16600 | 78.3% | 2 | 0 | 10.5 |  |  |  |  | R-410A | 2.0167 | Residential & Commercial | USHP | Ducted CEE Tier 1
210470496 | Central HP <5.4 tons | BRYANT HEATING AND COOLING SYSTEMS | HRCU-A-CB (Split System: Heat Pump with Remote Outdoor Unit-Air-Source) | 288BNV037*0**B* |  |  | CAP**6121AL*+UI | 88*TA48090C17*** | 33200 | 18 | 8.5 | 32000 | 24800 | 77.5% | 2 | 0 | 12 |  |  |  |  | R-410A | 2.7667 | Residential & Commercial | USHP | Ducted CEE Tier 1
210470562 | Central HP <5.4 tons | BRYANT HEATING AND COOLING SYSTEMS | HRCU-A-CB (Split System: Heat Pump with Remote Outdoor Unit-Air-Source) | 288BNV037*0**B* |  |  | CAP**6124AL*+UI | 88*TA66135C24*** | 33200 | 18 | 8.5 | 32000 | 24800 | 77.5% | 2.02 | 0 | 12 |  |  |  |  | R-410A | 2.7667 | Residential & Commercial | USHP | Ducted CEE Tier 1
210470833 | Central HP <5.4 tons | BRYANT HEATING AND COOLING SYSTEMS | HRCU-A-CB (Split System: Heat Pump with Remote Outdoor Unit-Air-Source) | 288BNV037*0**B* |  |  | CNPV*4824AL*+UI | 935CA60080C21*** | 32400 | 17.5 | 8.1 | 32800 | 24800 | 75.61% | 1.96 | 0 | 11.7 |  |  |  |  | R-410A | 2.7 | Residential & Commercial | USHP | Ducted CEE Tier 1
210471167 | Central HP <5.4 tons | BRYANT HEATING AND COOLING SYSTEMS | HRCU-A-CB (Split System: Heat Pump with Remote Outdoor Unit-Air-Source) | 288BNV037*0**B* |  |  | CSPH*6012AL*+UI | 88*TA48070C17*** | 32800 | 17 | 8.1 | 32400 | 25000 | 77.16% | 2 | 0 | 11 |  |  |  |  | R-410A | 2.7333 | Residential & Commercial | USHP | Ducted CEE Tier 1
211230291 | Central HP <5.4 tons | GRANDAIRE | HRCU-A-CB (Split System: Heat Pump with Remote Outdoor Unit-Air-Source) | WDLCURAH36ABK |  |  | WLN(C,W)484CA* | WFSU100C060A* | 36400 | 16 | 8.1 | 38500 | 34800 | 90.39% | 2.04 | 0 | 10.5 |  |  |  |  | R-410A | 3.0333 | Residential & Commercial | USHP | Ducted CEE Tier 1
211230475 | Central HP <5.4 tons | GRANDAIRE | HRCU-A-CB (Split System: Heat Pump with Remote Outdoor Unit-Air-Source) | WDLCURAH36ABK |  |  | WLNC484DA* | WFER110D060A* | 36000 | 16.5 | 8.1 | 38500 | 34800 | 90.39% | 2.02 | 0 | 10.5 |  |  |  |  | R-410A | 3 | Residential & Commercial | USHP | Ducted CEE Tier 1
211229003 | Central HP <5.4 tons | GRANDAIRE | HRCU-A-CB (Split System: Heat Pump with Remote Outdoor Unit-Air-Source) | WDLCURAH36ABK |  |  | WLA*484CA* | WFAX100C060A* | 35600 | 16.5 | 8.5 | 37800 | 34600 | 91.53% | 2.04 | 0 | 10 |  |  |  |  | R-410A | 2.9667 | Residential & Commercial | USHP | Ducted CEE Tier 1
211229280 | Central HP <5.4 tons | GRANDAIRE | HRCU-A-CB (Split System: Heat Pump with Remote Outdoor Unit-Air-Source) | WDLCURAH36ABK |  |  | WLA*484DA* | WFEL090C060B* | 36600 | 16 | 8.5 | 38500 | 34800 | 90.39% | 2.08 | 0 | 10 |  |  |  |  | R-410A | 3.05 | Residential & Commercial | USHP | Ducted CEE Tier 1
211230659 | Central HP <5.4 tons | GRANDAIRE | HRCU-A-CB (Split System: Heat Pump with Remote Outdoor Unit-Air-Source) | WDLCURAH36ABK |  |  | WLNC484DA* | WFSX100C060A* | 36800 | 16 | 8.1 | 39500 | 35000 | 88.61% | 2.06 | 0 | 10.5 |  |  |  |  | R-410A | 3.0667 | Residential & Commercial | USHP | Ducted CEE Tier 1
211240728 | Central HP <5.4 tons | GRANDAIRE | HRCU-A-CB (Split System: Heat Pump with Remote Outdoor Unit-Air-Source) | WDLCURAH24ABK |  |  | WLA*244BA* | WFSX080B048A* | 24400 | 15.5 | 8.5 | 27400 | 23000 | 83.94% | 1.88 | 0 | 10 |  |  |  |  | R-410A | 2.0333 | Residential & Commercial | USHP | Ducted CEE Tier 1
211241448 | Central HP <5.4 tons | GRANDAIRE | HRCU-A-CB (Split System: Heat Pump with Remote Outdoor Unit-Air-Source) | WDLCURAH24ABK |  |  | WLA*304BA* | WFSU040B036A* | 23600 | 16.5 | 8.5 | 26000 | 23800 | 91.54% | 1.98 | 0 | 10 |  |  |  |  | R-410A | 1.9667 | Residential & Commercial | USHP | Ducted CEE Tier 1
211241705 | Central HP <5.4 tons | GRANDAIRE | HRCU-A-CB (Split System: Heat Pump with Remote Outdoor Unit-Air-Source) | WDLCURAH24ABK |  |  | WLA*304BA* | WFAX060B042A* | 24400 | 17 | 8.5 | 26400 | 22800 | 86.36% | 1.88 | 0 | 10 |  |  |  |  | R-410A | 2.0333 | Residential & Commercial | USHP | Ducted CEE Tier 1
215670314 | Central HP <5.4 tons | KENMORE | HRCU-A-CB (Split System: Heat Pump with Remote Outdoor Unit-Air-Source) | (C,H,T)5H0V36*K*AAA* |  |  | ESH5X48M12A*+WALLCON | *97CMN1002122B* | 34200 | 17 | 8.5 | 35400 | 25200 | 71.19% | 1.9 | 0 | 9.5 |  |  |  |  | R-454B | 2.85 | Residential & Commercial | USHP
215669812 | Central HP <5.4 tons | KENMORE | HRCU-A-CB (Split System: Heat Pump with Remote Outdoor Unit-Air-Source) | (C,H,T)5H0V36*K*AAA* |  |  | ESH5X36M12A*+WALLCON | *80CTL0902120B* | 33800 | 16.5 | 8.5 | 35600 | 25400 | 71.35% | 1.76 | 0 | 9.5 |  |  |  |  | R-454B | 2.8167 | Residential & Commercial | USHP
215670164 | Central HP <5.4 tons | KENMORE | HRCU-A-CB (Split System: Heat Pump with Remote Outdoor Unit-Air-Source) | (C,H,T)5H0V36*K*AAA* |  |  | ESH5X48M12A*+WALLCON | *80CTL0451712B* | 33800 | 16.5 | 8.5 | 35600 | 25600 | 71.91% | 1.78 | 0 | 9 |  |  |  |  | R-454B | 2.8167 | Residential & Commercial | USHP
215669560 | Central HP <5.4 tons | KENMORE | HRCU-A-CB (Split System: Heat Pump with Remote Outdoor Unit-Air-Source) | (C,H,T)5H0V36*K*AAA* |  |  | EA*5X61M21A*+WALLCON | *97CMN0801714B* | 34600 | 18 | 9 | 34600 | 25000 | 72.25% | 1.9 | 0 | 10 |  |  |  |  | R-454B | 2.8833 | Residential & Commercial | USHP | Ducted CEE Tier 1
215669160 | Central HP <5.4 tons | KENMORE | HRCU-A-CB (Split System: Heat Pump with Remote Outdoor Unit-Air-Source) | (C,H,T)5H0V36*K*AAA* |  |  | EA*5X48M21A*+WALLCON | *80CTL0901716B* | 33800 | 18 | 9 | 35000 | 25000 | 71.43% | 1.88 | 0 | 10 |  |  |  |  | R-454B | 2.8167 | Residential & Commercial | USHP | Ducted CEE Tier 1
215669260 | Central HP <5.4 tons | KENMORE | HRCU-A-CB (Split System: Heat Pump with Remote Outdoor Unit-Air-Source) | (C,H,T)5H0V36*K*AAA* |  |  | EA*5X48M21A*+WALLCON | *97CMN1002122B* | 33800 | 18 | 9 | 35000 | 25000 | 71.43% | 1.9 | 0 | 10 |  |  |  |  | R-454B | 2.8167 | Residential & Commercial | USHP | Ducted CEE Tier 1
211243502 | Central HP <5.4 tons | GRANDAIRE | HRCU-A-CB (Split System: Heat Pump with Remote Outdoor Unit-Air-Source) | WDLCURAH24ABK |  |  | WLA*374CA* | WFEL045B036B* | 24800 | 17 | 8.5 | 25400 | 21000 | 82.68% | 1.76 | 0 | 10.5 |  |  |  |  | R-410A | 2.0667 | Residential & Commercial | USHP | Ducted CEE Tier 1
211243538 | Central HP <5.4 tons | GRANDAIRE | HRCU-A-CB (Split System: Heat Pump with Remote Outdoor Unit-Air-Source) | WDLCURAH24ABK |  |  | WLA*374CA* | WFEL090B042B* | 25400 | 17 | 8.5 | 25800 | 20600 | 79.84% | 1.76 | 0 | 10.5 |  |  |  |  | R-410A | 2.1167 | Residential & Commercial | USHP | Ducted CEE Tier 1
211243152 | Central HP <5.4 tons | GRANDAIRE | HRCU-A-CB (Split System: Heat Pump with Remote Outdoor Unit-Air-Source) | WDLCURAH24ABK |  |  | WLA*374BA* | WFER070A036A* | 24800 | 17 | 8.5 | 25800 | 21400 | 82.95% | 1.8 | 0 | 10.5 |  |  |  |  | R-410A | 2.0667 | Residential & Commercial | USHP | Ducted CEE Tier 1
211242641 | Central HP <5.4 tons | GRANDAIRE | HRCU-A-CB (Split System: Heat Pump with Remote Outdoor Unit-Air-Source) | WDLCURAH24ABK |  |  | WLA*364CA* | WFAX080B048A* | 24400 | 17 | 8.5 | 26200 | 22400 | 85.5% | 1.86 | 0 | 10 |  |  |  |  | R-410A | 2.0333 | Residential & Commercial | USHP | Ducted CEE Tier 1
215675711 | Central HP <5.4 tons | KENMORE | HRCU-A-CB (Split System: Heat Pump with Remote Outdoor Unit-Air-Source) | (C,H,T)5H0V48*K*AAA* |  |  | EVM5X60M21A*+WALLCON | *80CTL0701716B* | 48000 | 18.5 | 9 | 50000 | 37200 | 74.4% | 2 | 0 | 10 |  |  |  |  | R-454B | 4 | Residential & Commercial | USHP | Ducted CEE Tier 1
210470898 | Central HP <5.4 tons | BRYANT HEATING AND COOLING SYSTEMS | HRCU-A-CB (Split System: Heat Pump with Remote Outdoor Unit-Air-Source) | 288BNV037*0**B* |  |  | CNPV*6024AL*+UI | 83*CA60100C21*** | 32800 | 17.5 | 8.1 | 32200 | 24600 | 76.4% | 1.96 | 0 | 11.7 |  |  |  |  | R-410A | 2.7333 | Residential & Commercial | USHP | Ducted CEE Tier 1
210470931 | Central HP <5.4 tons | BRYANT HEATING AND COOLING SYSTEMS | HRCU-A-CB (Split System: Heat Pump with Remote Outdoor Unit-Air-Source) | 288BNV037*0**B* |  |  | CNPV*6024AL*+UI | 986TC66120C24*** | 32800 | 18 | 8.1 | 32200 | 24600 | 76.4% | 1.98 | 0 | 12 |  |  |  |  | R-410A | 2.7333 | Residential & Commercial | USHP | Ducted CEE Tier 1
215669179 | Central HP <5.4 tons | KEEPRITE | HRCU-A-CB (Split System: Heat Pump with Remote Outdoor Unit-Air-Source) | C5H0V36*K*AAA* |  |  | EA*5X48M21A*+WALLCON | *80CTL1102120B* | 33800 | 18 | 9 | 35000 | 25000 | 71.43% | 1.9 | 0 | 10 |  |  |  |  | R-454B | 2.8167 | Residential & Commercial | USHP | Ducted CEE Tier 1
215669963 | Central HP <5.4 tons | KEEPRITE | HRCU-A-CB (Split System: Heat Pump with Remote Outdoor Unit-Air-Source) | C5H0V36*K*AAA* |  |  | ESH5X42M12A*+WALLCON | *80CTL0451712B* | 33600 | 16 | 8.5 | 35800 | 25600 | 71.51% | 1.76 | 0 | 9 |  |  |  |  | R-454B | 2.8 | Residential & Commercial | USHP
215669827 | Central HP <5.4 tons | KEEPRITE | HRCU-A-CB (Split System: Heat Pump with Remote Outdoor Unit-Air-Source) | C5H0V36*K*AAA* |  |  | ESH5X36M12A*+WALLCON | *80CTL1352422B* | 33800 | 16 | 8.5 | 35600 | 25400 | 71.35% | 1.76 | 0 | 9.5 |  |  |  |  | R-454B | 2.8167 | Residential & Commercial | USHP
215669811 | Central HP <5.4 tons | KEEPRITE | HRCU-A-CB (Split System: Heat Pump with Remote Outdoor Unit-Air-Source) | C5H0V36*K*AAA* |  |  | ESH5X36M12A*+WALLCON | *80CTL0902120B* | 33800 | 16.5 | 8.5 | 35600 | 25400 | 71.35% | 1.76 | 0 | 9.5 |  |  |  |  | R-454B | 2.8167 | Residential & Commercial | USHP
215669279 | Central HP <5.4 tons | KEEPRITE | HRCU-A-CB (Split System: Heat Pump with Remote Outdoor Unit-Air-Source) | C5H0V36*K*AAA* |  |  | EA*5X48M21A*+WALLCON | *96CTN0801714B* | 33600 | 18 | 9 | 35200 | 25200 | 71.59% | 1.88 | 0 | 9.5 |  |  |  |  | R-454B | 2.8 | Residential & Commercial | USHP
215669359 | Central HP <5.4 tons | KEEPRITE | HRCU-A-CB (Split System: Heat Pump with Remote Outdoor Unit-Air-Source) | C5H0V36*K*AAA* |  |  | EA*5X60M24A*+WALLCON | *95CSU1002122B* | 34400 | 18 | 9 | 34200 | 24600 | 71.93% | 1.92 | 0 | 10 |  |  |  |  | R-454B | 2.8667 | Residential & Commercial | USHP | Ducted CEE Tier 1
215670263 | Central HP <5.4 tons | KEEPRITE | HRCU-A-CB (Split System: Heat Pump with Remote Outdoor Unit-Air-Source) | C5H0V36*K*AAA* |  |  | ESH5X48M12A*+WALLCON | *95CSU1002122B* | 34200 | 16.5 | 8.5 | 35400 | 25200 | 71.19% | 1.9 | 0 | 9.5 |  |  |  |  | R-454B | 2.85 | Residential & Commercial | USHP
215670463 | Central HP <5.4 tons | KEEPRITE | HRCU-A-CB (Split System: Heat Pump with Remote Outdoor Unit-Air-Source) | C5H0V36*K*AAA* |  |  | ESH5X60M12A*+WALLCON | *80CTL1102120B* | 34600 | 17 | 8.5 | 34600 | 24800 | 71.68% | 1.92 | 0 | 10 |  |  |  |  | R-454B | 2.8833 | Residential & Commercial | USHP | Ducted CEE Tier 1
215670011 | Central HP <5.4 tons | KEEPRITE | HRCU-A-CB (Split System: Heat Pump with Remote Outdoor Unit-Air-Source) | C5H0V36*K*AAA* |  |  | ESH5X42M12A*+WALLCON | *80CTL1102120B* | 34000 | 16.5 | 8.5 | 35600 | 25200 | 70.79% | 1.78 | 0 | 9.5 |  |  |  |  | R-454B | 2.8333 | Residential & Commercial | USHP
215666955 | Central HP <5.4 tons | KEEPRITE | HRCU-A-CB (Split System: Heat Pump with Remote Outdoor Unit-Air-Source) | C5H0V24*K*AAA* |  |  | EA*5X24M14A*+WALLCON | *96CTN0401410B* | 22400 | 15.5 | 8.5 | 24600 | 17300 | 70.33% | 1.82 | 0 | 9 |  |  |  |  | R-454B | 1.8667 | Residential & Commercial | USHP
215679440 | Central HP <5.4 tons | KEEPRITE | HRCU-A-CB (Split System: Heat Pump with Remote Outdoor Unit-Air-Source) | C5H0V36*K*AAA* |  |  | EA*5X43M21A*+WALLCON | *80CSU0601716B* | 34600 | 18 | 9 | 35200 | 25000 | 71.02% | 1.9 | 0 | 10 |  |  |  |  | R-454B | 2.8833 | Residential & Commercial | USHP | Ducted CEE Tier 1
215667355 | Central HP <5.4 tons | KEEPRITE | HRCU-A-CB (Split System: Heat Pump with Remote Outdoor Unit-Air-Source) | C5H0V24*K*AAA* |  |  | EA*5X30M14A*+WALLCON | *96CTN0401410B* | 22600 | 15.5 | 8.5 | 24200 | 17100 | 70.66% | 1.84 | 0 | 9 |  |  |  |  | R-454B | 1.8833 | Residential & Commercial | USHP
215667406 | Central HP <5.4 tons | KEEPRITE | HRCU-A-CB (Split System: Heat Pump with Remote Outdoor Unit-Air-Source) | C5H0V24*K*AAA* |  |  | EA*5X30M17A*+WALLCON | *80CTL0451712B* | 23000 | 16.5 | 8.5 | 24000 | 16800 | 70% | 1.86 | 0 | 10 |  |  |  |  | R-454B | 1.9167 | Residential & Commercial | USHP | Ducted CEE Tier 1
215679490 | Central HP <5.4 tons | KEEPRITE | HRCU-A-CB (Split System: Heat Pump with Remote Outdoor Unit-Air-Source) | C5H0V36*K*AAA* |  |  | EA*5X48M21A*+WALLCON | *96CTN0802120B* | 33800 | 18 | 9 | 35000 | 25000 | 71.43% | 1.88 | 0 | 10 |  |  |  |  | R-454B | 2.8167 | Residential & Commercial | USHP | Ducted CEE Tier 1
215667673 | Central HP <5.4 tons | KEEPRITE | HRCU-A-CB (Split System: Heat Pump with Remote Outdoor Unit-Air-Source) | C5H0V24*K*AAA* |  |  | EA*5X36M17A*+WALLCON | *97CMN0601714B* | 23000 | 17 | 9 | 23800 | 16700 | 70.17% | 1.98 | 0 | 10 |  |  |  |  | R-454B | 1.9167 | Residential & Commercial | USHP | Ducted CEE Tier 1
215667857 | Central HP <5.4 tons | KEEPRITE | HRCU-A-CB (Split System: Heat Pump with Remote Outdoor Unit-Air-Source) | C5H0V24*K*AAA* |  |  | EA*5X37M21A*+WALLCON | *80CTL0901716B* | 24000 | 17.5 | 9 | 23200 | 16300 | 70.26% | 2.02 | 0 | 10.5 |  |  |  |  | R-454B | 2 | Residential & Commercial | USHP | Ducted CEE Tier 1
215666973 | Central HP <5.4 tons | KEEPRITE | HRCU-A-CB (Split System: Heat Pump with Remote Outdoor Unit-Air-Source) | C5H0V24*K*AAA* |  |  | EA*5X24M17A*+WALLCON | *80CSU0401712A* | 22800 | 16.5 | 9 | 24000 | 16800 | 70% | 1.96 | 0 | 10 |  |  |  |  | R-454B | 1.9 | Residential & Commercial | USHP | Ducted CEE Tier 1
216682442 | Central HP <5.4 tons | BRYANT HEATING AND COOLING SYSTEMS | HRCU-A-CB (Split System: Heat Pump with Remote Outdoor Unit-Air-Source) | 38MURAQ18AB3* |  |  | CSPH*2412AL* | 927TA60100V21*** | 17400 | 15.2 | 8.1 | 18100 | 18400 | 101.7% | 2.05 | 0 | 10 |  |  |  |  | R-410A | 1.45 | Residential & Commercial | USHP | Ducted CEE Tier 1
215674121 | Central HP <5.4 tons | KEEPRITE | HRCU-A-CB (Split System: Heat Pump with Remote Outdoor Unit-Air-Source) | C5H0V48*K*AAA* |  |  | EA*5X48M21A*+WALLCON | *97CMN0802120B* | 44000 | 17.5 | 9 | 48500 | 34200 | 70.52% | 2.06 | 0 | 9.5 |  |  |  |  | R-454B | 3.6667 | Residential & Commercial | USHP
215681300 | Central HP <5.4 tons | KEEPRITE | HRCU-A-CB (Split System: Heat Pump with Remote Outdoor Unit-Air-Source) | C5H0V48*K*AAA* |  |  | EA*5X48M21A*+WALLCON | *96CTN0802120B* | 44000 | 17.5 | 9 | 48500 | 34200 | 70.52% | 2.06 | 0 | 9.5 |  |  |  |  | R-454B | 3.6667 | Residential & Commercial | USHP
215681450 | Central HP <5.4 tons | KEEPRITE | HRCU-A-CB (Split System: Heat Pump with Remote Outdoor Unit-Air-Source) | C5H0V48*K*AAA* |  |  | EA*5X61M21A*+WALLCON | *80CSU0401712B* | 46000 | 18 | 9 | 47500 | 33600 | 70.74% | 2.06 | 0 | 9.5 |  |  |  |  | R-454B | 3.8333 | Residential & Commercial | USHP
214810555 | Central HP <5.4 tons | PolarWave | HRCU-A-CB (Split System: Heat Pump with Remote Outdoor Unit-Air-Source) | EZ-48-HP |  |  | EZ-48-AH | 0 | 47000 | 15.6 | 9.4 | 50000 | 46000 | 92% | 1.85 | 8.5 | 8.2 |  |  |  |  | R-410A | 3.9167 | Residential & Commercial | USHP
215675600 | Central HP <5.4 tons | KEEPRITE | HRCU-A-CB (Split System: Heat Pump with Remote Outdoor Unit-Air-Source) | C5H0V48*K*AAA* |  |  | EVM5X49M21A*+WALLCON | *95CSU1002122B* | 48000 | 19 | 9 | 50000 | 36600 | 73.2% | 2.02 | 0 | 10 |  |  |  |  | R-454B | 4 | Residential & Commercial | USHP | Ducted CEE Tier 1
215676920 | Central HP <5.4 tons | KEEPRITE | HRCU-A-CB (Split System: Heat Pump with Remote Outdoor Unit-Air-Source) | C5H0V48*K*AAA* |  |  | EVD5X61M24A*+WALLCON | *97CMN0802120B* | 48500 | 19 | 9.5 | 50000 | 36800 | 73.6% | 2.1 | 0 | 10.5 |  |  |  |  | R-454B | 4.0417 | Residential & Commercial | USHP | Ducted CEE Tier 1
215675480 | Central HP <5.4 tons | KEEPRITE | HRCU-A-CB (Split System: Heat Pump with Remote Outdoor Unit-Air-Source) | C5H0V48*K*AAA* |  |  | EVM5X48M21A*+WALLCON | *96CTN0802120B* | 47000 | 18.5 | 9 | 50000 | 36400 | 72.8% | 2 | 0 | 10 |  |  |  |  | R-454B | 3.9167 | Residential & Commercial | USHP | Ducted CEE Tier 1
215675550 | Central HP <5.4 tons | KEEPRITE | HRCU-A-CB (Split System: Heat Pump with Remote Outdoor Unit-Air-Source) | C5H0V48*K*AAA* |  |  | EVM5X49M21A*+WALLCON | *80CTL0702120B* | 48000 | 19 | 9 | 50000 | 36800 | 73.6% | 2 | 0 | 10 |  |  |  |  | R-454B | 4 | Residential & Commercial | USHP | Ducted CEE Tier 1
215675180 | Central HP <5.4 tons | KEEPRITE | HRCU-A-CB (Split System: Heat Pump with Remote Outdoor Unit-Air-Source) | C5H0V48*K*AAA* |  |  | ESH5X60M12A*+WALLCON | *80CTL0701716B* | 45000 | 16 | 8.5 | 48500 | 34200 | 70.52% | 1.94 | 0 | 9 |  |  |  |  | R-454B | 3.75 | Residential & Commercial | USHP
215675380 | Central HP <5.4 tons | KEEPRITE | HRCU-A-CB (Split System: Heat Pump with Remote Outdoor Unit-Air-Source) | C5H0V48*K*AAA* |  |  | EVM5X48M21A*+WALLCON | *80CTL0701716B* | 46500 | 18 | 9 | 50000 | 36800 | 73.6% | 2 | 0 | 9.5 |  |  |  |  | R-454B | 3.875 | Residential & Commercial | USHP
215675450 | Central HP <5.4 tons | KEEPRITE | HRCU-A-CB (Split System: Heat Pump with Remote Outdoor Unit-Air-Source) | C5H0V48*K*AAA* |  |  | EVM5X48M21A*+WALLCON | *97CMN0802120B* | 47000 | 18.5 | 9 | 50000 | 36600 | 73.2% | 2 | 0 | 10 |  |  |  |  | R-454B | 3.9167 | Residential & Commercial | USHP | Ducted CEE Tier 1
215682550 | Central HP <5.4 tons | KEEPRITE | HRCU-A-CB (Split System: Heat Pump with Remote Outdoor Unit-Air-Source) | C5H0V48*K*AAA* |  |  | EVD5X61M24A*+WALLCON | *97CTN0802120A* | 48500 | 19 | 9.5 | 50000 | 36800 | 73.6% | 2.1 | 0 | 10.5 |  |  |  |  | R-454B | 4.0417 | Residential & Commercial | USHP | Ducted CEE Tier 1
215682520 | Central HP <5.4 tons | KEEPRITE | HRCU-A-CB (Split System: Heat Pump with Remote Outdoor Unit-Air-Source) | C5H0V48*K*AAA* |  |  | EVD5X61M24A*+WALLCON | *96CTN0802120B* | 48500 | 19 | 9.5 | 50000 | 36800 | 73.6% | 2.1 | 0 | 10.5 |  |  |  |  | R-454B | 4.0417 | Residential & Commercial | USHP | Ducted CEE Tier 1
215682450 | Central HP <5.4 tons | KEEPRITE | HRCU-A-CB (Split System: Heat Pump with Remote Outdoor Unit-Air-Source) | C5H0V48*K*AAA* |  |  | EVD5X61M21A*+WALLCON | *80CSU0401712B* | 48500 | 19 | 9 | 50000 | 36800 | 73.6% | 2.12 | 0 | 10 |  |  |  |  | R-454B | 4.0417 | Residential & Commercial | USHP | Ducted CEE Tier 1
215681600 | Central HP <5.4 tons | KEEPRITE | HRCU-A-CB (Split System: Heat Pump with Remote Outdoor Unit-Air-Source) | C5H0V48*K*AAA* |  |  | ESH5X48M12A*+WALLCON | *80CSU0601716B* | 45000 | 16 | 8.5 | 49000 | 34400 | 70.2% | 2.04 | 0 | 9 |  |  |  |  | R-454B | 3.75 | Residential & Commercial | USHP
215681550 | Central HP <5.4 tons | KEEPRITE | HRCU-A-CB (Split System: Heat Pump with Remote Outdoor Unit-Air-Source) | C5H0V48*K*AAA* |  |  | EA*5X61M24A*+WALLCON | *97CTN0802120A* | 46000 | 18 | 9 | 48000 | 33800 | 70.42% | 2.08 | 0 | 10 |  |  |  |  | R-454B | 3.8333 | Residential & Commercial | USHP | Ducted CEE Tier 1
210470540 | Central HP <5.4 tons | BRYANT HEATING AND COOLING SYSTEMS | HRCU-A-CB (Split System: Heat Pump with Remote Outdoor Unit-Air-Source) | 288BNV037*0**B* |  |  | CAP**6124AL*+UI | 83*CA60100C21*** | 33200 | 17.5 | 8.1 | 32000 | 24800 | 77.5% | 1.98 | 0 | 11.5 |  |  |  |  | R-410A | 2.7667 | Residential & Commercial | USHP | Ducted CEE Tier 1
210470573 | Central HP <5.4 tons | BRYANT HEATING AND COOLING SYSTEMS | HRCU-A-CB (Split System: Heat Pump with Remote Outdoor Unit-Air-Source) | 288BNV037*0**B* |  |  | CAP**6124AL*+UI | 986TC66120C24*** | 33200 | 18 | 8.5 | 32000 | 24800 | 77.5% | 2 | 0 | 12 |  |  |  |  | R-410A | 2.7667 | Residential & Commercial | USHP | Ducted CEE Tier 1
210470606 | Central HP <5.4 tons | BRYANT HEATING AND COOLING SYSTEMS | HRCU-A-CB (Split System: Heat Pump with Remote Outdoor Unit-Air-Source) | 288BNV037*0**B* |  |  | CAP**6124AL*+UI | 987MB66120C24*** | 33200 | 17.5 | 8.5 | 32000 | 25000 | 78.12% | 2 | 0 | 11.7 |  |  |  |  | R-410A | 2.7667 | Residential & Commercial | USHP | Ducted CEE Tier 1
215681670 | Central HP <5.4 tons | KEEPRITE | HRCU-A-CB (Split System: Heat Pump with Remote Outdoor Unit-Air-Source) | C5H0V48*K*AAA* |  |  | ESH5X60M12A*+WALLCON | *96CTN0802120B* | 45500 | 16.5 | 8.5 | 48000 | 33800 | 70.42% | 2.06 | 0 | 9.5 |  |  |  |  | R-454B | 3.7917 | Residential & Commercial | USHP
215674051 | Central HP <5.4 tons | KEEPRITE | HRCU-A-CB (Split System: Heat Pump with Remote Outdoor Unit-Air-Source) | C5H0V48*K*AAA* |  |  | EA*5X48M21A*+WALLCON | *80CTL0901716B* | 44000 | 17.5 | 9 | 48500 | 34200 | 70.52% | 2.06 | 0 | 9.5 |  |  |  |  | R-454B | 3.6667 | Residential & Commercial | USHP
215674081 | Central HP <5.4 tons | KEEPRITE | HRCU-A-CB (Split System: Heat Pump with Remote Outdoor Unit-Air-Source) | C5H0V48*K*AAA* |  |  | EA*5X48M21A*+WALLCON | *95CSU0601716B* | 44000 | 17 | 9 | 49000 | 34600 | 70.61% | 2.04 | 0 | 9 |  |  |  |  | R-454B | 3.6667 | Residential & Commercial | USHP
215674401 | Central HP <5.4 tons | KEEPRITE | HRCU-A-CB (Split System: Heat Pump with Remote Outdoor Unit-Air-Source) | C5H0V48*K*AAA* |  |  | EA*5X61M21A*+WALLCON | *95CSU1002122B* | 46000 | 18 | 9 | 48000 | 33600 | 70% | 2.08 | 0 | 10 |  |  |  |  | R-454B | 3.8333 | Residential & Commercial | USHP | Ducted CEE Tier 1
215674451 | Central HP <5.4 tons | KEEPRITE | HRCU-A-CB (Split System: Heat Pump with Remote Outdoor Unit-Air-Source) | C5H0V48*K*AAA* |  |  | EA*5X61M21A*+WALLCON | *96CTN1002122B* | 46000 | 18 | 9 | 47500 | 33800 | 71.16% | 2.08 | 0 | 10 |  |  |  |  | R-454B | 3.8333 | Residential & Commercial | USHP | Ducted CEE Tier 1
215675370 | Central HP <5.4 tons | KEEPRITE | HRCU-A-CB (Split System: Heat Pump with Remote Outdoor Unit-Air-Source) | C5H0V48*K*AAA* |  |  | EVM5X48M21A*+WALLCON | *80CSU0802120A* | 47000 | 18.5 | 9 | 50000 | 36400 | 72.8% | 2 | 0 | 10 |  |  |  |  | R-454B | 3.9167 | Residential & Commercial | USHP | Ducted CEE Tier 1
215678290 | Central HP <5.4 tons | KEEPRITE | HRCU-A-CB (Split System: Heat Pump with Remote Outdoor Unit-Air-Source) | C5H0V24*K*AAA* |  |  | EA*5X30M17A*+WALLCON | *97CTN0601716A* | 23000 | 16.5 | 9 | 24000 | 16800 | 70% | 1.86 | 0 | 10 |  |  |  |  | R-454B | 1.9167 | Residential & Commercial | USHP | Ducted CEE Tier 1
215682509 | Central HP <5.4 tons | DAY & NIGHT | HRCU-A-CB (Split System: Heat Pump with Remote Outdoor Unit-Air-Source) | C5H0V48*K*AAA* |  |  | EVD5X61M21A*+WALLCON | *97CTN1002122A* | 48500 | 19.5 | 9.5 | 50000 | 36800 | 73.6% | 2.12 | 0 | 10.5 |  |  |  |  | R-454B | 4.0417 | Residential & Commercial | USHP | Ducted CEE Tier 1
216763028 | Central HP <5.4 tons | SLIMAIR | HRCU-A-CB (Split System: Heat Pump with Remote Outdoor Unit-Air-Source) | SHC24AE224V |  |  | SHV24AE2AG | 0 | 24000 | 18.1 | 9.7 | 26000 | 21600 | 83.08% | 1.87 | 0 | 11 |  |  |  |  | R-454B | 2 | Residential & Commercial | USHP | Ducted CEE Tier 1
215676720 | Central HP <5.4 tons | KEEPRITE | HRCU-A-CB (Split System: Heat Pump with Remote Outdoor Unit-Air-Source) | C5H0V48*K*AAA* |  |  | EVD5X61M21A*+WALLCON | *80CTL0701716B* | 48500 | 19 | 9 | 50000 | 37200 | 74.4% | 1.98 | 0 | 10 |  |  |  |  | R-454B | 4.0417 | Residential & Commercial | USHP | Ducted CEE Tier 1
215676870 | Central HP <5.4 tons | KEEPRITE | HRCU-A-CB (Split System: Heat Pump with Remote Outdoor Unit-Air-Source) | C5H0V48*K*AAA* |  |  | EVD5X61M24A*+WALLCON | *80CTL0702120B* | 48500 | 19 | 9 | 50000 | 36800 | 73.6% | 2 | 0 | 10.5 |  |  |  |  | R-454B | 4.0417 | Residential & Commercial | USHP | Ducted CEE Tier 1
214075320 | Central HP <5.4 tons | RUSSELL | HRCU-A-CB (Split System: Heat Pump with Remote Outdoor Unit-Air-Source) | RD17AZ60AJ3N |  |  | TCFZ6024STANM | S951V1005A21UHU | 55000 | 18 | 8.1 | 54000 | 49500 | 91.67% | 1.75 | 0 | 10 |  |  |  |  | R-410A | 4.5833 | Residential & Commercial | USHP | Ducted CEE Tier 1
215676310 | Central HP <5.4 tons | KEEPRITE | HRCU-A-CB (Split System: Heat Pump with Remote Outdoor Unit-Air-Source) | C5H0V48*K*AAA* |  |  | EVD5X49M24A*+WALLCON | *80CTL0902120B* | 48000 | 19 | 9 | 50000 | 36400 | 72.8% | 2 | 0 | 10.5 |  |  |  |  | R-454B | 4 | Residential & Commercial | USHP | Ducted CEE Tier 1
215667155 | Central HP <5.4 tons | KEEPRITE | HRCU-A-CB (Split System: Heat Pump with Remote Outdoor Unit-Air-Source) | C5H0V24*K*AAA* |  |  | EA*5X25M17A*+WALLCON | *80CSU0401712A* | 24000 | 17.5 | 9 | 23400 | 16400 | 70.09% | 2.02 | 0 | 10.5 |  |  |  |  | R-454B | 2 | Residential & Commercial | USHP | Ducted CEE Tier 1
215667389 | Central HP <5.4 tons | KEEPRITE | HRCU-A-CB (Split System: Heat Pump with Remote Outdoor Unit-Air-Source) | C5H0V24*K*AAA* |  |  | EA*5X30M17A*+WALLCON | *80CSU0601716A* | 23000 | 17 | 9 | 23800 | 16700 | 70.17% | 1.98 | 0 | 10 |  |  |  |  | R-454B | 1.9167 | Residential & Commercial | USHP | Ducted CEE Tier 1
216980857 | Central HP <5.4 tons | PolarWave | HRCU-A-CB (Split System: Heat Pump with Remote Outdoor Unit-Air-Source) | EZ-24-EHPB |  |  | EZ-24-AHB | 0 | 24000 | 18.1 | 9.7 | 26000 | 21600 | 83.08% | 1.87 | 0 | 11 |  |  |  |  | R-454B | 2 | Residential & Commercial | USHP | Ducted CEE Tier 1
215319219 | Central HP <5.4 tons | Grandaire | HRCU-A-CB (Split System: Heat Pump with Remote Outdoor Unit-Air-Source) | D5CLHAH58AAK |  |  | D5FLAAH60XAK | 0 | 54000 | 15.4 | 9.2 | 59000 | 53000 | 89.83% | 2 | 0 | 10 |  |  |  |  | R-454B | 4.5 | Residential & Commercial | USHP | Ducted CEE Tier 1
214810556 | Central HP <5.4 tons | PolarWave | HRCU-A-CB (Split System: Heat Pump with Remote Outdoor Unit-Air-Source) | EZ-60-HP |  |  | EZ-60-AH | 0 | 55000 | 15.3 | 9.4 | 59000 | 48500 | 82.2% | 1.91 | 9 | 8.8 |  |  |  |  | R-410A | 4.5833 | Residential & Commercial | USHP
215675410 | Central HP <5.4 tons | KEEPRITE | HRCU-A-CB (Split System: Heat Pump with Remote Outdoor Unit-Air-Source) | C5H0V48*K*AAA* |  |  | EVM5X48M21A*+WALLCON | *95CSU0601716B* | 46500 | 17.5 | 9 | 50000 | 37000 | 74% | 1.98 | 0 | 9.5 |  |  |  |  | R-454B | 3.875 | Residential & Commercial | USHP
215678210 | Central HP <5.4 tons | KEEPRITE | HRCU-A-CB (Split System: Heat Pump with Remote Outdoor Unit-Air-Source) | C5H0V24*K*AAA* |  |  | EA*5X24M17A*+WALLCON | *97CTN0601716A* | 22800 | 16.5 | 9 | 24000 | 16900 | 70.42% | 1.94 | 0 | 10 |  |  |  |  | R-454B | 1.9 | Residential & Commercial | USHP | Ducted CEE Tier 1
215675970 | Central HP <5.4 tons | KEEPRITE | HRCU-A-CB (Split System: Heat Pump with Remote Outdoor Unit-Air-Source) | C5H0V48*K*AAA* |  |  | EVM5X61M24A*+WALLCON | *80CSU1002120A* | 48500 | 19 | 9 | 50000 | 36800 | 73.6% | 2.1 | 0 | 10 |  |  |  |  | R-454B | 4.0417 | Residential & Commercial | USHP | Ducted CEE Tier 1
215679781 | Central HP <5.4 tons | KENMORE | HRCU-A-CB (Split System: Heat Pump with Remote Outdoor Unit-Air-Source) | (C,H,T)5H0V36*K*AAA* |  |  | ESH5X36M12A*+WALLCON | *97CTN1202422A* | 33800 | 16.5 | 8.5 | 35800 | 25400 | 70.95% | 1.76 | 0 | 9.5 |  |  |  |  | R-454B | 2.8167 | Residential & Commercial | USHP
215319204 | Central HP <5.4 tons | Grandaire | HRCU-A-CB (Split System: Heat Pump with Remote Outdoor Unit-Air-Source) | D5CURAH24AAK |  |  | D5FUAAH24XAK | 0 | 24000 | 18.2 | 9.7 | 26000 | 21600 | 83.08% | 1.87 | 0 | 11 |  |  |  |  | R-454B | 2 | Residential & Commercial | USHP | Ducted CEE Tier 1
214648700 | Central HP <5.4 tons | TEXANAIR | HRCU-A-C (Split System: Heat Pump with Remote Outdoor Unit with No Indoor Fan --Air Source) | TEXAN060HHCU1 |  |  | TEXANDF60A1 | 0 | 45000 | 15.2 | 9.2 | 55000 | 46500 | 84.55% | 1.8 | 0 | 10 |  |  |  |  | R-410A | 3.75 | Residential & Commercial | USHP | Ducted CEE Tier 1
215676400 | Central HP <5.4 tons | KEEPRITE | HRCU-A-CB (Split System: Heat Pump with Remote Outdoor Unit-Air-Source) | C5H0V48*K*AAA* |  |  | EVD5X49M24A*+WALLCON | *96CTN1202422B* | 48000 | 19 | 9 | 50000 | 36600 | 73.2% | 2 | 0 | 10.5 |  |  |  |  | R-454B | 4 | Residential & Commercial | USHP | Ducted CEE Tier 1
215676500 | Central HP <5.4 tons | KEEPRITE | HRCU-A-CB (Split System: Heat Pump with Remote Outdoor Unit-Air-Source) | C5H0V48*K*AAA* |  |  | EVD5X60M21A*+WALLCON | *95CSU0601716B* | 47500 | 18 | 9 | 50000 | 37200 | 74.4% | 1.98 | 0 | 10 |  |  |  |  | R-454B | 3.9583 | Residential & Commercial | USHP | Ducted CEE Tier 1
215676150 | Central HP <5.4 tons | KEEPRITE | HRCU-A-CB (Split System: Heat Pump with Remote Outdoor Unit-Air-Source) | C5H0V48*K*AAA* |  |  | EVD5X48M21A*+WALLCON | *97CMN1002122B* | 47000 | 18.5 | 9 | 50000 | 36400 | 72.8% | 2 | 0 | 10 |  |  |  |  | R-454B | 3.9167 | Residential & Commercial | USHP | Ducted CEE Tier 1
215676200 | Central HP <5.4 tons | KEEPRITE | HRCU-A-CB (Split System: Heat Pump with Remote Outdoor Unit-Air-Source) | C5H0V48*K*AAA* |  |  | EVD5X48M24A*+WALLCON | *80CTL0702120B* | 47000 | 18.5 | 9 | 50000 | 36600 | 73.2% | 2.02 | 0 | 10 |  |  |  |  | R-454B | 3.9167 | Residential & Commercial | USHP | Ducted CEE Tier 1
216732705 | Central HP <5.4 tons | GRANDAIRE | HRCU-A-CB (Split System: Heat Pump with Remote Outdoor Unit-Air-Source) | WD5CUHAH24AAK |  |  | W5A*24M17XA* | WFE*070B048C* | 22000 | 16 | 8.5 | 21000 | 19100 | 90.95% | 1.96 | 0 | 10.5 |  |  |  |  | R-454B | 1.8333 | Residential & Commercial | USHP | Ducted CEE Tier 1
211241773 | Central HP <5.4 tons | BRYANT HEATING AND COOLING SYSTEMS | HRCU-A-CB (Split System: Heat Pump with Remote Outdoor Unit-Air-Source) | 38MURAQ24AB3* |  |  | CAP**3017AL* | 83*SA48060E17*** | 24800 | 16.5 | 8.5 | 26800 | 22200 | 82.84% | 1.84 | 0 | 10 |  |  |  |  | R-410A | 2.0667 | Residential & Commercial | USHP | Ducted CEE Tier 1
211241998 | Central HP <5.4 tons | BRYANT HEATING AND COOLING SYSTEMS | HRCU-A-CB (Split System: Heat Pump with Remote Outdoor Unit-Air-Source) | 38MURAQ24AB3* |  |  | CAP**3617AL* | 915SB30040E14*** | 24400 | 15.2 | 8.5 | 26600 | 22400 | 84.21% | 1.82 | 0 | 10 |  |  |  |  | R-410A | 2.0333 | Residential & Commercial | USHP | Ducted CEE Tier 1
211242175 | Central HP <5.4 tons | BRYANT HEATING AND COOLING SYSTEMS | HRCU-A-CB (Split System: Heat Pump with Remote Outdoor Unit-Air-Source) | 38MURAQ24AB3* |  |  | CAP**3617AL* | 912SD30040E14*** | 24200 | 15.2 | 8.5 | 26400 | 22600 | 85.61% | 1.84 | 0 | 10 |  |  |  |  | R-410A | 2.0167 | Residential & Commercial | USHP | Ducted CEE Tier 1
211242041 | Central HP <5.4 tons | BRYANT HEATING AND COOLING SYSTEMS | HRCU-A-CB (Split System: Heat Pump with Remote Outdoor Unit-Air-Source) | 38MURAQ24AB3* |  |  | CAP**3617AL* | 926TB36060V14*** | 23600 | 16.5 | 8.5 | 25800 | 23400 | 90.7% | 1.94 | 0 | 10 |  |  |  |  | R-410A | 1.9667 | Residential & Commercial | USHP | Ducted CEE Tier 1
211242341 | Central HP <5.4 tons | BRYANT HEATING AND COOLING SYSTEMS | HRCU-A-CB (Split System: Heat Pump with Remote Outdoor Unit-Air-Source) | 38MURAQ24AB3* |  |  | CAP**3621AL* | 926TB66100V21*** | 23800 | 17 | 8.5 | 25800 | 23200 | 89.92% | 1.92 | 0 | 10 |  |  |  |  | R-410A | 1.9833 | Residential & Commercial | USHP | Ducted CEE Tier 1
211242584 | Central HP <5.4 tons | BRYANT HEATING AND COOLING SYSTEMS | HRCU-A-CB (Split System: Heat Pump with Remote Outdoor Unit-Air-Source) | 38MURAQ24AB3* |  |  | CAP**3621AL* | 8(0,1)*SA42090E17*** | 24800 | 17 | 8.5 | 26400 | 22000 | 83.33% | 1.84 | 0 | 10 |  |  |  |  | R-410A | 2.0667 | Residential & Commercial | USHP | Ducted CEE Tier 1
211242800 | Central HP <5.4 tons | BRYANT HEATING AND COOLING SYSTEMS | HRCU-A-CB (Split System: Heat Pump with Remote Outdoor Unit-Air-Source) | 38MURAQ24AB3* |  |  | CAP**3717AL* | 926SA36060V14*** | 24000 | 16.5 | 8.5 | 25200 | 22000 | 87.3% | 1.84 | 0 | 10 |  |  |  |  | R-410A | 2 | Residential & Commercial | USHP | Ducted CEE Tier 1
215678260 | Central HP <5.4 tons | KEEPRITE | HRCU-A-CB (Split System: Heat Pump with Remote Outdoor Unit-Air-Source) | C5H0V24*K*AAA* |  |  | EA*5X25M17A*+WALLCON | *97CTN0801716A* | 23800 | 17 | 9 | 23400 | 16500 | 70.51% | 2.02 | 0 | 10.5 |  |  |  |  | R-454B | 1.9833 | Residential & Commercial | USHP | Ducted CEE Tier 1
215676890 | Central HP <5.4 tons | KEEPRITE | HRCU-A-CB (Split System: Heat Pump with Remote Outdoor Unit-Air-Source) | C5H0V48*K*AAA* |  |  | EVD5X61M24A*+WALLCON | *80CTL1352422B* | 48500 | 19.5 | 9.5 | 50000 | 36600 | 73.2% | 2.1 | 0 | 10.5 |  |  |  |  | R-454B | 4.0417 | Residential & Commercial | USHP | Ducted CEE Tier 1
211240497 | Central HP <5.4 tons | BRYANT HEATING AND COOLING SYSTEMS | HRCU-A-CB (Split System: Heat Pump with Remote Outdoor Unit-Air-Source) | 38MURAQ24AB3* |  |  | CAP**2417AL* | 83*SA36040E17*** | 23600 | 17 | 8.5 | 26600 | 24600 | 92.48% | 2.04 | 0 | 10 |  |  |  |  | R-410A | 1.9667 | Residential & Commercial | USHP | Ducted CEE Tier 1
214075297 | Central HP <5.4 tons | RUSSELL | HRCU-A-CB (Split System: Heat Pump with Remote Outdoor Unit-Air-Source) | RD17AZ60AJ3N |  |  | TCFZ6024STANM | S802V0755A21UHN | 55500 | 18 | 8.1 | 54000 | 49500 | 91.67% | 1.75 | 0 | 10 |  |  |  |  | R-410A | 4.625 | Residential & Commercial | USHP | Ducted CEE Tier 1
215676410 | Central HP <5.4 tons | KEEPRITE | HRCU-A-CB (Split System: Heat Pump with Remote Outdoor Unit-Air-Source) | C5H0V48*K*AAA* |  |  | EVD5X60M21A*+WALLCON | *80CSU0601716A* | 48000 | 19 | 9 | 50000 | 36800 | 73.6% | 2 | 0 | 10 |  |  |  |  | R-454B | 4 | Residential & Commercial | USHP | Ducted CEE Tier 1
211240518 | Central HP <5.4 tons | BRYANT HEATING AND COOLING SYSTEMS | HRCU-A-CB (Split System: Heat Pump with Remote Outdoor Unit-Air-Source) | 38MURAQ24AB3* |  |  | CAP**2417AL* | 82*TA36070V14*** | 24000 | 16.5 | 8.5 | 26800 | 23600 | 88.06% | 1.96 | 0 | 10 |  |  |  |  | R-410A | 2 | Residential & Commercial | USHP | Ducted CEE Tier 1
211240763 | Central HP <5.4 tons | BRYANT HEATING AND COOLING SYSTEMS | HRCU-A-CB (Split System: Heat Pump with Remote Outdoor Unit-Air-Source) | 38MURAQ24AB3* |  |  | CAP**2417AL* | 83*SA48060E17*** | 24600 | 16.5 | 8.5 | 27200 | 23000 | 84.56% | 1.9 | 0 | 10 |  |  |  |  | R-410A | 2.05 | Residential & Commercial | USHP | Ducted CEE Tier 1
211240922 | Central HP <5.4 tons | BRYANT HEATING AND COOLING SYSTEMS | HRCU-A-CB (Split System: Heat Pump with Remote Outdoor Unit-Air-Source) | 38MURAQ24AB3* |  |  | CAP**2517AL* | 935SA48060E17*** | 24800 | 17 | 8.5 | 25600 | 21000 | 82.03% | 1.78 | 0 | 10.5 |  |  |  |  | R-410A | 2.0667 | Residential & Commercial | USHP | Ducted CEE Tier 1
211240956 | Central HP <5.4 tons | BRYANT HEATING AND COOLING SYSTEMS | HRCU-A-CB (Split System: Heat Pump with Remote Outdoor Unit-Air-Source) | 38MURAQ24AB3* |  |  | CAP**2517AL* | 82*TA48090V17*** | 24400 | 17 | 8.5 | 25200 | 21400 | 84.92% | 1.8 | 0 | 10 |  |  |  |  | R-410A | 2.0333 | Residential & Commercial | USHP | Ducted CEE Tier 1
211241329 | Central HP <5.4 tons | BRYANT HEATING AND COOLING SYSTEMS | HRCU-A-CB (Split System: Heat Pump with Remote Outdoor Unit-Air-Source) | 38MURAQ24AB3* |  |  | CAP**3014AL* | 8(0,1)*SA36045E14*** | 24400 | 16 | 8.5 | 26600 | 22600 | 84.96% | 1.86 | 0 | 10 |  |  |  |  | R-410A | 2.0333 | Residential & Commercial | USHP | Ducted CEE Tier 1
211241363 | Central HP <5.4 tons | BRYANT HEATING AND COOLING SYSTEMS | HRCU-A-CB (Split System: Heat Pump with Remote Outdoor Unit-Air-Source) | 38MURAQ24AB3* |  |  | CAP**3014AL* | 8(0,1)*SA36070E14*** | 24200 | 16.5 | 8.5 | 26400 | 23000 | 87.12% | 1.9 | 0 | 10 |  |  |  |  | R-410A | 2.0167 | Residential & Commercial | USHP | Ducted CEE Tier 1
211241847 | Central HP <5.4 tons | BRYANT HEATING AND COOLING SYSTEMS | HRCU-A-CB (Split System: Heat Pump with Remote Outdoor Unit-Air-Source) | 38MURAQ24AB3* |  |  | CAP**3617AL* | 926SA36040V17*** | 23400 | 16 | 8.5 | 25800 | 23600 | 91.47% | 1.96 | 0 | 10 |  |  |  |  | R-410A | 1.95 | Residential & Commercial | USHP | Ducted CEE Tier 1
211241615 | Central HP <5.4 tons | BRYANT HEATING AND COOLING SYSTEMS | HRCU-A-CB (Split System: Heat Pump with Remote Outdoor Unit-Air-Source) | 38MURAQ24AB3* |  |  | CAP**3017AL* | 915SB30026E14*** | 23200 | 16.5 | 8.5 | 25800 | 24400 | 94.57% | 2.02 | 0 | 10 |  |  |  |  | R-410A | 1.9333 | Residential & Commercial | USHP | Ducted CEE Tier 1
211242560 | Central HP <5.4 tons | BRYANT HEATING AND COOLING SYSTEMS | HRCU-A-CB (Split System: Heat Pump with Remote Outdoor Unit-Air-Source) | 38MURAQ24AB3* |  |  | CAP**3621AL* | 8(0,1)*SA36070E17*** | 23400 | 17 | 8.5 | 25600 | 23600 | 92.19% | 1.98 | 0 | 10 |  |  |  |  | R-410A | 1.95 | Residential & Commercial | USHP | Ducted CEE Tier 1
211242876 | Central HP <5.4 tons | BRYANT HEATING AND COOLING SYSTEMS | HRCU-A-CB (Split System: Heat Pump with Remote Outdoor Unit-Air-Source) | 38MURAQ24AB3* |  |  | CAP**3717AL* | 935SA48060E17*** | 24800 | 17 | 8.5 | 25600 | 21400 | 83.59% | 1.8 | 0 | 10.5 |  |  |  |  | R-410A | 2.0667 | Residential & Commercial | USHP | Ducted CEE Tier 1
211242908 | Central HP <5.4 tons | BRYANT HEATING AND COOLING SYSTEMS | HRCU-A-CB (Split System: Heat Pump with Remote Outdoor Unit-Air-Source) | 38MURAQ24AB3* |  |  | CAP**3717AL* | 82*TA36070V14*** | 24800 | 17 | 8.5 | 25800 | 21400 | 82.95% | 1.78 | 0 | 10.5 |  |  |  |  | R-410A | 2.0667 | Residential & Commercial | USHP | Ducted CEE Tier 1
211243153 | Central HP <5.4 tons | BRYANT HEATING AND COOLING SYSTEMS | HRCU-A-CB (Split System: Heat Pump with Remote Outdoor Unit-Air-Source) | 38MURAQ24AB3* |  |  | CAP**3717AL* | 83*SA48060E17*** | 25400 | 16.5 | 8.5 | 26200 | 21000 | 80.15% | 1.76 | 0 | 10.5 |  |  |  |  | R-410A | 2.1167 | Residential & Commercial | USHP | Ducted CEE Tier 1
211242642 | Central HP <5.4 tons | BRYANT HEATING AND COOLING SYSTEMS | HRCU-A-CB (Split System: Heat Pump with Remote Outdoor Unit-Air-Source) | 38MURAQ24AB3* |  |  | CAP**3621AL* | 912SD60080E21*** | 25000 | 17 | 8.5 | 26600 | 21800 | 81.95% | 1.82 | 0 | 10.5 |  |  |  |  | R-410A | 2.0833 | Residential & Commercial | USHP | Ducted CEE Tier 1
215679740 | Central HP <5.4 tons | KEEPRITE | HRCU-A-CB (Split System: Heat Pump with Remote Outdoor Unit-Air-Source) | C5H0V36*K*AAA* |  |  | ESH5X36M12A*+WALLCON | *97CTN0601716A* | 33400 | 16 | 8.5 | 36000 | 25800 | 71.67% | 1.76 | 0 | 9 |  |  |  |  | R-454B | 2.7833 | Residential & Commercial | USHP
215679270 | Central HP <5.4 tons | KEEPRITE | HRCU-A-CB (Split System: Heat Pump with Remote Outdoor Unit-Air-Source) | C5H0V36*K*AAA* |  |  | EA*5X37M17A*+WALLCON | *97CTN0801716A* | 33800 | 17.5 | 9 | 35800 | 25600 | 71.51% | 1.86 | 0 | 9.5 |  |  |  |  | R-454B | 2.8167 | Residential & Commercial | USHP
214229166 | Central HP <5.4 tons | GRANDAIRE | HRCU-A-CB (Split System: Heat Pump with Remote Outdoor Unit-Air-Source) | WDLCURAH24ABK |  |  | WLA*364BA* | WFEU060B048B* | 23800 | 17.5 | 8.5 | 25600 | 23600 | 92.19% | 1.96 | 0 | 10 |  |  |  |  | R-410A | 1.9833 | Residential & Commercial | USHP | Ducted CEE Tier 1
214229298 | Central HP <5.4 tons | GRANDAIRE | HRCU-A-CB (Split System: Heat Pump with Remote Outdoor Unit-Air-Source) | WDLCURAH36ABK |  |  | WLA*374BA* | WFEU060B048B* | 36000 | 16 | 8.5 | 38500 | 34800 | 90.39% | 2.02 | 0 | 10 |  |  |  |  | R-410A | 3 | Residential & Commercial | USHP | Ducted CEE Tier 1
215677021 | Central HP <5.4 tons | KENMORE | HRCU-A-CB (Split System: Heat Pump with Remote Outdoor Unit-Air-Source) | (C,H,T)5H0V60*K*AAA* |  |  | EVM5X60M21A*+WALLCON | *80CTL1102120B* | 57000 | 18.5 | 9 | 63500 | 44500 | 70.08% | 2.08 | 0 | 9.5 |  |  |  |  | R-454B | 4.75 | Residential & Commercial | USHP
215677780 | Central HP <5.4 tons | KEEPRITE | HRCU-A-CB (Split System: Heat Pump with Remote Outdoor Unit-Air-Source) | C5H0V60*K*AAA* |  |  | EA*5X60M24A*+WALLCON | *80CTL0902120B* | 55000 | 18.5 | 9 | 59000 | 41500 | 70.34% | 2.04 | 0 | 9 |  |  |  |  | R-454B | 4.5833 | Residential & Commercial | USHP
215319221 | Central HP <5.4 tons | Grandaire | HRCU-A-CB (Split System: Heat Pump with Remote Outdoor Unit-Air-Source) | D5CLRAH48AAK |  |  | D5FLAAH48XAK | 0 | 48000 | 17.8 | 10 | 50000 | 35200 | 70.4% | 1.9 | 0 | 10 |  |  |  |  | R-454B | 4 | Residential & Commercial | USHP | Ducted CEE Tier 1
216623772 | Central HP <5.4 tons | Kerr | HRCU-A-C (Split System: Heat Pump with Remote Outdoor Unit with No Indoor Fan --Air Source) | A-KXP18TA-1 |  |  | KXP18/24A1A | 0 | 18000 | 16.1 | 9.5 | 19000 | 18000 | 94.74% | 2.06 | 0 | 11.7 |  |  |  |  | R-454B | 1.5 | Residential & Commercial | USHP | Ducted CEE Tier 1
211712895 | Central HP <5.4 tons | BRYANT HEATING AND COOLING SYSTEMS | HRCU-A-CB (Split System: Heat Pump with Remote Outdoor Unit-Air-Source) | 38MURAQ30AB3* |  |  | CAP**4224AL* | 912SD60080E21*** | 30600 | 15.2 | 8.1 | 34200 | 26800 | 78.36% | 1.82 | 0 | 9 |  |  |  |  | R-410A | 2.55 | Residential & Commercial | USHP
215679561 | Central HP <5.4 tons | KENMORE | HRCU-A-CB (Split System: Heat Pump with Remote Outdoor Unit-Air-Source) | (C,H,T)5H0V36*K*AAA* |  |  | EA*5X60M24A*+WALLCON | *96CTN0802120B* | 34400 | 18 | 9 | 34200 | 24800 | 72.51% | 1.9 | 0 | 10 |  |  |  |  | R-454B | 2.8667 | Residential & Commercial | USHP | Ducted CEE Tier 1
215675810 | Central HP <5.4 tons | KEEPRITE | HRCU-A-CB (Split System: Heat Pump with Remote Outdoor Unit-Air-Source) | C5H0V48*K*AAA* |  |  | EVM5X60M21A*+WALLCON | *97CMN0802120B* | 48000 | 19 | 9 | 50000 | 36800 | 73.6% | 2 | 0 | 10 |  |  |  |  | R-454B | 4 | Residential & Commercial | USHP | Ducted CEE Tier 1
215667675 | Central HP <5.4 tons | KENMORE | HRCU-A-CB (Split System: Heat Pump with Remote Outdoor Unit-Air-Source) | (C,H,T)5H0V24*K*AAA* |  |  | EA*5X36M17A*+WALLCON | *97CMN0601714B* | 23000 | 17 | 9 | 23800 | 16700 | 70.17% | 1.98 | 0 | 10 |  |  |  |  | R-454B | 1.9167 | Residential & Commercial | USHP | Ducted CEE Tier 1
211226601 | Central HP <5.4 tons | BRYANT HEATING AND COOLING SYSTEMS | HRCU-A-CB (Split System: Heat Pump with Remote Outdoor Unit-Air-Source) | 38MURAQ36AB3* |  |  | CAP**3717AL* | 82*TA48090V17*** | 36000 | 15.5 | 8.1 | 38500 | 35000 | 90.91% | 2.02 | 0 | 10 |  |  |  |  | R-410A | 3 | Residential & Commercial | USHP | Ducted CEE Tier 1
211226685 | Central HP <5.4 tons | BRYANT HEATING AND COOLING SYSTEMS | HRCU-A-CB (Split System: Heat Pump with Remote Outdoor Unit-Air-Source) | 38MURAQ36AB3* |  |  | CAP**3717AL* | 926SA48080V17*** | 36200 | 15.2 | 8.5 | 39500 | 35000 | 88.61% | 2.02 | 0 | 10 |  |  |  |  | R-410A | 3.0167 | Residential & Commercial | USHP | Ducted CEE Tier 1
211226954 | Central HP <5.4 tons | BRYANT HEATING AND COOLING SYSTEMS | HRCU-A-CB (Split System: Heat Pump with Remote Outdoor Unit-Air-Source) | 38MURAQ36AB3* |  |  | CAP**3721AL* | 82*TA66110V21*** | 37000 | 15.5 | 8.5 | 38500 | 34800 | 90.39% | 2.12 | 0 | 10 |  |  |  |  | R-410A | 3.0833 | Residential & Commercial | USHP | Ducted CEE Tier 1
215679690 | Central HP <5.4 tons | KEEPRITE | HRCU-A-CB (Split System: Heat Pump with Remote Outdoor Unit-Air-Source) | C5H0V36*K*AAA* |  |  | EA*5X61M24A*+WALLCON | *97CTN1002122A* | 35000 | 18.5 | 9 | 34400 | 24800 | 72.09% | 1.92 | 0 | 10.5 |  |  |  |  | R-454B | 2.9167 | Residential & Commercial | USHP | Ducted CEE Tier 1
215676600 | Central HP <5.4 tons | KEEPRITE | HRCU-A-CB (Split System: Heat Pump with Remote Outdoor Unit-Air-Source) | C5H0V48*K*AAA* |  |  | EVD5X60M24A*+WALLCON | *80CSU1002120A* | 48000 | 18.5 | 9 | 50000 | 36600 | 73.2% | 2 | 0 | 10 |  |  |  |  | R-454B | 4 | Residential & Commercial | USHP | Ducted CEE Tier 1
215679491 | Central HP <5.4 tons | KENMORE | HRCU-A-CB (Split System: Heat Pump with Remote Outdoor Unit-Air-Source) | (C,H,T)5H0V36*K*AAA* |  |  | EA*5X48M21A*+WALLCON | *96CTN0802120B* | 33800 | 18 | 9 | 35000 | 25000 | 71.43% | 1.88 | 0 | 10 |  |  |  |  | R-454B | 2.8167 | Residential & Commercial | USHP | Ducted CEE Tier 1
215679441 | Central HP <5.4 tons | KENMORE | HRCU-A-CB (Split System: Heat Pump with Remote Outdoor Unit-Air-Source) | (C,H,T)5H0V36*K*AAA* |  |  | EA*5X43M21A*+WALLCON | *80CSU0601716B* | 34600 | 18 | 9 | 35200 | 25000 | 71.02% | 1.9 | 0 | 10 |  |  |  |  | R-454B | 2.8833 | Residential & Commercial | USHP | Ducted CEE Tier 1
215679261 | Central HP <5.4 tons | KENMORE | HRCU-A-CB (Split System: Heat Pump with Remote Outdoor Unit-Air-Source) | (C,H,T)5H0V36*K*AAA* |  |  | EA*5X37M17A*+WALLCON | *97CTN0601716A* | 33600 | 17 | 9 | 36000 | 25800 | 71.67% | 1.88 | 0 | 9 |  |  |  |  | R-454B | 2.8 | Residential & Commercial | USHP
210473073 | Central HP <5.4 tons | BRYANT HEATING AND COOLING SYSTEMS | HRCU-A-CB (Split System: Heat Pump with Remote Outdoor Unit-Air-Source) | 288BNV025*0**C* |  |  | CAP**4224AL*+UI | 987MB60060C21*** | 23600 | 16.5 | 8.1 | 21400 | 16700 | 78.04% | 1.96 | 0 | 11 |  |  |  |  | R-410A | 1.9667 | Residential & Commercial | USHP | Ducted CEE Tier 1
210473084 | Central HP <5.4 tons | BRYANT HEATING AND COOLING SYSTEMS | HRCU-A-CB (Split System: Heat Pump with Remote Outdoor Unit-Air-Source) | 288BNV025*0**C* |  |  | CAP**4321AL*+UI | 935CA48060C17*** | 24400 | 16.5 | 8.1 | 21200 | 16700 | 78.77% | 2.02 | 0 | 10.5 |  |  |  |  | R-410A | 2.0333 | Residential & Commercial | USHP | Ducted CEE Tier 1
210596597 | Central HP <5.4 tons | BRYANT HEATING AND COOLING SYSTEMS | HRCU-A-CB (Split System: Heat Pump with Remote Outdoor Unit-Air-Source) | 288BNV037*0**A* |  |  | CSPH*6012AL*+UI | 88*TA36070C14*** | 32800 | 17 | 8.1 | 32400 | 25000 | 77.16% | 2 | 0 | 11 |  |  |  |  | R-410A | 2.7333 | Residential & Commercial | USHP | Ducted CEE Tier 1
215682051 | Central HP <5.4 tons | KENMORE | HRCU-A-CB (Split System: Heat Pump with Remote Outdoor Unit-Air-Source) | (C,H,T)5H0V48*K*AAA* |  |  | EVM5X61M24A*+WALLCON | *80CSU0802120B* | 49000 | 19 | 9 | 50000 | 36400 | 72.8% | 2.12 | 0 | 10.5 |  |  |  |  | R-454B | 4.0833 | Residential & Commercial | USHP | Ducted CEE Tier 1
215676120 | Central HP <5.4 tons | KEEPRITE | HRCU-A-CB (Split System: Heat Pump with Remote Outdoor Unit-Air-Source) | C5H0V48*K*AAA* |  |  | EVD5X48M21A*+WALLCON | *80CTL0701716B* | 46500 | 18 | 9 | 50000 | 36800 | 73.6% | 1.98 | 0 | 9.5 |  |  |  |  | R-454B | 3.875 | Residential & Commercial | USHP
211244661 | Central HP <5.4 tons | GRANDAIRE | HRCU-A-CB (Split System: Heat Pump with Remote Outdoor Unit-Air-Source) | WDLCURAH24ABK |  |  | WLNC304BA* | WFSX026A030A* | 23400 | 16 | 8.1 | 25800 | 24200 | 93.8% | 2 | 0 | 10 |  |  |  |  | R-410A | 1.95 | Residential & Commercial | USHP | Ducted CEE Tier 1
211245595 | Central HP <5.4 tons | GRANDAIRE | HRCU-A-CB (Split System: Heat Pump with Remote Outdoor Unit-Air-Source) | WDLCURAH24ABK |  |  | WLNC364CA* | WFER045B036A* | 24000 | 16.5 | 8.1 | 26200 | 23000 | 87.79% | 1.9 | 0 | 10.5 |  |  |  |  | R-410A | 2 | Residential & Commercial | USHP | Ducted CEE Tier 1
212383398 | Central HP <5.4 tons | GRANDAIRE | HRCU-A-CB (Split System: Heat Pump with Remote Outdoor Unit-Air-Source) | WDLCURAH36ABK |  |  | WLA*374BA* | WFEU060B048A* | 36600 | 15.5 | 8.5 | 39500 | 35000 | 88.61% | 2.04 | 0 | 10 |  |  |  |  | R-410A | 3.05 | Residential & Commercial | USHP | Ducted CEE Tier 1
211226813 | Central HP <5.4 tons | GRANDAIRE | HRCU-A-CB (Split System: Heat Pump with Remote Outdoor Unit-Air-Source) | WDLCURAH36ABK |  |  | WLA*374CA* | WFER070C048A* | 37200 | 15.5 | 8.5 | 38500 | 35000 | 90.91% | 2.12 | 0 | 10 |  |  |  |  | R-410A | 3.1 | Residential & Commercial | USHP | Ducted CEE Tier 1
215678380 | Central HP <5.4 tons | KEEPRITE | HRCU-A-CB (Split System: Heat Pump with Remote Outdoor Unit-Air-Source) | C5H0V24*K*AAA* |  |  | EA*5X37M17A*+WALLCON | *97CTN0801716A* | 23800 | 17 | 9 | 23400 | 16500 | 70.51% | 2 | 0 | 10 |  |  |  |  | R-454B | 1.9833 | Residential & Commercial | USHP | Ducted CEE Tier 1
215678280 | Central HP <5.4 tons | KEEPRITE | HRCU-A-CB (Split System: Heat Pump with Remote Outdoor Unit-Air-Source) | C5H0V24*K*AAA* |  |  | EA*5X30M17A*+WALLCON | *80CSU0601716B* | 23200 | 17 | 8.5 | 23600 | 16600 | 70.34% | 1.98 | 0 | 10 |  |  |  |  | R-454B | 1.9333 | Residential & Commercial | USHP | Ducted CEE Tier 1
215678230 | Central HP <5.4 tons | KEEPRITE | HRCU-A-CB (Split System: Heat Pump with Remote Outdoor Unit-Air-Source) | C5H0V24*K*AAA* |  |  | EA*5X25M17A*+WALLCON | *80CSU0401712B* | 24000 | 17 | 9 | 23200 | 16300 | 70.26% | 2.02 | 0 | 10.5 |  |  |  |  | R-454B | 2 | Residential & Commercial | USHP | Ducted CEE Tier 1
211240616 | Central HP <5.4 tons | BRYANT HEATING AND COOLING SYSTEMS | HRCU-A-CB (Split System: Heat Pump with Remote Outdoor Unit-Air-Source) | 38MURAQ24AB3* |  |  | CAP**2417AL* | 926TB42060V17*** | 23600 | 16 | 8.5 | 26800 | 24400 | 91.04% | 2.02 | 0 | 10 |  |  |  |  | R-410A | 1.9667 | Residential & Commercial | USHP | Ducted CEE Tier 1
211227480 | Central HP <5.4 tons | BRYANT HEATING AND COOLING SYSTEMS | HRCU-A-CB (Split System: Heat Pump with Remote Outdoor Unit-Air-Source) | 38MURAQ36AB3* |  |  | CAP**4221AL* | 82*TA66110V21*** | 36200 | 15.5 | 8.1 | 39500 | 35200 | 89.11% | 1.92 | 0 | 10 |  |  |  |  | R-410A | 3.0167 | Residential & Commercial | USHP | Ducted CEE Tier 1
211228148 | Central HP <5.4 tons | BRYANT HEATING AND COOLING SYSTEMS | HRCU-A-CB (Split System: Heat Pump with Remote Outdoor Unit-Air-Source) | 38MURAQ36AB3* |  |  | CAP**4224AL* | OVLAAB048112 | 35400 | 15.2 | 8.1 | 39500 | 35200 | 89.11% | 1.88 | 0 | 9.5 |  |  |  |  | R-410A | 2.95 | Residential & Commercial | USHP
211228166 | Central HP <5.4 tons | BRYANT HEATING AND COOLING SYSTEMS | HRCU-A-CB (Split System: Heat Pump with Remote Outdoor Unit-Air-Source) | 38MURAQ36AB3* |  |  | CAP**4224AL* | OVMAAB060154 | 36200 | 16 | 8.1 | 39500 | 35200 | 89.11% | 1.92 | 0 | 10 |  |  |  |  | R-410A | 3.0167 | Residential & Commercial | USHP | Ducted CEE Tier 1
211228364 | Central HP <5.4 tons | BRYANT HEATING AND COOLING SYSTEMS | HRCU-A-CB (Split System: Heat Pump with Remote Outdoor Unit-Air-Source) | 38MURAQ36AB3* |  |  | CAP**4321AL* | 83*SA60100E21*** | 36400 | 16 | 8.5 | 38500 | 34800 | 90.39% | 2.08 | 0 | 10 |  |  |  |  | R-410A | 3.0333 | Residential & Commercial | USHP | Ducted CEE Tier 1
215681931 | Central HP <5.4 tons | KENMORE | HRCU-A-CB (Split System: Heat Pump with Remote Outdoor Unit-Air-Source) | (C,H,T)5H0V48*K*AAA* |  |  | EVM5X60M21A*+WALLCON | *80CSU0802120B* | 48500 | 19 | 9 | 50000 | 36400 | 72.8% | 2.12 | 0 | 10 |  |  |  |  | R-454B | 4.0417 | Residential & Commercial | USHP | Ducted CEE Tier 1
215681951 | Central HP <5.4 tons | KENMORE | HRCU-A-CB (Split System: Heat Pump with Remote Outdoor Unit-Air-Source) | (C,H,T)5H0V48*K*AAA* |  |  | EVM5X60M21A*+WALLCON | *97CTN0801716A* | 47500 | 18.5 | 9 | 50000 | 37200 | 74.4% | 1.98 | 0 | 10 |  |  |  |  | R-454B | 3.9583 | Residential & Commercial | USHP | Ducted CEE Tier 1
215681881 | Central HP <5.4 tons | KENMORE | HRCU-A-CB (Split System: Heat Pump with Remote Outdoor Unit-Air-Source) | (C,H,T)5H0V48*K*AAA* |  |  | EVM5X49M21A*+WALLCON | *97CTN0802120A* | 48000 | 19 | 9 | 50000 | 36800 | 73.6% | 2 | 0 | 10 |  |  |  |  | R-454B | 4 | Residential & Commercial | USHP | Ducted CEE Tier 1
215681781 | Central HP <5.4 tons | KENMORE | HRCU-A-CB (Split System: Heat Pump with Remote Outdoor Unit-Air-Source) | (C,H,T)5H0V48*K*AAA* |  |  | EVM5X48M21A*+WALLCON | *80CSU0802120B* | 47000 | 18.5 | 9 | 50000 | 36200 | 72.4% | 2 | 0 | 10 |  |  |  |  | R-454B | 3.9167 | Residential & Commercial | USHP | Ducted CEE Tier 1
210473227 | Central HP <5.4 tons | BRYANT HEATING AND COOLING SYSTEMS | HRCU-A-CB (Split System: Heat Pump with Remote Outdoor Unit-Air-Source) | 288BNV025*0**C* |  |  | CAP**4321AL*+UI | 986TC66100C21*** | 24400 | 16.5 | 8.5 | 21200 | 16600 | 78.3% | 2.04 | 0 | 11 |  |  |  |  | R-410A | 2.0333 | Residential & Commercial | USHP | Ducted CEE Tier 1
215679770 | Central HP <5.4 tons | KEEPRITE | HRCU-A-CB (Split System: Heat Pump with Remote Outdoor Unit-Air-Source) | C5H0V36*K*AAA* |  |  | ESH5X36M12A*+WALLCON | *97CTN1002122A* | 33800 | 16 | 8.5 | 35800 | 25400 | 70.95% | 1.76 | 0 | 9.5 |  |  |  |  | R-454B | 2.8167 | Residential & Commercial | USHP
211227468 | Central HP <5.4 tons | BRYANT HEATING AND COOLING SYSTEMS | HRCU-A-CB (Split System: Heat Pump with Remote Outdoor Unit-Air-Source) | 38MURAQ36AB3* |  |  | CAP**4221AL* | 82*TA48090V17*** | 35600 | 16 | 8.1 | 38500 | 35000 | 90.91% | 1.9 | 0 | 10 |  |  |  |  | R-410A | 2.9667 | Residential & Commercial | USHP | Ducted CEE Tier 1
216733932 | Central HP <5.4 tons | GRANDAIRE | HRCU-A-CB (Split System: Heat Pump with Remote Outdoor Unit-Air-Source) | WD5CUHAH24AAK |  |  | W5A*30M17XA* | WFEU040B036B* | 22200 | 16.5 | 8.5 | 20800 | 18800 | 90.38% | 1.96 | 0 | 10.5 |  |  |  |  | R-454B | 1.85 | Residential & Commercial | USHP | Ducted CEE Tier 1
216733943 | Central HP <5.4 tons | GRANDAIRE | HRCU-A-CB (Split System: Heat Pump with Remote Outdoor Unit-Air-Source) | WD5CUHAH24AAK |  |  | W5A*30M17XA* | WFEU060B048B* | 22200 | 16.5 | 8.1 | 20800 | 18700 | 89.9% | 1.85 | 0 | 10.5 |  |  |  |  | R-454B | 1.85 | Residential & Commercial | USHP | Ducted CEE Tier 1
216733993 | Central HP <5.4 tons | GRANDAIRE | HRCU-A-CB (Split System: Heat Pump with Remote Outdoor Unit-Air-Source) | WD5CUHAH24AAK |  |  | W5A*30M17XA* | WFET070A036A* | 22400 | 16.5 | 8.5 | 21000 | 18800 | 89.52% | 1.96 | 0 | 11 |  |  |  |  | R-454B | 1.8667 | Residential & Commercial | USHP | Ducted CEE Tier 1
213163982 | Central HP <5.4 tons | RUSSELL | HRCU-A-CB (Split System: Heat Pump with Remote Outdoor Unit-Air-Source) | SP18AZ24AJVC |  |  | TCFZ2421HEAAM | S97MV0855A21DHS | 22800 | 20 | 8.5 | 22800 | 26000 | 114% | 2.1 | 0 | 12.5 |  |  |  |  | R-410A | 1.9 | Residential & Commercial | USHP | Ducted CEE Tier 1
215679860 | Central HP <5.4 tons | KEEPRITE | HRCU-A-CB (Split System: Heat Pump with Remote Outdoor Unit-Air-Source) | C5H0V36*K*AAA* |  |  | ESH5X42M12A*+WALLCON | *97CTN1202422A* | 34000 | 16 | 8.5 | 35600 | 25200 | 70.79% | 1.78 | 0 | 9.5 |  |  |  |  | R-454B | 2.8333 | Residential & Commercial | USHP
212970893 | Central HP <5.4 tons | GRANDAIRE | HRCU-A-CB (Split System: Heat Pump with Remote Outdoor Unit-Air-Source) | WDLCURAH18ABK |  |  | WLA*254BA* | WFET045A036A* | 18300 | 16.5 | 8.5 | 18100 | 18800 | 103.9% | 2.26 | 0 | 11 |  |  |  |  | R-410A | 1.525 | Residential & Commercial | USHP | Ducted CEE Tier 1
216733003 | Central HP <5.4 tons | GRANDAIRE | HRCU-A-CB (Split System: Heat Pump with Remote Outdoor Unit-Air-Source) | WD5CUHAH24AAK |  |  | W5A*24M17XA* | WFSU040B036B* | 22000 | 16 | 8.5 | 21200 | 19200 | 90.57% | 1.96 | 0 | 10.5 |  |  |  |  | R-454B | 1.8333 | Residential & Commercial | USHP | Ducted CEE Tier 1
216733052 | Central HP <5.4 tons | GRANDAIRE | HRCU-A-CB (Split System: Heat Pump with Remote Outdoor Unit-Air-Source) | WD5CUHAH24AAK |  |  | W5A*24M17XA* | WFST040A030A* | 21800 | 15.2 | 8.1 | 21000 | 19200 | 91.43% | 1.9 | 0 | 10 |  |  |  |  | R-454B | 1.8167 | Residential & Commercial | USHP | Ducted CEE Tier 1
216733183 | Central HP <5.4 tons | GRANDAIRE | HRCU-A-CB (Split System: Heat Pump with Remote Outdoor Unit-Air-Source) | WD5CUHAH24AAK |  |  | W5A*25M17XA* | WFE*070A036C* | 23000 | 16.5 | 8.5 | 20600 | 18400 | 89.32% | 1.98 | 0 | 11 |  |  |  |  | R-454B | 1.9167 | Residential & Commercial | USHP | Ducted CEE Tier 1
216732634 | Central HP <5.4 tons | GRANDAIRE | HRCU-A-CB (Split System: Heat Pump with Remote Outdoor Unit-Air-Source) | WD5CUHAH24AAK |  |  | W5A*24M14XA* | WFST040A030A* | 21800 | 15.2 | 8.1 | 21000 | 19200 | 91.43% | 1.9 | 0 | 10 |  |  |  |  | R-454B | 1.8167 | Residential & Commercial | USHP | Ducted CEE Tier 1
212975001 | Central HP <5.4 tons | GRANDAIRE | HRCU-A-CB (Split System: Heat Pump with Remote Outdoor Unit-Air-Source) | WDLCURAH24ABK |  |  | WLA*374BA* | WFST040A030A* | 23800 | 16 | 9 | 25200 | 25000 | 99.21% | 2.06 | 0 | 10 |  |  |  |  | R-410A | 1.9833 | Residential & Commercial | USHP | Ducted CEE Tier 1
211226860 | Central HP <5.4 tons | GRANDAIRE | HRCU-A-CB (Split System: Heat Pump with Remote Outdoor Unit-Air-Source) | WDLCURAH36ABK |  |  | WLA*374CA* | WFEL110C060B* | 37000 | 15.5 | 8.5 | 38500 | 34800 | 90.39% | 2.12 | 0 | 10 |  |  |  |  | R-410A | 3.0833 | Residential & Commercial | USHP | Ducted CEE Tier 1
211228282 | Central HP <5.4 tons | GRANDAIRE | HRCU-A-CB (Split System: Heat Pump with Remote Outdoor Unit-Air-Source) | WDLCURAH36ABK |  |  | WLA*434CA* | WFER090C060A* | 36800 | 16 | 8.5 | 38500 | 34800 | 90.39% | 2.1 | 0 | 10 |  |  |  |  | R-410A | 3.0667 | Residential & Commercial | USHP | Ducted CEE Tier 1
211228466 | Central HP <5.4 tons | GRANDAIRE | HRCU-A-CB (Split System: Heat Pump with Remote Outdoor Unit-Air-Source) | WDLCURAH36ABK |  |  | WLA*434CA* | WFAX100C060A* | 37200 | 16 | 8.5 | 38500 | 34800 | 90.39% | 2.12 | 0 | 10 |  |  |  |  | R-410A | 3.1 | Residential & Commercial | USHP | Ducted CEE Tier 1
211227847 | Central HP <5.4 tons | GRANDAIRE | HRCU-A-CB (Split System: Heat Pump with Remote Outdoor Unit-Air-Source) | WDLCURAH36ABK |  |  | WLA*424DA* | WFER135D060A* | 35600 | 16 | 8.1 | 38500 | 35000 | 90.91% | 1.9 | 0 | 10 |  |  |  |  | R-410A | 2.9667 | Residential & Commercial | USHP | Ducted CEE Tier 1
211227966 | Central HP <5.4 tons | GRANDAIRE | HRCU-A-CB (Split System: Heat Pump with Remote Outdoor Unit-Air-Source) | WDLCURAH36ABK |  |  | WLA*424DA* | WFAX080C060A* | 35200 | 16.5 | 8.1 | 38500 | 35000 | 90.91% | 1.88 | 0 | 10 |  |  |  |  | R-410A | 2.9333 | Residential & Commercial | USHP | Ducted CEE Tier 1
211230269 | Central HP <5.4 tons | GRANDAIRE | HRCU-A-CB (Split System: Heat Pump with Remote Outdoor Unit-Air-Source) | WDLCURAH36ABK |  |  | WLN(C,W)484CA* | WFSU060B048A* | 35800 | 16 | 8.1 | 38500 | 34800 | 90.39% | 2 | 0 | 10 |  |  |  |  | R-410A | 2.9833 | Residential & Commercial | USHP | Ducted CEE Tier 1
211230555 | Central HP <5.4 tons | GRANDAIRE | HRCU-A-CB (Split System: Heat Pump with Remote Outdoor Unit-Air-Source) | WDLCURAH36ABK |  |  | WLNC484DA* | WFEU100C060A* | 36200 | 16 | 8.1 | 38500 | 34800 | 90.39% | 2.02 | 0 | 10 |  |  |  |  | R-410A | 3.0167 | Residential & Commercial | USHP | Ducted CEE Tier 1
211229954 | Central HP <5.4 tons | GRANDAIRE | HRCU-A-CB (Split System: Heat Pump with Remote Outdoor Unit-Air-Source) | WDLCURAH36ABK |  |  | WLN(C,W)484CA* | WFEL090C048B* | 36400 | 16 | 8.1 | 38500 | 34800 | 90.39% | 2.04 | 0 | 10.5 |  |  |  |  | R-410A | 3.0333 | Residential & Commercial | USHP | Ducted CEE Tier 1
210426581 | Central HP <5.4 tons | MAXI AIR | HRCU-A-CB (Split System: Heat Pump with Remote Outdoor Unit-Air-Source) | MAXS-4260 |  |  | AHMS-6020 | 0 | 55000 | 15.3 | 9.4 | 59000 | 48500 | 82.2% | 1.91 | 9 | 8.8 |  |  |  |  | R-410A | 4.5833 | Residential & Commercial | USHP
211244696 | Central HP <5.4 tons | BRYANT HEATING AND COOLING SYSTEMS | HRCU-A-CB (Split System: Heat Pump with Remote Outdoor Unit-Air-Source) | 38MURAQ24AB3* |  |  | CNPV*3017AL* | 8(0,1)*SA36070E17*** | 24400 | 16.5 | 8.1 | 26400 | 22600 | 85.61% | 1.88 | 0 | 10.5 |  |  |  |  | R-410A | 2.0333 | Residential & Commercial | USHP | Ducted CEE Tier 1
211245200 | Central HP <5.4 tons | BRYANT HEATING AND COOLING SYSTEMS | HRCU-A-CB (Split System: Heat Pump with Remote Outdoor Unit-Air-Source) | 38MURAQ24AB3* |  |  | CNPV*3617AL* | 915SB48080E17*** | 24600 | 15.5 | 8.1 | 26800 | 22200 | 82.84% | 1.82 | 0 | 10 |  |  |  |  | R-410A | 2.05 | Residential & Commercial | USHP | Ducted CEE Tier 1
211245014 | Central HP <5.4 tons | BRYANT HEATING AND COOLING SYSTEMS | HRCU-A-CB (Split System: Heat Pump with Remote Outdoor Unit-Air-Source) | 38MURAQ24AB3* |  |  | CNPV*3617AL* | 926TB48080V17*** | 24200 | 16.5 | 8.1 | 26200 | 23000 | 87.79% | 1.9 | 0 | 10.5 |  |  |  |  | R-410A | 2.0167 | Residential & Commercial | USHP | Ducted CEE Tier 1
211245482 | Central HP <5.4 tons | BRYANT HEATING AND COOLING SYSTEMS | HRCU-A-CB (Split System: Heat Pump with Remote Outdoor Unit-Air-Source) | 38MURAQ24AB3* |  |  | CNPV*3621AL* | 82*TA60090V21*** | 23800 | 16.5 | 8.1 | 26000 | 23200 | 89.23% | 1.92 | 0 | 10.5 |  |  |  |  | R-410A | 1.9833 | Residential & Commercial | USHP | Ducted CEE Tier 1
211245584 | Central HP <5.4 tons | BRYANT HEATING AND COOLING SYSTEMS | HRCU-A-CB (Split System: Heat Pump with Remote Outdoor Unit-Air-Source) | 38MURAQ24AB3* |  |  | CNPV*3621AL* | 8(0,1)*SA36045E17*** | 24000 | 16.5 | 8.1 | 26200 | 23000 | 87.79% | 1.9 | 0 | 10.5 |  |  |  |  | R-410A | 2 | Residential & Commercial | USHP | Ducted CEE Tier 1
211227800 | Central HP <5.4 tons | BRYANT HEATING AND COOLING SYSTEMS | HRCU-A-CB (Split System: Heat Pump with Remote Outdoor Unit-Air-Source) | 38MURAQ36AB3* |  |  | CAP**4224AL* | 8(0,1)*SA60090E24*** | 35400 | 16 | 8.1 | 38500 | 35000 | 90.91% | 1.88 | 0 | 10 |  |  |  |  | R-410A | 2.95 | Residential & Commercial | USHP | Ducted CEE Tier 1
211227936 | Central HP <5.4 tons | BRYANT HEATING AND COOLING SYSTEMS | HRCU-A-CB (Split System: Heat Pump with Remote Outdoor Unit-Air-Source) | 38MURAQ36AB3* |  |  | CAP**4224AL* | 82*TA66135V24*** | 35600 | 16 | 8.1 | 38500 | 35000 | 90.91% | 1.88 | 0 | 10 |  |  |  |  | R-410A | 2.9667 | Residential & Commercial | USHP | Ducted CEE Tier 1
212982935 | Central HP <5.4 tons | GRANDAIRE | HRCU-A-CB (Split System: Heat Pump with Remote Outdoor Unit-Air-Source) | WDLCURAH30ABK |  |  | WLA*364CA* | WFEU080C060B* | 29400 | 15.2 | 8.5 | 33800 | 28000 | 82.84% | 1.76 | 0 | 9 |  |  |  |  | R-410A | 2.45 | Residential & Commercial | USHP
211228029 | Central HP <5.4 tons | BRYANT HEATING AND COOLING SYSTEMS | HRCU-A-CB (Split System: Heat Pump with Remote Outdoor Unit-Air-Source) | 38MURAQ36AB3* |  |  | CAP**4224AL* | 915SB66120E24*** | 36600 | 15.2 | 8.1 | 40000 | 35200 | 88% | 1.94 | 0 | 10 |  |  |  |  | R-410A | 3.05 | Residential & Commercial | USHP | Ducted CEE Tier 1
211228797 | Central HP <5.4 tons | BRYANT HEATING AND COOLING SYSTEMS | HRCU-A-CB (Split System: Heat Pump with Remote Outdoor Unit-Air-Source) | 38MURAQ36AB3* |  |  | CAP**4821AL* | 8(0,1)*SA60090E21*** | 36400 | 16 | 8.5 | 38500 | 34800 | 90.39% | 2.08 | 0 | 10 |  |  |  |  | R-410A | 3.0333 | Residential & Commercial | USHP | Ducted CEE Tier 1
215679450 | Central HP <5.4 tons | KEEPRITE | HRCU-A-CB (Split System: Heat Pump with Remote Outdoor Unit-Air-Source) | C5H0V36*K*AAA* |  |  | EA*5X43M21A*+WALLCON | *97CTN0601716A* | 34200 | 17.5 | 9 | 35600 | 25400 | 71.35% | 1.88 | 0 | 9.5 |  |  |  |  | R-454B | 2.85 | Residential & Commercial | USHP
215679400 | Central HP <5.4 tons | KEEPRITE | HRCU-A-CB (Split System: Heat Pump with Remote Outdoor Unit-Air-Source) | C5H0V36*K*AAA* |  |  | EA*5X42M21A*+WALLCON | *97CTN0802120A* | 33200 | 17.5 | 9 | 35800 | 25600 | 71.51% | 1.86 | 0 | 10 |  |  |  |  | R-454B | 2.7667 | Residential & Commercial | USHP | Ducted CEE Tier 1
215676701 | Central HP <5.4 tons | KENMORE | HRCU-A-CB (Split System: Heat Pump with Remote Outdoor Unit-Air-Source) | (C,H,T)5H0V48*K*AAA* |  |  | EVD5X61M21A*+WALLCON | *80CSU1002120A* | 48500 | 19 | 9 | 50000 | 37000 | 74% | 2 | 0 | 10 |  |  |  |  | R-454B | 4.0417 | Residential & Commercial | USHP | Ducted CEE Tier 1
215676901 | Central HP <5.4 tons | KENMORE | HRCU-A-CB (Split System: Heat Pump with Remote Outdoor Unit-Air-Source) | (C,H,T)5H0V48*K*AAA* |  |  | EVD5X61M24A*+WALLCON | *95CSU1002122B* | 48500 | 19 | 9 | 50000 | 36600 | 73.2% | 2.1 | 0 | 10.5 |  |  |  |  | R-454B | 4.0417 | Residential & Commercial | USHP | Ducted CEE Tier 1
215676921 | Central HP <5.4 tons | KENMORE | HRCU-A-CB (Split System: Heat Pump with Remote Outdoor Unit-Air-Source) | (C,H,T)5H0V48*K*AAA* |  |  | EVD5X61M24A*+WALLCON | *97CMN0802120B* | 48500 | 19 | 9.5 | 50000 | 36800 | 73.6% | 2.1 | 0 | 10.5 |  |  |  |  | R-454B | 4.0417 | Residential & Commercial | USHP | Ducted CEE Tier 1
215676821 | Central HP <5.4 tons | KENMORE | HRCU-A-CB (Split System: Heat Pump with Remote Outdoor Unit-Air-Source) | (C,H,T)5H0V48*K*AAA* |  |  | EVD5X61M21A*+WALLCON | *97CMN1002122B* | 48500 | 19.5 | 9.5 | 50000 | 36800 | 73.6% | 2.12 | 0 | 10.5 |  |  |  |  | R-454B | 4.0417 | Residential & Commercial | USHP | Ducted CEE Tier 1
215676551 | Central HP <5.4 tons | KENMORE | HRCU-A-CB (Split System: Heat Pump with Remote Outdoor Unit-Air-Source) | (C,H,T)5H0V48*K*AAA* |  |  | EVD5X60M21A*+WALLCON | *97CMN0802120B* | 48000 | 19 | 9 | 50000 | 36800 | 73.6% | 2 | 0 | 10 |  |  |  |  | R-454B | 4 | Residential & Commercial | USHP | Ducted CEE Tier 1
215676201 | Central HP <5.4 tons | KENMORE | HRCU-A-CB (Split System: Heat Pump with Remote Outdoor Unit-Air-Source) | (C,H,T)5H0V48*K*AAA* |  |  | EVD5X48M24A*+WALLCON | *80CTL0702120B* | 47000 | 18.5 | 9 | 50000 | 36600 | 73.2% | 2.02 | 0 | 10 |  |  |  |  | R-454B | 3.9167 | Residential & Commercial | USHP | Ducted CEE Tier 1
215676351 | Central HP <5.4 tons | KENMORE | HRCU-A-CB (Split System: Heat Pump with Remote Outdoor Unit-Air-Source) | (C,H,T)5H0V48*K*AAA* |  |  | EVD5X49M24A*+WALLCON | *97CMN0602120B* | 47500 | 18.5 | 9 | 50000 | 37000 | 74% | 1.98 | 0 | 10 |  |  |  |  | R-454B | 3.9583 | Residential & Commercial | USHP | Ducted CEE Tier 1
211229133 | Central HP <5.4 tons | BRYANT HEATING AND COOLING SYSTEMS | HRCU-A-CB (Split System: Heat Pump with Remote Outdoor Unit-Air-Source) | 38MURAQ36AB3* |  |  | CAP**4821AL* | 935SA60100E21*** | 36200 | 16 | 8.5 | 38500 | 34600 | 89.87% | 2.06 | 0 | 10 |  |  |  |  | R-410A | 3.0167 | Residential & Commercial | USHP | Ducted CEE Tier 1
211229201 | Central HP <5.4 tons | BRYANT HEATING AND COOLING SYSTEMS | HRCU-A-CB (Split System: Heat Pump with Remote Outdoor Unit-Air-Source) | 38MURAQ36AB3* |  |  | CAP**4821AL* | OVLAAB048112 | 35800 | 15.5 | 8.5 | 38500 | 34800 | 90.39% | 2.04 | 0 | 9.5 |  |  |  |  | R-410A | 2.9833 | Residential & Commercial | USHP
211229318 | Central HP <5.4 tons | BRYANT HEATING AND COOLING SYSTEMS | HRCU-A-CB (Split System: Heat Pump with Remote Outdoor Unit-Air-Source) | 38MURAQ36AB3* |  |  | CAP**4824AL* | 8(0,1)*SA60135E24*** | 36200 | 16 | 8.5 | 38500 | 34600 | 89.87% | 2.06 | 0 | 10 |  |  |  |  | R-410A | 3.0167 | Residential & Commercial | USHP | Ducted CEE Tier 1
211229469 | Central HP <5.4 tons | BRYANT HEATING AND COOLING SYSTEMS | HRCU-A-CB (Split System: Heat Pump with Remote Outdoor Unit-Air-Source) | 38MURAQ36AB3* |  |  | CAP**4824AL* | 912SD60120E24*** | 36200 | 16 | 8.5 | 38500 | 34600 | 89.87% | 2.08 | 0 | 10 |  |  |  |  | R-410A | 3.0167 | Residential & Commercial | USHP | Ducted CEE Tier 1
215679700 | Central HP <5.4 tons | KEEPRITE | HRCU-A-CB (Split System: Heat Pump with Remote Outdoor Unit-Air-Source) | C5H0V36*K*AAA* |  |  | EA*5X61M24A*+WALLCON | *97CTN1202422A* | 35000 | 18.5 | 9 | 34400 | 24800 | 72.09% | 1.92 | 0 | 10.5 |  |  |  |  | R-454B | 2.9167 | Residential & Commercial | USHP | Ducted CEE Tier 1
215679720 | Central HP <5.4 tons | KEEPRITE | HRCU-A-CB (Split System: Heat Pump with Remote Outdoor Unit-Air-Source) | C5H0V36*K*AAA* |  |  | ESH5X36M12A*+WALLCON | *80CSU0401712B* | 33800 | 16 | 8.5 | 35600 | 25400 | 71.35% | 1.78 | 0 | 9.5 |  |  |  |  | R-454B | 2.8167 | Residential & Commercial | USHP
215679750 | Central HP <5.4 tons | KEEPRITE | HRCU-A-CB (Split System: Heat Pump with Remote Outdoor Unit-Air-Source) | C5H0V36*K*AAA* |  |  | ESH5X36M12A*+WALLCON | *97CTN0801716A* | 33400 | 16 | 8.5 | 36000 | 25600 | 71.11% | 1.76 | 0 | 9 |  |  |  |  | R-454B | 2.7833 | Residential & Commercial | USHP
215677010 | Central HP <5.4 tons | KEEPRITE | HRCU-A-CB (Split System: Heat Pump with Remote Outdoor Unit-Air-Source) | C5H0V60*K*AAA* |  |  | EVM5X60M21A*+WALLCON | *80CTL0902120B* | 57000 | 18.5 | 9 | 63500 | 44500 | 70.08% | 2.08 | 0 | 9.5 |  |  |  |  | R-454B | 4.75 | Residential & Commercial | USHP
215682610 | Central HP <5.4 tons | KEEPRITE | HRCU-A-CB (Split System: Heat Pump with Remote Outdoor Unit-Air-Source) | C5H0V60*K*AAA* |  |  | EA*5X60M24A*+WALLCON | *97CTN0802120A* | 54500 | 18.5 | 9 | 59500 | 42000 | 70.59% | 1.9 | 0 | 8.5 |  |  |  |  | R-454B | 4.5417 | Residential & Commercial | USHP
215676401 | Central HP <5.4 tons | KENMORE | HRCU-A-CB (Split System: Heat Pump with Remote Outdoor Unit-Air-Source) | (C,H,T)5H0V48*K*AAA* |  |  | EVD5X49M24A*+WALLCON | *96CTN1202422B* | 48000 | 19 | 9 | 50000 | 36600 | 73.2% | 2 | 0 | 10.5 |  |  |  |  | R-454B | 4 | Residential & Commercial | USHP | Ducted CEE Tier 1
214810554 | Central HP <5.4 tons | PolarWave | HRCU-A-CB (Split System: Heat Pump with Remote Outdoor Unit-Air-Source) | EZ-24-HP |  |  | EZ-24-AH | 0 | 24000 | 17.4 | 10 | 24000 | 22600 | 94.17% | 1.91 | 0 | 11.7 |  |  |  |  | R-410A | 2 | Residential & Commercial | USHP | Ducted CEE Tier 1
210470276 | Central HP <5.4 tons | BRYANT HEATING AND COOLING SYSTEMS | HRCU-A-CB (Split System: Heat Pump with Remote Outdoor Unit-Air-Source) | 288BNV037*0**B* |  |  | CAP**6024AL*+UI | 88*TA66135C24*** | 32800 | 18 | 8.5 | 31800 | 24800 | 77.99% | 2 | 0 | 12 |  |  |  |  | R-410A | 2.7333 | Residential & Commercial | USHP | Ducted CEE Tier 1
210470485 | Central HP <5.4 tons | BRYANT HEATING AND COOLING SYSTEMS | HRCU-A-CB (Split System: Heat Pump with Remote Outdoor Unit-Air-Source) | 288BNV037*0**B* |  |  | CAP**6121AL*+UI | 986TC66100C21*** | 33200 | 17.5 | 8.5 | 32000 | 24800 | 77.5% | 2 | 0 | 12 |  |  |  |  | R-410A | 2.7667 | Residential & Commercial | USHP | Ducted CEE Tier 1
211229668 | Central HP <5.4 tons | BRYANT HEATING AND COOLING SYSTEMS | HRCU-A-CB (Split System: Heat Pump with Remote Outdoor Unit-Air-Source) | 38MURAQ36AB3* |  |  | CNPV*4217AL* | 82*TA48070V17*** | 35600 | 16 | 8.1 | 38500 | 35000 | 90.91% | 1.96 | 0 | 10 |  |  |  |  | R-410A | 2.9667 | Residential & Commercial | USHP | Ducted CEE Tier 1
211229920 | Central HP <5.4 tons | BRYANT HEATING AND COOLING SYSTEMS | HRCU-A-CB (Split System: Heat Pump with Remote Outdoor Unit-Air-Source) | 38MURAQ36AB3* |  |  | CNPV*4821AL* | 8(0,1)*SA48070E21*** | 35800 | 16.5 | 8.1 | 38500 | 34800 | 90.39% | 2 | 0 | 10 |  |  |  |  | R-410A | 2.9833 | Residential & Commercial | USHP | Ducted CEE Tier 1
211230172 | Central HP <5.4 tons | BRYANT HEATING AND COOLING SYSTEMS | HRCU-A-CB (Split System: Heat Pump with Remote Outdoor Unit-Air-Source) | 38MURAQ36AB3* |  |  | CNPV*4821AL* | 915SB48080E17*** | 35600 | 15.5 | 8.1 | 38500 | 35000 | 90.91% | 2 | 0 | 10 |  |  |  |  | R-410A | 2.9667 | Residential & Commercial | USHP | Ducted CEE Tier 1
211230404 | Central HP <5.4 tons | BRYANT HEATING AND COOLING SYSTEMS | HRCU-A-CB (Split System: Heat Pump with Remote Outdoor Unit-Air-Source) | 38MURAQ36AB3* |  |  | CNPV*4824AL* | 8(0,1)*SA48070E21*** | 35800 | 16.5 | 8.1 | 38500 | 34800 | 90.39% | 2 | 0 | 10 |  |  |  |  | R-410A | 2.9833 | Residential & Commercial | USHP | Ducted CEE Tier 1
211230440 | Central HP <5.4 tons | BRYANT HEATING AND COOLING SYSTEMS | HRCU-A-CB (Split System: Heat Pump with Remote Outdoor Unit-Air-Source) | 38MURAQ36AB3* |  |  | CNPV*4824AL* | 8(0,1)*SA60090E24*** | 36200 | 16.5 | 8.1 | 38500 | 34800 | 90.39% | 2.02 | 0 | 10.5 |  |  |  |  | R-410A | 3.0167 | Residential & Commercial | USHP | Ducted CEE Tier 1
211230556 | Central HP <5.4 tons | BRYANT HEATING AND COOLING SYSTEMS | HRCU-A-CB (Split System: Heat Pump with Remote Outdoor Unit-Air-Source) | 38MURAQ36AB3* |  |  | CNPV*4824AL* | 82*TA60090V21*** | 35800 | 16.5 | 8.1 | 38500 | 34800 | 90.39% | 2 | 0 | 10 |  |  |  |  | R-410A | 2.9833 | Residential & Commercial | USHP | Ducted CEE Tier 1
215676451 | Central HP <5.4 tons | KENMORE | HRCU-A-CB (Split System: Heat Pump with Remote Outdoor Unit-Air-Source) | (C,H,T)5H0V48*K*AAA* |  |  | EVD5X60M21A*+WALLCON | *80CTL0701716B* | 48000 | 18.5 | 9 | 50000 | 37200 | 74.4% | 2 | 0 | 10 |  |  |  |  | R-454B | 4 | Residential & Commercial | USHP | Ducted CEE Tier 1
215675951 | Central HP <5.4 tons | KENMORE | HRCU-A-CB (Split System: Heat Pump with Remote Outdoor Unit-Air-Source) | (C,H,T)5H0V48*K*AAA* |  |  | EVM5X60M24A*+WALLCON | *96CTN1002122B* | 48000 | 19 | 9 | 50000 | 36600 | 73.2% | 2 | 0 | 10.5 |  |  |  |  | R-454B | 4 | Residential & Commercial | USHP | Ducted CEE Tier 1
210470876 | Central HP <5.4 tons | BRYANT HEATING AND COOLING SYSTEMS | HRCU-A-CB (Split System: Heat Pump with Remote Outdoor Unit-Air-Source) | 288BNV037*0**B* |  |  | CNPV*6024AL*+UI | 935CA60080C21*** | 32800 | 18 | 8.1 | 32200 | 24600 | 76.4% | 1.98 | 0 | 12 |  |  |  |  | R-410A | 2.7333 | Residential & Commercial | USHP | Ducted CEE Tier 1
210470887 | Central HP <5.4 tons | BRYANT HEATING AND COOLING SYSTEMS | HRCU-A-CB (Split System: Heat Pump with Remote Outdoor Unit-Air-Source) | 288BNV037*0**B* |  |  | CNPV*6024AL*+UI | 935CA66100C21*** | 32800 | 18 | 8.1 | 32200 | 24600 | 76.4% | 1.98 | 0 | 12 |  |  |  |  | R-410A | 2.7333 | Residential & Commercial | USHP | Ducted CEE Tier 1
210471019 | Central HP <5.4 tons | BRYANT HEATING AND COOLING SYSTEMS | HRCU-A-CB (Split System: Heat Pump with Remote Outdoor Unit-Air-Source) | 288BNV037*0**B* |  |  | CSPH*3612AL*+UI | 935CA60080C21*** | 32200 | 16.5 | 8.1 | 33200 | 24600 | 74.1% | 1.94 | 0 | 11 |  |  |  |  | R-410A | 2.6833 | Residential & Commercial | USHP | Ducted CEE Tier 1
211242975 | Central HP <5.4 tons | BRYANT HEATING AND COOLING SYSTEMS | HRCU-A-CB (Split System: Heat Pump with Remote Outdoor Unit-Air-Source) | 38MURAQ24AB3* |  |  | CAP**3717AL* | 926TB30040V14*** | 24200 | 16 | 8.5 | 25600 | 21800 | 85.16% | 1.8 | 0 | 10 |  |  |  |  | R-410A | 2.0167 | Residential & Commercial | USHP | Ducted CEE Tier 1
211226379 | Central HP <5.4 tons | BRYANT HEATING AND COOLING SYSTEMS | HRCU-A-CB (Split System: Heat Pump with Remote Outdoor Unit-Air-Source) | 38MURAQ36AB3* |  |  | CAP**3621AL* | 915SB66100E21*** | 36400 | 15.2 | 8.1 | 40000 | 35400 | 88.5% | 1.88 | 0 | 10 |  |  |  |  | R-410A | 3.0333 | Residential & Commercial | USHP | Ducted CEE Tier 1
211227710 | Central HP <5.4 tons | BRYANT HEATING AND COOLING SYSTEMS | HRCU-A-CB (Split System: Heat Pump with Remote Outdoor Unit-Air-Source) | 38MURAQ36AB3* |  |  | CAP**4221AL* | 926TB66100V21*** | 35400 | 16.5 | 8.1 | 38500 | 35000 | 90.91% | 1.88 | 0 | 10 |  |  |  |  | R-410A | 2.95 | Residential & Commercial | USHP | Ducted CEE Tier 1
211227858 | Central HP <5.4 tons | BRYANT HEATING AND COOLING SYSTEMS | HRCU-A-CB (Split System: Heat Pump with Remote Outdoor Unit-Air-Source) | 38MURAQ36AB3* |  |  | CAP**4224AL* | 82*SA60070V21*** | 35400 | 16 | 8.1 | 38500 | 35000 | 90.91% | 1.88 | 0 | 9.5 |  |  |  |  | R-410A | 2.95 | Residential & Commercial | USHP
211228060 | Central HP <5.4 tons | BRYANT HEATING AND COOLING SYSTEMS | HRCU-A-CB (Split System: Heat Pump with Remote Outdoor Unit-Air-Source) | 38MURAQ36AB3* |  |  | CAP**4224AL* | 926SA60100V21*** | 35600 | 16 | 8.1 | 38500 | 35000 | 90.91% | 1.9 | 0 | 10 |  |  |  |  | R-410A | 2.9667 | Residential & Commercial | USHP | Ducted CEE Tier 1
215679260 | Central HP <5.4 tons | KEEPRITE | HRCU-A-CB (Split System: Heat Pump with Remote Outdoor Unit-Air-Source) | C5H0V36*K*AAA* |  |  | EA*5X37M17A*+WALLCON | *97CTN0601716A* | 33600 | 17 | 9 | 36000 | 25800 | 71.67% | 1.88 | 0 | 9 |  |  |  |  | R-454B | 2.8 | Residential & Commercial | USHP
211295828 | Central HP <5.4 tons | BRYANT HEATING AND COOLING SYSTEMS | HRCU-A-CB (Split System: Heat Pump with Remote Outdoor Unit-Air-Source) | 38MURAQ30AB3* |  |  | CAP**3721AL* | 912SD60080E21*** | 31200 | 15.2 | 8.5 | 33400 | 26000 | 77.84% | 1.88 | 0 | 9 |  |  |  |  | R-410A | 2.6 | Residential & Commercial | USHP
213079434 | Central HP <5.4 tons | GRANDAIRE | HRCU-A-CB (Split System: Heat Pump with Remote Outdoor Unit-Air-Source) | WDLCURAH36ABK |  |  | WLA*424CA* | WFAX060B042B* | 35200 | 16 | 8.1 | 38500 | 35000 | 90.91% | 2.06 | 0 | 9.5 |  |  |  |  | R-410A | 2.9333 | Residential & Commercial | USHP
210471200 | Central HP <5.4 tons | BRYANT HEATING AND COOLING SYSTEMS | HRCU-A-CB (Split System: Heat Pump with Remote Outdoor Unit-Air-Source) | 288BNV037*0**B* |  |  | CSPH*6012AL*+UI | 986TC42080C17*** | 32800 | 16.5 | 8.1 | 32600 | 25200 | 77.3% | 1.98 | 0 | 11 |  |  |  |  | R-410A | 2.7333 | Residential & Commercial | USHP | Ducted CEE Tier 1
215679940 | Central HP <5.4 tons | KEEPRITE | HRCU-A-CB (Split System: Heat Pump with Remote Outdoor Unit-Air-Source) | C5H0V36*K*AAA* |  |  | ESH5X60M12A*+WALLCON | *96CTN0802120B* | 34600 | 16.5 | 8.5 | 34600 | 24800 | 71.68% | 1.8 | 0 | 9.5 |  |  |  |  | R-454B | 2.8833 | Residential & Commercial | USHP
214229232 | Central HP <5.4 tons | GRANDAIRE | HRCU-A-CB (Split System: Heat Pump with Remote Outdoor Unit-Air-Source) | WDLCURAH30ABK |  |  | WLA*364BA* | WFEU060B048B* | 29400 | 15.2 | 8.1 | 34000 | 27800 | 81.76% | 1.76 | 0 | 9 |  |  |  |  | R-410A | 2.45 | Residential & Commercial | USHP
211230607 | Central HP <5.4 tons | BRYANT HEATING AND COOLING SYSTEMS | HRCU-A-CB (Split System: Heat Pump with Remote Outdoor Unit-Air-Source) | 38MURAQ36AB3* |  |  | CNPV*4824AL* | 912SD60100E21*** | 35800 | 16.5 | 8.1 | 38500 | 34800 | 90.39% | 2 | 0 | 10 |  |  |  |  | R-410A | 2.9833 | Residential & Commercial | USHP | Ducted CEE Tier 1
211230638 | Central HP <5.4 tons | BRYANT HEATING AND COOLING SYSTEMS | HRCU-A-CB (Split System: Heat Pump with Remote Outdoor Unit-Air-Source) | 38MURAQ36AB3* |  |  | CNPV*4824AL* | 915SB60080E21*** | 36800 | 15.5 | 8.1 | 39500 | 35000 | 88.61% | 2.06 | 0 | 10.5 |  |  |  |  | R-410A | 3.0667 | Residential & Commercial | USHP | Ducted CEE Tier 1
211241402 | Central HP <5.4 tons | BRYANT HEATING AND COOLING SYSTEMS | HRCU-A-CB (Split System: Heat Pump with Remote Outdoor Unit-Air-Source) | 38MURAQ24AB3* |  |  | CAP**3017AL* | 926SA30040V14*** | 23200 | 16 | 8.5 | 25800 | 24200 | 93.8% | 2.02 | 0 | 10 |  |  |  |  | R-410A | 1.9333 | Residential & Commercial | USHP | Ducted CEE Tier 1
211241518 | Central HP <5.4 tons | BRYANT HEATING AND COOLING SYSTEMS | HRCU-A-CB (Split System: Heat Pump with Remote Outdoor Unit-Air-Source) | 38MURAQ24AB3* |  |  | CAP**3017AL* | 82*TA36045V14*** | 24200 | 16.5 | 8.5 | 26400 | 23000 | 87.12% | 1.9 | 0 | 10 |  |  |  |  | R-410A | 2.0167 | Residential & Commercial | USHP | Ducted CEE Tier 1
211241885 | Central HP <5.4 tons | BRYANT HEATING AND COOLING SYSTEMS | HRCU-A-CB (Split System: Heat Pump with Remote Outdoor Unit-Air-Source) | 38MURAQ24AB3* |  |  | CAP**3617AL* | 8(0,1)*SA48070E17*** | 25000 | 16 | 8.5 | 26800 | 21800 | 81.34% | 1.8 | 0 | 10 |  |  |  |  | R-410A | 2.0833 | Residential & Commercial | USHP | Ducted CEE Tier 1
211241717 | Central HP <5.4 tons | BRYANT HEATING AND COOLING SYSTEMS | HRCU-A-CB (Split System: Heat Pump with Remote Outdoor Unit-Air-Source) | 38MURAQ24AB3* |  |  | CAP**3017AL* | 915SB42060E17*** | 24600 | 16 | 8.5 | 26800 | 22600 | 84.33% | 1.84 | 0 | 10 |  |  |  |  | R-410A | 2.05 | Residential & Commercial | USHP | Ducted CEE Tier 1
211242186 | Central HP <5.4 tons | BRYANT HEATING AND COOLING SYSTEMS | HRCU-A-CB (Split System: Heat Pump with Remote Outdoor Unit-Air-Source) | 38MURAQ24AB3* |  |  | CAP**3617AL* | 912SD36040E17*** | 23800 | 16 | 8.5 | 26000 | 23200 | 89.23% | 1.9 | 0 | 10 |  |  |  |  | R-410A | 1.9833 | Residential & Commercial | USHP | Ducted CEE Tier 1
215679590 | Central HP <5.4 tons | KEEPRITE | HRCU-A-CB (Split System: Heat Pump with Remote Outdoor Unit-Air-Source) | C5H0V36*K*AAA* |  |  | EA*5X60M24A*+WALLCON | *97CTN1202422A* | 34400 | 18.5 | 9 | 34200 | 24800 | 72.51% | 1.9 | 0 | 10.5 |  |  |  |  | R-454B | 2.8667 | Residential & Commercial | USHP | Ducted CEE Tier 1
210470364 | Central HP <5.4 tons | BRYANT HEATING AND COOLING SYSTEMS | HRCU-A-CB (Split System: Heat Pump with Remote Outdoor Unit-Air-Source) | 288BNV037*0**B* |  |  | CAP**6024AL*+UI | 987MB60060C21*** | 32600 | 17 | 8.1 | 32200 | 25000 | 77.64% | 1.96 | 0 | 11.5 |  |  |  |  | R-410A | 2.7167 | Residential & Commercial | USHP | Ducted CEE Tier 1
210470397 | Central HP <5.4 tons | BRYANT HEATING AND COOLING SYSTEMS | HRCU-A-CB (Split System: Heat Pump with Remote Outdoor Unit-Air-Source) | 288BNV037*0**B* |  |  | CAP**6121AL*+UI | 83*CA36040C17*** | 33200 | 17.5 | 8.1 | 32000 | 24800 | 77.5% | 1.98 | 0 | 11.5 |  |  |  |  | R-410A | 2.7667 | Residential & Commercial | USHP | Ducted CEE Tier 1
210470463 | Central HP <5.4 tons | BRYANT HEATING AND COOLING SYSTEMS | HRCU-A-CB (Split System: Heat Pump with Remote Outdoor Unit-Air-Source) | 288BNV037*0**B* |  |  | CAP**6121AL*+UI | 987MB66100C21*** | 33200 | 17.5 | 8.5 | 32000 | 24800 | 77.5% | 2 | 0 | 12 |  |  |  |  | R-410A | 2.7667 | Residential & Commercial | USHP | Ducted CEE Tier 1
210470529 | Central HP <5.4 tons | BRYANT HEATING AND COOLING SYSTEMS | HRCU-A-CB (Split System: Heat Pump with Remote Outdoor Unit-Air-Source) | 288BNV037*0**B* |  |  | CAP**6124AL*+UI | 935CA66100C21*** | 33200 | 18 | 8.5 | 32000 | 24800 | 77.5% | 2.02 | 0 | 11.5 |  |  |  |  | R-410A | 2.7667 | Residential & Commercial | USHP | Ducted CEE Tier 1
211228385 | Central HP <5.4 tons | BRYANT HEATING AND COOLING SYSTEMS | HRCU-A-CB (Split System: Heat Pump with Remote Outdoor Unit-Air-Source) | 38MURAQ36AB3* |  |  | CAP**4321AL* | 82*TA48090V17*** | 36600 | 16 | 8.5 | 38500 | 34800 | 90.39% | 2.08 | 0 | 10 |  |  |  |  | R-410A | 3.05 | Residential & Commercial | USHP | Ducted CEE Tier 1
211229480 | Central HP <5.4 tons | BRYANT HEATING AND COOLING SYSTEMS | HRCU-A-CB (Split System: Heat Pump with Remote Outdoor Unit-Air-Source) | 38MURAQ36AB3* |  |  | CAP**4824AL* | 915SB60080E21*** | 36600 | 15.5 | 8.5 | 38500 | 34800 | 90.39% | 2.1 | 0 | 10 |  |  |  |  | R-410A | 3.05 | Residential & Commercial | USHP | Ducted CEE Tier 1
211229630 | Central HP <5.4 tons | BRYANT HEATING AND COOLING SYSTEMS | HRCU-A-CB (Split System: Heat Pump with Remote Outdoor Unit-Air-Source) | 38MURAQ36AB3* |  |  | CAP**4824AL* | OVLAAB048112 | 35800 | 15.5 | 8.5 | 38500 | 34800 | 90.39% | 2.04 | 0 | 10 |  |  |  |  | R-410A | 2.9833 | Residential & Commercial | USHP | Ducted CEE Tier 1
211230082 | Central HP <5.4 tons | BRYANT HEATING AND COOLING SYSTEMS | HRCU-A-CB (Split System: Heat Pump with Remote Outdoor Unit-Air-Source) | 38MURAQ36AB3* |  |  | CNPV*4821AL* | 82*TA66110V21*** | 37000 | 16 | 8.1 | 39500 | 35000 | 88.61% | 2.06 | 0 | 10.5 |  |  |  |  | R-410A | 3.0833 | Residential & Commercial | USHP | Ducted CEE Tier 1
211230359 | Central HP <5.4 tons | BRYANT HEATING AND COOLING SYSTEMS | HRCU-A-CB (Split System: Heat Pump with Remote Outdoor Unit-Air-Source) | 38MURAQ36AB3* |  |  | CNPV*4821AL* | OVLAAB048112 | 36000 | 15.5 | 8.1 | 38500 | 35000 | 90.91% | 2.02 | 0 | 10 |  |  |  |  | R-410A | 3 | Residential & Commercial | USHP | Ducted CEE Tier 1
211230377 | Central HP <5.4 tons | BRYANT HEATING AND COOLING SYSTEMS | HRCU-A-CB (Split System: Heat Pump with Remote Outdoor Unit-Air-Source) | 38MURAQ36AB3* |  |  | CNPV*4821AL* | OVMAAB042112 | 35800 | 15.5 | 8.1 | 38500 | 35000 | 90.91% | 2 | 0 | 10 |  |  |  |  | R-410A | 2.9833 | Residential & Commercial | USHP | Ducted CEE Tier 1
211242404 | Central HP <5.4 tons | BRYANT HEATING AND COOLING SYSTEMS | HRCU-A-CB (Split System: Heat Pump with Remote Outdoor Unit-Air-Source) | 38MURAQ24AB3* |  |  | CAP**3621AL* | 82*SA60070V21*** | 24800 | 16.5 | 8.5 | 26600 | 22000 | 82.71% | 1.82 | 0 | 10 |  |  |  |  | R-410A | 2.0667 | Residential & Commercial | USHP | Ducted CEE Tier 1
211242572 | Central HP <5.4 tons | BRYANT HEATING AND COOLING SYSTEMS | HRCU-A-CB (Split System: Heat Pump with Remote Outdoor Unit-Air-Source) | 38MURAQ24AB3* |  |  | CAP**3621AL* | 8(0,1)*SA48070E21*** | 24400 | 17 | 8.5 | 26200 | 22400 | 85.5% | 1.86 | 0 | 10 |  |  |  |  | R-410A | 2.0333 | Residential & Commercial | USHP | Ducted CEE Tier 1
211243575 | Central HP <5.4 tons | BRYANT HEATING AND COOLING SYSTEMS | HRCU-A-CB (Split System: Heat Pump with Remote Outdoor Unit-Air-Source) | 38MURAQ24AB3* |  |  | CAP**3721AL* | 912SD48080E17*** | 25000 | 17.5 | 8.5 | 25600 | 20800 | 81.25% | 1.76 | 0 | 10.5 |  |  |  |  | R-410A | 2.0833 | Residential & Commercial | USHP | Ducted CEE Tier 1
211243641 | Central HP <5.4 tons | BRYANT HEATING AND COOLING SYSTEMS | HRCU-A-CB (Split System: Heat Pump with Remote Outdoor Unit-Air-Source) | 38MURAQ24AB3* |  |  | CAP**3721AL* | 83*SA60080E21*** | 25000 | 17.5 | 8.5 | 25600 | 20800 | 81.25% | 1.76 | 0 | 10.5 |  |  |  |  | R-410A | 2.0833 | Residential & Commercial | USHP | Ducted CEE Tier 1
211243992 | Central HP <5.4 tons | BRYANT HEATING AND COOLING SYSTEMS | HRCU-A-CB (Split System: Heat Pump with Remote Outdoor Unit-Air-Source) | 38MURAQ24AB3* |  |  | CNPV*2417AL* | 82*TA48090V17*** | 23200 | 16.5 | 8.5 | 26400 | 24200 | 91.67% | 2.02 | 0 | 10 |  |  |  |  | R-410A | 1.9333 | Residential & Commercial | USHP | Ducted CEE Tier 1
211243173 | Central HP <5.4 tons | BRYANT HEATING AND COOLING SYSTEMS | HRCU-A-CB (Split System: Heat Pump with Remote Outdoor Unit-Air-Source) | 38MURAQ24AB3* |  |  | CAP**3717AL* | OVLAAB036098 | 23800 | 16.5 | 8.1 | 25200 | 22200 | 88.1% | 1.84 | 0 | 10 |  |  |  |  | R-410A | 1.9833 | Residential & Commercial | USHP | Ducted CEE Tier 1
211244291 | Central HP <5.4 tons | BRYANT HEATING AND COOLING SYSTEMS | HRCU-A-CB (Split System: Heat Pump with Remote Outdoor Unit-Air-Source) | 38MURAQ24AB3* |  |  | CNPV*3014AL* | 926SA36060V14*** | 23400 | 16.5 | 8.1 | 25800 | 24000 | 93.02% | 1.98 | 0 | 10 |  |  |  |  | R-410A | 1.95 | Residential & Commercial | USHP | Ducted CEE Tier 1
210472853 | Central HP <5.4 tons | BRYANT HEATING AND COOLING SYSTEMS | HRCU-A-CB (Split System: Heat Pump with Remote Outdoor Unit-Air-Source) | 288BNV025*0**C* |  |  | CAP**4221AL*+UI | 83*CA48060C17*** | 23800 | 16.5 | 8.1 | 21400 | 16600 | 77.57% | 1.96 | 0 | 10.5 |  |  |  |  | R-410A | 1.9833 | Residential & Commercial | USHP | Ducted CEE Tier 1
210472919 | Central HP <5.4 tons | BRYANT HEATING AND COOLING SYSTEMS | HRCU-A-CB (Split System: Heat Pump with Remote Outdoor Unit-Air-Source) | 288BNV025*0**C* |  |  | CAP**4221AL*+UI | 987MB42060C17*** | 23600 | 16 | 8.1 | 21600 | 16800 | 77.78% | 1.94 | 0 | 10.5 |  |  |  |  | R-410A | 1.9667 | Residential & Commercial | USHP | Ducted CEE Tier 1
210472952 | Central HP <5.4 tons | BRYANT HEATING AND COOLING SYSTEMS | HRCU-A-CB (Split System: Heat Pump with Remote Outdoor Unit-Air-Source) | 288BNV025*0**C* |  |  | CAP**4221AL*+UI | 986TC66100C21*** | 23800 | 16.5 | 8.1 | 21400 | 16600 | 77.57% | 1.96 | 0 | 11 |  |  |  |  | R-410A | 1.9833 | Residential & Commercial | USHP | Ducted CEE Tier 1
211230797 | Central HP <5.4 tons | BRYANT HEATING AND COOLING SYSTEMS | HRCU-A-CB (Split System: Heat Pump with Remote Outdoor Unit-Air-Source) | 38MURAQ36AB3* |  |  | CNPV*4824AL* | OVLAAB060154 | 37400 | 15.2 | 8.5 | 39500 | 35200 | 89.11% | 2.1 | 0 | 10.5 |  |  |  |  | R-410A | 3.1167 | Residential & Commercial | USHP | Ducted CEE Tier 1
215678050 | Central HP <5.4 tons | KEEPRITE | HRCU-A-CB (Split System: Heat Pump with Remote Outdoor Unit-Air-Source) | C5H0V60*K*AAA* |  |  | ESH5X60M12A*+WALLCON | *80CSU1002120A* | 55500 | 17 | 8.5 | 60000 | 42000 | 70% | 1.9 | 0 | 8.5 |  |  |  |  | R-454B | 4.625 | Residential & Commercial | USHP
210473106 | Central HP <5.4 tons | BRYANT HEATING AND COOLING SYSTEMS | HRCU-A-CB (Split System: Heat Pump with Remote Outdoor Unit-Air-Source) | 288BNV025*0**C* |  |  | CAP**4321AL*+UI | 935CA66100C21*** | 24400 | 17 | 8.5 | 21200 | 16600 | 78.3% | 2.04 | 0 | 11 |  |  |  |  | R-410A | 2.0333 | Residential & Commercial | USHP | Ducted CEE Tier 1
210473238 | Central HP <5.4 tons | BRYANT HEATING AND COOLING SYSTEMS | HRCU-A-CB (Split System: Heat Pump with Remote Outdoor Unit-Air-Source) | 288BNV025*0**C* |  |  | CAP**4321AL*+UI | 88*TA48090C17*** | 24600 | 17.5 | 8.5 | 21000 | 16500 | 78.57% | 2.04 | 0 | 11.7 |  |  |  |  | R-410A | 2.05 | Residential & Commercial | USHP | Ducted CEE Tier 1
215683170 | Central HP <5.4 tons | KEEPRITE | HRCU-A-CB (Split System: Heat Pump with Remote Outdoor Unit-Air-Source) | C5H0V60*K*AAA* |  |  | EVD5X61M21A*+WALLCON | *97CTN0802120A* | 57000 | 18.5 | 9 | 64000 | 45000 | 70.31% | 2.08 | 0 | 9 |  |  |  |  | R-454B | 4.75 | Residential & Commercial | USHP
215682650 | Central HP <5.4 tons | KEEPRITE | HRCU-A-CB (Split System: Heat Pump with Remote Outdoor Unit-Air-Source) | C5H0V60*K*AAA* |  |  | EA*5X61M21A*+WALLCON | *80CSU0601716B* | 55500 | 18 | 8.5 | 58500 | 41000 | 70.09% | 2.04 | 0 | 9 |  |  |  |  | R-454B | 4.625 | Residential & Commercial | USHP
215679910 | Central HP <5.4 tons | KEEPRITE | HRCU-A-CB (Split System: Heat Pump with Remote Outdoor Unit-Air-Source) | C5H0V36*K*AAA* |  |  | ESH5X48M12A*+WALLCON | *97CTN0802120A* | 34200 | 16 | 8.5 | 35400 | 25200 | 71.19% | 1.88 | 0 | 9.5 |  |  |  |  | R-454B | 2.85 | Residential & Commercial | USHP
212976056 | Central HP <5.4 tons | GRANDAIRE | HRCU-A-CB (Split System: Heat Pump with Remote Outdoor Unit-Air-Source) | WDLCURAH24ABK |  |  | WLA*364CA* | WFST080B048A* | 23600 | 17 | 8.5 | 26200 | 22200 | 84.73% | 1.84 | 0 | 10 |  |  |  |  | R-410A | 1.9667 | Residential & Commercial | USHP | Ducted CEE Tier 1
215679930 | Central HP <5.4 tons | KEEPRITE | HRCU-A-CB (Split System: Heat Pump with Remote Outdoor Unit-Air-Source) | C5H0V36*K*AAA* |  |  | ESH5X48M12A*+WALLCON | *97CTN1202422A* | 34200 | 17 | 8.5 | 35400 | 25200 | 71.19% | 1.9 | 0 | 9.5 |  |  |  |  | R-454B | 2.85 | Residential & Commercial | USHP
215679980 | Central HP <5.4 tons | KEEPRITE | HRCU-A-CB (Split System: Heat Pump with Remote Outdoor Unit-Air-Source) | C5H0V36*K*AAA* |  |  | ESH5X60M12A*+WALLCON | *97CTN0801716A* | 34400 | 16 | 8.5 | 34800 | 25000 | 71.84% | 1.78 | 0 | 9.5 |  |  |  |  | R-454B | 2.8667 | Residential & Commercial | USHP
215679800 | Central HP <5.4 tons | KEEPRITE | HRCU-A-CB (Split System: Heat Pump with Remote Outdoor Unit-Air-Source) | C5H0V36*K*AAA* |  |  | ESH5X42M12A*+WALLCON | *80CSU0401712B* | 34000 | 16.5 | 8.5 | 35600 | 25200 | 70.79% | 1.78 | 0 | 9.5 |  |  |  |  | R-454B | 2.8333 | Residential & Commercial | USHP
215679680 | Central HP <5.4 tons | KEEPRITE | HRCU-A-CB (Split System: Heat Pump with Remote Outdoor Unit-Air-Source) | C5H0V36*K*AAA* |  |  | EA*5X61M24A*+WALLCON | *97CTN0802120A* | 34800 | 18 | 9 | 34400 | 24800 | 72.09% | 1.92 | 0 | 10.5 |  |  |  |  | R-454B | 2.9 | Residential & Commercial | USHP | Ducted CEE Tier 1
213080290 | Central HP <5.4 tons | GRANDAIRE | HRCU-A-CB (Split System: Heat Pump with Remote Outdoor Unit-Air-Source) | WDLCURAH36ABK |  |  | WLA*374CA* | WFSX100C060B* | 36600 | 16 | 8.5 | 38500 | 34800 | 90.39% | 2.1 | 0 | 10 |  |  |  |  | R-410A | 3.05 | Residential & Commercial | USHP | Ducted CEE Tier 1
213080326 | Central HP <5.4 tons | GRANDAIRE | HRCU-A-CB (Split System: Heat Pump with Remote Outdoor Unit-Air-Source) | WDLCURAH36ABK |  |  | WLA*434CA* | WFSX100C060B* | 36600 | 16 | 8.5 | 38500 | 34800 | 90.39% | 2.1 | 0 | 10 |  |  |  |  | R-410A | 3.05 | Residential & Commercial | USHP | Ducted CEE Tier 1
210473370 | Central HP <5.4 tons | BRYANT HEATING AND COOLING SYSTEMS | HRCU-A-CB (Split System: Heat Pump with Remote Outdoor Unit-Air-Source) | 288BNV025*0**C* |  |  | CAP**4821AL*+UI | 987MB42060C17*** | 24000 | 16.5 | 8.1 | 21000 | 16700 | 79.52% | 2 | 0 | 11 |  |  |  |  | R-410A | 2 | Residential & Commercial | USHP | Ducted CEE Tier 1
210473403 | Central HP <5.4 tons | BRYANT HEATING AND COOLING SYSTEMS | HRCU-A-CB (Split System: Heat Pump with Remote Outdoor Unit-Air-Source) | 288BNV025*0**C* |  |  | CAP**4821AL*+UI | 986TC66100C21*** | 24000 | 16.5 | 8.1 | 21000 | 16500 | 78.57% | 2.02 | 0 | 11 |  |  |  |  | R-410A | 2 | Residential & Commercial | USHP | Ducted CEE Tier 1
210473524 | Central HP <5.4 tons | BRYANT HEATING AND COOLING SYSTEMS | HRCU-A-CB (Split System: Heat Pump with Remote Outdoor Unit-Air-Source) | 288BNV025*0**C* |  |  | CAP**4824AL*+UI | 987MB60060C21*** | 24000 | 16.5 | 8.1 | 21000 | 16600 | 79.05% | 2 | 0 | 11 |  |  |  |  | R-410A | 2 | Residential & Commercial | USHP | Ducted CEE Tier 1
210473905 | Central HP <5.4 tons | BRYANT HEATING AND COOLING SYSTEMS | HRCU-A-CB (Split System: Heat Pump with Remote Outdoor Unit-Air-Source) | 288BNV025*0**C* |  |  | CNPV*4821AL*+UI | 935CA66100C21*** | 24200 | 17 | 8.1 | 21200 | 16600 | 78.3% | 2.02 | 0 | 11.5 |  |  |  |  | R-410A | 2.0167 | Residential & Commercial | USHP | Ducted CEE Tier 1
210474092 | Central HP <5.4 tons | BRYANT HEATING AND COOLING SYSTEMS | HRCU-A-CB (Split System: Heat Pump with Remote Outdoor Unit-Air-Source) | 288BNV025*0**C* |  |  | CNPV*4824AL*+UI | 88*TA66135C24*** | 24200 | 17 | 8.1 | 21400 | 16600 | 77.57% | 2.02 | 0 | 11.5 |  |  |  |  | R-410A | 2.0167 | Residential & Commercial | USHP | Ducted CEE Tier 1
210474240 | Central HP <5.4 tons | BRYANT HEATING AND COOLING SYSTEMS | HRCU-A-CB (Split System: Heat Pump with Remote Outdoor Unit-Air-Source) | 288BNV025*0**C* |  |  | CSPH*4212AL*+UI | 935CA66100C21*** | 24200 | 16 | 8.1 | 21400 | 16600 | 77.57% | 2 | 0 | 11 |  |  |  |  | R-410A | 2.0167 | Residential & Commercial | USHP | Ducted CEE Tier 1
210471299 | Central HP <5.4 tons | BRYANT HEATING AND COOLING SYSTEMS | HRCU-A-CB (Split System: Heat Pump with Remote Outdoor Unit-Air-Source) | 288BNV037*0**B* |  |  | CSPH*6012AL*+UI | 88*TA48090C17*** | 33000 | 17.5 | 8.1 | 32200 | 24800 | 77.02% | 2.02 | 0 | 11.5 |  |  |  |  | R-410A | 2.75 | Residential & Commercial | USHP | Ducted CEE Tier 1
211228900 | Central HP <5.4 tons | GRANDAIRE | HRCU-A-CB (Split System: Heat Pump with Remote Outdoor Unit-Air-Source) | WDLCURAH36ABK |  |  | WLA*484CA* | WFEU100C060A* | 36000 | 16 | 8.5 | 38500 | 34600 | 89.87% | 2.06 | 0 | 10 |  |  |  |  | R-410A | 3 | Residential & Commercial | USHP | Ducted CEE Tier 1
211228784 | Central HP <5.4 tons | GRANDAIRE | HRCU-A-CB (Split System: Heat Pump with Remote Outdoor Unit-Air-Source) | WDLCURAH36ABK |  |  | WLA*484CA* | WFER090B042A* | 36400 | 16 | 8.5 | 38500 | 34800 | 90.39% | 2.08 | 0 | 10 |  |  |  |  | R-410A | 3.0333 | Residential & Commercial | USHP | Ducted CEE Tier 1
211228584 | Central HP <5.4 tons | GRANDAIRE | HRCU-A-CB (Split System: Heat Pump with Remote Outdoor Unit-Air-Source) | WDLCURAH36ABK |  |  | WLA*434CA* | WFSU060B048A* | 36800 | 15.5 | 8.5 | 38500 | 34800 | 90.39% | 2.1 | 0 | 10 |  |  |  |  | R-410A | 3.0667 | Residential & Commercial | USHP | Ducted CEE Tier 1
211230739 | Central HP <5.4 tons | GRANDAIRE | HRCU-A-CB (Split System: Heat Pump with Remote Outdoor Unit-Air-Source) | WDLCURAH36ABK |  |  | WLNC484DA* | WFSU100C060A* | 36400 | 16 | 8.1 | 38500 | 34800 | 90.39% | 2.04 | 0 | 10.5 |  |  |  |  | R-410A | 3.0333 | Residential & Commercial | USHP | Ducted CEE Tier 1
211245914 | Central HP <5.4 tons | GRANDAIRE | HRCU-A-CB (Split System: Heat Pump with Remote Outdoor Unit-Air-Source) | WDLCURAH24ABK |  |  | FMA4X36**AL* | 0 | 25800 | 18 | 9 | 27600 | 21000 | 76.09% | 1.8 | 0 | 10.5 |  |  |  |  | R-410A | 2.15 | Residential & Commercial | USHP | Ducted CEE Tier 1
211245947 | Central HP <5.4 tons | GRANDAIRE | HRCU-A-CB (Split System: Heat Pump with Remote Outdoor Unit-Air-Source) | WDLCURAH24ABK |  |  | FM(C,U)4Z24**AL* | 0 | 23800 | 17.5 | 9 | 27200 | 25800 | 94.85% | 2.18 | 0 | 10 |  |  |  |  | R-410A | 1.9833 | Residential & Commercial | USHP | Ducted CEE Tier 1
206772991 | Central HP <5.4 tons | BRYANT HEATING AND COOLING SYSTEMS | HRCU-A-CB (Split System: Heat Pump with Remote Outdoor Unit-Air-Source) | 288BNV037*0**B* |  |  | CSPH*4812AL*+UI | 88*TA36070C14*** | 32600 | 17 | 8.1 | 33200 | 25000 | 75.3% | 1.96 | 11.5 | 11 |  |  |  |  | R-410A | 2.7167 | Residential & Commercial | USHP | Ducted CEE Tier 1
214229210 | Central HP <5.4 tons | GRANDAIRE | HRCU-A-CB (Split System: Heat Pump with Remote Outdoor Unit-Air-Source) | WDLCURAH24ABK |  |  | WLN(C,W)364BA* | WFEU060B048B* | 23600 | 17 | 8.5 | 25600 | 24000 | 93.75% | 2 | 0 | 10.5 |  |  |  |  | R-410A | 1.9667 | Residential & Commercial | USHP | Ducted CEE Tier 1
210720696 | Central HP <5.4 tons | BRYANT HEATING AND COOLING SYSTEMS | HRCU-A-CB (Split System: Heat Pump with Remote Outdoor Unit-Air-Source) | 284ANV036*0**B* |  |  | CSPH*6012AL*+UI | 935CA48060C17*** | 34200 | 18.5 | 9 | 35000 | 25600 | 73.14% | 2.02 | 0 | 11.7 |  |  |  |  | R-410A | 2.85 | Residential & Commercial | USHP | Ducted CEE Tier 1
215677830 | Central HP <5.4 tons | KEEPRITE | HRCU-A-CB (Split System: Heat Pump with Remote Outdoor Unit-Air-Source) | C5H0V60*K*AAA* |  |  | EA*5X60M24A*+WALLCON | *97CMN0602120B* | 54000 | 17.5 | 8.5 | 60500 | 42500 | 70.25% | 1.86 | 0 | 8 |  |  |  |  | R-454B | 4.5 | Residential & Commercial | USHP
210532889 | Central HP <5.4 tons | BRYANT HEATING AND COOLING SYSTEMS | HRCU-A-CB (Split System: Heat Pump with Remote Outdoor Unit-Air-Source) | 284ANV048*0**B* |  |  | CNPV*4821AL*+UI | 935CA66100C21*** | 44000 | 21 | 8.5 | 46500 | 36400 | 78.28% | 2.18 | 0 | 12 |  |  |  |  | R-410A | 3.6667 | Residential & Commercial | USHP | Ducted CEE Tier 1
215679420 | Central HP <5.4 tons | KEEPRITE | HRCU-A-CB (Split System: Heat Pump with Remote Outdoor Unit-Air-Source) | C5H0V36*K*AAA* |  |  | EA*5X43M21A*+WALLCON | *96CTN0802120B* | 34400 | 18 | 9 | 35400 | 25200 | 71.19% | 1.88 | 0 | 10 |  |  |  |  | R-454B | 2.8667 | Residential & Commercial | USHP | Ducted CEE Tier 1
210720632 | Central HP <5.4 tons | BRYANT HEATING AND COOLING SYSTEMS | HRCU-A-CB (Split System: Heat Pump with Remote Outdoor Unit-Air-Source) | 284ANV036*0**B* |  |  | CAP**3717AL*+UI | 986TC42060C17*** | 33800 | 18.5 | 9 | 35600 | 26400 | 74.16% | 2 | 0 | 11.7 |  |  |  |  | R-410A | 2.8167 | Residential & Commercial | USHP | Ducted CEE Tier 1
210720666 | Central HP <5.4 tons | BRYANT HEATING AND COOLING SYSTEMS | HRCU-A-CB (Split System: Heat Pump with Remote Outdoor Unit-Air-Source) | 284ANV036*0**B* |  |  | CNPV*4221AL*+UI | 83*CA36040C17*** | 33000 | 19 | 9 | 35400 | 26600 | 75.14% | 1.98 | 0 | 12 |  |  |  |  | R-410A | 2.75 | Residential & Commercial | USHP | Ducted CEE Tier 1
211262066 | Central HP <5.4 tons | GRANDAIRE | HRCU-A-CB (Split System: Heat Pump with Remote Outdoor Unit-Air-Source) | WDLCURAH18ABK |  |  | WLA*304BA* | WFER070B036A* | 18200 | 16.5 | 8.5 | 18700 | 18400 | 98.4% | 2.22 | 0 | 10.5 |  |  |  |  | R-410A | 1.5167 | Residential & Commercial | USHP | Ducted CEE Tier 1
212982179 | Central HP <5.4 tons | GRANDAIRE | HRCU-A-CB (Split System: Heat Pump with Remote Outdoor Unit-Air-Source) | WDLCURAH30ABK |  |  | WLA*434CA* | WFEU040B036B* | 30600 | 15.2 | 8.1 | 33200 | 26200 | 78.92% | 1.86 | 0 | 9 |  |  |  |  | R-410A | 2.55 | Residential & Commercial | USHP
212985274 | Central HP <5.4 tons | GRANDAIRE | HRCU-A-CB (Split System: Heat Pump with Remote Outdoor Unit-Air-Source) | WDLCURAH30ABK |  |  | WLA*374CA* | WFAX100C060B* | 30600 | 15.2 | 8.5 | 33400 | 27400 | 82.04% | 1.8 | 0 | 9 |  |  |  |  | R-410A | 2.55 | Residential & Commercial | USHP
212982731 | Central HP <5.4 tons | GRANDAIRE | HRCU-A-CB (Split System: Heat Pump with Remote Outdoor Unit-Air-Source) | WDLCURAH24ABK |  |  | WLNC364CA* | WFEU060B048B* | 23600 | 17 | 8.5 | 25600 | 24000 | 93.75% | 2 | 0 | 10.5 |  |  |  |  | R-410A | 1.9667 | Residential & Commercial | USHP | Ducted CEE Tier 1
212983150 | Central HP <5.4 tons | GRANDAIRE | HRCU-A-CB (Split System: Heat Pump with Remote Outdoor Unit-Air-Source) | WDLCURAH24ABK |  |  | WLA*254BA* | WFAX040B036B* | 24000 | 16 | 8.1 | 25200 | 24800 | 98.41% | 2.04 | 0 | 10 |  |  |  |  | R-410A | 2 | Residential & Commercial | USHP | Ducted CEE Tier 1
212986174 | Central HP <5.4 tons | GRANDAIRE | HRCU-A-CB (Split System: Heat Pump with Remote Outdoor Unit-Air-Source) | WDLCURAH24ABK |  |  | WLA*304AA* | WFSX040A030B* | 23400 | 16 | 8.5 | 26400 | 24600 | 93.18% | 2.04 | 0 | 10 |  |  |  |  | R-410A | 1.95 | Residential & Commercial | USHP | Ducted CEE Tier 1
212988696 | Central HP <5.4 tons | GRANDAIRE | HRCU-A-CB (Split System: Heat Pump with Remote Outdoor Unit-Air-Source) | WDLCURAH24ABK |  |  | WLA*364CA* | WFSU040B036B* | 23400 | 17 | 8.5 | 26000 | 22200 | 85.38% | 1.84 | 0 | 10 |  |  |  |  | R-410A | 1.95 | Residential & Commercial | USHP | Ducted CEE Tier 1
213078996 | Central HP <5.4 tons | GRANDAIRE | HRCU-A-CB (Split System: Heat Pump with Remote Outdoor Unit-Air-Source) | WDLCURAH36ABK |  |  | WLA*374CA* | WFEU040B036B* | 36600 | 16 | 8.5 | 38500 | 34800 | 90.39% | 2.08 | 0 | 10 |  |  |  |  | R-410A | 3.05 | Residential & Commercial | USHP | Ducted CEE Tier 1
213079614 | Central HP <5.4 tons | GRANDAIRE | HRCU-A-CB (Split System: Heat Pump with Remote Outdoor Unit-Air-Source) | WDLCURAH36ABK |  |  | WLNC424BA* | WFAX080B048B* | 35600 | 16 | 8.1 | 38500 | 35200 | 91.43% | 1.88 | 0 | 10 |  |  |  |  | R-410A | 2.9667 | Residential & Commercial | USHP | Ducted CEE Tier 1
211229908 | Central HP <5.4 tons | BRYANT HEATING AND COOLING SYSTEMS | HRCU-A-CB (Split System: Heat Pump with Remote Outdoor Unit-Air-Source) | 38MURAQ36AB3* |  |  | CNPV*4821AL* | 8(0,1)*SA36070E17*** | 36200 | 15.5 | 8.1 | 38500 | 35000 | 90.91% | 2.02 | 0 | 10 |  |  |  |  | R-410A | 3.0167 | Residential & Commercial | USHP | Ducted CEE Tier 1
211230669 | Central HP <5.4 tons | BRYANT HEATING AND COOLING SYSTEMS | HRCU-A-CB (Split System: Heat Pump with Remote Outdoor Unit-Air-Source) | 38MURAQ36AB3* |  |  | CNPV*4824AL* | 915SB66120E24*** | 37400 | 15.5 | 8.1 | 39500 | 35000 | 88.61% | 2.08 | 0 | 10.5 |  |  |  |  | R-410A | 3.1167 | Residential & Commercial | USHP | Ducted CEE Tier 1
210720660 | Central HP <5.4 tons | BRYANT HEATING AND COOLING SYSTEMS | HRCU-A-CB (Split System: Heat Pump with Remote Outdoor Unit-Air-Source) | 284ANV036*0**B* |  |  | CAP**6124AL*+UI | 83*CA60100C21*** | 34400 | 19.5 | 9 | 34600 | 25200 | 72.83% | 2 | 0 | 12 |  |  |  |  | R-410A | 2.8667 | Residential & Commercial | USHP | Ducted CEE Tier 1
213080655 | Central HP <5.4 tons | GRANDAIRE | HRCU-A-CB (Split System: Heat Pump with Remote Outdoor Unit-Air-Source) | WDLCURAH36ABK |  |  | WLA*364BA* | WFSU060B048B* | 35200 | 15.5 | 8.1 | 39000 | 35200 | 90.26% | 1.82 | 0 | 9.5 |  |  |  |  | R-410A | 2.9333 | Residential & Commercial | USHP
215677680 | Central HP <5.4 tons | KEEPRITE | HRCU-A-CB (Split System: Heat Pump with Remote Outdoor Unit-Air-Source) | C5H0V60*K*AAA* |  |  | EVD5X61M24A*+WALLCON | *95CSU0802120B* | 57500 | 18 | 9 | 64000 | 45000 | 70.31% | 2.08 | 0 | 9 |  |  |  |  | R-454B | 4.7917 | Residential & Commercial | USHP
215682960 | Central HP <5.4 tons | KEEPRITE | HRCU-A-CB (Split System: Heat Pump with Remote Outdoor Unit-Air-Source) | C5H0V60*K*AAA* |  |  | EVM5X61M24A*+WALLCON | *97CTN0802120A* | 57500 | 18.5 | 9 | 64000 | 45000 | 70.31% | 2.08 | 0 | 9 |  |  |  |  | R-454B | 4.7917 | Residential & Commercial | USHP
213080703 | Central HP <5.4 tons | GRANDAIRE | HRCU-A-CB (Split System: Heat Pump with Remote Outdoor Unit-Air-Source) | WDLCURAH36ABK |  |  | WLA*424CA* | WFSU060B048B* | 35000 | 16 | 8.1 | 38500 | 35000 | 90.91% | 2.06 | 0 | 9.5 |  |  |  |  | R-410A | 2.9167 | Residential & Commercial | USHP
211713125 | Central HP <5.4 tons | BRYANT HEATING AND COOLING SYSTEMS | HRCU-A-CB (Split System: Heat Pump with Remote Outdoor Unit-Air-Source) | 38MURAQ30AB3* |  |  | CAP**4321AL* | 83*SA36040E17*** | 31200 | 15.2 | 8.1 | 33400 | 26000 | 77.84% | 1.86 | 0 | 9 |  |  |  |  | R-410A | 2.6 | Residential & Commercial | USHP
215679820 | Central HP <5.4 tons | KEEPRITE | HRCU-A-CB (Split System: Heat Pump with Remote Outdoor Unit-Air-Source) | C5H0V36*K*AAA* |  |  | ESH5X42M12A*+WALLCON | *97CTN0601716A* | 33600 | 16 | 8.5 | 35800 | 25600 | 71.51% | 1.76 | 0 | 9 |  |  |  |  | R-454B | 2.8 | Residential & Commercial | USHP
215679780 | Central HP <5.4 tons | KEEPRITE | HRCU-A-CB (Split System: Heat Pump with Remote Outdoor Unit-Air-Source) | C5H0V36*K*AAA* |  |  | ESH5X36M12A*+WALLCON | *97CTN1202422A* | 33800 | 16.5 | 8.5 | 35800 | 25400 | 70.95% | 1.76 | 0 | 9.5 |  |  |  |  | R-454B | 2.8167 | Residential & Commercial | USHP
215679880 | Central HP <5.4 tons | KEEPRITE | HRCU-A-CB (Split System: Heat Pump with Remote Outdoor Unit-Air-Source) | C5H0V36*K*AAA* |  |  | ESH5X48M12A*+WALLCON | *80CSU0401712B* | 34200 | 17 | 8.5 | 35400 | 25200 | 71.19% | 1.9 | 0 | 9.5 |  |  |  |  | R-454B | 2.85 | Residential & Commercial | USHP
215677340 | Central HP <5.4 tons | KEEPRITE | HRCU-A-CB (Split System: Heat Pump with Remote Outdoor Unit-Air-Source) | C5H0V60*K*AAA* |  |  | EVD5X60M21A*+WALLCON | *80CTL0701716B* | 55000 | 18 | 9 | 59500 | 43500 | 73.11% | 2.1 | 0 | 9.5 |  |  |  |  | R-454B | 4.5833 | Residential & Commercial | USHP
215682590 | Central HP <5.4 tons | KEEPRITE | HRCU-A-CB (Split System: Heat Pump with Remote Outdoor Unit-Air-Source) | C5H0V60*K*AAA* |  |  | EA*5X60M24A*+WALLCON | *80CSU0802120B* | 55500 | 18.5 | 8.5 | 58500 | 41000 | 70.09% | 2.04 | 0 | 9 |  |  |  |  | R-454B | 4.625 | Residential & Commercial | USHP
210627720 | Central HP <5.4 tons | TGM | HRCU-A-CB (Split System: Heat Pump with Remote Outdoor Unit-Air-Source) | GTS18HN036A |  |  | GTA18H024A | 0 | 24000 | 17 | 9 | 24000 | 22000 | 91.67% | 1.8 | 12.5 | 12 |  |  |  |  | R-410A | 2 | Residential & Commercial | USHP | Ducted CEE Tier 1
211230525 | Central HP <5.4 tons | BRYANT HEATING AND COOLING SYSTEMS | HRCU-A-CB (Split System: Heat Pump with Remote Outdoor Unit-Air-Source) | 38MURAQ36AB3* |  |  | CNPV*4824AL* | 82*SA66110V24*** | 36000 | 16.5 | 8.1 | 38500 | 34800 | 90.39% | 2.02 | 0 | 10 |  |  |  |  | R-410A | 3 | Residential & Commercial | USHP | Ducted CEE Tier 1
211243086 | Central HP <5.4 tons | BRYANT HEATING AND COOLING SYSTEMS | HRCU-A-CB (Split System: Heat Pump with Remote Outdoor Unit-Air-Source) | 38MURAQ24AB3* |  |  | CAP**3717AL* | 912SD48080E17*** | 24800 | 17 | 8.5 | 25600 | 21400 | 83.59% | 1.8 | 0 | 10.5 |  |  |  |  | R-410A | 2.0667 | Residential & Commercial | USHP | Ducted CEE Tier 1
211243236 | Central HP <5.4 tons | BRYANT HEATING AND COOLING SYSTEMS | HRCU-A-CB (Split System: Heat Pump with Remote Outdoor Unit-Air-Source) | 38MURAQ24AB3* |  |  | CAP**3721AL* | 926SA60100V21*** | 24400 | 17 | 8.5 | 25200 | 21200 | 84.13% | 1.78 | 0 | 10.5 |  |  |  |  | R-410A | 2.0333 | Residential & Commercial | USHP | Ducted CEE Tier 1
215679510 | Central HP <5.4 tons | KEEPRITE | HRCU-A-CB (Split System: Heat Pump with Remote Outdoor Unit-Air-Source) | C5H0V36*K*AAA* |  |  | EA*5X48M21A*+WALLCON | *80CSU0601716B* | 33800 | 18 | 9 | 35000 | 25000 | 71.43% | 1.9 | 0 | 9.5 |  |  |  |  | R-454B | 2.8167 | Residential & Commercial | USHP
215679710 | Central HP <5.4 tons | KEEPRITE | HRCU-A-CB (Split System: Heat Pump with Remote Outdoor Unit-Air-Source) | C5H0V36*K*AAA* |  |  | ESH5X36M12A*+WALLCON | *96CTN0802120B* | 33600 | 16 | 8.5 | 35800 | 25400 | 70.95% | 1.76 | 0 | 9.5 |  |  |  |  | R-454B | 2.8 | Residential & Commercial | USHP
215679410 | Central HP <5.4 tons | KEEPRITE | HRCU-A-CB (Split System: Heat Pump with Remote Outdoor Unit-Air-Source) | C5H0V36*K*AAA* |  |  | EA*5X42M21A*+WALLCON | *97CTN1002122A* | 33200 | 17.5 | 9 | 35800 | 25600 | 71.51% | 1.84 | 0 | 10 |  |  |  |  | R-454B | 2.7667 | Residential & Commercial | USHP | Ducted CEE Tier 1
211230759 | Central HP <5.4 tons | BRYANT HEATING AND COOLING SYSTEMS | HRCU-A-CB (Split System: Heat Pump with Remote Outdoor Unit-Air-Source) | 38MURAQ36AB3* |  |  | CNPV*4824AL* | 926TB60100V21*** | 36600 | 15.5 | 8.1 | 39500 | 35000 | 88.61% | 2.04 | 0 | 10 |  |  |  |  | R-410A | 3.05 | Residential & Commercial | USHP | Ducted CEE Tier 1
215677690 | Central HP <5.4 tons | KEEPRITE | HRCU-A-CB (Split System: Heat Pump with Remote Outdoor Unit-Air-Source) | C5H0V60*K*AAA* |  |  | EVD5X61M24A*+WALLCON | *97CMN0602120B* | 56500 | 18 | 9 | 65000 | 46000 | 70.77% | 2.06 | 0 | 8.5 |  |  |  |  | R-454B | 4.7083 | Residential & Commercial | USHP
211245959 | Central HP <5.4 tons | BRYANT HEATING AND COOLING SYSTEMS | HRCU-A-CB (Split System: Heat Pump with Remote Outdoor Unit-Air-Source) | 38MURAQ24AB3* |  |  | FM(C,U)4Z36**AL* | 0 | 24200 | 18 | 9 | 26600 | 23000 | 86.47% | 1.92 | 0 | 10.5 |  |  |  |  | R-410A | 2.0167 | Residential & Commercial | USHP | Ducted CEE Tier 1
211245970 | Central HP <5.4 tons | BRYANT HEATING AND COOLING SYSTEMS | HRCU-A-CB (Split System: Heat Pump with Remote Outdoor Unit-Air-Source) | 38MURAQ24AB3* |  |  | FV4CNF002L | 0 | 23800 | 17 | 8.5 | 25800 | 23000 | 89.15% | 1.92 | 0 | 10 |  |  |  |  | R-410A | 1.9833 | Residential & Commercial | USHP | Ducted CEE Tier 1
211226889 | Central HP <5.4 tons | BRYANT HEATING AND COOLING SYSTEMS | HRCU-A-CB (Split System: Heat Pump with Remote Outdoor Unit-Air-Source) | 38MURAQ36AB3* |  |  | CAP**3721AL* | 82*SA60090V21*** | 36200 | 16 | 8.5 | 38500 | 34800 | 90.39% | 2.06 | 0 | 10 |  |  |  |  | R-410A | 3.0167 | Residential & Commercial | USHP | Ducted CEE Tier 1
211227066 | Central HP <5.4 tons | BRYANT HEATING AND COOLING SYSTEMS | HRCU-A-CB (Split System: Heat Pump with Remote Outdoor Unit-Air-Source) | 38MURAQ36AB3* |  |  | CAP**3721AL* | 915SB60100E21*** | 37000 | 15.5 | 8.5 | 38500 | 34800 | 90.39% | 2.1 | 0 | 10 |  |  |  |  | R-410A | 3.0833 | Residential & Commercial | USHP | Ducted CEE Tier 1
211226227 | Central HP <5.4 tons | GRANDAIRE | HRCU-A-CB (Split System: Heat Pump with Remote Outdoor Unit-Air-Source) | WDLCURAH30ABK |  |  | WLA*374CA* | WFAX080C060A* | 31200 | 15.2 | 8.5 | 33400 | 26000 | 77.84% | 1.88 | 0 | 9 |  |  |  |  | R-410A | 2.6 | Residential & Commercial | USHP
212976105 | Central HP <5.4 tons | KEEPRITE | HRCU-A-CB (Split System: Heat Pump with Remote Outdoor Unit-Air-Source) | DLCURAH24ABK |  |  | EN(A,D)4X30L17** | *96VTN0801716B* | 23400 | 16.5 | 8.1 | 25800 | 24200 | 93.8% | 2 | 0 | 10 |  |  |  |  | R-410A | 1.95 | Residential & Commercial | USHP | Ducted CEE Tier 1
206773054 | Central HP <5.4 tons | BRYANT HEATING AND COOLING SYSTEMS | HRCU-A-CB (Split System: Heat Pump with Remote Outdoor Unit-Air-Source) | 288BNV037*0**B* |  |  | CAP**3721AL*+UI | 83*CA60100C21*** | 32800 | 17 | 8.5 | 33000 | 25200 | 76.36% | 1.96 | 12 | 11 |  |  |  |  | R-410A | 2.7333 | Residential & Commercial | USHP | Ducted CEE Tier 1
206773108 | Central HP <5.4 tons | BRYANT HEATING AND COOLING SYSTEMS | HRCU-A-CB (Split System: Heat Pump with Remote Outdoor Unit-Air-Source) | 288BNV037*0**B* |  |  | CAP**4321AL*+UI | 83*CA48060C17*** | 32800 | 17 | 8.5 | 33000 | 25200 | 76.36% | 1.96 | 12 | 11 |  |  |  |  | R-410A | 2.7333 | Residential & Commercial | USHP | Ducted CEE Tier 1
211240364 | Central HP <5.4 tons | GRANDAIRE | HRCU-A-CB (Split System: Heat Pump with Remote Outdoor Unit-Air-Source) | WDLCURAH24ABK |  |  | WLA*244AA* | WFER070A036A* | 24000 | 16.5 | 8.5 | 26800 | 24000 | 89.55% | 1.98 | 0 | 10 |  |  |  |  | R-410A | 2 | Residential & Commercial | USHP | Ducted CEE Tier 1
211227182 | Central HP <5.4 tons | BRYANT HEATING AND COOLING SYSTEMS | HRCU-A-CB (Split System: Heat Pump with Remote Outdoor Unit-Air-Source) | 38MURAQ36AB3* |  |  | CAP**3721AL* | 926TB60080V21*** | 37000 | 15.5 | 8.5 | 38500 | 35000 | 90.91% | 2.1 | 0 | 10 |  |  |  |  | R-410A | 3.0833 | Residential & Commercial | USHP | Ducted CEE Tier 1
211227425 | Central HP <5.4 tons | BRYANT HEATING AND COOLING SYSTEMS | HRCU-A-CB (Split System: Heat Pump with Remote Outdoor Unit-Air-Source) | 38MURAQ36AB3* |  |  | CAP**4221AL* | 83*SA48060E17*** | 35000 | 16.5 | 8.1 | 38500 | 35000 | 90.91% | 1.86 | 0 | 10 |  |  |  |  | R-410A | 2.9167 | Residential & Commercial | USHP | Ducted CEE Tier 1
211227366 | Central HP <5.4 tons | BRYANT HEATING AND COOLING SYSTEMS | HRCU-A-CB (Split System: Heat Pump with Remote Outdoor Unit-Air-Source) | 38MURAQ36AB3* |  |  | CAP**4221AL* | 8(0,1)*SA60110E21*** | 35400 | 16 | 8.1 | 38500 | 35000 | 90.91% | 1.88 | 0 | 10 |  |  |  |  | R-410A | 2.95 | Residential & Commercial | USHP | Ducted CEE Tier 1
211227700 | Central HP <5.4 tons | BRYANT HEATING AND COOLING SYSTEMS | HRCU-A-CB (Split System: Heat Pump with Remote Outdoor Unit-Air-Source) | 38MURAQ36AB3* |  |  | CAP**4221AL* | 926TB60100V21*** | 35800 | 15.5 | 8.1 | 39500 | 35200 | 89.11% | 1.9 | 0 | 9.5 |  |  |  |  | R-410A | 2.9833 | Residential & Commercial | USHP
211227836 | Central HP <5.4 tons | BRYANT HEATING AND COOLING SYSTEMS | HRCU-A-CB (Split System: Heat Pump with Remote Outdoor Unit-Air-Source) | 38MURAQ36AB3* |  |  | CAP**4224AL* | 8(0,1)*SA60135E24*** | 35600 | 16 | 8.1 | 38500 | 35000 | 90.91% | 1.9 | 0 | 10 |  |  |  |  | R-410A | 2.9667 | Residential & Commercial | USHP | Ducted CEE Tier 1
211228295 | Central HP <5.4 tons | BRYANT HEATING AND COOLING SYSTEMS | HRCU-A-CB (Split System: Heat Pump with Remote Outdoor Unit-Air-Source) | 38MURAQ36AB3* |  |  | CAP**4321AL* | 82*SA48045V17*** | 36200 | 15.5 | 8.5 | 38500 | 34800 | 90.39% | 2.06 | 0 | 10 |  |  |  |  | R-410A | 3.0167 | Residential & Commercial | USHP | Ducted CEE Tier 1
211228547 | Central HP <5.4 tons | BRYANT HEATING AND COOLING SYSTEMS | HRCU-A-CB (Split System: Heat Pump with Remote Outdoor Unit-Air-Source) | 38MURAQ36AB3* |  |  | CAP**4321AL* | 926SA48080V17*** | 36800 | 15.5 | 8.5 | 38500 | 35000 | 90.91% | 2.1 | 0 | 10 |  |  |  |  | R-410A | 3.0667 | Residential & Commercial | USHP | Ducted CEE Tier 1
211228879 | Central HP <5.4 tons | BRYANT HEATING AND COOLING SYSTEMS | HRCU-A-CB (Split System: Heat Pump with Remote Outdoor Unit-Air-Source) | 38MURAQ36AB3* |  |  | CAP**4821AL* | 83*SA60080E21*** | 37400 | 15.5 | 8.5 | 38500 | 35000 | 90.91% | 2.14 | 0 | 10 |  |  |  |  | R-410A | 3.1167 | Residential & Commercial | USHP | Ducted CEE Tier 1
211229449 | Central HP <5.4 tons | BRYANT HEATING AND COOLING SYSTEMS | HRCU-A-CB (Split System: Heat Pump with Remote Outdoor Unit-Air-Source) | 38MURAQ36AB3* |  |  | CAP**4824AL* | 912SD60100E21*** | 35600 | 16.5 | 8.5 | 37800 | 34600 | 91.53% | 2.04 | 0 | 10 |  |  |  |  | R-410A | 2.9667 | Residential & Commercial | USHP | Ducted CEE Tier 1
211229533 | Central HP <5.4 tons | BRYANT HEATING AND COOLING SYSTEMS | HRCU-A-CB (Split System: Heat Pump with Remote Outdoor Unit-Air-Source) | 38MURAQ36AB3* |  |  | CAP**4824AL* | 926SA60080V21*** | 36200 | 16 | 8.5 | 38500 | 34600 | 89.87% | 2.06 | 0 | 10 |  |  |  |  | R-410A | 3.0167 | Residential & Commercial | USHP | Ducted CEE Tier 1
211230476 | Central HP <5.4 tons | BRYANT HEATING AND COOLING SYSTEMS | HRCU-A-CB (Split System: Heat Pump with Remote Outdoor Unit-Air-Source) | 38MURAQ36AB3* |  |  | CNPV*4824AL* | 8(0,1)*SA60135E24*** | 36200 | 16 | 8.1 | 38500 | 34800 | 90.39% | 2.02 | 0 | 10 |  |  |  |  | R-410A | 3.0167 | Residential & Commercial | USHP | Ducted CEE Tier 1
211230883 | Central HP <5.4 tons | BRYANT HEATING AND COOLING SYSTEMS | HRCU-A-CB (Split System: Heat Pump with Remote Outdoor Unit-Air-Source) | 38MURAQ36AB3* |  |  | FMA4X36**AL* | 0 | 35800 | 17 | 8.1 | 40000 | 35200 | 88% | 1.86 | 0 | 10 |  |  |  |  | R-410A | 2.9833 | Residential & Commercial | USHP | Ducted CEE Tier 1
215679600 | Central HP <5.4 tons | KEEPRITE | HRCU-A-CB (Split System: Heat Pump with Remote Outdoor Unit-Air-Source) | C5H0V36*K*AAA* |  |  | EA*5X61M21A*+WALLCON | *96CTN0802120B* | 34800 | 18 | 9 | 34400 | 24800 | 72.09% | 1.92 | 0 | 10.5 |  |  |  |  | R-454B | 2.9 | Residential & Commercial | USHP | Ducted CEE Tier 1
215679900 | Central HP <5.4 tons | KEEPRITE | HRCU-A-CB (Split System: Heat Pump with Remote Outdoor Unit-Air-Source) | C5H0V36*K*AAA* |  |  | ESH5X48M12A*+WALLCON | *97CTN0601716A* | 33800 | 16 | 8.5 | 35600 | 25600 | 71.91% | 1.78 | 0 | 9 |  |  |  |  | R-454B | 2.8167 | Residential & Commercial | USHP
215679950 | Central HP <5.4 tons | KEEPRITE | HRCU-A-CB (Split System: Heat Pump with Remote Outdoor Unit-Air-Source) | C5H0V36*K*AAA* |  |  | ESH5X60M12A*+WALLCON | *80CSU0401712B* | 34600 | 17 | 8.5 | 34600 | 24800 | 71.68% | 1.92 | 0 | 10 |  |  |  |  | R-454B | 2.8833 | Residential & Commercial | USHP | Ducted CEE Tier 1
215680000 | Central HP <5.4 tons | KEEPRITE | HRCU-A-CB (Split System: Heat Pump with Remote Outdoor Unit-Air-Source) | C5H0V36*K*AAA* |  |  | ESH5X60M12A*+WALLCON | *97CTN1002122A* | 34600 | 17 | 8.5 | 34600 | 24800 | 71.68% | 1.82 | 0 | 10 |  |  |  |  | R-454B | 2.8833 | Residential & Commercial | USHP | Ducted CEE Tier 1
215679730 | Central HP <5.4 tons | KEEPRITE | HRCU-A-CB (Split System: Heat Pump with Remote Outdoor Unit-Air-Source) | C5H0V36*K*AAA* |  |  | ESH5X36M12A*+WALLCON | *80CSU0601716B* | 33800 | 16.5 | 8.5 | 35600 | 25400 | 71.35% | 1.76 | 0 | 9.5 |  |  |  |  | R-454B | 2.8167 | Residential & Commercial | USHP
215679530 | Central HP <5.4 tons | KEEPRITE | HRCU-A-CB (Split System: Heat Pump with Remote Outdoor Unit-Air-Source) | C5H0V36*K*AAA* |  |  | EA*5X48M21A*+WALLCON | *97CTN0801716A* | 33600 | 17.5 | 9 | 35200 | 25200 | 71.59% | 1.88 | 0 | 9.5 |  |  |  |  | R-454B | 2.8 | Residential & Commercial | USHP
215679430 | Central HP <5.4 tons | KEEPRITE | HRCU-A-CB (Split System: Heat Pump with Remote Outdoor Unit-Air-Source) | C5H0V36*K*AAA* |  |  | EA*5X43M21A*+WALLCON | *80CSU0401712B* | 34600 | 18 | 9 | 35200 | 25000 | 71.02% | 1.9 | 0 | 10 |  |  |  |  | R-454B | 2.8833 | Residential & Commercial | USHP | Ducted CEE Tier 1
213080374 | Central HP <5.4 tons | GRANDAIRE | HRCU-A-CB (Split System: Heat Pump with Remote Outdoor Unit-Air-Source) | WDLCURAH36ABK |  |  | WLNC484DA* | WFSX100C060B* | 36000 | 16.5 | 8.1 | 38500 | 34800 | 90.39% | 2.02 | 0 | 10 |  |  |  |  | R-410A | 3 | Residential & Commercial | USHP | Ducted CEE Tier 1
211240584 | Central HP <5.4 tons | GRANDAIRE | HRCU-A-CB (Split System: Heat Pump with Remote Outdoor Unit-Air-Source) | WDLCURAH24ABK |  |  | WLA*244BA* | WFSX060A036A* | 24000 | 15.5 | 8.5 | 27200 | 23600 | 86.76% | 1.92 | 0 | 10 |  |  |  |  | R-410A | 2 | Residential & Commercial | USHP | Ducted CEE Tier 1
211240649 | Central HP <5.4 tons | GRANDAIRE | HRCU-A-CB (Split System: Heat Pump with Remote Outdoor Unit-Air-Source) | WDLCURAH24ABK |  |  | WLA*244BA* | WFER045B036A* | 23800 | 16.5 | 8.5 | 26800 | 24200 | 90.3% | 2 | 0 | 10 |  |  |  |  | R-410A | 1.9833 | Residential & Commercial | USHP | Ducted CEE Tier 1
211241517 | Central HP <5.4 tons | GRANDAIRE | HRCU-A-CB (Split System: Heat Pump with Remote Outdoor Unit-Air-Source) | WDLCURAH24ABK |  |  | WLA*304BA* | WFEU040B036A* | 24000 | 17 | 8.5 | 26000 | 23200 | 89.23% | 1.94 | 0 | 10 |  |  |  |  | R-410A | 2 | Residential & Commercial | USHP | Ducted CEE Tier 1
211241186 | Central HP <5.4 tons | GRANDAIRE | HRCU-A-CB (Split System: Heat Pump with Remote Outdoor Unit-Air-Source) | WDLCURAH24ABK |  |  | WLA*254BA* | WFAX040B036A* | 24200 | 16 | 8.1 | 25400 | 21600 | 85.04% | 1.78 | 0 | 10 |  |  |  |  | R-410A | 2.0167 | Residential & Commercial | USHP | Ducted CEE Tier 1
211240717 | Central HP <5.4 tons | GRANDAIRE | HRCU-A-CB (Split System: Heat Pump with Remote Outdoor Unit-Air-Source) | WDLCURAH24ABK |  |  | WLA*244BA* | WFSX060B042A* | 24400 | 15.5 | 8.5 | 27200 | 23200 | 85.29% | 1.9 | 0 | 10 |  |  |  |  | R-410A | 2.0333 | Residential & Commercial | USHP | Ducted CEE Tier 1
211240932 | Central HP <5.4 tons | GRANDAIRE | HRCU-A-CB (Split System: Heat Pump with Remote Outdoor Unit-Air-Source) | WDLCURAH24ABK |  |  | WLA*254BA* | WFSU060B048A* | 24800 | 17 | 8.5 | 25600 | 21000 | 82.03% | 1.78 | 0 | 10.5 |  |  |  |  | R-410A | 2.0667 | Residential & Commercial | USHP | Ducted CEE Tier 1
211242974 | Central HP <5.4 tons | GRANDAIRE | HRCU-A-CB (Split System: Heat Pump with Remote Outdoor Unit-Air-Source) | WDLCURAH24ABK |  |  | WLA*374BA* | WFSX060A036A* | 25000 | 16 | 8.5 | 26000 | 21200 | 81.54% | 1.76 | 0 | 10 |  |  |  |  | R-410A | 2.0833 | Residential & Commercial | USHP | Ducted CEE Tier 1
211241953 | Central HP <5.4 tons | GRANDAIRE | HRCU-A-CB (Split System: Heat Pump with Remote Outdoor Unit-Air-Source) | WDLCURAH24ABK |  |  | WLA*364BA* | WFEU040B036A* | 24000 | 17.5 | 8.5 | 26000 | 22800 | 87.69% | 1.9 | 0 | 10 |  |  |  |  | R-410A | 2 | Residential & Commercial | USHP | Ducted CEE Tier 1
215679370 | Central HP <5.4 tons | KEEPRITE | HRCU-A-CB (Split System: Heat Pump with Remote Outdoor Unit-Air-Source) | C5H0V36*K*AAA* |  |  | EA*5X42M21A*+WALLCON | *80CSU0601716B* | 33200 | 17.5 | 8.5 | 35800 | 25600 | 71.51% | 1.84 | 0 | 9.5 |  |  |  |  | R-454B | 2.7667 | Residential & Commercial | USHP
215679290 | Central HP <5.4 tons | KEEPRITE | HRCU-A-CB (Split System: Heat Pump with Remote Outdoor Unit-Air-Source) | C5H0V36*K*AAA* |  |  | EA*5X37M21A*+WALLCON | *80CSU0401712B* | 34600 | 17.5 | 9 | 35200 | 25000 | 71.02% | 1.9 | 0 | 10 |  |  |  |  | R-454B | 2.8833 | Residential & Commercial | USHP | Ducted CEE Tier 1
216031620 | Central HP <5.4 tons | DUCANE | HRCU-A-C (Split System: Heat Pump with Remote Outdoor Unit with No Indoor Fan --Air Source) | 7SCP18V60P-**A |  |  | 7E[C,U]60CX-**+TDR | 0 | 51000 | 15.2 | 8.5 | 54000 | 40000 | 74.07% | 1.75 | 0 | 10 |  |  |  |  | R-454B | 4.25 | Residential & Commercial | USHP | Ducted CEE Tier 1
215678000 | Central HP <5.4 tons | KEEPRITE | HRCU-A-CB (Split System: Heat Pump with Remote Outdoor Unit-Air-Source) | C5H0V60*K*AAA* |  |  | EA*5X61M24A*+WALLCON | *97CMN1002122B* | 56000 | 18.5 | 9 | 60000 | 42000 | 70% | 2.02 | 0 | 9 |  |  |  |  | R-454B | 4.6667 | Residential & Commercial | USHP
213080883 | Central HP <5.4 tons | GRANDAIRE | HRCU-A-CB (Split System: Heat Pump with Remote Outdoor Unit-Air-Source) | WDLCURAH36ABK |  |  | WLNC484DA* | WFSU080C060B* | 35800 | 16.5 | 8.1 | 38500 | 28000 | 72.73% | 1.78 | 0 | 10 |  |  |  |  | R-410A | 2.9833 | Residential & Commercial | USHP | Ducted CEE Tier 1
211242707 | Central HP <5.4 tons | GRANDAIRE | HRCU-A-CB (Split System: Heat Pump with Remote Outdoor Unit-Air-Source) | WDLCURAH24ABK |  |  | WLA*364CA* | WFEU080C060A* | 24600 | 17.5 | 8.5 | 26200 | 22200 | 84.73% | 1.86 | 0 | 10.5 |  |  |  |  | R-410A | 2.05 | Residential & Commercial | USHP | Ducted CEE Tier 1
211243027 | Central HP <5.4 tons | GRANDAIRE | HRCU-A-CB (Split System: Heat Pump with Remote Outdoor Unit-Air-Source) | WDLCURAH24ABK |  |  | WLA*374BA* | WFER045A036A* | 25200 | 16 | 8.5 | 26200 | 21000 | 80.15% | 1.76 | 0 | 10 |  |  |  |  | R-410A | 2.1 | Residential & Commercial | USHP | Ducted CEE Tier 1
211244120 | Central HP <5.4 tons | GRANDAIRE | HRCU-A-CB (Split System: Heat Pump with Remote Outdoor Unit-Air-Source) | WDLCURAH24ABK |  |  | WLNC244BA* | WFEL045B036B* | 23600 | 16 | 8.5 | 26800 | 23600 | 88.06% | 1.94 | 0 | 10 |  |  |  |  | R-410A | 1.9667 | Residential & Commercial | USHP | Ducted CEE Tier 1
211243979 | Central HP <5.4 tons | GRANDAIRE | HRCU-A-CB (Split System: Heat Pump with Remote Outdoor Unit-Air-Source) | WDLCURAH24ABK |  |  | WLNC244BA* | WFEU040B036A* | 23600 | 17 | 8.5 | 26400 | 23800 | 90.15% | 1.98 | 0 | 10 |  |  |  |  | R-410A | 1.9667 | Residential & Commercial | USHP | Ducted CEE Tier 1
216733021 | Central HP <5.4 tons | KEEPRITE | HRCU-A-CB (Split System: Heat Pump with Remote Outdoor Unit-Air-Source) | D5CUHAH24AAK |  |  | EA*5X24M17A* | *96CTN0401410B* | 21800 | 15.2 | 8.5 | 21200 | 19300 | 91.04% | 1.96 | 0 | 10 |  |  |  |  | R-454B | 1.8167 | Residential & Commercial | USHP | Ducted CEE Tier 1
216733030 | Central HP <5.4 tons | KEEPRITE | HRCU-A-CB (Split System: Heat Pump with Remote Outdoor Unit-Air-Source) | D5CUHAH24AAK |  |  | EA*5X24M17A* | *96CTN0601714B* | 22000 | 16 | 8.5 | 21000 | 19200 | 91.43% | 1.94 | 0 | 10.5 |  |  |  |  | R-454B | 1.8333 | Residential & Commercial | USHP | Ducted CEE Tier 1
211227002 | Central HP <5.4 tons | BRYANT HEATING AND COOLING SYSTEMS | HRCU-A-CB (Split System: Heat Pump with Remote Outdoor Unit-Air-Source) | 38MURAQ36AB3* |  |  | CAP**3721AL* | 912SD48080E17*** | 36200 | 16 | 8.5 | 38500 | 34800 | 90.39% | 2.08 | 0 | 10 |  |  |  |  | R-410A | 3.0167 | Residential & Commercial | USHP | Ducted CEE Tier 1
211227238 | Central HP <5.4 tons | BRYANT HEATING AND COOLING SYSTEMS | HRCU-A-CB (Split System: Heat Pump with Remote Outdoor Unit-Air-Source) | 38MURAQ36AB3* |  |  | CAP**3721AL* | OVMAAB042112 | 36200 | 15.5 | 8.5 | 38500 | 34800 | 90.39% | 2.06 | 0 | 10 |  |  |  |  | R-410A | 3.0167 | Residential & Commercial | USHP | Ducted CEE Tier 1
211227436 | Central HP <5.4 tons | BRYANT HEATING AND COOLING SYSTEMS | HRCU-A-CB (Split System: Heat Pump with Remote Outdoor Unit-Air-Source) | 38MURAQ36AB3* |  |  | CAP**4221AL* | 83*SA60080E21*** | 36800 | 15.5 | 8.5 | 40000 | 35200 | 88% | 1.96 | 0 | 10 |  |  |  |  | R-410A | 3.0667 | Residential & Commercial | USHP | Ducted CEE Tier 1
211245904 | Central HP <5.4 tons | BRYANT HEATING AND COOLING SYSTEMS | HRCU-A-CB (Split System: Heat Pump with Remote Outdoor Unit-Air-Source) | 38MURAQ24AB3* |  |  | FMA4X36**AL* | 0 | 25800 | 18 | 9 | 27600 | 21000 | 76.09% | 1.8 | 0 | 10.5 |  |  |  |  | R-410A | 2.15 | Residential & Commercial | USHP | Ducted CEE Tier 1
212978185 | Central HP <5.4 tons | GRANDAIRE | HRCU-A-CB (Split System: Heat Pump with Remote Outdoor Unit-Air-Source) | WDLCURAH24ABK |  |  | WLNC244BA* | WFE*070A036C* | 23200 | 17 | 8.5 | 26800 | 24600 | 91.79% | 2.04 | 0 | 10 |  |  |  |  | R-410A | 1.9333 | Residential & Commercial | USHP | Ducted CEE Tier 1
215669360 | Central HP <5.4 tons | KENMORE | HRCU-A-CB (Split System: Heat Pump with Remote Outdoor Unit-Air-Source) | (C,H,T)5H0V36*K*AAA* |  |  | EA*5X60M24A*+WALLCON | *95CSU1002122B* | 34400 | 18 | 9 | 34200 | 24600 | 71.93% | 1.92 | 0 | 10 |  |  |  |  | R-454B | 2.8667 | Residential & Commercial | USHP | Ducted CEE Tier 1
215675520 | Central HP <5.4 tons | KEEPRITE | HRCU-A-CB (Split System: Heat Pump with Remote Outdoor Unit-Air-Source) | C5H0V48*K*AAA* |  |  | EVM5X49M21A*+WALLCON | *80CSU1002120A* | 48000 | 18.5 | 9 | 50000 | 36800 | 73.6% | 2 | 0 | 10 |  |  |  |  | R-454B | 4 | Residential & Commercial | USHP | Ducted CEE Tier 1
216732517 | Central HP <5.4 tons | GRANDAIRE | HRCU-A-CB (Split System: Heat Pump with Remote Outdoor Unit-Air-Source) | WD5CUHAH24AAK |  |  | W5A*24M14XA* | WFE*070A036C* | 22000 | 16 | 8.5 | 21000 | 19100 | 90.95% | 1.96 | 0 | 10.5 |  |  |  |  | R-454B | 1.8333 | Residential & Commercial | USHP | Ducted CEE Tier 1
216733116 | Central HP <5.4 tons | GRANDAIRE | HRCU-A-CB (Split System: Heat Pump with Remote Outdoor Unit-Air-Source) | WD5CUHAH24AAK |  |  | W5A*24M17XA* | WFJT080B048A* | 22200 | 16 | 8.5 | 21200 | 19200 | 90.57% | 1.96 | 0 | 10.5 |  |  |  |  | R-454B | 1.85 | Residential & Commercial | USHP | Ducted CEE Tier 1
216733336 | Central HP <5.4 tons | GRANDAIRE | HRCU-A-CB (Split System: Heat Pump with Remote Outdoor Unit-Air-Source) | WD5CUHAH24AAK |  |  | W5A*25M17XA* | WFET090B048A* | 23200 | 16.5 | 8.5 | 20800 | 18500 | 88.94% | 1.96 | 0 | 11 |  |  |  |  | R-454B | 1.9333 | Residential & Commercial | USHP | Ducted CEE Tier 1
216733435 | Central HP <5.4 tons | GRANDAIRE | HRCU-A-CB (Split System: Heat Pump with Remote Outdoor Unit-Air-Source) | WD5CUHAH24AAK |  |  | W5A*25M17XA* | WFSX040A030B* | 22800 | 15.2 | 8.1 | 20800 | 18500 | 88.94% | 1.9 | 0 | 11 |  |  |  |  | R-454B | 1.9 | Residential & Commercial | USHP | Ducted CEE Tier 1
215675471 | Central HP <5.4 tons | KENMORE | HRCU-A-CB (Split System: Heat Pump with Remote Outdoor Unit-Air-Source) | (C,H,T)5H0V48*K*AAA* |  |  | EVM5X48M21A*+WALLCON | *96CTN0801714B* | 46500 | 18 | 9 | 50000 | 35600 | 71.2% | 2 | 0 | 9.5 |  |  |  |  | R-454B | 3.875 | Residential & Commercial | USHP
216014174 | Central HP <5.4 tons | SEA BREEZE+ | HRCU-A-CB (Split System: Heat Pump with Remote Outdoor Unit-Air-Source) | SZ18H525ZMO |  |  | AH18H525ZMI | 0 | 18000 | 18.5 | 9.8 | 18000 | 13000 | 72.22% | 2.3 | 0 | 12.1 |  |  |  |  | R-454B | 1.5 | Residential & Commercial | USHP | Ducted CEE Tier 1
215678420 | Central HP <5.4 tons | KEEPRITE | HRCU-A-CB (Split System: Heat Pump with Remote Outdoor Unit-Air-Source) | C5H0V24*K*AAA* |  |  | EA*5X37M21A*+WALLCON | *97CTN0801716A* | 24000 | 17 | 9 | 23400 | 16400 | 70.09% | 2 | 0 | 10.5 |  |  |  |  | R-454B | 2 | Residential & Commercial | USHP | Ducted CEE Tier 1
215678320 | Central HP <5.4 tons | KEEPRITE | HRCU-A-CB (Split System: Heat Pump with Remote Outdoor Unit-Air-Source) | C5H0V24*K*AAA* |  |  | EA*5X36M17A*+WALLCON | *80CSU0601716B* | 23200 | 17 | 8.5 | 23400 | 16500 | 70.51% | 1.98 | 0 | 10 |  |  |  |  | R-454B | 1.9333 | Residential & Commercial | USHP | Ducted CEE Tier 1
215678370 | Central HP <5.4 tons | KEEPRITE | HRCU-A-CB (Split System: Heat Pump with Remote Outdoor Unit-Air-Source) | C5H0V24*K*AAA* |  |  | EA*5X37M17A*+WALLCON | *97CTN0601716A* | 23600 | 16.5 | 9 | 23600 | 16600 | 70.34% | 1.98 | 0 | 10 |  |  |  |  | R-454B | 1.9667 | Residential & Commercial | USHP | Ducted CEE Tier 1
213080467 | Central HP <5.4 tons | GRANDAIRE | HRCU-A-CB (Split System: Heat Pump with Remote Outdoor Unit-Air-Source) | WDLCURAH36ABK |  |  | WLA*424DA* | WFSX120D066B* | 35200 | 16 | 8.1 | 38500 | 34600 | 89.87% | 2.02 | 0 | 10 |  |  |  |  | R-410A | 2.9333 | Residential & Commercial | USHP | Ducted CEE Tier 1
212981879 | Central HP <5.4 tons | GRANDAIRE | HRCU-A-CB (Split System: Heat Pump with Remote Outdoor Unit-Air-Source) | WDLCURAH18ABK |  |  | WLNC244BA* | WFEU100C060B* | 17900 | 15.5 | 8.5 | 19000 | 18700 | 98.42% | 2.24 | 0 | 10.5 |  |  |  |  | R-410A | 1.4917 | Residential & Commercial | USHP | Ducted CEE Tier 1
212986390 | Central HP <5.4 tons | GRANDAIRE | HRCU-A-CB (Split System: Heat Pump with Remote Outdoor Unit-Air-Source) | WDLCURAH18ABK |  |  | WLNC304BA* | WFSX040A030B* | 17600 | 16 | 8.1 | 18200 | 16300 | 89.56% | 1.82 | 0 | 11 |  |  |  |  | R-410A | 1.4667 | Residential & Commercial | USHP | Ducted CEE Tier 1
215678220 | Central HP <5.4 tons | KEEPRITE | HRCU-A-CB (Split System: Heat Pump with Remote Outdoor Unit-Air-Source) | C5H0V24*K*AAA* |  |  | EA*5X24M17A*+WALLCON | *97CTN0801716A* | 22800 | 16.5 | 9 | 24000 | 16900 | 70.42% | 1.94 | 0 | 10 |  |  |  |  | R-454B | 1.9 | Residential & Commercial | USHP | Ducted CEE Tier 1
212988780 | Central HP <5.4 tons | GRANDAIRE | HRCU-A-CB (Split System: Heat Pump with Remote Outdoor Unit-Air-Source) | WDLCURAH18ABK |  |  | WLA*194BA* | WFSU040B036B* | 17700 | 16.5 | 8.1 | 17700 | 19400 | 109.6% | 2.34 | 0 | 10.5 |  |  |  |  | R-410A | 1.475 | Residential & Commercial | USHP | Ducted CEE Tier 1
212986342 | Central HP <5.4 tons | GRANDAIRE | HRCU-A-CB (Split System: Heat Pump with Remote Outdoor Unit-Air-Source) | WDLCURAH18ABK |  |  | WLNC184AA* | WFSX040A030B* | 17200 | 15.5 | 8.5 | 18500 | 19200 | 103.8% | 2.3 | 0 | 10.5 |  |  |  |  | R-410A | 1.4333 | Residential & Commercial | USHP | Ducted CEE Tier 1
215675630 | Central HP <5.4 tons | KEEPRITE | HRCU-A-CB (Split System: Heat Pump with Remote Outdoor Unit-Air-Source) | C5H0V48*K*AAA* |  |  | EVM5X49M21A*+WALLCON | *97CMN0802120B* | 48000 | 19 | 9 | 50000 | 36800 | 73.6% | 2 | 0 | 10 |  |  |  |  | R-454B | 4 | Residential & Commercial | USHP | Ducted CEE Tier 1
215679650 | Central HP <5.4 tons | KEEPRITE | HRCU-A-CB (Split System: Heat Pump with Remote Outdoor Unit-Air-Source) | C5H0V36*K*AAA* |  |  | EA*5X61M21A*+WALLCON | *97CTN0802120A* | 34800 | 18 | 9 | 34400 | 24800 | 72.09% | 1.92 | 0 | 10.5 |  |  |  |  | R-454B | 2.9 | Residential & Commercial | USHP | Ducted CEE Tier 1
215679300 | Central HP <5.4 tons | KEEPRITE | HRCU-A-CB (Split System: Heat Pump with Remote Outdoor Unit-Air-Source) | C5H0V36*K*AAA* |  |  | EA*5X37M21A*+WALLCON | *80CSU0601716B* | 34600 | 17.5 | 9 | 35200 | 25000 | 71.02% | 1.9 | 0 | 10 |  |  |  |  | R-454B | 2.8833 | Residential & Commercial | USHP | Ducted CEE Tier 1
215679520 | Central HP <5.4 tons | KEEPRITE | HRCU-A-CB (Split System: Heat Pump with Remote Outdoor Unit-Air-Source) | C5H0V36*K*AAA* |  |  | EA*5X48M21A*+WALLCON | *97CTN0601716A* | 33400 | 17.5 | 9 | 35200 | 25400 | 72.16% | 1.88 | 0 | 9.5 |  |  |  |  | R-454B | 2.7833 | Residential & Commercial | USHP
215679550 | Central HP <5.4 tons | KEEPRITE | HRCU-A-CB (Split System: Heat Pump with Remote Outdoor Unit-Air-Source) | C5H0V36*K*AAA* |  |  | EA*5X48M21A*+WALLCON | *97CTN1002122A* | 33800 | 18 | 9 | 35000 | 25000 | 71.43% | 1.9 | 0 | 10 |  |  |  |  | R-454B | 2.8167 | Residential & Commercial | USHP | Ducted CEE Tier 1
215678330 | Central HP <5.4 tons | KEEPRITE | HRCU-A-CB (Split System: Heat Pump with Remote Outdoor Unit-Air-Source) | C5H0V24*K*AAA* |  |  | EA*5X36M17A*+WALLCON | *97CTN0601716A* | 23000 | 16.5 | 9 | 23800 | 16700 | 70.17% | 1.98 | 0 | 10 |  |  |  |  | R-454B | 1.9167 | Residential & Commercial | USHP | Ducted CEE Tier 1
215676860 | Central HP <5.4 tons | KEEPRITE | HRCU-A-CB (Split System: Heat Pump with Remote Outdoor Unit-Air-Source) | C5H0V48*K*AAA* |  |  | EVD5X61M24A*+WALLCON | *80CSU1002120A* | 48500 | 19 | 9 | 50000 | 36800 | 73.6% | 2.1 | 0 | 10 |  |  |  |  | R-454B | 4.0417 | Residential & Commercial | USHP | Ducted CEE Tier 1
211242152 | Central HP <5.4 tons | GRANDAIRE | HRCU-A-CB (Split System: Heat Pump with Remote Outdoor Unit-Air-Source) | WDLCURAH24ABK |  |  | WLA*364BA* | WFAX080B048A* | 24400 | 17 | 8.5 | 26200 | 22400 | 85.5% | 1.86 | 0 | 10 |  |  |  |  | R-410A | 2.0333 | Residential & Commercial | USHP | Ducted CEE Tier 1
211242185 | Central HP <5.4 tons | GRANDAIRE | HRCU-A-CB (Split System: Heat Pump with Remote Outdoor Unit-Air-Source) | WDLCURAH24ABK |  |  | WLA*364BA* | WFAX040A030A* | 24200 | 15.2 | 8.5 | 26400 | 22600 | 85.61% | 1.84 | 0 | 10 |  |  |  |  | R-410A | 2.0167 | Residential & Commercial | USHP | Ducted CEE Tier 1
211243074 | Central HP <5.4 tons | GRANDAIRE | HRCU-A-CB (Split System: Heat Pump with Remote Outdoor Unit-Air-Source) | WDLCURAH24ABK |  |  | WLA*374BA* | WFAX060A036A* | 25200 | 16.5 | 8.5 | 26200 | 21000 | 80.15% | 1.76 | 0 | 10 |  |  |  |  | R-410A | 2.1 | Residential & Commercial | USHP | Ducted CEE Tier 1
211243539 | Central HP <5.4 tons | GRANDAIRE | HRCU-A-CB (Split System: Heat Pump with Remote Outdoor Unit-Air-Source) | WDLCURAH24ABK |  |  | WLA*374CA* | WFER090B042A* | 25400 | 17 | 8.5 | 25800 | 20600 | 79.84% | 1.76 | 0 | 10.5 |  |  |  |  | R-410A | 2.1167 | Residential & Commercial | USHP | Ducted CEE Tier 1
211243574 | Central HP <5.4 tons | GRANDAIRE | HRCU-A-CB (Split System: Heat Pump with Remote Outdoor Unit-Air-Source) | WDLCURAH24ABK |  |  | WLA*374CA* | WFAX060B042A* | 25000 | 17 | 8.5 | 25600 | 20800 | 81.25% | 1.76 | 0 | 10.5 |  |  |  |  | R-410A | 2.0833 | Residential & Commercial | USHP | Ducted CEE Tier 1
211244410 | Central HP <5.4 tons | GRANDAIRE | HRCU-A-CB (Split System: Heat Pump with Remote Outdoor Unit-Air-Source) | WDLCURAH24ABK |  |  | WLNC304AA* | WFER070A036A* | 24200 | 16.5 | 8.1 | 26200 | 23000 | 87.79% | 1.9 | 0 | 10.5 |  |  |  |  | R-410A | 2.0167 | Residential & Commercial | USHP | Ducted CEE Tier 1
216980864 | Central HP <5.4 tons | PolarWave | HRCU-A-CB (Split System: Heat Pump with Remote Outdoor Unit-Air-Source) | EZ-60-HPB |  |  | EZ-60-AHB | 0 | 54000 | 16 | 9 | 56000 | 52000 | 92.86% | 1.8 | 0 | 10 |  |  |  |  | R-454B | 4.5 | Residential & Commercial | USHP | Ducted CEE Tier 1
215679870 | Central HP <5.4 tons | KEEPRITE | HRCU-A-CB (Split System: Heat Pump with Remote Outdoor Unit-Air-Source) | C5H0V36*K*AAA* |  |  | ESH5X48M12A*+WALLCON | *96CTN0802120B* | 34200 | 16 | 8.5 | 35400 | 25200 | 71.19% | 1.88 | 0 | 9.5 |  |  |  |  | R-454B | 2.85 | Residential & Commercial | USHP
215679970 | Central HP <5.4 tons | KEEPRITE | HRCU-A-CB (Split System: Heat Pump with Remote Outdoor Unit-Air-Source) | C5H0V36*K*AAA* |  |  | ESH5X60M12A*+WALLCON | *97CTN0601716A* | 34200 | 16 | 8.5 | 34800 | 25200 | 72.41% | 1.8 | 0 | 9 |  |  |  |  | R-454B | 2.85 | Residential & Commercial | USHP
215679470 | Central HP <5.4 tons | KEEPRITE | HRCU-A-CB (Split System: Heat Pump with Remote Outdoor Unit-Air-Source) | C5H0V36*K*AAA* |  |  | EA*5X43M21A*+WALLCON | *97CTN0802120A* | 34400 | 18 | 9 | 35400 | 25200 | 71.19% | 1.88 | 0 | 10 |  |  |  |  | R-454B | 2.8667 | Residential & Commercial | USHP | Ducted CEE Tier 1
215679620 | Central HP <5.4 tons | KEEPRITE | HRCU-A-CB (Split System: Heat Pump with Remote Outdoor Unit-Air-Source) | C5H0V36*K*AAA* |  |  | EA*5X61M21A*+WALLCON | *80CSU0601716B* | 35000 | 18 | 9 | 34400 | 24800 | 72.09% | 1.92 | 0 | 10 |  |  |  |  | R-454B | 2.9167 | Residential & Commercial | USHP | Ducted CEE Tier 1
215679670 | Central HP <5.4 tons | KEEPRITE | HRCU-A-CB (Split System: Heat Pump with Remote Outdoor Unit-Air-Source) | C5H0V36*K*AAA* |  |  | EA*5X61M24A*+WALLCON | *96CTN0802120B* | 34800 | 18 | 9 | 34400 | 24800 | 72.09% | 1.92 | 0 | 10.5 |  |  |  |  | R-454B | 2.9 | Residential & Commercial | USHP | Ducted CEE Tier 1
211259806 | Central HP <5.4 tons | GRANDAIRE | HRCU-A-CB (Split System: Heat Pump with Remote Outdoor Unit-Air-Source) | WDLCURAH18ABK |  |  | WLA*194BA* | WFSX040A030A* | 18300 | 16 | 8.5 | 18300 | 17600 | 96.17% | 2.12 | 0 | 10.5 |  |  |  |  | R-410A | 1.525 | Residential & Commercial | USHP | Ducted CEE Tier 1
210532883 | Central HP <5.4 tons | BRYANT HEATING AND COOLING SYSTEMS | HRCU-A-CB (Split System: Heat Pump with Remote Outdoor Unit-Air-Source) | 284ANV048*0**B* |  |  | CAP**6124AL*+UI | 987MB66100C21*** | 45500 | 21.5 | 9.5 | 46000 | 36200 | 78.7% | 2.36 | 0 | 12 |  |  |  |  | R-410A | 3.7917 | Residential & Commercial | USHP | Ducted CEE Tier 1
210532969 | Central HP <5.4 tons | BRYANT HEATING AND COOLING SYSTEMS | HRCU-A-CB (Split System: Heat Pump with Remote Outdoor Unit-Air-Source) | 284ANV024*0**B* |  |  | CAP**3014AL*+UI | 88*TA36070C14*** | 23200 | 21 | 10 | 26600 | 19900 | 74.81% | 2.38 | 0 | 13 |  |  |  |  | R-410A | 1.9333 | Residential & Commercial | USHP | Ducted CEE Tier 1
210533033 | Central HP <5.4 tons | BRYANT HEATING AND COOLING SYSTEMS | HRCU-A-CB (Split System: Heat Pump with Remote Outdoor Unit-Air-Source) | 284ANV024*0**B* |  |  | CAP**4321AL*+UI | 83*CA36040C17*** | 24200 | 20.5 | 10.5 | 26400 | 19700 | 74.62% | 2.54 | 0 | 13 |  |  |  |  | R-410A | 2.0167 | Residential & Commercial | USHP | Ducted CEE Tier 1
215677620 | Central HP <5.4 tons | KEEPRITE | HRCU-A-CB (Split System: Heat Pump with Remote Outdoor Unit-Air-Source) | C5H0V60*K*AAA* |  |  | EVD5X61M21A*+WALLCON | *97CMN0602120B* | 56000 | 17.5 | 9 | 65000 | 46000 | 70.77% | 2.06 | 0 | 8.5 |  |  |  |  | R-454B | 4.6667 | Residential & Commercial | USHP
215677840 | Central HP <5.4 tons | KEEPRITE | HRCU-A-CB (Split System: Heat Pump with Remote Outdoor Unit-Air-Source) | C5H0V60*K*AAA* |  |  | EA*5X60M24A*+WALLCON | *97CMN0802120B* | 54500 | 18 | 8.5 | 59500 | 42000 | 70.59% | 1.9 | 0 | 8.5 |  |  |  |  | R-454B | 4.5417 | Residential & Commercial | USHP
215677990 | Central HP <5.4 tons | KEEPRITE | HRCU-A-CB (Split System: Heat Pump with Remote Outdoor Unit-Air-Source) | C5H0V60*K*AAA* |  |  | EA*5X61M24A*+WALLCON | *97CMN0802120B* | 56000 | 18.5 | 9 | 60000 | 42000 | 70% | 2.02 | 0 | 9 |  |  |  |  | R-454B | 4.6667 | Residential & Commercial | USHP
213079566 | Central HP <5.4 tons | GRANDAIRE | HRCU-A-CB (Split System: Heat Pump with Remote Outdoor Unit-Air-Source) | WDLCURAH36ABK |  |  | WLA*424CA* | WFAX080B048B* | 35400 | 16 | 8.1 | 38500 | 34800 | 90.39% | 2.04 | 0 | 10 |  |  |  |  | R-410A | 2.95 | Residential & Commercial | USHP | Ducted CEE Tier 1
211712804 | Central HP <5.4 tons | BRYANT HEATING AND COOLING SYSTEMS | HRCU-A-CB (Split System: Heat Pump with Remote Outdoor Unit-Air-Source) | 38MURAQ30AB3* |  |  | CAP**4224AL* | 8(0,1)*SA48070E21*** | 29600 | 15.2 | 8.1 | 33800 | 27400 | 81.07% | 1.78 | 0 | 9 |  |  |  |  | R-410A | 2.4667 | Residential & Commercial | USHP
216634126 | Central HP <5.4 tons | ACIQ | HRCU-A-CB (Split System: Heat Pump with Remote Outdoor Unit-Air-Source) | H5H0V60*K*AAA* |  |  | EA*5X61M24A*+WALLCON | *80CSU1002120A* | 56000 | 18 | 9 | 60000 | 42000 | 70% | 2 | 0 | 9 |  |  |  |  | R-454B | 4.6667 | Residential & Commercial | USHP
215679830 | Central HP <5.4 tons | KEEPRITE | HRCU-A-CB (Split System: Heat Pump with Remote Outdoor Unit-Air-Source) | C5H0V36*K*AAA* |  |  | ESH5X42M12A*+WALLCON | *97CTN0801716A* | 33800 | 16 | 8.5 | 35800 | 25400 | 70.95% | 1.76 | 0 | 9 |  |  |  |  | R-454B | 2.8167 | Residential & Commercial | USHP
215679850 | Central HP <5.4 tons | KEEPRITE | HRCU-A-CB (Split System: Heat Pump with Remote Outdoor Unit-Air-Source) | C5H0V36*K*AAA* |  |  | ESH5X42M12A*+WALLCON | *97CTN1002122A* | 34000 | 16.5 | 8.5 | 35600 | 25200 | 70.79% | 1.78 | 0 | 9.5 |  |  |  |  | R-454B | 2.8333 | Residential & Commercial | USHP
215679580 | Central HP <5.4 tons | KEEPRITE | HRCU-A-CB (Split System: Heat Pump with Remote Outdoor Unit-Air-Source) | C5H0V36*K*AAA* |  |  | EA*5X60M24A*+WALLCON | *97CTN1002122A* | 34400 | 18.5 | 9 | 34200 | 24800 | 72.51% | 1.9 | 0 | 10.5 |  |  |  |  | R-454B | 2.8667 | Residential & Commercial | USHP | Ducted CEE Tier 1
215676540 | Central HP <5.4 tons | KEEPRITE | HRCU-A-CB (Split System: Heat Pump with Remote Outdoor Unit-Air-Source) | C5H0V48*K*AAA* |  |  | EVD5X60M21A*+WALLCON | *97CMN0801714B* | 47500 | 18.5 | 9 | 50000 | 37400 | 74.8% | 1.98 | 0 | 10 |  |  |  |  | R-454B | 3.9583 | Residential & Commercial | USHP | Ducted CEE Tier 1
215676640 | Central HP <5.4 tons | KEEPRITE | HRCU-A-CB (Split System: Heat Pump with Remote Outdoor Unit-Air-Source) | C5H0V48*K*AAA* |  |  | EVD5X60M24A*+WALLCON | *95CSU0802120B* | 47500 | 18.5 | 9 | 50000 | 36600 | 73.2% | 2 | 0 | 10 |  |  |  |  | R-454B | 3.9583 | Residential & Commercial | USHP | Ducted CEE Tier 1
210532875 | Central HP <5.4 tons | BRYANT HEATING AND COOLING SYSTEMS | HRCU-A-CB (Split System: Heat Pump with Remote Outdoor Unit-Air-Source) | 284ANV048*0**B* |  |  | CAP**4824AL*+UI | 986TC66100C21*** | 44000 | 21 | 9.5 | 46500 | 36400 | 78.28% | 2.28 | 0 | 12 |  |  |  |  | R-410A | 3.6667 | Residential & Commercial | USHP | Ducted CEE Tier 1
210532959 | Central HP <5.4 tons | BRYANT HEATING AND COOLING SYSTEMS | HRCU-A-CB (Split System: Heat Pump with Remote Outdoor Unit-Air-Source) | 284ANV024*0**B* |  |  | CAP**2517AL*+UI | 986TC42060C17*** | 24000 | 20 | 10.5 | 26600 | 19900 | 74.81% | 2.5 | 0 | 13 |  |  |  |  | R-410A | 2 | Residential & Commercial | USHP | Ducted CEE Tier 1
210532891 | Central HP <5.4 tons | BRYANT HEATING AND COOLING SYSTEMS | HRCU-A-CB (Split System: Heat Pump with Remote Outdoor Unit-Air-Source) | 284ANV048*0**B* |  |  | CNPV*4821AL*+UI | 83*CA60100C21*** | 44000 | 21 | 8.5 | 46500 | 36600 | 78.71% | 2.14 | 0 | 11.7 |  |  |  |  | R-410A | 3.6667 | Residential & Commercial | USHP | Ducted CEE Tier 1
210532895 | Central HP <5.4 tons | BRYANT HEATING AND COOLING SYSTEMS | HRCU-A-CB (Split System: Heat Pump with Remote Outdoor Unit-Air-Source) | 284ANV048*0**B* |  |  | CNPV*4821AL*+UI | 986TC66100C21*** | 44000 | 21 | 8.5 | 46500 | 36400 | 78.28% | 2.18 | 0 | 12 |  |  |  |  | R-410A | 3.6667 | Residential & Commercial | USHP | Ducted CEE Tier 1
216732947 | Central HP <5.4 tons | GRANDAIRE | HRCU-A-CB (Split System: Heat Pump with Remote Outdoor Unit-Air-Source) | WD5CUHAH24AAK |  |  | W5A*24M17XA* | WFSX080B048B* | 22200 | 15.5 | 8.5 | 21200 | 19200 | 90.57% | 1.96 | 0 | 10.5 |  |  |  |  | R-454B | 1.85 | Residential & Commercial | USHP | Ducted CEE Tier 1
216733874 | Central HP <5.4 tons | GRANDAIRE | HRCU-A-CB (Split System: Heat Pump with Remote Outdoor Unit-Air-Source) | WD5CUHAH24AAK |  |  | W5A*30M17XA* | WFE*070B048C* | 22200 | 16 | 8.1 | 20800 | 18800 | 90.38% | 1.85 | 0 | 10.5 |  |  |  |  | R-454B | 1.85 | Residential & Commercial | USHP | Ducted CEE Tier 1
216734074 | Central HP <5.4 tons | GRANDAIRE | HRCU-A-CB (Split System: Heat Pump with Remote Outdoor Unit-Air-Source) | WD5CUHAH24AAK |  |  | W5A*30M17XA* | WFAX060B042B* | 22200 | 16 | 8.1 | 20800 | 18800 | 90.38% | 1.85 | 0 | 10.5 |  |  |  |  | R-454B | 1.85 | Residential & Commercial | USHP | Ducted CEE Tier 1
215319214 | Central HP <5.4 tons | Grandaire | HRCU-A-CB (Split System: Heat Pump with Remote Outdoor Unit-Air-Source) | D5CSHAH33AAK |  |  | D5FSAAH36XBK | 0 | 33000 | 16.7 | 10 | 35000 | 34000 | 97.14% | 2 | 0 | 11.7 |  |  |  |  | R-454B | 2.75 | Residential & Commercial | USHP | Ducted CEE Tier 1
213080362 | Central HP <5.4 tons | GRANDAIRE | HRCU-A-CB (Split System: Heat Pump with Remote Outdoor Unit-Air-Source) | WDLCURAH36ABK |  |  | WLN(C,W)484CA* | WFSX100C060B* | 36000 | 16.5 | 8.1 | 38500 | 34800 | 90.39% | 2.02 | 0 | 10 |  |  |  |  | R-410A | 3 | Residential & Commercial | USHP | Ducted CEE Tier 1
215676710 | Central HP <5.4 tons | KEEPRITE | HRCU-A-CB (Split System: Heat Pump with Remote Outdoor Unit-Air-Source) | C5H0V48*K*AAA* |  |  | EVD5X61M21A*+WALLCON | *80CTL0451712B* | 48000 | 18.5 | 9 | 50000 | 37600 | 75.2% | 1.98 | 0 | 9.5 |  |  |  |  | R-454B | 4 | Residential & Commercial | USHP
215676210 | Central HP <5.4 tons | KEEPRITE | HRCU-A-CB (Split System: Heat Pump with Remote Outdoor Unit-Air-Source) | C5H0V48*K*AAA* |  |  | EVD5X48M24A*+WALLCON | *80CTL0902120B* | 47000 | 19 | 9 | 50000 | 36200 | 72.4% | 2 | 0 | 10 |  |  |  |  | R-454B | 3.9167 | Residential & Commercial | USHP | Ducted CEE Tier 1
215676010 | Central HP <5.4 tons | KEEPRITE | HRCU-A-CB (Split System: Heat Pump with Remote Outdoor Unit-Air-Source) | C5H0V48*K*AAA* |  |  | EVM5X61M24A*+WALLCON | *80CTL1352422B* | 48500 | 19.5 | 9.5 | 50000 | 36600 | 73.2% | 2.1 | 0 | 10.5 |  |  |  |  | R-454B | 4.0417 | Residential & Commercial | USHP | Ducted CEE Tier 1
213080775 | Central HP <5.4 tons | GRANDAIRE | HRCU-A-CB (Split System: Heat Pump with Remote Outdoor Unit-Air-Source) | WDLCURAH36ABK |  |  | WLN(C,W)484CA* | WFSU060B048B* | 35600 | 16 | 8.1 | 38500 | 28400 | 73.77% | 1.76 | 0 | 10 |  |  |  |  | R-410A | 2.9667 | Residential & Commercial | USHP | Ducted CEE Tier 1
213080559 | Central HP <5.4 tons | GRANDAIRE | HRCU-A-CB (Split System: Heat Pump with Remote Outdoor Unit-Air-Source) | WDLCURAH36ABK |  |  | WLA*424CA* | WFSU040B036B* | 35200 | 15.2 | 8.1 | 39000 | 35000 | 89.74% | 2.04 | 0 | 9.5 |  |  |  |  | R-410A | 2.9333 | Residential & Commercial | USHP
215679480 | Central HP <5.4 tons | KEEPRITE | HRCU-A-CB (Split System: Heat Pump with Remote Outdoor Unit-Air-Source) | C5H0V36*K*AAA* |  |  | EA*5X43M21A*+WALLCON | *97CTN1002122A* | 34600 | 18 | 9 | 35200 | 25000 | 71.02% | 1.9 | 0 | 10 |  |  |  |  | R-454B | 2.8833 | Residential & Commercial | USHP | Ducted CEE Tier 1
215679280 | Central HP <5.4 tons | KEEPRITE | HRCU-A-CB (Split System: Heat Pump with Remote Outdoor Unit-Air-Source) | C5H0V36*K*AAA* |  |  | EA*5X37M21A*+WALLCON | *96CTN0802120B* | 34400 | 18 | 9 | 35400 | 25200 | 71.19% | 1.88 | 0 | 10 |  |  |  |  | R-454B | 2.8667 | Residential & Commercial | USHP | Ducted CEE Tier 1
215676590 | Central HP <5.4 tons | KEEPRITE | HRCU-A-CB (Split System: Heat Pump with Remote Outdoor Unit-Air-Source) | C5H0V48*K*AAA* |  |  | EVD5X60M24A*+WALLCON | *80CSU0802120A* | 48000 | 19 | 9 | 50000 | 36400 | 72.8% | 2.12 | 0 | 10 |  |  |  |  | R-454B | 4 | Residential & Commercial | USHP | Ducted CEE Tier 1
215676370 | Central HP <5.4 tons | KEEPRITE | HRCU-A-CB (Split System: Heat Pump with Remote Outdoor Unit-Air-Source) | C5H0V48*K*AAA* |  |  | EVD5X49M24A*+WALLCON | *97CMN1002122B* | 48000 | 19 | 9 | 50000 | 36600 | 73.2% | 2 | 0 | 10 |  |  |  |  | R-454B | 4 | Residential & Commercial | USHP | Ducted CEE Tier 1
215676440 | Central HP <5.4 tons | KEEPRITE | HRCU-A-CB (Split System: Heat Pump with Remote Outdoor Unit-Air-Source) | C5H0V48*K*AAA* |  |  | EVD5X60M21A*+WALLCON | *80CTL0451712B* | 47500 | 18 | 9 | 50000 | 37600 | 75.2% | 1.98 | 0 | 9.5 |  |  |  |  | R-454B | 3.9583 | Residential & Commercial | USHP
215676760 | Central HP <5.4 tons | KEEPRITE | HRCU-A-CB (Split System: Heat Pump with Remote Outdoor Unit-Air-Source) | C5H0V48*K*AAA* |  |  | EVD5X61M21A*+WALLCON | *80CTL1102120B* | 48500 | 19.5 | 9.5 | 50000 | 36600 | 73.2% | 2.12 | 0 | 10.5 |  |  |  |  | R-454B | 4.0417 | Residential & Commercial | USHP | Ducted CEE Tier 1
213433289 | Central HP <5.4 tons | PolarWave | HRCU-A-CB (Split System: Heat Pump with Remote Outdoor Unit-Air-Source) | ACIQ-36-HPB |  |  | ACIQ-36W-WM | 0 | 36000 | 17.6 | 9.2 | 38000 | 33400 | 87.89% | 1.81 | 0 | 10.2 |  |  |  |  | R-410A | 3 | Residential & Commercial | USHP | Ducted CEE Tier 1
215676810 | Central HP <5.4 tons | KEEPRITE | HRCU-A-CB (Split System: Heat Pump with Remote Outdoor Unit-Air-Source) | C5H0V48*K*AAA* |  |  | EVD5X61M21A*+WALLCON | *97CMN0801714B* | 48000 | 18.5 | 9 | 50000 | 37400 | 74.8% | 1.98 | 0 | 10 |  |  |  |  | R-454B | 4 | Residential & Commercial | USHP | Ducted CEE Tier 1
215681960 | Central HP <5.4 tons | KEEPRITE | HRCU-A-CB (Split System: Heat Pump with Remote Outdoor Unit-Air-Source) | C5H0V48*K*AAA* |  |  | EVM5X60M21A*+WALLCON | *97CTN0802120A* | 48000 | 19 | 9 | 50000 | 36800 | 73.6% | 2 | 0 | 10 |  |  |  |  | R-454B | 4 | Residential & Commercial | USHP | Ducted CEE Tier 1
215676930 | Central HP <5.4 tons | KEEPRITE | HRCU-A-CB (Split System: Heat Pump with Remote Outdoor Unit-Air-Source) | C5H0V48*K*AAA* |  |  | EVD5X61M24A*+WALLCON | *97CMN1002122B* | 48500 | 19.5 | 9.5 | 50000 | 36800 | 73.6% | 2.12 | 0 | 10.5 |  |  |  |  | R-454B | 4.0417 | Residential & Commercial | USHP | Ducted CEE Tier 1
215675980 | Central HP <5.4 tons | KEEPRITE | HRCU-A-CB (Split System: Heat Pump with Remote Outdoor Unit-Air-Source) | C5H0V48*K*AAA* |  |  | EVM5X61M24A*+WALLCON | *80CTL0702120B* | 48500 | 19 | 9.5 | 50000 | 36800 | 73.6% | 2.1 | 0 | 10.5 |  |  |  |  | R-454B | 4.0417 | Residential & Commercial | USHP | Ducted CEE Tier 1
215676750 | Central HP <5.4 tons | KEEPRITE | HRCU-A-CB (Split System: Heat Pump with Remote Outdoor Unit-Air-Source) | C5H0V48*K*AAA* |  |  | EVD5X61M21A*+WALLCON | *80CTL0902120B* | 48500 | 19.5 | 9.5 | 50000 | 36600 | 73.2% | 2.12 | 0 | 10.5 |  |  |  |  | R-454B | 4.0417 | Residential & Commercial | USHP | Ducted CEE Tier 1
215681880 | Central HP <5.4 tons | KEEPRITE | HRCU-A-CB (Split System: Heat Pump with Remote Outdoor Unit-Air-Source) | C5H0V48*K*AAA* |  |  | EVM5X49M21A*+WALLCON | *97CTN0802120A* | 48000 | 19 | 9 | 50000 | 36800 | 73.6% | 2 | 0 | 10 |  |  |  |  | R-454B | 4 | Residential & Commercial | USHP | Ducted CEE Tier 1
215682030 | Central HP <5.4 tons | KEEPRITE | HRCU-A-CB (Split System: Heat Pump with Remote Outdoor Unit-Air-Source) | C5H0V48*K*AAA* |  |  | EVM5X60M24A*+WALLCON | *97CTN1202422A* | 48000 | 19 | 9 | 50000 | 36600 | 73.2% | 2 | 0 | 10.5 |  |  |  |  | R-454B | 4 | Residential & Commercial | USHP | Ducted CEE Tier 1
215681860 | Central HP <5.4 tons | KEEPRITE | HRCU-A-CB (Split System: Heat Pump with Remote Outdoor Unit-Air-Source) | C5H0V48*K*AAA* |  |  | EVM5X49M21A*+WALLCON | *80CSU1002120B* | 48000 | 18.5 | 9 | 50000 | 36600 | 73.2% | 2 | 0 | 10 |  |  |  |  | R-454B | 4 | Residential & Commercial | USHP | Ducted CEE Tier 1
213249335 | Central HP <5.4 tons | BRYANT HEATING AND COOLING SYSTEMS | HRCU-A-CB (Split System: Heat Pump with Remote Outdoor Unit-Air-Source) | 38MURAQ36AB3* |  |  | FEVA0036**+NAVA43601CK | 0 | 35400 | 16 | 8.5 | 38500 | 35000 | 90.91% | 1.9 | 0 | 10 |  |  |  |  | R-410A | 2.95 | Residential & Commercial | USHP | Ducted CEE Tier 1
215678170 | Central HP <5.4 tons | KEEPRITE | HRCU-A-CB (Split System: Heat Pump with Remote Outdoor Unit-Air-Source) | C5H0V60*K*AAA* |  |  | ESH5X60M12A*+WALLCON | *96CTN1002122B* | 55500 | 17 | 8.5 | 60000 | 42000 | 70% | 1.9 | 0 | 8.5 |  |  |  |  | R-454B | 4.625 | Residential & Commercial | USHP
215677450 | Central HP <5.4 tons | KEEPRITE | HRCU-A-CB (Split System: Heat Pump with Remote Outdoor Unit-Air-Source) | C5H0V60*K*AAA* |  |  | EVD5X60M24A*+WALLCON | *80CTL0702120B* | 56000 | 18 | 9 | 63500 | 45000 | 70.87% | 2.06 | 0 | 9 |  |  |  |  | R-454B | 4.6667 | Residential & Commercial | USHP
215683100 | Central HP <5.4 tons | KEEPRITE | HRCU-A-CB (Split System: Heat Pump with Remote Outdoor Unit-Air-Source) | C5H0V60*K*AAA* |  |  | EVD5X60M24A*+WALLCON | *97CTN1002122A* | 56500 | 18.5 | 9 | 63000 | 44500 | 70.63% | 2.08 | 0 | 9 |  |  |  |  | R-454B | 4.7083 | Residential & Commercial | USHP
216097088 | Central HP <5.4 tons | Kerr | HRCU-A-CB (Split System: Heat Pump with Remote Outdoor Unit-Air-Source) | A-KXP60TA-1 |  |  | B-KXP60TA-1 | 0 | 54000 | 16 | 9 | 56000 | 52000 | 92.86% | 1.8 | 0 | 10 |  |  |  |  | R-454B | 4.5 | Residential & Commercial | USHP | Ducted CEE Tier 1
215676300 | Central HP <5.4 tons | KEEPRITE | HRCU-A-CB (Split System: Heat Pump with Remote Outdoor Unit-Air-Source) | C5H0V48*K*AAA* |  |  | EVD5X49M24A*+WALLCON | *80CTL0702120B* | 47500 | 19 | 9 | 50000 | 36800 | 73.6% | 2 | 0 | 10 |  |  |  |  | R-454B | 3.9583 | Residential & Commercial | USHP | Ducted CEE Tier 1
215676350 | Central HP <5.4 tons | KEEPRITE | HRCU-A-CB (Split System: Heat Pump with Remote Outdoor Unit-Air-Source) | C5H0V48*K*AAA* |  |  | EVD5X49M24A*+WALLCON | *97CMN0602120B* | 47500 | 18.5 | 9 | 50000 | 37000 | 74% | 1.98 | 0 | 10 |  |  |  |  | R-454B | 3.9583 | Residential & Commercial | USHP | Ducted CEE Tier 1
215676820 | Central HP <5.4 tons | KEEPRITE | HRCU-A-CB (Split System: Heat Pump with Remote Outdoor Unit-Air-Source) | C5H0V48*K*AAA* |  |  | EVD5X61M21A*+WALLCON | *97CMN1002122B* | 48500 | 19.5 | 9.5 | 50000 | 36800 | 73.6% | 2.12 | 0 | 10.5 |  |  |  |  | R-454B | 4.0417 | Residential & Commercial | USHP | Ducted CEE Tier 1
215676650 | Central HP <5.4 tons | KEEPRITE | HRCU-A-CB (Split System: Heat Pump with Remote Outdoor Unit-Air-Source) | C5H0V48*K*AAA* |  |  | EVD5X60M24A*+WALLCON | *95CSU1002122B* | 48000 | 19 | 9 | 50000 | 36400 | 72.8% | 2.02 | 0 | 10 |  |  |  |  | R-454B | 4 | Residential & Commercial | USHP | Ducted CEE Tier 1
215682720 | Central HP <5.4 tons | KEEPRITE | HRCU-A-CB (Split System: Heat Pump with Remote Outdoor Unit-Air-Source) | C5H0V60*K*AAA* |  |  | ESH5X60M12A*+WALLCON | *96CTN0802120B* | 55500 | 17 | 8.5 | 60000 | 42000 | 70% | 1.9 | 0 | 8.5 |  |  |  |  | R-454B | 4.625 | Residential & Commercial | USHP
215675850 | Central HP <5.4 tons | KEEPRITE | HRCU-A-CB (Split System: Heat Pump with Remote Outdoor Unit-Air-Source) | C5H0V48*K*AAA* |  |  | EVM5X60M24A*+WALLCON | *80CSU0802120A* | 48000 | 19 | 9 | 50000 | 36400 | 72.8% | 2.12 | 0 | 10 |  |  |  |  | R-454B | 4 | Residential & Commercial | USHP | Ducted CEE Tier 1
215675700 | Central HP <5.4 tons | KEEPRITE | HRCU-A-CB (Split System: Heat Pump with Remote Outdoor Unit-Air-Source) | C5H0V48*K*AAA* |  |  | EVM5X60M21A*+WALLCON | *80CTL0451712B* | 47500 | 18 | 9 | 50000 | 37600 | 75.2% | 1.98 | 0 | 9.5 |  |  |  |  | R-454B | 3.9583 | Residential & Commercial | USHP
215675800 | Central HP <5.4 tons | KEEPRITE | HRCU-A-CB (Split System: Heat Pump with Remote Outdoor Unit-Air-Source) | C5H0V48*K*AAA* |  |  | EVM5X60M21A*+WALLCON | *97CMN0801714B* | 47500 | 18.5 | 9 | 50000 | 37400 | 74.8% | 1.98 | 0 | 10 |  |  |  |  | R-454B | 3.9583 | Residential & Commercial | USHP | Ducted CEE Tier 1
215675900 | Central HP <5.4 tons | KEEPRITE | HRCU-A-CB (Split System: Heat Pump with Remote Outdoor Unit-Air-Source) | C5H0V48*K*AAA* |  |  | EVM5X60M24A*+WALLCON | *80CTL1352422B* | 48000 | 19 | 9 | 50000 | 36400 | 72.8% | 2 | 0 | 10.5 |  |  |  |  | R-454B | 4 | Residential & Commercial | USHP | Ducted CEE Tier 1
215675430 | Central HP <5.4 tons | KEEPRITE | HRCU-A-CB (Split System: Heat Pump with Remote Outdoor Unit-Air-Source) | C5H0V48*K*AAA* |  |  | EVM5X48M21A*+WALLCON | *95CSU1002122B* | 47000 | 18 | 9 | 50000 | 36400 | 72.8% | 2.02 | 0 | 10 |  |  |  |  | R-454B | 3.9167 | Residential & Commercial | USHP | Ducted CEE Tier 1
215676940 | Central HP <5.4 tons | KEEPRITE | HRCU-A-CB (Split System: Heat Pump with Remote Outdoor Unit-Air-Source) | C5H0V48*K*AAA* |  |  | EVD5X61M24A*+WALLCON | *97CMN1202422B* | 48500 | 19.5 | 9.5 | 50000 | 36800 | 73.6% | 2.12 | 0 | 10.5 |  |  |  |  | R-454B | 4.0417 | Residential & Commercial | USHP | Ducted CEE Tier 1
215682390 | Central HP <5.4 tons | KEEPRITE | HRCU-A-CB (Split System: Heat Pump with Remote Outdoor Unit-Air-Source) | C5H0V48*K*AAA* |  |  | EVD5X60M24A*+WALLCON | *80CSU0802120B* | 48000 | 19 | 9 | 50000 | 36200 | 72.4% | 2.12 | 0 | 10 |  |  |  |  | R-454B | 4 | Residential & Commercial | USHP | Ducted CEE Tier 1
215682470 | Central HP <5.4 tons | KEEPRITE | HRCU-A-CB (Split System: Heat Pump with Remote Outdoor Unit-Air-Source) | C5H0V48*K*AAA* |  |  | EVD5X61M21A*+WALLCON | *80CSU0802120B* | 49000 | 19 | 9 | 50000 | 36600 | 73.2% | 2.12 | 0 | 10 |  |  |  |  | R-454B | 4.0833 | Residential & Commercial | USHP | Ducted CEE Tier 1
215682220 | Central HP <5.4 tons | KEEPRITE | HRCU-A-CB (Split System: Heat Pump with Remote Outdoor Unit-Air-Source) | C5H0V48*K*AAA* |  |  | EVD5X48M24A*+WALLCON | *97CTN1002122A* | 47000 | 19 | 9 | 50000 | 36400 | 72.8% | 1.98 | 0 | 10 |  |  |  |  | R-454B | 3.9167 | Residential & Commercial | USHP | Ducted CEE Tier 1
215682240 | Central HP <5.4 tons | KEEPRITE | HRCU-A-CB (Split System: Heat Pump with Remote Outdoor Unit-Air-Source) | C5H0V48*K*AAA* |  |  | EVD5X49M24A*+WALLCON | *96CTN0802120B* | 48000 | 19 | 9 | 50000 | 36600 | 73.2% | 2 | 0 | 10 |  |  |  |  | R-454B | 4 | Residential & Commercial | USHP | Ducted CEE Tier 1
215681770 | Central HP <5.4 tons | KEEPRITE | HRCU-A-CB (Split System: Heat Pump with Remote Outdoor Unit-Air-Source) | C5H0V48*K*AAA* |  |  | EVM5X48M21A*+WALLCON | *80CSU0601716B* | 47000 | 18 | 9 | 50000 | 36400 | 72.8% | 2 | 0 | 9.5 |  |  |  |  | R-454B | 3.9167 | Residential & Commercial | USHP
215681570 | Central HP <5.4 tons | KEEPRITE | HRCU-A-CB (Split System: Heat Pump with Remote Outdoor Unit-Air-Source) | C5H0V48*K*AAA* |  |  | EA*5X61M24A*+WALLCON | *97CTN1202422A* | 46000 | 18.5 | 9 | 47500 | 33600 | 70.74% | 2.06 | 0 | 10 |  |  |  |  | R-454B | 3.8333 | Residential & Commercial | USHP | Ducted CEE Tier 1
213080479 | Central HP <5.4 tons | GRANDAIRE | HRCU-A-CB (Split System: Heat Pump with Remote Outdoor Unit-Air-Source) | WDLCURAH36ABK |  |  | WLNC484DA* | WFSX120D066B* | 35800 | 16.5 | 8.1 | 38500 | 27600 | 71.69% | 1.8 | 0 | 10 |  |  |  |  | R-410A | 2.9833 | Residential & Commercial | USHP | Ducted CEE Tier 1
213080547 | Central HP <5.4 tons | GRANDAIRE | HRCU-A-CB (Split System: Heat Pump with Remote Outdoor Unit-Air-Source) | WDLCURAH36ABK |  |  | WLA*374CA* | WFSU040B036B* | 36200 | 15.2 | 8.5 | 38000 | 35200 | 92.63% | 1.88 | 0 | 10 |  |  |  |  | R-410A | 3.0167 | Residential & Commercial | USHP | Ducted CEE Tier 1
215676620 | Central HP <5.4 tons | KEEPRITE | HRCU-A-CB (Split System: Heat Pump with Remote Outdoor Unit-Air-Source) | C5H0V48*K*AAA* |  |  | EVD5X60M24A*+WALLCON | *80CTL0902120B* | 48000 | 19 | 9 | 50000 | 36400 | 72.8% | 2 | 0 | 10.5 |  |  |  |  | R-454B | 4 | Residential & Commercial | USHP | Ducted CEE Tier 1
215676700 | Central HP <5.4 tons | KEEPRITE | HRCU-A-CB (Split System: Heat Pump with Remote Outdoor Unit-Air-Source) | C5H0V48*K*AAA* |  |  | EVD5X61M21A*+WALLCON | *80CSU1002120A* | 48500 | 19 | 9 | 50000 | 37000 | 74% | 2 | 0 | 10 |  |  |  |  | R-454B | 4.0417 | Residential & Commercial | USHP | Ducted CEE Tier 1
213492159 | Central HP <5.4 tons | PolarWave | HRCU-A-C (Split System: Heat Pump with Remote Outdoor Unit with No Indoor Fan --Air Source) | ACIQ-30-HPB |  |  | ACIQ-36-ACL-17 | 0 | 29000 | 15.2 | 8.5 | 31000 | 22600 | 72.9% | 1.8 | 0 | 10 |  |  |  |  | R-410A | 2.4167 | Residential & Commercial | USHP | Ducted CEE Tier 1
215678410 | Central HP <5.4 tons | KEEPRITE | HRCU-A-CB (Split System: Heat Pump with Remote Outdoor Unit-Air-Source) | C5H0V24*K*AAA* |  |  | EA*5X37M21A*+WALLCON | *97CTN0601716A* | 24000 | 17 | 9 | 23400 | 16400 | 70.09% | 2.02 | 0 | 10.5 |  |  |  |  | R-454B | 2 | Residential & Commercial | USHP | Ducted CEE Tier 1
215676740 | Central HP <5.4 tons | KEEPRITE | HRCU-A-CB (Split System: Heat Pump with Remote Outdoor Unit-Air-Source) | C5H0V48*K*AAA* |  |  | EVD5X61M21A*+WALLCON | *80CTL0901716B* | 48500 | 19 | 9 | 50000 | 37000 | 74% | 2 | 0 | 10 |  |  |  |  | R-454B | 4.0417 | Residential & Commercial | USHP | Ducted CEE Tier 1
215682540 | Central HP <5.4 tons | KEEPRITE | HRCU-A-CB (Split System: Heat Pump with Remote Outdoor Unit-Air-Source) | C5H0V48*K*AAA* |  |  | EVD5X61M24A*+WALLCON | *80CSU1002120B* | 48500 | 19 | 9 | 50000 | 36600 | 73.2% | 2.12 | 0 | 10 |  |  |  |  | R-454B | 4.0417 | Residential & Commercial | USHP | Ducted CEE Tier 1
215682420 | Central HP <5.4 tons | KEEPRITE | HRCU-A-CB (Split System: Heat Pump with Remote Outdoor Unit-Air-Source) | C5H0V48*K*AAA* |  |  | EVD5X60M24A*+WALLCON | *97CTN1002122A* | 48000 | 19 | 9 | 50000 | 36600 | 73.2% | 2 | 0 | 10 |  |  |  |  | R-454B | 4 | Residential & Commercial | USHP | Ducted CEE Tier 1
215681870 | Central HP <5.4 tons | KEEPRITE | HRCU-A-CB (Split System: Heat Pump with Remote Outdoor Unit-Air-Source) | C5H0V48*K*AAA* |  |  | EVM5X49M21A*+WALLCON | *97CTN0801716A* | 47500 | 18.5 | 9 | 50000 | 37200 | 74.4% | 1.98 | 0 | 10 |  |  |  |  | R-454B | 3.9583 | Residential & Commercial | USHP | Ducted CEE Tier 1
215675910 | Central HP <5.4 tons | KEEPRITE | HRCU-A-CB (Split System: Heat Pump with Remote Outdoor Unit-Air-Source) | C5H0V48*K*AAA* |  |  | EVM5X60M24A*+WALLCON | *95CSU0802120B* | 47500 | 18.5 | 9 | 50000 | 36800 | 73.6% | 2 | 0 | 10 |  |  |  |  | R-454B | 3.9583 | Residential & Commercial | USHP | Ducted CEE Tier 1
215675860 | Central HP <5.4 tons | KEEPRITE | HRCU-A-CB (Split System: Heat Pump with Remote Outdoor Unit-Air-Source) | C5H0V48*K*AAA* |  |  | EVM5X60M24A*+WALLCON | *80CSU1002120A* | 48000 | 18.5 | 9 | 50000 | 36600 | 73.2% | 2 | 0 | 10 |  |  |  |  | R-454B | 4 | Residential & Commercial | USHP | Ducted CEE Tier 1
215682510 | Central HP <5.4 tons | KEEPRITE | HRCU-A-CB (Split System: Heat Pump with Remote Outdoor Unit-Air-Source) | C5H0V48*K*AAA* |  |  | EVD5X61M21A*+WALLCON | *97CTN1002122A* | 48500 | 19.5 | 9.5 | 50000 | 36800 | 73.6% | 2.12 | 0 | 10.5 |  |  |  |  | R-454B | 4.0417 | Residential & Commercial | USHP | Ducted CEE Tier 1
215682560 | Central HP <5.4 tons | KEEPRITE | HRCU-A-CB (Split System: Heat Pump with Remote Outdoor Unit-Air-Source) | C5H0V48*K*AAA* |  |  | EVD5X61M24A*+WALLCON | *97CTN1002122A* | 48500 | 19.5 | 9.5 | 50000 | 36600 | 73.2% | 2.12 | 0 | 10.5 |  |  |  |  | R-454B | 4.0417 | Residential & Commercial | USHP | Ducted CEE Tier 1
215682210 | Central HP <5.4 tons | KEEPRITE | HRCU-A-CB (Split System: Heat Pump with Remote Outdoor Unit-Air-Source) | C5H0V48*K*AAA* |  |  | EVD5X48M24A*+WALLCON | *97CTN0802120A* | 47000 | 18.5 | 9 | 50000 | 36400 | 72.8% | 2 | 0 | 10 |  |  |  |  | R-454B | 3.9167 | Residential & Commercial | USHP | Ducted CEE Tier 1
214648694 | Central HP <5.4 tons | TEXANAIR | HRCU-A-C (Split System: Heat Pump with Remote Outdoor Unit with No Indoor Fan --Air Source) | TEXAN030HHCU1 |  |  | TEXANDF36A1 | 0 | 30000 | 15.5 | 9.7 | 33000 | 27000 | 81.82% | 1.85 | 10.7 | 10.5 |  |  |  |  | R-410A | 2.5 | Residential & Commercial | USHP | Ducted CEE Tier 1
215675200 | Central HP <5.4 tons | KEEPRITE | HRCU-A-CB (Split System: Heat Pump with Remote Outdoor Unit-Air-Source) | C5H0V48*K*AAA* |  |  | ESH5X60M12A*+WALLCON | *80CTL0901716B* | 45500 | 16.5 | 8.5 | 48000 | 34000 | 70.83% | 2.06 | 0 | 9.5 |  |  |  |  | R-454B | 3.7917 | Residential & Commercial | USHP
215676790 | Central HP <5.4 tons | KEEPRITE | HRCU-A-CB (Split System: Heat Pump with Remote Outdoor Unit-Air-Source) | C5H0V48*K*AAA* |  |  | EVD5X61M21A*+WALLCON | *95CSU1002122B* | 48500 | 19 | 9 | 50000 | 36600 | 73.2% | 2.12 | 0 | 10.5 |  |  |  |  | R-454B | 4.0417 | Residential & Commercial | USHP | Ducted CEE Tier 1
215678060 | Central HP <5.4 tons | KEEPRITE | HRCU-A-CB (Split System: Heat Pump with Remote Outdoor Unit-Air-Source) | C5H0V60*K*AAA* |  |  | ESH5X60M12A*+WALLCON | *80CTL0701716B* | 54000 | 16.5 | 8.5 | 59000 | 41500 | 70.34% | 1.9 | 0 | 9 |  |  |  |  | R-454B | 4.5 | Residential & Commercial | USHP
211261756 | Central HP <5.4 tons | GRANDAIRE | HRCU-A-CB (Split System: Heat Pump with Remote Outdoor Unit-Air-Source) | WDLCURAH18ABK |  |  | WLA*304BA* | WFEU040B036A* | 18600 | 16.5 | 9 | 19000 | 18200 | 95.79% | 2.22 | 0 | 11 |  |  |  |  | R-410A | 1.55 | Residential & Commercial | USHP | Ducted CEE Tier 1
211262040 | Central HP <5.4 tons | GRANDAIRE | HRCU-A-CB (Split System: Heat Pump with Remote Outdoor Unit-Air-Source) | WDLCURAH18ABK |  |  | WLA*304BA* | WFEL045B036B* | 18000 | 16 | 8.5 | 18500 | 18500 | 100% | 2.22 | 0 | 10.5 |  |  |  |  | R-410A | 1.5 | Residential & Commercial | USHP | Ducted CEE Tier 1
215681950 | Central HP <5.4 tons | KEEPRITE | HRCU-A-CB (Split System: Heat Pump with Remote Outdoor Unit-Air-Source) | C5H0V48*K*AAA* |  |  | EVM5X60M21A*+WALLCON | *97CTN0801716A* | 47500 | 18.5 | 9 | 50000 | 37200 | 74.4% | 1.98 | 0 | 10 |  |  |  |  | R-454B | 3.9583 | Residential & Commercial | USHP | Ducted CEE Tier 1
215682000 | Central HP <5.4 tons | KEEPRITE | HRCU-A-CB (Split System: Heat Pump with Remote Outdoor Unit-Air-Source) | C5H0V48*K*AAA* |  |  | EVM5X60M24A*+WALLCON | *80CSU1002120B* | 48000 | 18.5 | 9 | 50000 | 36600 | 73.2% | 2 | 0 | 10 |  |  |  |  | R-454B | 4 | Residential & Commercial | USHP | Ducted CEE Tier 1
215681900 | Central HP <5.4 tons | KEEPRITE | HRCU-A-CB (Split System: Heat Pump with Remote Outdoor Unit-Air-Source) | C5H0V48*K*AAA* |  |  | EVM5X60M21A*+WALLCON | *96CTN0802120B* | 48000 | 19 | 9 | 50000 | 36800 | 73.6% | 2 | 0 | 10 |  |  |  |  | R-454B | 4 | Residential & Commercial | USHP | Ducted CEE Tier 1
211260466 | Central HP <5.4 tons | GRANDAIRE | HRCU-A-CB (Split System: Heat Pump with Remote Outdoor Unit-Air-Source) | WDLCURAH18ABK |  |  | WLA*244BA* | WFSX040B036A* | 17300 | 15.5 | 8.5 | 18300 | 19300 | 105.5% | 2.3 | 0 | 10 |  |  |  |  | R-410A | 1.4417 | Residential & Commercial | USHP | Ducted CEE Tier 1
211260827 | Central HP <5.4 tons | GRANDAIRE | HRCU-A-CB (Split System: Heat Pump with Remote Outdoor Unit-Air-Source) | WDLCURAH18ABK |  |  | WLA*254BA* | WFEU040B036A* | 19000 | 16.5 | 8.5 | 18600 | 17200 | 92.47% | 2.12 | 0 | 11 |  |  |  |  | R-410A | 1.5833 | Residential & Commercial | USHP | Ducted CEE Tier 1
211261445 | Central HP <5.4 tons | GRANDAIRE | HRCU-A-CB (Split System: Heat Pump with Remote Outdoor Unit-Air-Source) | WDLCURAH18ABK |  |  | WLA*304AA* | WFEL045A036B* | 18200 | 16.5 | 8.5 | 18600 | 18400 | 98.92% | 2.22 | 0 | 10.5 |  |  |  |  | R-410A | 1.5167 | Residential & Commercial | USHP | Ducted CEE Tier 1
211262088 | Central HP <5.4 tons | GRANDAIRE | HRCU-A-CB (Split System: Heat Pump with Remote Outdoor Unit-Air-Source) | WDLCURAH18ABK |  |  | WLA*304BA* | WFAX060A036A* | 18300 | 16.5 | 8.5 | 18800 | 18400 | 97.87% | 2.22 | 0 | 10.5 |  |  |  |  | R-410A | 1.525 | Residential & Commercial | USHP | Ducted CEE Tier 1
215676961 | Central HP <5.4 tons | KENMORE | HRCU-A-CB (Split System: Heat Pump with Remote Outdoor Unit-Air-Source) | (C,H,T)5H0V48*K*AAA* |  |  | EVD5X61M24A*+WALLCON | *96CTN1202422B* | 48500 | 19.5 | 9.5 | 50000 | 36600 | 73.2% | 2.12 | 0 | 10.5 |  |  |  |  | R-454B | 4.0417 | Residential & Commercial | USHP | Ducted CEE Tier 1
215682200 | Central HP <5.4 tons | KEEPRITE | HRCU-A-CB (Split System: Heat Pump with Remote Outdoor Unit-Air-Source) | C5H0V48*K*AAA* |  |  | EVD5X48M24A*+WALLCON | *80CSU1002120B* | 47000 | 18 | 9 | 50000 | 36400 | 72.8% | 2 | 0 | 9.5 |  |  |  |  | R-454B | 3.9167 | Residential & Commercial | USHP
215681700 | Central HP <5.4 tons | KEEPRITE | HRCU-A-CB (Split System: Heat Pump with Remote Outdoor Unit-Air-Source) | C5H0V48*K*AAA* |  |  | ESH5X60M12A*+WALLCON | *80CSU0802120B* | 45500 | 17 | 8.5 | 48000 | 33600 | 70% | 2.06 | 0 | 9.5 |  |  |  |  | R-454B | 3.7917 | Residential & Commercial | USHP
215681750 | Central HP <5.4 tons | KEEPRITE | HRCU-A-CB (Split System: Heat Pump with Remote Outdoor Unit-Air-Source) | C5H0V48*K*AAA* |  |  | ESH5X60M12A*+WALLCON | *97CTN1202422A* | 45500 | 16.5 | 8.5 | 48000 | 33800 | 70.42% | 2.08 | 0 | 9.5 |  |  |  |  | R-454B | 3.7917 | Residential & Commercial | USHP
215681500 | Central HP <5.4 tons | KEEPRITE | HRCU-A-CB (Split System: Heat Pump with Remote Outdoor Unit-Air-Source) | C5H0V48*K*AAA* |  |  | EA*5X61M21A*+WALLCON | *97CTN0802120A* | 46000 | 18 | 9 | 48000 | 33800 | 70.42% | 2.08 | 0 | 10 |  |  |  |  | R-454B | 3.8333 | Residential & Commercial | USHP | Ducted CEE Tier 1
211260200 | Central HP <5.4 tons | GRANDAIRE | HRCU-A-CB (Split System: Heat Pump with Remote Outdoor Unit-Air-Source) | WDLCURAH18ABK |  |  | WLA*244AA* | WFER045A036A* | 18000 | 16 | 8.5 | 18900 | 18900 | 100% | 2.28 | 0 | 10.5 |  |  |  |  | R-410A | 1.5 | Residential & Commercial | USHP | Ducted CEE Tier 1
211260635 | Central HP <5.4 tons | GRANDAIRE | HRCU-A-CB (Split System: Heat Pump with Remote Outdoor Unit-Air-Source) | WDLCURAH18ABK |  |  | WLA*244BA* | WFEL070A036B* | 17600 | 16 | 8.5 | 18400 | 19100 | 103.8% | 2.3 | 0 | 10.5 |  |  |  |  | R-410A | 1.4667 | Residential & Commercial | USHP | Ducted CEE Tier 1
211260649 | Central HP <5.4 tons | GRANDAIRE | HRCU-A-CB (Split System: Heat Pump with Remote Outdoor Unit-Air-Source) | WDLCURAH18ABK |  |  | WLA*244BA* | WFEU060B048A* | 18500 | 16 | 9 | 19400 | 18600 | 95.88% | 2.26 | 0 | 10.5 |  |  |  |  | R-410A | 1.5417 | Residential & Commercial | USHP | Ducted CEE Tier 1
215676610 | Central HP <5.4 tons | KEEPRITE | HRCU-A-CB (Split System: Heat Pump with Remote Outdoor Unit-Air-Source) | C5H0V48*K*AAA* |  |  | EVD5X60M24A*+WALLCON | *80CTL0702120B* | 47500 | 19 | 9 | 50000 | 36800 | 73.6% | 2 | 0 | 10 |  |  |  |  | R-454B | 3.9583 | Residential & Commercial | USHP | Ducted CEE Tier 1
215682360 | Central HP <5.4 tons | KEEPRITE | HRCU-A-CB (Split System: Heat Pump with Remote Outdoor Unit-Air-Source) | C5H0V48*K*AAA* |  |  | EVD5X60M21A*+WALLCON | *97CTN0802120A* | 48000 | 19 | 9 | 50000 | 36800 | 73.6% | 2 | 0 | 10 |  |  |  |  | R-454B | 4 | Residential & Commercial | USHP | Ducted CEE Tier 1
215682060 | Central HP <5.4 tons | KEEPRITE | HRCU-A-CB (Split System: Heat Pump with Remote Outdoor Unit-Air-Source) | C5H0V48*K*AAA* |  |  | EVM5X61M24A*+WALLCON | *80CSU1002120B* | 48500 | 19 | 9 | 50000 | 36600 | 73.2% | 2.12 | 0 | 10 |  |  |  |  | R-454B | 4.0417 | Residential & Commercial | USHP | Ducted CEE Tier 1
215682160 | Central HP <5.4 tons | KEEPRITE | HRCU-A-CB (Split System: Heat Pump with Remote Outdoor Unit-Air-Source) | C5H0V48*K*AAA* |  |  | EVD5X48M21A*+WALLCON | *97CTN0802120A* | 47000 | 18.5 | 9 | 50000 | 36600 | 73.2% | 1.98 | 0 | 10 |  |  |  |  | R-454B | 3.9167 | Residential & Commercial | USHP | Ducted CEE Tier 1
215682190 | Central HP <5.4 tons | KEEPRITE | HRCU-A-CB (Split System: Heat Pump with Remote Outdoor Unit-Air-Source) | C5H0V48*K*AAA* |  |  | EVD5X48M24A*+WALLCON | *80CSU0802120B* | 47500 | 18.5 | 9 | 50000 | 36000 | 72% | 2.02 | 0 | 10 |  |  |  |  | R-454B | 3.9583 | Residential & Commercial | USHP | Ducted CEE Tier 1
215679920 | Central HP <5.4 tons | KEEPRITE | HRCU-A-CB (Split System: Heat Pump with Remote Outdoor Unit-Air-Source) | C5H0V36*K*AAA* |  |  | ESH5X48M12A*+WALLCON | *97CTN1002122A* | 34200 | 16.5 | 8.5 | 35400 | 25200 | 71.19% | 1.9 | 0 | 9.5 |  |  |  |  | R-454B | 2.85 | Residential & Commercial | USHP
215679570 | Central HP <5.4 tons | KEEPRITE | HRCU-A-CB (Split System: Heat Pump with Remote Outdoor Unit-Air-Source) | C5H0V36*K*AAA* |  |  | EA*5X60M24A*+WALLCON | *97CTN0802120A* | 34400 | 18 | 9 | 34200 | 24800 | 72.51% | 1.9 | 0 | 10 |  |  |  |  | R-454B | 2.8667 | Residential & Commercial | USHP | Ducted CEE Tier 1
215679500 | Central HP <5.4 tons | KEEPRITE | HRCU-A-CB (Split System: Heat Pump with Remote Outdoor Unit-Air-Source) | C5H0V36*K*AAA* |  |  | EA*5X48M21A*+WALLCON | *80CSU0401712B* | 34000 | 18 | 9 | 35000 | 25000 | 71.43% | 1.9 | 0 | 10 |  |  |  |  | R-454B | 2.8333 | Residential & Commercial | USHP | Ducted CEE Tier 1
215679250 | Central HP <5.4 tons | KEEPRITE | HRCU-A-CB (Split System: Heat Pump with Remote Outdoor Unit-Air-Source) | C5H0V36*K*AAA* |  |  | EA*5X37M17A*+WALLCON | *80CSU0601716B* | 34000 | 17 | 9 | 35600 | 25400 | 71.35% | 1.86 | 0 | 9.5 |  |  |  |  | R-454B | 2.8333 | Residential & Commercial | USHP
215676910 | Central HP <5.4 tons | KEEPRITE | HRCU-A-CB (Split System: Heat Pump with Remote Outdoor Unit-Air-Source) | C5H0V48*K*AAA* |  |  | EVD5X61M24A*+WALLCON | *97CMN0602120B* | 48000 | 19 | 9 | 50000 | 37200 | 74.4% | 1.98 | 0 | 10 |  |  |  |  | R-454B | 4 | Residential & Commercial | USHP | Ducted CEE Tier 1
215676660 | Central HP <5.4 tons | KEEPRITE | HRCU-A-CB (Split System: Heat Pump with Remote Outdoor Unit-Air-Source) | C5H0V48*K*AAA* |  |  | EVD5X60M24A*+WALLCON | *97CMN0602120B* | 47500 | 18.5 | 9 | 50000 | 37000 | 74% | 1.98 | 0 | 10 |  |  |  |  | R-454B | 3.9583 | Residential & Commercial | USHP | Ducted CEE Tier 1
212978355 | Central HP <5.4 tons | GRANDAIRE | HRCU-A-CB (Split System: Heat Pump with Remote Outdoor Unit-Air-Source) | WDLCURAH18ABK |  |  | WLNC304BA* | WFE*070A036C* | 17400 | 16.5 | 8.1 | 18000 | 16200 | 90% | 1.86 | 0 | 11 |  |  |  |  | R-410A | 1.45 | Residential & Commercial | USHP | Ducted CEE Tier 1
212979154 | Central HP <5.4 tons | GRANDAIRE | HRCU-A-CB (Split System: Heat Pump with Remote Outdoor Unit-Air-Source) | WDLCURAH24ABK |  |  | WLA*304BA* | WFE*070B048C* | 23600 | 17 | 8.5 | 26400 | 23800 | 90.15% | 1.98 | 0 | 10 |  |  |  |  | R-410A | 1.9667 | Residential & Commercial | USHP | Ducted CEE Tier 1
212979238 | Central HP <5.4 tons | GRANDAIRE | HRCU-A-CB (Split System: Heat Pump with Remote Outdoor Unit-Air-Source) | WDLCURAH24ABK |  |  | WLN(C,W)364BA* | WFE*070B048C* | 23600 | 17 | 8.5 | 26400 | 24200 | 91.67% | 2.02 | 0 | 10.5 |  |  |  |  | R-410A | 1.9667 | Residential & Commercial | USHP | Ducted CEE Tier 1
212980993 | Central HP <5.4 tons | GRANDAIRE | HRCU-A-CB (Split System: Heat Pump with Remote Outdoor Unit-Air-Source) | WDLCURAH24ABK |  |  | WLA*364CA* | WFE*110C060C* | 23600 | 17.5 | 8.5 | 26200 | 21200 | 80.92% | 1.8 | 0 | 10 |  |  |  |  | R-410A | 1.9667 | Residential & Commercial | USHP | Ducted CEE Tier 1
212981795 | Central HP <5.4 tons | GRANDAIRE | HRCU-A-CB (Split System: Heat Pump with Remote Outdoor Unit-Air-Source) | WDLCURAH24ABK |  |  | WLNC304BA* | WFEU100C060B* | 23800 | 16.5 | 8.5 | 26400 | 24000 | 90.91% | 1.98 | 0 | 10.5 |  |  |  |  | R-410A | 1.9833 | Residential & Commercial | USHP | Ducted CEE Tier 1
215938402 | Central HP <5.4 tons | KENMORE | HRCU-A-CB (Split System: Heat Pump with Remote Outdoor Unit-Air-Source) | (C,H,T)5H3V48*K*AAA* |  |  | EVD5X60M24A*+WALLCON | *96CTN1202422B* | 45500 | 20.5 | 8.1 | 52500 | 38000 | 72.38% | 1.95 | 0 | 11.5 |  |  |  |  | R-454B | 3.7917 | Residential & Commercial | USHP | Ducted CEE Tier 1
215676770 | Central HP <5.4 tons | KEEPRITE | HRCU-A-CB (Split System: Heat Pump with Remote Outdoor Unit-Air-Source) | C5H0V48*K*AAA* |  |  | EVD5X61M21A*+WALLCON | *95CSU0601716B* | 48000 | 18.5 | 9 | 50000 | 37400 | 74.8% | 2 | 0 | 10 |  |  |  |  | R-454B | 4 | Residential & Commercial | USHP | Ducted CEE Tier 1
215682150 | Central HP <5.4 tons | KEEPRITE | HRCU-A-CB (Split System: Heat Pump with Remote Outdoor Unit-Air-Source) | C5H0V48*K*AAA* |  |  | EVD5X48M21A*+WALLCON | *97CTN0801716A* | 46500 | 18 | 9 | 50000 | 37000 | 74% | 1.98 | 0 | 9.5 |  |  |  |  | R-454B | 3.875 | Residential & Commercial | USHP
215682250 | Central HP <5.4 tons | KEEPRITE | HRCU-A-CB (Split System: Heat Pump with Remote Outdoor Unit-Air-Source) | C5H0V48*K*AAA* |  |  | EVD5X49M24A*+WALLCON | *80CSU0802120B* | 48000 | 19 | 9 | 50000 | 36200 | 72.4% | 2.12 | 0 | 10 |  |  |  |  | R-454B | 4 | Residential & Commercial | USHP | Ducted CEE Tier 1
215681800 | Central HP <5.4 tons | KEEPRITE | HRCU-A-CB (Split System: Heat Pump with Remote Outdoor Unit-Air-Source) | C5H0V48*K*AAA* |  |  | EVM5X48M21A*+WALLCON | *97CTN0801716A* | 46500 | 18 | 9 | 50000 | 37000 | 74% | 2 | 0 | 9.5 |  |  |  |  | R-454B | 3.875 | Residential & Commercial | USHP
215681850 | Central HP <5.4 tons | KEEPRITE | HRCU-A-CB (Split System: Heat Pump with Remote Outdoor Unit-Air-Source) | C5H0V48*K*AAA* |  |  | EVM5X49M21A*+WALLCON | *80CSU0802120B* | 48500 | 19 | 9 | 50000 | 36400 | 72.8% | 2.12 | 0 | 10 |  |  |  |  | R-454B | 4.0417 | Residential & Commercial | USHP | Ducted CEE Tier 1
215681380 | Central HP <5.4 tons | KEEPRITE | HRCU-A-CB (Split System: Heat Pump with Remote Outdoor Unit-Air-Source) | C5H0V48*K*AAA* |  |  | EA*5X60M24A*+WALLCON | *96CTN0802120B* | 45000 | 18 | 9 | 47500 | 33600 | 70.74% | 2.06 | 0 | 10 |  |  |  |  | R-454B | 3.75 | Residential & Commercial | USHP | Ducted CEE Tier 1
215682780 | Central HP <5.4 tons | KEEPRITE | HRCU-A-CB (Split System: Heat Pump with Remote Outdoor Unit-Air-Source) | C5H0V60*K*AAA* |  |  | ESH5X60M12A*+WALLCON | *97CTN1002122A* | 55500 | 17 | 8.5 | 60000 | 42000 | 70% | 1.9 | 0 | 9 |  |  |  |  | R-454B | 4.625 | Residential & Commercial | USHP
213080583 | Central HP <5.4 tons | GRANDAIRE | HRCU-A-CB (Split System: Heat Pump with Remote Outdoor Unit-Air-Source) | WDLCURAH36ABK |  |  | WLA*484CA* | WFSU040B036B* | 35600 | 15.2 | 8.1 | 38000 | 35400 | 93.16% | 1.78 | 0 | 9.5 |  |  |  |  | R-410A | 2.9667 | Residential & Commercial | USHP
213080050 | Central HP <5.4 tons | GRANDAIRE | HRCU-A-CB (Split System: Heat Pump with Remote Outdoor Unit-Air-Source) | WDLCURAH36ABK |  |  | WLA*424CA* | WFSX080B048B* | 35400 | 15.5 | 8.1 | 38500 | 35000 | 90.91% | 2.06 | 0 | 9.5 |  |  |  |  | R-410A | 2.95 | Residential & Commercial | USHP
215676430 | Central HP <5.4 tons | KEEPRITE | HRCU-A-CB (Split System: Heat Pump with Remote Outdoor Unit-Air-Source) | C5H0V48*K*AAA* |  |  | EVD5X60M21A*+WALLCON | *80CSU1002120A* | 48000 | 18.5 | 9 | 50000 | 36800 | 73.6% | 2 | 0 | 10 |  |  |  |  | R-454B | 4 | Residential & Commercial | USHP | Ducted CEE Tier 1
215676900 | Central HP <5.4 tons | KEEPRITE | HRCU-A-CB (Split System: Heat Pump with Remote Outdoor Unit-Air-Source) | C5H0V48*K*AAA* |  |  | EVD5X61M24A*+WALLCON | *95CSU1002122B* | 48500 | 19 | 9 | 50000 | 36600 | 73.2% | 2.1 | 0 | 10.5 |  |  |  |  | R-454B | 4.0417 | Residential & Commercial | USHP | Ducted CEE Tier 1
215676630 | Central HP <5.4 tons | KEEPRITE | HRCU-A-CB (Split System: Heat Pump with Remote Outdoor Unit-Air-Source) | C5H0V48*K*AAA* |  |  | EVD5X60M24A*+WALLCON | *80CTL1102120B* | 48000 | 19 | 9 | 50000 | 36400 | 72.8% | 2 | 0 | 10.5 |  |  |  |  | R-454B | 4 | Residential & Commercial | USHP | Ducted CEE Tier 1
215941662 | Central HP <5.4 tons | KENMORE | HRCU-A-CB (Split System: Heat Pump with Remote Outdoor Unit-Air-Source) | (C,H,T)5H3V48*K*AAA* |  |  | EVD5X49M24A*+WALLCON | *97CTN1202422A* | 45500 | 20.5 | 8.1 | 52500 | 38000 | 72.38% | 1.95 | 0 | 11.5 |  |  |  |  | R-454B | 3.7917 | Residential & Commercial | USHP | Ducted CEE Tier 1
215941242 | Central HP <5.4 tons | KENMORE | HRCU-A-CB (Split System: Heat Pump with Remote Outdoor Unit-Air-Source) | (C,H,T)5H3V48*K*AAA* |  |  | ESH5X60M12A*+WALLCON | *97CTN0802120A* | 45000 | 20 | 9 | 48500 | 36600 | 75.46% | 1.82 | 0 | 11 |  |  |  |  | R-454B | 3.75 | Residential & Commercial | USHP | Ducted CEE Tier 1
212977606 | Central HP <5.4 tons | KEEPRITE | HRCU-A-CB (Split System: Heat Pump with Remote Outdoor Unit-Air-Source) | DLCURAH24ABK |  |  | EA*4X30L14A* | *80MS(N,L)0451412A* | 23600 | 17 | 8.5 | 26400 | 24600 | 93.18% | 2.04 | 0 | 10 |  |  |  |  | R-410A | 1.9667 | Residential & Commercial | USHP | Ducted CEE Tier 1
212978751 | Central HP <5.4 tons | GRANDAIRE | HRCU-A-CB (Split System: Heat Pump with Remote Outdoor Unit-Air-Source) | WDLCURAH18ABK |  |  | WLA*194BA* | WFE*070B036C* | 18000 | 17 | 8.5 | 17900 | 19500 | 108.9% | 2.34 | 0 | 11 |  |  |  |  | R-410A | 1.5 | Residential & Commercial | USHP | Ducted CEE Tier 1
215681970 | Central HP <5.4 tons | KEEPRITE | HRCU-A-CB (Split System: Heat Pump with Remote Outdoor Unit-Air-Source) | C5H0V48*K*AAA* |  |  | EVM5X60M21A*+WALLCON | *97CTN1002122A* | 48000 | 19 | 9 | 50000 | 36800 | 73.6% | 2 | 0 | 10.5 |  |  |  |  | R-454B | 4 | Residential & Commercial | USHP | Ducted CEE Tier 1
210533051 | Central HP <5.4 tons | BRYANT HEATING AND COOLING SYSTEMS | HRCU-A-CB (Split System: Heat Pump with Remote Outdoor Unit-Air-Source) | 284ANV024*0**B* |  |  | CNPV*3017AL*+UI | 83*CA36040C17*** | 23200 | 20 | 9.5 | 26600 | 19900 | 74.81% | 2.38 | 0 | 13 |  |  |  |  | R-410A | 1.9333 | Residential & Commercial | USHP | Ducted CEE Tier 1
210533053 | Central HP <5.4 tons | BRYANT HEATING AND COOLING SYSTEMS | HRCU-A-CB (Split System: Heat Pump with Remote Outdoor Unit-Air-Source) | 284ANV024*0**B* |  |  | CNPV*3017AL*+UI | 83*CA48060C17*** | 23200 | 20 | 9.5 | 26800 | 20000 | 74.63% | 2.38 | 0 | 13 |  |  |  |  | R-410A | 1.9333 | Residential & Commercial | USHP | Ducted CEE Tier 1
210533067 | Central HP <5.4 tons | BRYANT HEATING AND COOLING SYSTEMS | HRCU-A-CB (Split System: Heat Pump with Remote Outdoor Unit-Air-Source) | 284ANV024*0**B* |  |  | CNPV*4217AL*+UI | 935CA48060C17*** | 23600 | 20 | 10 | 26600 | 19900 | 74.81% | 2.46 | 0 | 13 |  |  |  |  | R-410A | 1.9667 | Residential & Commercial | USHP | Ducted CEE Tier 1
210533069 | Central HP <5.4 tons | BRYANT HEATING AND COOLING SYSTEMS | HRCU-A-CB (Split System: Heat Pump with Remote Outdoor Unit-Air-Source) | 284ANV024*0**B* |  |  | CNPV*4217AL*+UI | 83*CA36040C17*** | 23600 | 20.5 | 10 | 26600 | 19800 | 74.44% | 2.48 | 0 | 13.5 |  |  |  |  | R-410A | 1.9667 | Residential & Commercial | USHP | Ducted CEE Tier 1
215681410 | Central HP <5.4 tons | KEEPRITE | HRCU-A-CB (Split System: Heat Pump with Remote Outdoor Unit-Air-Source) | C5H0V48*K*AAA* |  |  | EA*5X60M24A*+WALLCON | *97CTN0802120A* | 45000 | 18 | 9 | 47500 | 33600 | 70.74% | 2.06 | 0 | 10 |  |  |  |  | R-454B | 3.75 | Residential & Commercial | USHP | Ducted CEE Tier 1
215682080 | Central HP <5.4 tons | KEEPRITE | HRCU-A-CB (Split System: Heat Pump with Remote Outdoor Unit-Air-Source) | C5H0V48*K*AAA* |  |  | EVM5X61M24A*+WALLCON | *97CTN1002122A* | 48500 | 19.5 | 9.5 | 50000 | 36600 | 73.2% | 2.12 | 0 | 10.5 |  |  |  |  | R-454B | 4.0417 | Residential & Commercial | USHP | Ducted CEE Tier 1
215681760 | Central HP <5.4 tons | KEEPRITE | HRCU-A-CB (Split System: Heat Pump with Remote Outdoor Unit-Air-Source) | C5H0V48*K*AAA* |  |  | EVM5X48M21A*+WALLCON | *80CSU0401712B* | 47000 | 18 | 9 | 50000 | 36400 | 72.8% | 2 | 0 | 9.5 |  |  |  |  | R-454B | 3.9167 | Residential & Commercial | USHP
215681730 | Central HP <5.4 tons | KEEPRITE | HRCU-A-CB (Split System: Heat Pump with Remote Outdoor Unit-Air-Source) | C5H0V48*K*AAA* |  |  | ESH5X60M12A*+WALLCON | *97CTN0802120A* | 45500 | 16.5 | 8.5 | 48000 | 33800 | 70.42% | 2.06 | 0 | 9.5 |  |  |  |  | R-454B | 3.7917 | Residential & Commercial | USHP
215681810 | Central HP <5.4 tons | KEEPRITE | HRCU-A-CB (Split System: Heat Pump with Remote Outdoor Unit-Air-Source) | C5H0V48*K*AAA* |  |  | EVM5X48M21A*+WALLCON | *97CTN1002122A* | 47000 | 18.5 | 9 | 50000 | 36400 | 72.8% | 2 | 0 | 10 |  |  |  |  | R-454B | 3.9167 | Residential & Commercial | USHP | Ducted CEE Tier 1
212983868 | Central HP <5.4 tons | GRANDAIRE | HRCU-A-CB (Split System: Heat Pump with Remote Outdoor Unit-Air-Source) | WDLCURAH24AAK |  |  | WLNC364CA* | WFAX060B042B* | 23800 | 16 | 8.1 | 24800 | 35200 | 141.9% | 1.82 | 0 | 9.5 |  |  |  |  | R-410A | 1.9833 | Residential & Commercial | USHP
216734396 | Central HP <5.4 tons | GRANDAIRE | HRCU-A-CB (Split System: Heat Pump with Remote Outdoor Unit-Air-Source) | WD5CUHAH24AAK |  |  | W5A*36M17XA* | WFE*070B036C* | 22200 | 16.5 | 8.1 | 20800 | 18600 | 89.42% | 1.85 | 0 | 11 |  |  |  |  | R-454B | 1.85 | Residential & Commercial | USHP | Ducted CEE Tier 1
216734830 | Central HP <5.4 tons | GRANDAIRE | HRCU-A-CB (Split System: Heat Pump with Remote Outdoor Unit-Air-Source) | WD5CUHAH24AAK |  |  | W5A*36M17XA* | WFST080B048A* | 22200 | 16 | 8.1 | 20800 | 18700 | 89.9% | 1.85 | 0 | 10.5 |  |  |  |  | R-454B | 1.85 | Residential & Commercial | USHP | Ducted CEE Tier 1
216734949 | Central HP <5.4 tons | GRANDAIRE | HRCU-A-CB (Split System: Heat Pump with Remote Outdoor Unit-Air-Source) | WD5CUHAH24AAK |  |  | WLA*374BA** | WFE*070B048C* | 22800 | 16 | 8.5 | 20600 | 18400 | 89.32% | 1.96 | 0 | 11 |  |  |  |  | R-454B | 1.9 | Residential & Commercial | USHP | Ducted CEE Tier 1
215681740 | Central HP <5.4 tons | KEEPRITE | HRCU-A-CB (Split System: Heat Pump with Remote Outdoor Unit-Air-Source) | C5H0V48*K*AAA* |  |  | ESH5X60M12A*+WALLCON | *97CTN1002122A* | 45500 | 16.5 | 8.5 | 48000 | 33800 | 70.42% | 2.08 | 0 | 9.5 |  |  |  |  | R-454B | 3.7917 | Residential & Commercial | USHP
215679200 | Central HP <5.4 tons | KEEPRITE | HRCU-A-CB (Split System: Heat Pump with Remote Outdoor Unit-Air-Source) | C5H0V36*K*AAA* |  |  | EA*5X36M17A*+WALLCON | *80CSU0401712B* | 32800 | 17 | 8.5 | 36000 | 25800 | 71.67% | 1.76 | 0 | 9.5 |  |  |  |  | R-454B | 2.7333 | Residential & Commercial | USHP
215678400 | Central HP <5.4 tons | KEEPRITE | HRCU-A-CB (Split System: Heat Pump with Remote Outdoor Unit-Air-Source) | C5H0V24*K*AAA* |  |  | EA*5X37M21A*+WALLCON | *80CSU0601716B* | 24200 | 17.5 | 9 | 23200 | 16300 | 70.26% | 2.02 | 0 | 10.5 |  |  |  |  | R-454B | 2.0167 | Residential & Commercial | USHP | Ducted CEE Tier 1
216763031 | Central HP <5.4 tons | SLIMAIR | HRCU-A-CB (Split System: Heat Pump with Remote Outdoor Unit-Air-Source) | SHC48AE224V |  |  | SHV48AE2AG | 0 | 48000 | 16 | 8.5 | 48000 | 38000 | 79.17% | 1.85 | 0 | 10 |  |  |  |  | R-454B | 4 | Residential & Commercial | USHP | Ducted CEE Tier 1
210532973 | Central HP <5.4 tons | BRYANT HEATING AND COOLING SYSTEMS | HRCU-A-CB (Split System: Heat Pump with Remote Outdoor Unit-Air-Source) | 284ANV024*0**B* |  |  | CAP**3017AL*+UI | 83*CA36040C17*** | 23200 | 20 | 10 | 26600 | 19900 | 74.81% | 2.38 | 0 | 12.5 |  |  |  |  | R-410A | 1.9333 | Residential & Commercial | USHP | Ducted CEE Tier 1
213080643 | Central HP <5.4 tons | GRANDAIRE | HRCU-A-CB (Split System: Heat Pump with Remote Outdoor Unit-Air-Source) | WDLCURAH36ABK |  |  | WLN(C,W)484CA* | WFSU040B036B* | 35800 | 15.2 | 8.1 | 38500 | 28200 | 73.25% | 1.76 | 0 | 10 |  |  |  |  | R-410A | 2.9833 | Residential & Commercial | USHP | Ducted CEE Tier 1
215682340 | Central HP <5.4 tons | KEEPRITE | HRCU-A-CB (Split System: Heat Pump with Remote Outdoor Unit-Air-Source) | C5H0V48*K*AAA* |  |  | EVD5X60M21A*+WALLCON | *80CSU1002120B* | 48000 | 18.5 | 9 | 50000 | 36600 | 73.2% | 2 | 0 | 10 |  |  |  |  | R-454B | 4 | Residential & Commercial | USHP | Ducted CEE Tier 1
215682170 | Central HP <5.4 tons | KEEPRITE | HRCU-A-CB (Split System: Heat Pump with Remote Outdoor Unit-Air-Source) | C5H0V48*K*AAA* |  |  | EVD5X48M21A*+WALLCON | *97CTN1002122A* | 47000 | 18.5 | 9 | 50000 | 36400 | 72.8% | 2 | 0 | 10 |  |  |  |  | R-454B | 3.9167 | Residential & Commercial | USHP | Ducted CEE Tier 1
215681520 | Central HP <5.4 tons | KEEPRITE | HRCU-A-CB (Split System: Heat Pump with Remote Outdoor Unit-Air-Source) | C5H0V48*K*AAA* |  |  | EA*5X61M24A*+WALLCON | *96CTN0802120B* | 46000 | 18 | 9 | 48000 | 33800 | 70.42% | 2.08 | 0 | 10 |  |  |  |  | R-454B | 3.8333 | Residential & Commercial | USHP | Ducted CEE Tier 1
215681370 | Central HP <5.4 tons | KEEPRITE | HRCU-A-CB (Split System: Heat Pump with Remote Outdoor Unit-Air-Source) | C5H0V48*K*AAA* |  |  | EA*5X48M21A*+WALLCON | *97CTN1002122A* | 44000 | 18 | 9 | 48500 | 34000 | 70.1% | 2.04 | 0 | 9.5 |  |  |  |  | R-454B | 3.6667 | Residential & Commercial | USHP
211230806 | Central HP <5.4 tons | BRYANT HEATING AND COOLING SYSTEMS | HRCU-A-CB (Split System: Heat Pump with Remote Outdoor Unit-Air-Source) | 38MURAQ36AB3* |  |  | CNPV*4824AL* | OVMAAB060154 | 37000 | 16 | 8.1 | 39500 | 35000 | 88.61% | 2.06 | 0 | 10.5 |  |  |  |  | R-410A | 3.0833 | Residential & Commercial | USHP | Ducted CEE Tier 1
215683190 | Central HP <5.4 tons | KEEPRITE | HRCU-A-CB (Split System: Heat Pump with Remote Outdoor Unit-Air-Source) | C5H0V60*K*AAA* |  |  | EVD5X61M24A*+WALLCON | *96CTN0802120B* | 57500 | 18.5 | 9 | 64000 | 45000 | 70.31% | 2.08 | 0 | 9 |  |  |  |  | R-454B | 4.7917 | Residential & Commercial | USHP
211260989 | Central HP <5.4 tons | GRANDAIRE | HRCU-A-CB (Split System: Heat Pump with Remote Outdoor Unit-Air-Source) | WDLCURAH18ABK |  |  | WLA*254BA* | WFER045A036A* | 18600 | 16.5 | 8.5 | 18400 | 17400 | 94.57% | 2.12 | 0 | 11 |  |  |  |  | R-410A | 1.55 | Residential & Commercial | USHP | Ducted CEE Tier 1
211261003 | Central HP <5.4 tons | GRANDAIRE | HRCU-A-CB (Split System: Heat Pump with Remote Outdoor Unit-Air-Source) | WDLCURAH18ABK |  |  | WLA*254BA* | WFER045B036A* | 19100 | 16 | 8.5 | 19000 | 17300 | 91.05% | 2.12 | 0 | 11 |  |  |  |  | R-410A | 1.5917 | Residential & Commercial | USHP | Ducted CEE Tier 1
211261138 | Central HP <5.4 tons | GRANDAIRE | HRCU-A-CB (Split System: Heat Pump with Remote Outdoor Unit-Air-Source) | WDLCURAH18ABK |  |  | WLA*254BA* | WFEL070A036B* | 18200 | 16.5 | 8.5 | 17900 | 17500 | 97.77% | 2.12 | 0 | 11 |  |  |  |  | R-410A | 1.5167 | Residential & Commercial | USHP | Ducted CEE Tier 1
211261340 | Central HP <5.4 tons | GRANDAIRE | HRCU-A-CB (Split System: Heat Pump with Remote Outdoor Unit-Air-Source) | WDLCURAH18ABK |  |  | WLA*304AA* | WFSX040A030A* | 17900 | 15.5 | 8.5 | 18500 | 18500 | 100% | 2.22 | 0 | 10.5 |  |  |  |  | R-410A | 1.4917 | Residential & Commercial | USHP | Ducted CEE Tier 1
211260385 | Central HP <5.4 tons | GRANDAIRE | HRCU-A-CB (Split System: Heat Pump with Remote Outdoor Unit-Air-Source) | WDLCURAH18ABK |  |  | WLA*244BA* | WFEU040B036A* | 18400 | 16.5 | 9 | 19200 | 18700 | 97.4% | 2.26 | 0 | 11 |  |  |  |  | R-410A | 1.5333 | Residential & Commercial | USHP | Ducted CEE Tier 1
215676840 | Central HP <5.4 tons | KEEPRITE | HRCU-A-CB (Split System: Heat Pump with Remote Outdoor Unit-Air-Source) | C5H0V48*K*AAA* |  |  | EVD5X61M21A*+WALLCON | *96CTN1002122B* | 48500 | 19.5 | 9.5 | 50000 | 36800 | 73.6% | 2.12 | 0 | 10.5 |  |  |  |  | R-454B | 4.0417 | Residential & Commercial | USHP | Ducted CEE Tier 1
215676490 | Central HP <5.4 tons | KEEPRITE | HRCU-A-CB (Split System: Heat Pump with Remote Outdoor Unit-Air-Source) | C5H0V48*K*AAA* |  |  | EVD5X60M21A*+WALLCON | *80CTL1102120B* | 48000 | 19 | 9.5 | 50000 | 36600 | 73.2% | 2.1 | 0 | 10.5 |  |  |  |  | R-454B | 4 | Residential & Commercial | USHP | Ducted CEE Tier 1
215682260 | Central HP <5.4 tons | KEEPRITE | HRCU-A-CB (Split System: Heat Pump with Remote Outdoor Unit-Air-Source) | C5H0V48*K*AAA* |  |  | EVD5X49M24A*+WALLCON | *80CSU1002120B* | 48000 | 18.5 | 9 | 50000 | 36600 | 73.2% | 2 | 0 | 10 |  |  |  |  | R-454B | 4 | Residential & Commercial | USHP | Ducted CEE Tier 1
215681690 | Central HP <5.4 tons | KEEPRITE | HRCU-A-CB (Split System: Heat Pump with Remote Outdoor Unit-Air-Source) | C5H0V48*K*AAA* |  |  | ESH5X60M12A*+WALLCON | *80CSU0601716B* | 45500 | 17 | 8.5 | 48000 | 33800 | 70.42% | 2.08 | 0 | 9.5 |  |  |  |  | R-454B | 3.7917 | Residential & Commercial | USHP
215681840 | Central HP <5.4 tons | KEEPRITE | HRCU-A-CB (Split System: Heat Pump with Remote Outdoor Unit-Air-Source) | C5H0V48*K*AAA* |  |  | EVM5X49M21A*+WALLCON | *80CSU0601716B* | 48000 | 18.5 | 9 | 50000 | 36800 | 73.6% | 2 | 0 | 10 |  |  |  |  | R-454B | 4 | Residential & Commercial | USHP | Ducted CEE Tier 1
215681890 | Central HP <5.4 tons | KEEPRITE | HRCU-A-CB (Split System: Heat Pump with Remote Outdoor Unit-Air-Source) | C5H0V48*K*AAA* |  |  | EVM5X49M21A*+WALLCON | *97CTN1002122A* | 48000 | 19 | 9 | 50000 | 36800 | 73.6% | 2 | 0 | 10.5 |  |  |  |  | R-454B | 4 | Residential & Commercial | USHP | Ducted CEE Tier 1
215681440 | Central HP <5.4 tons | KEEPRITE | HRCU-A-CB (Split System: Heat Pump with Remote Outdoor Unit-Air-Source) | C5H0V48*K*AAA* |  |  | EA*5X61M21A*+WALLCON | *96CTN0802120B* | 46000 | 18 | 9 | 48000 | 33800 | 70.42% | 2.08 | 0 | 10 |  |  |  |  | R-454B | 3.8333 | Residential & Commercial | USHP | Ducted CEE Tier 1
215681490 | Central HP <5.4 tons | KEEPRITE | HRCU-A-CB (Split System: Heat Pump with Remote Outdoor Unit-Air-Source) | C5H0V48*K*AAA* |  |  | EA*5X61M21A*+WALLCON | *97CTN0801716A* | 45500 | 17.5 | 9 | 48000 | 34200 | 71.25% | 2.06 | 0 | 9.5 |  |  |  |  | R-454B | 3.7917 | Residential & Commercial | USHP
212986282 | Central HP <5.4 tons | GRANDAIRE | HRCU-A-CB (Split System: Heat Pump with Remote Outdoor Unit-Air-Source) | WDLCURAH18ABK |  |  | WLA*194BA* | WFSX040A030B* | 17900 | 16 | 8.5 | 18000 | 19500 | 108.3% | 2.34 | 0 | 10.5 |  |  |  |  | R-410A | 1.4917 | Residential & Commercial | USHP | Ducted CEE Tier 1
212986318 | Central HP <5.4 tons | GRANDAIRE | HRCU-A-CB (Split System: Heat Pump with Remote Outdoor Unit-Air-Source) | WDLCURAH18ABK |  |  | WLA*304AA* | WFSX040A030B* | 17600 | 16 | 8.5 | 18300 | 18800 | 102.7% | 2.26 | 0 | 10.5 |  |  |  |  | R-410A | 1.4667 | Residential & Commercial | USHP | Ducted CEE Tier 1
215682840 | Central HP <5.4 tons | KEEPRITE | HRCU-A-CB (Split System: Heat Pump with Remote Outdoor Unit-Air-Source) | C5H0V60*K*AAA* |  |  | EVM5X60M21A*+WALLCON | *80CSU1002120B* | 57000 | 18 | 9 | 63500 | 44500 | 70.08% | 2.08 | 0 | 9 |  |  |  |  | R-454B | 4.75 | Residential & Commercial | USHP
212988340 | Central HP <5.4 tons | GRANDAIRE | HRCU-A-CB (Split System: Heat Pump with Remote Outdoor Unit-Air-Source) | WDLCURAH30ABK |  |  | WLA*424DA* | WFSX120D066B* | 30000 | 15.2 | 8.1 | 34200 | 28600 | 83.63% | 1.96 | 0 | 9 |  |  |  |  | R-410A | 2.5 | Residential & Commercial | USHP
215676390 | Central HP <5.4 tons | KEEPRITE | HRCU-A-CB (Split System: Heat Pump with Remote Outdoor Unit-Air-Source) | C5H0V48*K*AAA* |  |  | EVD5X49M24A*+WALLCON | *96CTN1002122B* | 48000 | 19 | 9 | 50000 | 36600 | 73.2% | 2 | 0 | 10 |  |  |  |  | R-454B | 4 | Residential & Commercial | USHP | Ducted CEE Tier 1
215676070 | Central HP <5.4 tons | KEEPRITE | HRCU-A-CB (Split System: Heat Pump with Remote Outdoor Unit-Air-Source) | C5H0V48*K*AAA* |  |  | EVM5X61M24A*+WALLCON | *97CMN1202422B* | 48500 | 19.5 | 9.5 | 50000 | 36800 | 73.6% | 2.12 | 0 | 10.5 |  |  |  |  | R-454B | 4.0417 | Residential & Commercial | USHP | Ducted CEE Tier 1
215676170 | Central HP <5.4 tons | KEEPRITE | HRCU-A-CB (Split System: Heat Pump with Remote Outdoor Unit-Air-Source) | C5H0V48*K*AAA* |  |  | EVD5X48M21A*+WALLCON | *96CTN1002122B* | 47000 | 18.5 | 9 | 50000 | 36400 | 72.8% | 2 | 0 | 10 |  |  |  |  | R-454B | 3.9167 | Residential & Commercial | USHP | Ducted CEE Tier 1
215676240 | Central HP <5.4 tons | KEEPRITE | HRCU-A-CB (Split System: Heat Pump with Remote Outdoor Unit-Air-Source) | C5H0V48*K*AAA* |  |  | EVD5X48M24A*+WALLCON | *95CSU0802120B* | 47000 | 18 | 9 | 50000 | 36600 | 73.2% | 2.02 | 0 | 10 |  |  |  |  | R-454B | 3.9167 | Residential & Commercial | USHP | Ducted CEE Tier 1
215675820 | Central HP <5.4 tons | KEEPRITE | HRCU-A-CB (Split System: Heat Pump with Remote Outdoor Unit-Air-Source) | C5H0V48*K*AAA* |  |  | EVM5X60M21A*+WALLCON | *97CMN1002122B* | 48000 | 19 | 9 | 50000 | 36800 | 73.6% | 2 | 0 | 10 |  |  |  |  | R-454B | 4 | Residential & Commercial | USHP | Ducted CEE Tier 1
215675870 | Central HP <5.4 tons | KEEPRITE | HRCU-A-CB (Split System: Heat Pump with Remote Outdoor Unit-Air-Source) | C5H0V48*K*AAA* |  |  | EVM5X60M24A*+WALLCON | *80CTL0702120B* | 47500 | 19 | 9 | 50000 | 36800 | 73.6% | 2 | 0 | 10 |  |  |  |  | R-454B | 3.9583 | Residential & Commercial | USHP | Ducted CEE Tier 1
215682140 | Central HP <5.4 tons | KEEPRITE | HRCU-A-CB (Split System: Heat Pump with Remote Outdoor Unit-Air-Source) | C5H0V48*K*AAA* |  |  | EVD5X48M21A*+WALLCON | *80CSU1002120B* | 47000 | 18 | 9 | 50000 | 36400 | 72.8% | 2.02 | 0 | 9.5 |  |  |  |  | R-454B | 3.9167 | Residential & Commercial | USHP
215681940 | Central HP <5.4 tons | KEEPRITE | HRCU-A-CB (Split System: Heat Pump with Remote Outdoor Unit-Air-Source) | C5H0V48*K*AAA* |  |  | EVM5X60M21A*+WALLCON | *80CSU1002120B* | 48000 | 18.5 | 9 | 50000 | 36600 | 73.2% | 2 | 0 | 10 |  |  |  |  | R-454B | 4 | Residential & Commercial | USHP | Ducted CEE Tier 1
215681540 | Central HP <5.4 tons | KEEPRITE | HRCU-A-CB (Split System: Heat Pump with Remote Outdoor Unit-Air-Source) | C5H0V48*K*AAA* |  |  | EA*5X61M24A*+WALLCON | *80CSU1002120B* | 46000 | 18 | 9 | 47500 | 33600 | 70.74% | 2.08 | 0 | 9.5 |  |  |  |  | R-454B | 3.8333 | Residential & Commercial | USHP
215683060 | Central HP <5.4 tons | KEEPRITE | HRCU-A-CB (Split System: Heat Pump with Remote Outdoor Unit-Air-Source) | C5H0V60*K*AAA* |  |  | EVD5X60M24A*+WALLCON | *96CTN0802120B* | 56500 | 18 | 9 | 63500 | 44500 | 70.08% | 2.08 | 0 | 9 |  |  |  |  | R-454B | 4.7083 | Residential & Commercial | USHP
216734299 | Central HP <5.4 tons | GRANDAIRE | HRCU-A-CB (Split System: Heat Pump with Remote Outdoor Unit-Air-Source) | WD5CUHAH24AAK |  |  | W5A*30M17XA* | WFJT060B048A* | 22200 | 16 | 8.1 | 20800 | 18800 | 90.38% | 1.85 | 0 | 10.5 |  |  |  |  | R-454B | 1.85 | Residential & Commercial | USHP | Ducted CEE Tier 1
216097090 | Central HP <5.4 tons | Kerr | HRCU-A-CB (Split System: Heat Pump with Remote Outdoor Unit-Air-Source) | A-KHP24SA-1 |  |  | B-KHP24AA-1 | 0 | 23000 | 18.7 | 10 | 26000 | 23600 | 90.77% | 2.16 | 0 | 12 |  |  |  |  | R-454B | 1.9167 | Residential & Commercial | USHP | Ducted CEE Tier 1
211244495 | Central HP <5.4 tons | GRANDAIRE | HRCU-A-CB (Split System: Heat Pump with Remote Outdoor Unit-Air-Source) | WDLCURAH24ABK |  |  | WLNC304BA* | WFER070B048A* | 24800 | 16 | 8.1 | 26800 | 22200 | 82.84% | 1.82 | 0 | 10.5 |  |  |  |  | R-410A | 2.0667 | Residential & Commercial | USHP | Ducted CEE Tier 1
212984180 | Central HP <5.4 tons | GRANDAIRE | HRCU-A-CB (Split System: Heat Pump with Remote Outdoor Unit-Air-Source) | WDLCURAH18ABK |  |  | WLA*244BA* | WFAX060B042B* | 17500 | 16.5 | 8.5 | 18500 | 17700 | 95.68% | 2.14 | 0 | 10.5 |  |  |  |  | R-410A | 1.4583 | Residential & Commercial | USHP | Ducted CEE Tier 1
212988828 | Central HP <5.4 tons | GRANDAIRE | HRCU-A-CB (Split System: Heat Pump with Remote Outdoor Unit-Air-Source) | WDLCURAH18ABK |  |  | WLNC244BA* | WFSU040B036B* | 17600 | 16 | 8.5 | 18700 | 18700 | 100% | 2.24 | 0 | 10.5 |  |  |  |  | R-410A | 1.4667 | Residential & Commercial | USHP | Ducted CEE Tier 1
212987458 | Central HP <5.4 tons | GRANDAIRE | HRCU-A-CB (Split System: Heat Pump with Remote Outdoor Unit-Air-Source) | WDLCURAH24ABK |  |  | WLNC244BA* | WFSX080B048B* | 23400 | 16.5 | 8.5 | 27000 | 24000 | 88.89% | 2 | 0 | 10 |  |  |  |  | R-410A | 1.95 | Residential & Commercial | USHP | Ducted CEE Tier 1
212984648 | Central HP <5.4 tons | GRANDAIRE | HRCU-A-CB (Split System: Heat Pump with Remote Outdoor Unit-Air-Source) | WDLCURAH24ABK |  |  | WLA*374CA* | WFAX080B048B* | 24200 | 17.5 | 8.5 | 25000 | 24400 | 97.6% | 2.02 | 0 | 10.5 |  |  |  |  | R-410A | 2.0167 | Residential & Commercial | USHP | Ducted CEE Tier 1
212986234 | Central HP <5.4 tons | GRANDAIRE | HRCU-A-CB (Split System: Heat Pump with Remote Outdoor Unit-Air-Source) | WDLCURAH24ABK |  |  | WLNC244BA* | WFSX040A030B* | 23200 | 16 | 8.5 | 27000 | 24600 | 91.11% | 2.02 | 0 | 10 |  |  |  |  | R-410A | 1.9333 | Residential & Commercial | USHP | Ducted CEE Tier 1
212987518 | Central HP <5.4 tons | GRANDAIRE | HRCU-A-CB (Split System: Heat Pump with Remote Outdoor Unit-Air-Source) | WDLCURAH18ABK |  |  | WLA*244BA* | WFSX080B048B* | 17700 | 16 | 8.5 | 18600 | 17600 | 94.62% | 2.14 | 0 | 10.5 |  |  |  |  | R-410A | 1.475 | Residential & Commercial | USHP | Ducted CEE Tier 1
212987554 | Central HP <5.4 tons | GRANDAIRE | HRCU-A-CB (Split System: Heat Pump with Remote Outdoor Unit-Air-Source) | WDLCURAH18ABK |  |  | WLNC244BA* | WFSX080B048B* | 17600 | 16 | 8.5 | 18600 | 18600 | 100% | 2.24 | 0 | 11 |  |  |  |  | R-410A | 1.4667 | Residential & Commercial | USHP | Ducted CEE Tier 1
212988792 | Central HP <5.4 tons | GRANDAIRE | HRCU-A-CB (Split System: Heat Pump with Remote Outdoor Unit-Air-Source) | WDLCURAH18ABK |  |  | WLA*244BA* | WFSU040B036B* | 17200 | 16 | 8.5 | 18200 | 17800 | 97.8% | 2.14 | 0 | 10.5 |  |  |  |  | R-410A | 1.4333 | Residential & Commercial | USHP | Ducted CEE Tier 1
212984192 | Central HP <5.4 tons | GRANDAIRE | HRCU-A-CB (Split System: Heat Pump with Remote Outdoor Unit-Air-Source) | WDLCURAH18ABK |  |  | WLA*254BA* | WFAX060B042B* | 18100 | 16.5 | 8.5 | 17900 | 18700 | 104.5% | 2.24 | 0 | 11 |  |  |  |  | R-410A | 1.5083 | Residential & Commercial | USHP | Ducted CEE Tier 1
212989560 | Central HP <5.4 tons | GRANDAIRE | HRCU-A-CB (Split System: Heat Pump with Remote Outdoor Unit-Air-Source) | WDLCURAH30ABK |  |  | WLA*424DA* | WFSU080C060B* | 30000 | 15.2 | 8.1 | 34200 | 26400 | 77.19% | 1.86 | 0 | 9 |  |  |  |  | R-410A | 2.5 | Residential & Commercial | USHP
212985262 | Central HP <5.4 tons | GRANDAIRE | HRCU-A-CB (Split System: Heat Pump with Remote Outdoor Unit-Air-Source) | WDLCURAH30ABK |  |  | WLA*364CA* | WFAX100C060B* | 30000 | 15.2 | 8.1 | 34400 | 26400 | 76.74% | 1.86 | 0 | 9 |  |  |  |  | R-410A | 2.5 | Residential & Commercial | USHP
215681480 | Central HP <5.4 tons | KEEPRITE | HRCU-A-CB (Split System: Heat Pump with Remote Outdoor Unit-Air-Source) | C5H0V48*K*AAA* |  |  | EA*5X61M21A*+WALLCON | *80CSU1002120B* | 46000 | 17.5 | 9 | 47500 | 33600 | 70.74% | 2.06 | 0 | 9.5 |  |  |  |  | R-454B | 3.8333 | Residential & Commercial | USHP
211245492 | Central HP <5.4 tons | BRYANT HEATING AND COOLING SYSTEMS | HRCU-A-CB (Split System: Heat Pump with Remote Outdoor Unit-Air-Source) | 38MURAQ24AB3* |  |  | CNPV*3621AL* | 926TB36040V17*** | 23400 | 16 | 8.1 | 25800 | 24000 | 93.02% | 1.98 | 0 | 10 |  |  |  |  | R-410A | 1.95 | Residential & Commercial | USHP | Ducted CEE Tier 1
212984108 | Central HP <5.4 tons | GRANDAIRE | HRCU-A-CB (Split System: Heat Pump with Remote Outdoor Unit-Air-Source) | WDLCURAH24ABK |  |  | WLA*374CA* | WFAX060B042B* | 24200 | 17.5 | 8.5 | 25200 | 25400 | 100.8% | 2.14 | 0 | 10 |  |  |  |  | R-410A | 2.0167 | Residential & Commercial | USHP | Ducted CEE Tier 1
212988720 | Central HP <5.4 tons | GRANDAIRE | HRCU-A-CB (Split System: Heat Pump with Remote Outdoor Unit-Air-Source) | WDLCURAH24ABK |  |  | WLA*374CA* | WFSU040B036B* | 24200 | 17 | 8.5 | 25200 | 25200 | 100% | 2.1 | 0 | 10 |  |  |  |  | R-410A | 2.0167 | Residential & Commercial | USHP | Ducted CEE Tier 1
215681830 | Central HP <5.4 tons | KEEPRITE | HRCU-A-CB (Split System: Heat Pump with Remote Outdoor Unit-Air-Source) | C5H0V48*K*AAA* |  |  | EVM5X49M21A*+WALLCON | *80CSU0401712B* | 48000 | 18.5 | 9 | 50000 | 36600 | 73.2% | 2 | 0 | 10 |  |  |  |  | R-454B | 4 | Residential & Commercial | USHP | Ducted CEE Tier 1
212986258 | Central HP <5.4 tons | GRANDAIRE | HRCU-A-CB (Split System: Heat Pump with Remote Outdoor Unit-Air-Source) | WDLCURAH24ABK |  |  | WLNC304BA* | WFSX040A030B* | 23400 | 16 | 8.1 | 26400 | 24400 | 92.42% | 2.02 | 0 | 10 |  |  |  |  | R-410A | 1.95 | Residential & Commercial | USHP | Ducted CEE Tier 1
212989164 | Central HP <5.4 tons | GRANDAIRE | HRCU-A-CB (Split System: Heat Pump with Remote Outdoor Unit-Air-Source) | WDLCURAH24ABK |  |  | WLA*304BA* | WFSU060B048B* | 23600 | 17 | 8.5 | 26400 | 24000 | 90.91% | 1.98 | 0 | 10 |  |  |  |  | R-410A | 1.9667 | Residential & Commercial | USHP | Ducted CEE Tier 1
215683030 | Central HP <5.4 tons | KEEPRITE | HRCU-A-CB (Split System: Heat Pump with Remote Outdoor Unit-Air-Source) | C5H0V60*K*AAA* |  |  | EVD5X60M21A*+WALLCON | *80CSU1002120B* | 57000 | 18 | 9 | 63500 | 44500 | 70.08% | 2.08 | 0 | 9 |  |  |  |  | R-454B | 4.75 | Residential & Commercial | USHP
212988046 | Central HP <5.4 tons | GRANDAIRE | HRCU-A-CB (Split System: Heat Pump with Remote Outdoor Unit-Air-Source) | WDLCURAH30ABK |  |  | WLA*374CA* | WFSX100C060B* | 30800 | 15.2 | 8.5 | 33200 | 26200 | 78.92% | 1.84 | 0 | 9 |  |  |  |  | R-410A | 2.5667 | Residential & Commercial | USHP
211260239 | Central HP <5.4 tons | GRANDAIRE | HRCU-A-CB (Split System: Heat Pump with Remote Outdoor Unit-Air-Source) | WDLCURAH18ABK |  |  | WLA*244AA* | WFEL070A036B* | 17600 | 16 | 8.5 | 18400 | 19100 | 103.8% | 2.3 | 0 | 10.5 |  |  |  |  | R-410A | 1.4667 | Residential & Commercial | USHP | Ducted CEE Tier 1
211260543 | Central HP <5.4 tons | GRANDAIRE | HRCU-A-CB (Split System: Heat Pump with Remote Outdoor Unit-Air-Source) | WDLCURAH18ABK |  |  | WLA*244BA* | WFEL045A036B* | 18000 | 16 | 8.5 | 18900 | 18900 | 100% | 2.28 | 0 | 10.5 |  |  |  |  | R-410A | 1.5 | Residential & Commercial | USHP | Ducted CEE Tier 1
211260768 | Central HP <5.4 tons | GRANDAIRE | HRCU-A-CB (Split System: Heat Pump with Remote Outdoor Unit-Air-Source) | WDLCURAH18ABK |  |  | WLA*254BA* | WFSU040B036A* | 18200 | 16.5 | 8.5 | 18000 | 17600 | 97.78% | 2.12 | 0 | 11 |  |  |  |  | R-410A | 1.5167 | Residential & Commercial | USHP | Ducted CEE Tier 1
211261002 | Central HP <5.4 tons | GRANDAIRE | HRCU-A-CB (Split System: Heat Pump with Remote Outdoor Unit-Air-Source) | WDLCURAH18ABK |  |  | WLA*254BA* | WFEL045B036B* | 19100 | 16 | 8.5 | 19000 | 17300 | 91.05% | 2.12 | 0 | 11 |  |  |  |  | R-410A | 1.5917 | Residential & Commercial | USHP | Ducted CEE Tier 1
211259930 | Central HP <5.4 tons | GRANDAIRE | HRCU-A-CB (Split System: Heat Pump with Remote Outdoor Unit-Air-Source) | WDLCURAH18ABK |  |  | WLA*194BA* | WFEL070B036B* | 18600 | 16.5 | 8.5 | 18400 | 17500 | 95.11% | 2.14 | 0 | 11 |  |  |  |  | R-410A | 1.55 | Residential & Commercial | USHP | Ducted CEE Tier 1
216736374 | Central HP <5.4 tons | GRANDAIRE | HRCU-A-CB (Split System: Heat Pump with Remote Outdoor Unit-Air-Source) | WD5CUHAH24AAK |  |  | W5SH24M12XA* | WFEU100C060B* | 22800 | 15.5 | 8.5 | 21400 | 19300 | 90.19% | 1.96 | 0 | 10.5 |  |  |  |  | R-454B | 1.9 | Residential & Commercial | USHP | Ducted CEE Tier 1
215683130 | Central HP <5.4 tons | KEEPRITE | HRCU-A-CB (Split System: Heat Pump with Remote Outdoor Unit-Air-Source) | C5H0V60*K*AAA* |  |  | EVD5X61M21A*+WALLCON | *80CSU0401712B* | 56500 | 18 | 9 | 61500 | 43500 | 70.73% | 2.12 | 0 | 9.5 |  |  |  |  | R-454B | 4.7083 | Residential & Commercial | USHP
215681350 | Central HP <5.4 tons | KEEPRITE | HRCU-A-CB (Split System: Heat Pump with Remote Outdoor Unit-Air-Source) | C5H0V48*K*AAA* |  |  | EA*5X48M21A*+WALLCON | *97CTN0801716A* | 44000 | 17 | 9 | 49000 | 34600 | 70.61% | 2.04 | 0 | 9 |  |  |  |  | R-454B | 3.6667 | Residential & Commercial | USHP
212989152 | Central HP <5.4 tons | GRANDAIRE | HRCU-A-CB (Split System: Heat Pump with Remote Outdoor Unit-Air-Source) | WDLCURAH24ABK |  |  | WLA*254BA* | WFSU060B048B* | 24200 | 17 | 8.5 | 25200 | 24600 | 97.62% | 2.04 | 0 | 10 |  |  |  |  | R-410A | 2.0167 | Residential & Commercial | USHP | Ducted CEE Tier 1
212989536 | Central HP <5.4 tons | GRANDAIRE | HRCU-A-CB (Split System: Heat Pump with Remote Outdoor Unit-Air-Source) | WDLCURAH30ABK |  |  | WLA*374CA* | WFSU080C060B* | 30600 | 15.2 | 8.1 | 33400 | 27600 | 82.63% | 1.8 | 0 | 9 |  |  |  |  | R-410A | 2.55 | Residential & Commercial | USHP
215674041 | Central HP <5.4 tons | KEEPRITE | HRCU-A-CB (Split System: Heat Pump with Remote Outdoor Unit-Air-Source) | C5H0V48*K*AAA* |  |  | EA*5X48M21A*+WALLCON | *80CTL0702120B* | 44000 | 17.5 | 9 | 48500 | 34200 | 70.52% | 2.06 | 0 | 9.5 |  |  |  |  | R-454B | 3.6667 | Residential & Commercial | USHP
215676780 | Central HP <5.4 tons | KEEPRITE | HRCU-A-CB (Split System: Heat Pump with Remote Outdoor Unit-Air-Source) | C5H0V48*K*AAA* |  |  | EVD5X61M21A*+WALLCON | *95CSU0802120B* | 48500 | 18.5 | 9 | 50000 | 37000 | 74% | 2 | 0 | 10 |  |  |  |  | R-454B | 4.0417 | Residential & Commercial | USHP | Ducted CEE Tier 1
215676800 | Central HP <5.4 tons | KEEPRITE | HRCU-A-CB (Split System: Heat Pump with Remote Outdoor Unit-Air-Source) | C5H0V48*K*AAA* |  |  | EVD5X61M21A*+WALLCON | *97CMN0602120B* | 48000 | 18.5 | 9 | 50000 | 37400 | 74.8% | 2 | 0 | 10 |  |  |  |  | R-454B | 4 | Residential & Commercial | USHP | Ducted CEE Tier 1
215676580 | Central HP <5.4 tons | KEEPRITE | HRCU-A-CB (Split System: Heat Pump with Remote Outdoor Unit-Air-Source) | C5H0V48*K*AAA* |  |  | EVD5X60M21A*+WALLCON | *96CTN1002122B* | 48000 | 19 | 9 | 50000 | 36600 | 73.2% | 2 | 0 | 10 |  |  |  |  | R-454B | 4 | Residential & Commercial | USHP | Ducted CEE Tier 1
215676680 | Central HP <5.4 tons | KEEPRITE | HRCU-A-CB (Split System: Heat Pump with Remote Outdoor Unit-Air-Source) | C5H0V48*K*AAA* |  |  | EVD5X60M24A*+WALLCON | *96CTN1202422B* | 48000 | 19 | 9 | 50000 | 36600 | 73.2% | 2 | 0 | 10.5 |  |  |  |  | R-454B | 4 | Residential & Commercial | USHP | Ducted CEE Tier 1
215676380 | Central HP <5.4 tons | KEEPRITE | HRCU-A-CB (Split System: Heat Pump with Remote Outdoor Unit-Air-Source) | C5H0V48*K*AAA* |  |  | EVD5X49M24A*+WALLCON | *97CMN1202422B* | 48000 | 19 | 9 | 50000 | 36600 | 73.2% | 2 | 0 | 10 |  |  |  |  | R-454B | 4 | Residential & Commercial | USHP | Ducted CEE Tier 1
216734526 | Central HP <5.4 tons | GRANDAIRE | HRCU-A-CB (Split System: Heat Pump with Remote Outdoor Unit-Air-Source) | WD5CUHAH24AAK |  |  | W5A*36M17XA* | WFET070A036A* | 22600 | 16.5 | 8.5 | 20800 | 18700 | 89.9% | 1.96 | 0 | 11 |  |  |  |  | R-454B | 1.8833 | Residential & Commercial | USHP | Ducted CEE Tier 1
216734960 | Central HP <5.4 tons | GRANDAIRE | HRCU-A-CB (Split System: Heat Pump with Remote Outdoor Unit-Air-Source) | WD5CUHAH24AAK |  |  | WLA*374BA** | WFE*090B042C* | 22800 | 16 | 8.1 | 20600 | 18400 | 89.32% | 1.9 | 0 | 11 |  |  |  |  | R-454B | 1.9 | Residential & Commercial | USHP | Ducted CEE Tier 1
216735269 | Central HP <5.4 tons | GRANDAIRE | HRCU-A-CB (Split System: Heat Pump with Remote Outdoor Unit-Air-Source) | WD5CUHAH24AAK |  |  | WLA*374BA** | WFSU040B036B* | 22800 | 16 | 8.5 | 20800 | 18500 | 88.94% | 1.96 | 0 | 11 |  |  |  |  | R-454B | 1.9 | Residential & Commercial | USHP | Ducted CEE Tier 1
216736421 | Central HP <5.4 tons | GRANDAIRE | HRCU-A-CB (Split System: Heat Pump with Remote Outdoor Unit-Air-Source) | WD5CUHAH24AAK |  |  | W5SH24M12XA* | WFET045A036A* | 22200 | 15.2 | 8.1 | 21000 | 19000 | 90.48% | 1.85 | 0 | 10.5 |  |  |  |  | R-454B | 1.85 | Residential & Commercial | USHP | Ducted CEE Tier 1
216737118 | Central HP <5.4 tons | GRANDAIRE | HRCU-A-CB (Split System: Heat Pump with Remote Outdoor Unit-Air-Source) | WD5CUHAH24AAK |  |  | W5SH30M12XA* | WFE*110C060C* | 22800 | 15.2 | 8.1 | 21200 | 19000 | 89.62% | 1.9 | 0 | 10.5 |  |  |  |  | R-454B | 1.9 | Residential & Commercial | USHP | Ducted CEE Tier 1
216737911 | Central HP <5.4 tons | GRANDAIRE | HRCU-A-CB (Split System: Heat Pump with Remote Outdoor Unit-Air-Source) | WD5CUHAH24AAK |  |  | W5SH30M12XA* | WFJT080B048A* | 22600 | 16 | 8.1 | 21200 | 18900 | 89.15% | 1.85 | 0 | 10.5 |  |  |  |  | R-454B | 1.8833 | Residential & Commercial | USHP | Ducted CEE Tier 1
216738209 | Central HP <5.4 tons | GRANDAIRE | HRCU-A-CB (Split System: Heat Pump with Remote Outdoor Unit-Air-Source) | WD5CUHAH24AAK |  |  | W5SH36M12XA* | WFEU040B036B* | 22800 | 16 | 8.1 | 20800 | 18500 | 88.94% | 1.85 | 0 | 10.5 |  |  |  |  | R-454B | 1.9 | Residential & Commercial | USHP | Ducted CEE Tier 1
216738220 | Central HP <5.4 tons | GRANDAIRE | HRCU-A-CB (Split System: Heat Pump with Remote Outdoor Unit-Air-Source) | WD5CUHAH24AAK |  |  | W5SH36M12XA* | WFEU060B048B* | 22600 | 16 | 8.1 | 20600 | 18400 | 89.32% | 1.85 | 0 | 10.5 |  |  |  |  | R-454B | 1.8833 | Residential & Commercial | USHP | Ducted CEE Tier 1
215676570 | Central HP <5.4 tons | KEEPRITE | HRCU-A-CB (Split System: Heat Pump with Remote Outdoor Unit-Air-Source) | C5H0V48*K*AAA* |  |  | EVD5X60M21A*+WALLCON | *96CTN0801714B* | 47500 | 18.5 | 9 | 50000 | 36200 | 72.4% | 2.02 | 0 | 10 |  |  |  |  | R-454B | 3.9583 | Residential & Commercial | USHP | Ducted CEE Tier 1
215682100 | Central HP <5.4 tons | KEEPRITE | HRCU-A-CB (Split System: Heat Pump with Remote Outdoor Unit-Air-Source) | C5H0V48*K*AAA* |  |  | EVD5X48M21A*+WALLCON | *96CTN0802120B* | 47000 | 18.5 | 9 | 50000 | 36600 | 73.2% | 1.98 | 0 | 10 |  |  |  |  | R-454B | 3.9167 | Residential & Commercial | USHP | Ducted CEE Tier 1
215679451 | Central HP <5.4 tons | KENMORE | HRCU-A-CB (Split System: Heat Pump with Remote Outdoor Unit-Air-Source) | (C,H,T)5H0V36*K*AAA* |  |  | EA*5X43M21A*+WALLCON | *97CTN0601716A* | 34200 | 17.5 | 9 | 35600 | 25400 | 71.35% | 1.88 | 0 | 9.5 |  |  |  |  | R-454B | 2.85 | Residential & Commercial | USHP
211259916 | Central HP <5.4 tons | GRANDAIRE | HRCU-A-CB (Split System: Heat Pump with Remote Outdoor Unit-Air-Source) | WDLCURAH18ABK |  |  | WLA*194BA* | WFER045B036A* | 19100 | 16 | 9 | 19100 | 17400 | 91.1% | 2.14 | 0 | 11 |  |  |  |  | R-410A | 1.5917 | Residential & Commercial | USHP | Ducted CEE Tier 1
211262007 | Central HP <5.4 tons | KEEPRITE | HRCU-A-CB (Split System: Heat Pump with Remote Outdoor Unit-Air-Source) | DLCURAH18ABK |  |  | EA*4X30L17A* | *80ES(N,L)0451412A* | 18200 | 16.5 | 8.5 | 18700 | 18400 | 98.4% | 2.22 | 0 | 11 |  |  |  |  | R-410A | 1.5167 | Residential & Commercial | USHP | Ducted CEE Tier 1
211260619 | Central HP <5.4 tons | KEEPRITE | HRCU-A-CB (Split System: Heat Pump with Remote Outdoor Unit-Air-Source) | DLCURAH18ABK |  |  | EA*4X24L17A* | *92ESN0401712A* | 17800 | 15.5 | 8.5 | 18800 | 19000 | 101.1% | 2.28 | 0 | 10.5 |  |  |  |  | R-410A | 1.4833 | Residential & Commercial | USHP | Ducted CEE Tier 1
211260823 | Central HP <5.4 tons | KEEPRITE | HRCU-A-CB (Split System: Heat Pump with Remote Outdoor Unit-Air-Source) | DLCURAH18ABK |  |  | EA*4X25L17A* | *80ESU0401712A* | 19000 | 16.5 | 8.5 | 18600 | 17200 | 92.47% | 2.12 | 0 | 11 |  |  |  |  | R-410A | 1.5833 | Residential & Commercial | USHP | Ducted CEE Tier 1
215677560 | Central HP <5.4 tons | KEEPRITE | HRCU-A-CB (Split System: Heat Pump with Remote Outdoor Unit-Air-Source) | C5H0V60*K*AAA* |  |  | EVD5X60M24A*+WALLCON | *96CTN1202422B* | 56500 | 18.5 | 9 | 63000 | 44500 | 70.63% | 2.08 | 0 | 9 |  |  |  |  | R-454B | 4.7083 | Residential & Commercial | USHP
212982959 | Central HP <5.4 tons | GRANDAIRE | HRCU-A-CB (Split System: Heat Pump with Remote Outdoor Unit-Air-Source) | WDLCURAH30ABK |  |  | WLA*424CA* | WFEU080C060B* | 29600 | 15.5 | 8.5 | 33600 | 27600 | 82.14% | 1.78 | 0 | 9 |  |  |  |  | R-410A | 2.4667 | Residential & Commercial | USHP
212982287 | Central HP <5.4 tons | GRANDAIRE | HRCU-A-CB (Split System: Heat Pump with Remote Outdoor Unit-Air-Source) | WDLCURAH24ABK |  |  | WLA*364BA* | WFEU040B036B* | 23400 | 17 | 8.5 | 25600 | 23400 | 91.41% | 1.94 | 0 | 10 |  |  |  |  | R-410A | 1.95 | Residential & Commercial | USHP | Ducted CEE Tier 1
215677390 | Central HP <5.4 tons | KEEPRITE | HRCU-A-CB (Split System: Heat Pump with Remote Outdoor Unit-Air-Source) | C5H0V60*K*AAA* |  |  | EVD5X60M21A*+WALLCON | *95CSU1002122B* | 57000 | 18 | 9 | 63500 | 44500 | 70.08% | 2.08 | 0 | 9 |  |  |  |  | R-454B | 4.75 | Residential & Commercial | USHP
211260037 | Central HP <5.4 tons | KEEPRITE | HRCU-A-CB (Split System: Heat Pump with Remote Outdoor Unit-Air-Source) | DLCURAH18ABK |  |  | EA*4X19L17A* | OMV098J12* | 18800 | 16 | 8.5 | 18800 | 17500 | 93.09% | 2.12 | 0 | 11 |  |  |  |  | R-410A | 1.5667 | Residential & Commercial | USHP | Ducted CEE Tier 1
212978663 | Central HP <5.4 tons | GRANDAIRE | HRCU-A-CB (Split System: Heat Pump with Remote Outdoor Unit-Air-Source) | WDLCURAH24ABK |  |  | WLA*364BA* | WFE*070B036C* | 23600 | 17.5 | 8.5 | 26000 | 24000 | 92.31% | 2 | 0 | 10 |  |  |  |  | R-410A | 1.9667 | Residential & Commercial | USHP | Ducted CEE Tier 1
212987085 | Central HP <5.4 tons | KEEPRITE | HRCU-A-CB (Split System: Heat Pump with Remote Outdoor Unit-Air-Source) | DLCURAH18ABK |  |  | EN(A,D)4X30L17** | *96MSN0601412A* | 17500 | 16 | 8.1 | 18000 | 18600 | 103.3% | 2.24 | 0 | 11 |  |  |  |  | R-410A | 1.4583 | Residential & Commercial | USHP | Ducted CEE Tier 1
212985881 | Central HP <5.4 tons | KEEPRITE | HRCU-A-CB (Split System: Heat Pump with Remote Outdoor Unit-Air-Source) | DLCURAH18ABK |  |  | EA*4X19L17A* | *96MSN0261410A* | 17800 | 16.5 | 8.1 | 17800 | 17900 | 100.6% | 2.16 | 0 | 10.5 |  |  |  |  | R-410A | 1.4833 | Residential & Commercial | USHP | Ducted CEE Tier 1
212982323 | Central HP <5.4 tons | GRANDAIRE | HRCU-A-CB (Split System: Heat Pump with Remote Outdoor Unit-Air-Source) | WDLCURAH24ABK |  |  | WLA*374CA* | WFEU040B036B* | 24400 | 17 | 8.5 | 25200 | 21400 | 84.92% | 1.8 | 0 | 10 |  |  |  |  | R-410A | 2.0333 | Residential & Commercial | USHP | Ducted CEE Tier 1
212982371 | Central HP <5.4 tons | GRANDAIRE | HRCU-A-CB (Split System: Heat Pump with Remote Outdoor Unit-Air-Source) | WDLCURAH24ABK |  |  | WLNC364CA* | WFEU040B036B* | 23400 | 16.5 | 8.5 | 25800 | 23800 | 92.25% | 1.98 | 0 | 10 |  |  |  |  | R-410A | 1.95 | Residential & Commercial | USHP | Ducted CEE Tier 1
216738027 | Central HP <5.4 tons | GRANDAIRE | HRCU-A-CB (Split System: Heat Pump with Remote Outdoor Unit-Air-Source) | WD5CUHAH24AAK |  |  | W5SH36M12XA* | WFE*070A036C* | 22600 | 16 | 8.1 | 20800 | 18400 | 88.46% | 1.85 | 0 | 10.5 |  |  |  |  | R-454B | 1.8833 | Residential & Commercial | USHP | Ducted CEE Tier 1
212984216 | Central HP <5.4 tons | GRANDAIRE | HRCU-A-CB (Split System: Heat Pump with Remote Outdoor Unit-Air-Source) | WDLCURAH18ABK |  |  | WLNC244BA* | WFAX060B042B* | 17500 | 16 | 8.5 | 18500 | 18600 | 100.5% | 2.24 | 0 | 10.5 |  |  |  |  | R-410A | 1.4583 | Residential & Commercial | USHP | Ducted CEE Tier 1
211262064 | Central HP <5.4 tons | GRANDAIRE | HRCU-A-CB (Split System: Heat Pump with Remote Outdoor Unit-Air-Source) | WDLCURAH18ABK |  |  | WLA*304BA* | WFEL070B036B* | 18200 | 16.5 | 8.5 | 18700 | 18400 | 98.4% | 2.22 | 0 | 10.5 |  |  |  |  | R-410A | 1.5167 | Residential & Commercial | USHP | Ducted CEE Tier 1
211261044 | Central HP <5.4 tons | GRANDAIRE | HRCU-A-CB (Split System: Heat Pump with Remote Outdoor Unit-Air-Source) | WDLCURAH18ABK |  |  | WLA*254BA* | WFAX060B042A* | 18300 | 16.5 | 8.5 | 18000 | 17500 | 97.22% | 2.12 | 0 | 11 |  |  |  |  | R-410A | 1.525 | Residential & Commercial | USHP | Ducted CEE Tier 1
211259963 | Central HP <5.4 tons | GRANDAIRE | HRCU-A-CB (Split System: Heat Pump with Remote Outdoor Unit-Air-Source) | WDLCURAH18ABK |  |  | WLA*194BA* | WFAX060B042A* | 18200 | 16.5 | 8.5 | 18100 | 17600 | 97.24% | 2.14 | 0 | 11 |  |  |  |  | R-410A | 1.5167 | Residential & Commercial | USHP | Ducted CEE Tier 1
211260008 | Central HP <5.4 tons | GRANDAIRE | HRCU-A-CB (Split System: Heat Pump with Remote Outdoor Unit-Air-Source) | WDLCURAH18ABK |  |  | WLA*194BA* | WFEL070A036B* | 18100 | 16.5 | 8.5 | 18000 | 17700 | 98.33% | 2.14 | 0 | 11 |  |  |  |  | R-410A | 1.5083 | Residential & Commercial | USHP | Ducted CEE Tier 1
215319206 | Central HP <5.4 tons | Grandaire | HRCU-A-CB (Split System: Heat Pump with Remote Outdoor Unit-Air-Source) | D5CURAH36AAK |  |  | D5FUAAH36XAK | 0 | 36000 | 16.2 | 8.7 | 36000 | 27000 | 75% | 2 | 0 | 10 |  |  |  |  | R-454B | 3 | Residential & Commercial | USHP | Ducted CEE Tier 1
216738328 | Central HP <5.4 tons | GRANDAIRE | HRCU-A-CB (Split System: Heat Pump with Remote Outdoor Unit-Air-Source) | WD5CUHAH24AAK |  |  | W5SH36M12XA* | WFET070A036A* | 22800 | 16 | 8.1 | 20800 | 18500 | 88.94% | 1.85 | 0 | 11 |  |  |  |  | R-454B | 1.9 | Residential & Commercial | USHP | Ducted CEE Tier 1
212988684 | Central HP <5.4 tons | GRANDAIRE | HRCU-A-CB (Split System: Heat Pump with Remote Outdoor Unit-Air-Source) | WDLCURAH24ABK |  |  | WLA*364BA* | WFSU040B036B* | 23600 | 16.5 | 8.5 | 26200 | 24400 | 93.13% | 2.02 | 0 | 10 |  |  |  |  | R-410A | 1.9667 | Residential & Commercial | USHP | Ducted CEE Tier 1
212984072 | Central HP <5.4 tons | GRANDAIRE | HRCU-A-CB (Split System: Heat Pump with Remote Outdoor Unit-Air-Source) | WDLCURAH24ABK |  |  | WLA*364BA* | WFAX060B042B* | 23800 | 17 | 8.5 | 26200 | 23600 | 90.08% | 1.96 | 0 | 10 |  |  |  |  | R-410A | 1.9833 | Residential & Commercial | USHP | Ducted CEE Tier 1
212987434 | Central HP <5.4 tons | GRANDAIRE | HRCU-A-CB (Split System: Heat Pump with Remote Outdoor Unit-Air-Source) | WDLCURAH24ABK |  |  | WLA*374BA* | WFSX080B048B* | 24200 | 17 | 8.5 | 25200 | 25200 | 100% | 2.1 | 0 | 10 |  |  |  |  | R-410A | 2.0167 | Residential & Commercial | USHP | Ducted CEE Tier 1
212986162 | Central HP <5.4 tons | GRANDAIRE | HRCU-A-CB (Split System: Heat Pump with Remote Outdoor Unit-Air-Source) | WDLCURAH24ABK |  |  | WLA*254BA* | WFSX040A030B* | 24000 | 16.5 | 8.5 | 25400 | 24800 | 97.64% | 2.04 | 0 | 10 |  |  |  |  | R-410A | 2 | Residential & Commercial | USHP | Ducted CEE Tier 1
212988804 | Central HP <5.4 tons | GRANDAIRE | HRCU-A-CB (Split System: Heat Pump with Remote Outdoor Unit-Air-Source) | WDLCURAH18ABK |  |  | WLA*254BA* | WFSU040B036B* | 17700 | 16.5 | 8.1 | 17700 | 18800 | 106.2% | 2.26 | 0 | 10.5 |  |  |  |  | R-410A | 1.475 | Residential & Commercial | USHP | Ducted CEE Tier 1
212986330 | Central HP <5.4 tons | GRANDAIRE | HRCU-A-CB (Split System: Heat Pump with Remote Outdoor Unit-Air-Source) | WDLCURAH18ABK |  |  | WLA*304BA* | WFSX040A030B* | 17600 | 16 | 8.5 | 18300 | 19800 | 108.2% | 2.38 | 0 | 10.5 |  |  |  |  | R-410A | 1.4667 | Residential & Commercial | USHP | Ducted CEE Tier 1
212984684 | Central HP <5.4 tons | GRANDAIRE | HRCU-A-CB (Split System: Heat Pump with Remote Outdoor Unit-Air-Source) | WDLCURAH24ABK |  |  | WLN(C,W)364BA* | WFAX080B048B* | 23600 | 17.5 | 8.5 | 26200 | 24600 | 93.89% | 2.04 | 0 | 10.5 |  |  |  |  | R-410A | 1.9667 | Residential & Commercial | USHP | Ducted CEE Tier 1
212985370 | Central HP <5.4 tons | GRANDAIRE | HRCU-A-CB (Split System: Heat Pump with Remote Outdoor Unit-Air-Source) | WDLCURAH24ABK |  |  | WLNC364CA* | WFAX100C060B* | 23600 | 17.5 | 8.5 | 26400 | 28600 | 108.3% | 1.96 | 0 | 10.5 |  |  |  |  | R-410A | 1.9667 | Residential & Commercial | USHP | Ducted CEE Tier 1
215676560 | Central HP <5.4 tons | KEEPRITE | HRCU-A-CB (Split System: Heat Pump with Remote Outdoor Unit-Air-Source) | C5H0V48*K*AAA* |  |  | EVD5X60M21A*+WALLCON | *97CMN1002122B* | 48000 | 19 | 9 | 50000 | 36600 | 73.2% | 2 | 0 | 10 |  |  |  |  | R-454B | 4 | Residential & Commercial | USHP | Ducted CEE Tier 1
212988744 | Central HP <5.4 tons | GRANDAIRE | HRCU-A-CB (Split System: Heat Pump with Remote Outdoor Unit-Air-Source) | WDLCURAH24ABK |  |  | WLNC304BA* | WFSU040B036B* | 23600 | 16.5 | 8.1 | 26400 | 24200 | 91.67% | 2.02 | 0 | 10 |  |  |  |  | R-410A | 1.9667 | Residential & Commercial | USHP | Ducted CEE Tier 1
216733524 | Central HP <5.4 tons | GRANDAIRE | HRCU-A-CB (Split System: Heat Pump with Remote Outdoor Unit-Air-Source) | WD5CUHAH24AAK |  |  | W5A*25M17XA* | WFSU040B036B* | 23000 | 16.5 | 8.5 | 20800 | 18500 | 88.94% | 1.96 | 0 | 11 |  |  |  |  | R-454B | 1.9167 | Residential & Commercial | USHP | Ducted CEE Tier 1
216734085 | Central HP <5.4 tons | GRANDAIRE | HRCU-A-CB (Split System: Heat Pump with Remote Outdoor Unit-Air-Source) | WD5CUHAH24AAK |  |  | W5A*30M17XA* | WFAX080B048B* | 22200 | 16.5 | 8.1 | 20800 | 18700 | 89.9% | 1.85 | 0 | 10.5 |  |  |  |  | R-454B | 1.85 | Residential & Commercial | USHP | Ducted CEE Tier 1
216738785 | Central HP <5.4 tons | KEEPRITE | HRCU-A-CB (Split System: Heat Pump with Remote Outdoor Unit-Air-Source) | D5CUHAH24AAK |  |  | ESH5X36M12A* | *96CTN1002122B* | 23000 | 15.5 | 8.1 | 21000 | 18700 | 89.05% | 1.85 | 0 | 11 |  |  |  |  | R-454B | 1.9167 | Residential & Commercial | USHP | Ducted CEE Tier 1
216738617 | Central HP <5.4 tons | KEEPRITE | HRCU-A-CB (Split System: Heat Pump with Remote Outdoor Unit-Air-Source) | D5CUHAH24AAK |  |  | ESH5X36M12A* | *96MSN1402422A* | 22800 | 15.2 | 8.1 | 20800 | 18600 | 89.42% | 1.85 | 0 | 10.5 |  |  |  |  | R-454B | 1.9 | Residential & Commercial | USHP | Ducted CEE Tier 1
216738835 | Central HP <5.4 tons | KEEPRITE | HRCU-A-CB (Split System: Heat Pump with Remote Outdoor Unit-Air-Source) | D5CUHAH24AAK |  |  | ESH5X36M12A* | *96VTN0601716B* | 22600 | 16 | 8.1 | 20800 | 18500 | 88.94% | 1.85 | 0 | 11 |  |  |  |  | R-454B | 1.8833 | Residential & Commercial | USHP | Ducted CEE Tier 1
216738115 | Central HP <5.4 tons | KEEPRITE | HRCU-A-CB (Split System: Heat Pump with Remote Outdoor Unit-Air-Source) | D5CUHAH24AAK |  |  | ESH5X36M12A* | *80MS(N,L)1102420A* | 23000 | 16 | 8.1 | 20800 | 18600 | 89.42% | 1.85 | 0 | 11 |  |  |  |  | R-454B | 1.9167 | Residential & Commercial | USHP | Ducted CEE Tier 1
216735081 | Central HP <5.4 tons | GRANDAIRE | HRCU-A-CB (Split System: Heat Pump with Remote Outdoor Unit-Air-Source) | WD5CUHAH24AAK |  |  | WLA*374BA** | WFET090B048A* | 23000 | 16.5 | 8.5 | 20800 | 18500 | 88.94% | 1.96 | 0 | 11 |  |  |  |  | R-454B | 1.9167 | Residential & Commercial | USHP | Ducted CEE Tier 1
216737038 | Central HP <5.4 tons | GRANDAIRE | HRCU-A-CB (Split System: Heat Pump with Remote Outdoor Unit-Air-Source) | WD5CUHAH24AAK |  |  | W5SH30M12XA* | WFE*070A036C* | 22400 | 16 | 8.1 | 20800 | 18800 | 90.38% | 1.9 | 0 | 11 |  |  |  |  | R-454B | 1.8667 | Residential & Commercial | USHP | Ducted CEE Tier 1
216736352 | Central HP <5.4 tons | GRANDAIRE | HRCU-A-CB (Split System: Heat Pump with Remote Outdoor Unit-Air-Source) | WD5CUHAH24AAK |  |  | W5SH24M12XA* | WFEU060B048B* | 22600 | 16 | 8.1 | 21200 | 19000 | 89.62% | 1.85 | 0 | 10.5 |  |  |  |  | R-454B | 1.8833 | Residential & Commercial | USHP | Ducted CEE Tier 1
215678020 | Central HP <5.4 tons | KEEPRITE | HRCU-A-CB (Split System: Heat Pump with Remote Outdoor Unit-Air-Source) | C5H0V60*K*AAA* |  |  | EA*5X61M24A*+WALLCON | *96CTN1002122B* | 56000 | 18.5 | 9 | 60000 | 42000 | 70% | 2.02 | 0 | 9 |  |  |  |  | R-454B | 4.6667 | Residential & Commercial | USHP
210474526 | Central HP <5.4 tons | BRYANT HEATING AND COOLING SYSTEMS | HRCU-A-CB (Split System: Heat Pump with Remote Outdoor Unit-Air-Source) | 288BNV025*0**C* |  |  | CSPH*4812AL*+UI | 88*TA66135C24*** | 24200 | 16 | 8.1 | 21200 | 16600 | 78.3% | 2.02 | 0 | 11 |  |  |  |  | R-410A | 2.0167 | Residential & Commercial | USHP | Ducted CEE Tier 1
212989548 | Central HP <5.4 tons | GRANDAIRE | HRCU-A-CB (Split System: Heat Pump with Remote Outdoor Unit-Air-Source) | WDLCURAH30ABK |  |  | WLA*424CA* | WFSU080C060B* | 30000 | 15.2 | 8.1 | 34200 | 27600 | 80.7% | 1.8 | 0 | 9 |  |  |  |  | R-410A | 2.5 | Residential & Commercial | USHP
212988328 | Central HP <5.4 tons | GRANDAIRE | HRCU-A-CB (Split System: Heat Pump with Remote Outdoor Unit-Air-Source) | WDLCURAH36ABK |  |  | WLA*484DA* | WFSX120D066B* | 35600 | 16.5 | 8.5 | 37800 | 35000 | 92.59% | 2 | 0 | 10 |  |  |  |  | R-410A | 2.9667 | Residential & Commercial | USHP | Ducted CEE Tier 1
212989512 | Central HP <5.4 tons | GRANDAIRE | HRCU-A-CB (Split System: Heat Pump with Remote Outdoor Unit-Air-Source) | WDLCURAH36ABK |  |  | WLA*484DA* | WFSU080C060B* | 35600 | 16.5 | 8.5 | 37800 | 35400 | 93.65% | 1.8 | 0 | 10 |  |  |  |  | R-410A | 2.9667 | Residential & Commercial | USHP | Ducted CEE Tier 1
215677921 | Central HP <5.4 tons | KENMORE | HRCU-A-CB (Split System: Heat Pump with Remote Outdoor Unit-Air-Source) | (C,H,T)5H0V60*K*AAA* |  |  | EA*5X61M24A*+WALLCON | *80CTL0702120B* | 55500 | 18.5 | 9 | 60000 | 42000 | 70% | 2 | 0 | 8.5 |  |  |  |  | R-454B | 4.625 | Residential & Commercial | USHP
213607808 | Central HP <5.4 tons | GRANDAIRE | HRCU-A-CB (Split System: Heat Pump with Remote Outdoor Unit-Air-Source) | WDLCURAH48ABK |  |  | WBGL604BD | 0 | 48500 | 17 | 8.5 | 48500 | 34000 | 70.1% | 2.02 | 0 | 10 |  |  |  |  | R-410A | 4.0417 | Residential & Commercial | USHP | Ducted CEE Tier 1
216683751 | Central HP <5.4 tons | Conforto | HRCU-A-CB (Split System: Heat Pump with Remote Outdoor Unit-Air-Source) | MHSD136DACFC |  |  | MHAH136DACFC | 0 | 36000 | 16 | 9.5 | 40000 | 34400 | 86% | 1.97 | 10.5 | 10 |  |  |  |  | R-410A | 3 | Residential & Commercial | USHP | Ducted CEE Tier 1
212987398 | Central HP <5.4 tons | GRANDAIRE | HRCU-A-CB (Split System: Heat Pump with Remote Outdoor Unit-Air-Source) | WDLCURAH24ABK |  |  | WLA*304BA* | WFSX080B048B* | 23600 | 17 | 8.5 | 26400 | 23600 | 89.39% | 1.96 | 0 | 10 |  |  |  |  | R-410A | 1.9667 | Residential & Commercial | USHP | Ducted CEE Tier 1
212985310 | Central HP <5.4 tons | GRANDAIRE | HRCU-A-CB (Split System: Heat Pump with Remote Outdoor Unit-Air-Source) | WDLCURAH30ABK |  |  | WLA*434CA* | WFAX100C060B* | 30600 | 16 | 8.5 | 35000 | 28200 | 80.57% | 1.76 | 0 | 9 |  |  |  |  | R-410A | 2.55 | Residential & Commercial | USHP
215682600 | Central HP <5.4 tons | KEEPRITE | HRCU-A-CB (Split System: Heat Pump with Remote Outdoor Unit-Air-Source) | C5H0V60*K*AAA* |  |  | EA*5X60M24A*+WALLCON | *80CSU1002120B* | 55000 | 18 | 8.5 | 59000 | 41500 | 70.34% | 2.02 | 0 | 9 |  |  |  |  | R-454B | 4.5833 | Residential & Commercial | USHP
215676080 | Central HP <5.4 tons | KEEPRITE | HRCU-A-CB (Split System: Heat Pump with Remote Outdoor Unit-Air-Source) | C5H0V48*K*AAA* |  |  | EVM5X61M24A*+WALLCON | *96CTN1002122B* | 48500 | 19.5 | 9.5 | 50000 | 36600 | 73.2% | 2.12 | 0 | 10.5 |  |  |  |  | R-454B | 4.0417 | Residential & Commercial | USHP | Ducted CEE Tier 1
215675880 | Central HP <5.4 tons | KEEPRITE | HRCU-A-CB (Split System: Heat Pump with Remote Outdoor Unit-Air-Source) | C5H0V48*K*AAA* |  |  | EVM5X60M24A*+WALLCON | *80CTL0902120B* | 48000 | 19 | 9 | 50000 | 36400 | 72.8% | 2 | 0 | 10.5 |  |  |  |  | R-454B | 4 | Residential & Commercial | USHP | Ducted CEE Tier 1
215675680 | Central HP <5.4 tons | KEEPRITE | HRCU-A-CB (Split System: Heat Pump with Remote Outdoor Unit-Air-Source) | C5H0V48*K*AAA* |  |  | EVM5X60M21A*+WALLCON | *80CSU0802120A* | 48000 | 19 | 9 | 50000 | 36600 | 73.2% | 2.12 | 0 | 10 |  |  |  |  | R-454B | 4 | Residential & Commercial | USHP | Ducted CEE Tier 1
215682530 | Central HP <5.4 tons | KEEPRITE | HRCU-A-CB (Split System: Heat Pump with Remote Outdoor Unit-Air-Source) | C5H0V48*K*AAA* |  |  | EVD5X61M24A*+WALLCON | *80CSU0802120B* | 49000 | 19 | 9 | 50000 | 36400 | 72.8% | 2.12 | 0 | 10.5 |  |  |  |  | R-454B | 4.0833 | Residential & Commercial | USHP | Ducted CEE Tier 1
215681710 | Central HP <5.4 tons | KEEPRITE | HRCU-A-CB (Split System: Heat Pump with Remote Outdoor Unit-Air-Source) | C5H0V48*K*AAA* |  |  | ESH5X60M12A*+WALLCON | *80CSU1002120B* | 45500 | 16.5 | 8.5 | 48000 | 33800 | 70.42% | 2.08 | 0 | 9.5 |  |  |  |  | R-454B | 3.7917 | Residential & Commercial | USHP
215681630 | Central HP <5.4 tons | KEEPRITE | HRCU-A-CB (Split System: Heat Pump with Remote Outdoor Unit-Air-Source) | C5H0V48*K*AAA* |  |  | ESH5X48M12A*+WALLCON | *97CTN0801716A* | 44500 | 16 | 8.5 | 49500 | 34800 | 70.3% | 1.92 | 0 | 9 |  |  |  |  | R-454B | 3.7083 | Residential & Commercial | USHP
216736424 | Central HP <5.4 tons | GRANDAIRE | HRCU-A-CB (Split System: Heat Pump with Remote Outdoor Unit-Air-Source) | WD5CUHAH24AAK |  |  | W5SH24M12XA* | WFET070A036A* | 22200 | 15.5 | 8.1 | 21000 | 18900 | 90% | 1.85 | 0 | 10.5 |  |  |  |  | R-454B | 1.85 | Residential & Commercial | USHP | Ducted CEE Tier 1
216736881 | Central HP <5.4 tons | GRANDAIRE | HRCU-A-CB (Split System: Heat Pump with Remote Outdoor Unit-Air-Source) | WD5CUHAH24AAK |  |  | W5SH24M12XA* | WFST100C060A* | 22400 | 15.5 | 8.1 | 21200 | 19100 | 90.09% | 1.85 | 0 | 10.5 |  |  |  |  | R-454B | 1.8667 | Residential & Commercial | USHP | Ducted CEE Tier 1
216734750 | Central HP <5.4 tons | GRANDAIRE | HRCU-A-CB (Split System: Heat Pump with Remote Outdoor Unit-Air-Source) | WD5CUHAH24AAK |  |  | W5A*36M17XA* | WFSU060B048B* | 22400 | 16.5 | 8.5 | 20800 | 18700 | 89.9% | 1.96 | 0 | 10.5 |  |  |  |  | R-454B | 1.8667 | Residential & Commercial | USHP | Ducted CEE Tier 1
216735068 | Central HP <5.4 tons | GRANDAIRE | HRCU-A-CB (Split System: Heat Pump with Remote Outdoor Unit-Air-Source) | WD5CUHAH24AAK |  |  | WLA*374BA** | WFET070A036A* | 23000 | 16.5 | 8.5 | 20800 | 18500 | 88.94% | 1.94 | 0 | 11 |  |  |  |  | R-454B | 1.9167 | Residential & Commercial | USHP | Ducted CEE Tier 1
216734618 | Central HP <5.4 tons | GRANDAIRE | HRCU-A-CB (Split System: Heat Pump with Remote Outdoor Unit-Air-Source) | WD5CUHAH24AAK |  |  | W5A*36M17XA* | WFAX080B048B* | 22400 | 16.5 | 8.1 | 20800 | 18600 | 89.42% | 1.9 | 0 | 11 |  |  |  |  | R-454B | 1.8667 | Residential & Commercial | USHP | Ducted CEE Tier 1
211260150 | Central HP <5.4 tons | GRANDAIRE | HRCU-A-CB (Split System: Heat Pump with Remote Outdoor Unit-Air-Source) | WDLCURAH18ABK |  |  | WLA*244AA* | WFSX060A036A* | 17800 | 16 | 8.5 | 18700 | 19000 | 101.6% | 2.28 | 0 | 10.5 |  |  |  |  | R-410A | 1.4833 | Residential & Commercial | USHP | Ducted CEE Tier 1
212987566 | Central HP <5.4 tons | GRANDAIRE | HRCU-A-CB (Split System: Heat Pump with Remote Outdoor Unit-Air-Source) | WDLCURAH18ABK |  |  | WLNC304BA* | WFSX080B048B* | 17400 | 16 | 8.1 | 17900 | 28600 | 159.8% | 1.96 | 0 | 11 |  |  |  |  | R-410A | 1.45 | Residential & Commercial | USHP | Ducted CEE Tier 1
212988972 | Central HP <5.4 tons | GRANDAIRE | HRCU-A-CB (Split System: Heat Pump with Remote Outdoor Unit-Air-Source) | WDLCURAH24AAK |  |  | WLNC364CA* | WFSU060B048B* | 23800 | 16 | 8.1 | 24800 | 35200 | 141.9% | 1.84 | 0 | 9.5 |  |  |  |  | R-410A | 1.9833 | Residential & Commercial | USHP
212989308 | Central HP <5.4 tons | GRANDAIRE | HRCU-A-CB (Split System: Heat Pump with Remote Outdoor Unit-Air-Source) | WDLCURAH18ABK |  |  | WLA*304BA* | WFSU060B048B* | 17500 | 16.5 | 8.5 | 18100 | 19200 | 106.1% | 2.32 | 0 | 10.5 |  |  |  |  | R-410A | 1.4583 | Residential & Commercial | USHP | Ducted CEE Tier 1
212986366 | Central HP <5.4 tons | GRANDAIRE | HRCU-A-CB (Split System: Heat Pump with Remote Outdoor Unit-Air-Source) | WDLCURAH18ABK |  |  | WLNC244BA* | WFSX040A030B* | 17400 | 15.5 | 8.5 | 18500 | 18600 | 100.5% | 2.24 | 0 | 10.5 |  |  |  |  | R-410A | 1.45 | Residential & Commercial | USHP | Ducted CEE Tier 1
214075192 | Central HP <5.4 tons | RUSSELL | HRCU-A-CB (Split System: Heat Pump with Remote Outdoor Unit-Air-Source) | RD17AZ60AJ3N |  |  | TCFZ6024STANM | S802VA125524Z | 55500 | 18 | 8.1 | 53500 | 49000 | 91.59% | 1.75 | 0 | 10 |  |  |  |  | R-410A | 4.625 | Residential & Commercial | USHP | Ducted CEE Tier 1
215569773 | Central HP <5.4 tons | Viessmann | HRCU-A-CB (Split System: Heat Pump with Remote Outdoor Unit-Air-Source) | DLCSRBH24AAK |  |  | DLFSABH24XBK | 0 | 23000 | 18.4 | 9.3 | 26000 | 21200 | 81.54% | 1.9 | 12.5 | 11.7 |  |  |  |  | R-410A | 1.9167 | Residential & Commercial | USHP | Ducted CEE Tier 1
215676950 | Central HP <5.4 tons | KEEPRITE | HRCU-A-CB (Split System: Heat Pump with Remote Outdoor Unit-Air-Source) | C5H0V48*K*AAA* |  |  | EVD5X61M24A*+WALLCON | *96CTN1002122B* | 48500 | 19.5 | 9.5 | 50000 | 36800 | 73.6% | 2.12 | 0 | 10.5 |  |  |  |  | R-454B | 4.0417 | Residential & Commercial | USHP | Ducted CEE Tier 1
215676850 | Central HP <5.4 tons | KEEPRITE | HRCU-A-CB (Split System: Heat Pump with Remote Outdoor Unit-Air-Source) | C5H0V48*K*AAA* |  |  | EVD5X61M24A*+WALLCON | *80CSU0802120A* | 49000 | 19.5 | 9 | 50000 | 36600 | 73.2% | 2.1 | 0 | 10.5 |  |  |  |  | R-454B | 4.0833 | Residential & Commercial | USHP | Ducted CEE Tier 1
215676730 | Central HP <5.4 tons | KEEPRITE | HRCU-A-CB (Split System: Heat Pump with Remote Outdoor Unit-Air-Source) | C5H0V48*K*AAA* |  |  | EVD5X61M21A*+WALLCON | *80CTL0702120B* | 48500 | 19 | 9 | 50000 | 37000 | 74% | 2 | 0 | 10.5 |  |  |  |  | R-454B | 4.0417 | Residential & Commercial | USHP | Ducted CEE Tier 1
212978795 | Central HP <5.4 tons | GRANDAIRE | HRCU-A-CB (Split System: Heat Pump with Remote Outdoor Unit-Air-Source) | WDLCURAH18ABK |  |  | WLNC244BA* | WFE*070B036C* | 17400 | 16.5 | 8.5 | 18400 | 18600 | 101.1% | 2.24 | 0 | 11 |  |  |  |  | R-410A | 1.45 | Residential & Commercial | USHP | Ducted CEE Tier 1
212978245 | Central HP <5.4 tons | GRANDAIRE | HRCU-A-CB (Split System: Heat Pump with Remote Outdoor Unit-Air-Source) | WDLCURAH18ABK |  |  | WLA*244AA* | WFE*070A036C* | 17600 | 16.5 | 8.5 | 18500 | 19400 | 104.9% | 2.34 | 0 | 10.5 |  |  |  |  | R-410A | 1.4667 | Residential & Commercial | USHP | Ducted CEE Tier 1
212987419 | Central HP <5.4 tons | KEEPRITE | HRCU-A-CB (Split System: Heat Pump with Remote Outdoor Unit-Air-Source) | DLCURAH24ABK |  |  | EA*4X36L21A* | *96MSN0801716A* | 23400 | 17 | 8.5 | 26000 | 24200 | 93.08% | 2.02 | 0 | 10 |  |  |  |  | R-410A | 1.95 | Residential & Commercial | USHP | Ducted CEE Tier 1
212983260 | Central HP <5.4 tons | GRANDAIRE | HRCU-A-CB (Split System: Heat Pump with Remote Outdoor Unit-Air-Source) | WDLCURAH18ABK |  |  | WLA*194BA* | WFAX040B036B* | 17700 | 16 | 8.1 | 17900 | 19400 | 108.4% | 2.32 | 0 | 10.5 |  |  |  |  | R-410A | 1.475 | Residential & Commercial | USHP | Ducted CEE Tier 1
212984660 | Central HP <5.4 tons | GRANDAIRE | HRCU-A-CB (Split System: Heat Pump with Remote Outdoor Unit-Air-Source) | WDLCURAH24ABK |  |  | WLNC244BA* | WFAX080B048B* | 23600 | 17 | 8.5 | 27000 | 24600 | 91.11% | 2.04 | 0 | 10 |  |  |  |  | R-410A | 1.9667 | Residential & Commercial | USHP | Ducted CEE Tier 1
212985346 | Central HP <5.4 tons | GRANDAIRE | HRCU-A-CB (Split System: Heat Pump with Remote Outdoor Unit-Air-Source) | WDLCURAH24ABK |  |  | WLA*364CA* | WFAX100C060B* | 23800 | 17.5 | 8.5 | 26200 | 21600 | 82.44% | 1.82 | 0 | 10 |  |  |  |  | R-410A | 1.9833 | Residential & Commercial | USHP | Ducted CEE Tier 1
212978564 | Central HP <5.4 tons | GRANDAIRE | HRCU-A-CB (Split System: Heat Pump with Remote Outdoor Unit-Air-Source) | WDLCURAH30ABK |  |  | WLA*434CA* | WFE*070B036C* | 30600 | 15.2 | 8.1 | 33400 | 28400 | 85.03% | 1.76 | 0 | 9 |  |  |  |  | R-410A | 2.55 | Residential & Commercial | USHP
212980199 | Central HP <5.4 tons | GRANDAIRE | HRCU-A-CB (Split System: Heat Pump with Remote Outdoor Unit-Air-Source) | WDLCURAH30ABK |  |  | WLA*374CA* | WFE*090C048C* | 30600 | 15.2 | 8.1 | 33200 | 27600 | 83.13% | 1.78 | 0 | 9 |  |  |  |  | R-410A | 2.55 | Residential & Commercial | USHP
215676360 | Central HP <5.4 tons | KEEPRITE | HRCU-A-CB (Split System: Heat Pump with Remote Outdoor Unit-Air-Source) | C5H0V48*K*AAA* |  |  | EVD5X49M24A*+WALLCON | *97CMN0802120B* | 48000 | 19 | 9 | 50000 | 36600 | 73.2% | 2 | 0 | 10 |  |  |  |  | R-454B | 4 | Residential & Commercial | USHP | Ducted CEE Tier 1
215676510 | Central HP <5.4 tons | KEEPRITE | HRCU-A-CB (Split System: Heat Pump with Remote Outdoor Unit-Air-Source) | C5H0V48*K*AAA* |  |  | EVD5X60M21A*+WALLCON | *95CSU0802120B* | 48000 | 18.5 | 9 | 50000 | 36800 | 73.6% | 2 | 0 | 10 |  |  |  |  | R-454B | 4 | Residential & Commercial | USHP | Ducted CEE Tier 1
215676160 | Central HP <5.4 tons | KEEPRITE | HRCU-A-CB (Split System: Heat Pump with Remote Outdoor Unit-Air-Source) | C5H0V48*K*AAA* |  |  | EVD5X48M21A*+WALLCON | *96CTN0801714B* | 46500 | 18 | 9 | 50000 | 35600 | 71.2% | 2 | 0 | 9.5 |  |  |  |  | R-454B | 3.875 | Residential & Commercial | USHP
215678430 | Central HP <5.4 tons | KEEPRITE | HRCU-A-CB (Split System: Heat Pump with Remote Outdoor Unit-Air-Source) | C5H0V24*K*AAA* |  |  | EA*5X37M21A*+WALLCON | *97CTN1002122A* | 24000 | 17.5 | 9 | 23200 | 16300 | 70.26% | 2.02 | 0 | 10.5 |  |  |  |  | R-454B | 2 | Residential & Commercial | USHP | Ducted CEE Tier 1
215678340 | Central HP <5.4 tons | KEEPRITE | HRCU-A-CB (Split System: Heat Pump with Remote Outdoor Unit-Air-Source) | C5H0V24*K*AAA* |  |  | EA*5X36M17A*+WALLCON | *97CTN0801716A* | 23000 | 17 | 9 | 23800 | 16700 | 70.17% | 1.98 | 0 | 10 |  |  |  |  | R-454B | 1.9167 | Residential & Commercial | USHP | Ducted CEE Tier 1
211240637 | Central HP <5.4 tons | GRANDAIRE | HRCU-A-CB (Split System: Heat Pump with Remote Outdoor Unit-Air-Source) | WDLCURAH24ABK |  |  | WLA*244BA* | WFER045A036A* | 24400 | 16 | 8.5 | 27200 | 23200 | 85.29% | 1.9 | 0 | 10 |  |  |  |  | R-410A | 2.0333 | Residential & Commercial | USHP | Ducted CEE Tier 1
211241198 | Central HP <5.4 tons | GRANDAIRE | HRCU-A-CB (Split System: Heat Pump with Remote Outdoor Unit-Air-Source) | WDLCURAH24ABK |  |  | WLA*254BA* | WFER070A036A* | 25000 | 17 | 8.5 | 25600 | 21000 | 82.03% | 1.78 | 0 | 10.5 |  |  |  |  | R-410A | 2.0833 | Residential & Commercial | USHP | Ducted CEE Tier 1
211241096 | Central HP <5.4 tons | GRANDAIRE | HRCU-A-CB (Split System: Heat Pump with Remote Outdoor Unit-Air-Source) | WDLCURAH24ABK |  |  | WLA*254BA* | WFEL070B036B* | 25000 | 16.5 | 8.5 | 25800 | 21000 | 81.4% | 1.76 | 0 | 10.5 |  |  |  |  | R-410A | 2.0833 | Residential & Commercial | USHP | Ducted CEE Tier 1
210474592 | Central HP <5.4 tons | BRYANT HEATING AND COOLING SYSTEMS | HRCU-A-CB (Split System: Heat Pump with Remote Outdoor Unit-Air-Source) | 288BNV025*0**C* |  |  | CSPH*4812AL*+UI | 987MB66100C21*** | 24200 | 16 | 8.1 | 21200 | 16700 | 78.77% | 2.04 | 0 | 11 |  |  |  |  | R-410A | 2.0167 | Residential & Commercial | USHP | Ducted CEE Tier 1
215683000 | Central HP <5.4 tons | KEEPRITE | HRCU-A-CB (Split System: Heat Pump with Remote Outdoor Unit-Air-Source) | C5H0V60*K*AAA* |  |  | EVD5X60M21A*+WALLCON | *80CSU0401712B* | 56000 | 18 | 8.5 | 60500 | 43500 | 71.9% | 2.12 | 0 | 9.5 |  |  |  |  | R-454B | 4.6667 | Residential & Commercial | USHP
215682850 | Central HP <5.4 tons | KEEPRITE | HRCU-A-CB (Split System: Heat Pump with Remote Outdoor Unit-Air-Source) | C5H0V60*K*AAA* |  |  | EVM5X60M21A*+WALLCON | *97CTN0802120A* | 56500 | 18 | 9 | 64000 | 45000 | 70.31% | 2.06 | 0 | 9 |  |  |  |  | R-454B | 4.7083 | Residential & Commercial | USHP
216737253 | Central HP <5.4 tons | GRANDAIRE | HRCU-A-CB (Split System: Heat Pump with Remote Outdoor Unit-Air-Source) | WD5CUHAH24AAK |  |  | W5SH30M12XA* | WFEU100C060B* | 22400 | 15.5 | 8.1 | 21000 | 18900 | 90% | 1.85 | 0 | 10.5 |  |  |  |  | R-454B | 1.8667 | Residential & Commercial | USHP | Ducted CEE Tier 1
216732558 | Central HP <5.4 tons | GRANDAIRE | HRCU-A-CB (Split System: Heat Pump with Remote Outdoor Unit-Air-Source) | WD5CUHAH24AAK |  |  | W5A*24M14XA* | WFET070A036A* | 22200 | 16.5 | 8.5 | 21000 | 19200 | 91.43% | 1.96 | 0 | 10.5 |  |  |  |  | R-454B | 1.85 | Residential & Commercial | USHP | Ducted CEE Tier 1
216732673 | Central HP <5.4 tons | GRANDAIRE | HRCU-A-CB (Split System: Heat Pump with Remote Outdoor Unit-Air-Source) | WD5CUHAH24AAK |  |  | W5A*24M17XA* | WFE*045A036C* | 22000 | 16 | 8.5 | 21000 | 19200 | 91.43% | 1.96 | 0 | 10.5 |  |  |  |  | R-454B | 1.8333 | Residential & Commercial | USHP | Ducted CEE Tier 1
216733262 | Central HP <5.4 tons | GRANDAIRE | HRCU-A-CB (Split System: Heat Pump with Remote Outdoor Unit-Air-Source) | WD5CUHAH24AAK |  |  | W5A*25M17XA* | WFEU040B036B* | 23000 | 17 | 8.5 | 20600 | 18400 | 89.32% | 1.96 | 0 | 11 |  |  |  |  | R-454B | 1.9167 | Residential & Commercial | USHP | Ducted CEE Tier 1
211260183 | Central HP <5.4 tons | GRANDAIRE | HRCU-A-CB (Split System: Heat Pump with Remote Outdoor Unit-Air-Source) | WDLCURAH18ABK |  |  | WLA*244AA* | WFSX026A030A* | 17900 | 15.5 | 8.5 | 19000 | 18900 | 99.47% | 2.26 | 0 | 10.5 |  |  |  |  | R-410A | 1.4917 | Residential & Commercial | USHP | Ducted CEE Tier 1
212982155 | Central HP <5.4 tons | GRANDAIRE | HRCU-A-CB (Split System: Heat Pump with Remote Outdoor Unit-Air-Source) | WDLCURAH30ABK |  |  | WLA*374CA* | WFEU040B036B* | 30400 | 15.2 | 8.1 | 33400 | 26200 | 78.44% | 1.86 | 0 | 9 |  |  |  |  | R-410A | 2.5333 | Residential & Commercial | USHP
212984444 | Central HP <5.4 tons | GRANDAIRE | HRCU-A-CB (Split System: Heat Pump with Remote Outdoor Unit-Air-Source) | WDLCURAH30ABK |  |  | WLA*364BA* | WFAX080B048B* | 29400 | 15.2 | 8.1 | 34000 | 28000 | 82.35% | 1.78 | 0 | 9 |  |  |  |  | R-410A | 2.45 | Residential & Commercial | USHP
213770832 | Central HP <5.4 tons | KEEPRITE | HRCU-A-CB (Split System: Heat Pump with Remote Outdoor Unit-Air-Source) | CVH825GKA2* |  |  | EA*4X36L17A*+WALLCON | *80CTL0701716B* | 23600 | 16.5 | 8.1 | 21400 | 16700 | 78.04% | 1.94 | 0 | 11 |  |  |  |  | R-410A | 1.9667 | Residential & Commercial | USHP | Ducted CEE Tier 1
214243162 | Central HP <5.4 tons | KEEPRITE | HRCU-A-CB (Split System: Heat Pump with Remote Outdoor Unit-Air-Source) | CVH825GKA2* |  |  | EN(A,D,W)4X48L21**+WALLCON | *97CMN1002122B* | 24200 | 17 | 8.1 | 21200 | 16600 | 78.3% | 2.02 | 0 | 11.5 |  |  |  |  | R-410A | 2.0167 | Residential & Commercial | USHP | Ducted CEE Tier 1
214243042 | Central HP <5.4 tons | KEEPRITE | HRCU-A-CB (Split System: Heat Pump with Remote Outdoor Unit-Air-Source) | CVH825GKA2* |  |  | EN(A,D,W)4X42L21**+WALLCON | *97CMN1002122B* | 23800 | 16.5 | 8.1 | 21400 | 16600 | 77.57% | 1.96 | 0 | 11 |  |  |  |  | R-410A | 1.9833 | Residential & Commercial | USHP | Ducted CEE Tier 1
213607805 | Central HP <5.4 tons | KEEPRITE | HRCU-A-CB (Split System: Heat Pump with Remote Outdoor Unit-Air-Source) | DLCURAH48ABK |  |  | FTMA4B60L0D* | 0 | 48500 | 17 | 8.5 | 48500 | 34000 | 70.1% | 2.02 | 0 | 10 |  |  |  |  | R-410A | 4.0417 | Residential & Commercial | USHP | Ducted CEE Tier 1
215449963 | Central HP <5.4 tons | Proair | HRCU-A-C (Split System: Heat Pump with Remote Outdoor Unit with No Indoor Fan --Air Source) | P30-36HFN1-S |  |  | PAC-36C-HWND1 | 0 | 35000 | 15.2 | 8.5 | 36000 | 30000 | 83.33% | 1.8 | 0 | 10 |  |  |  |  | R-410A | 2.9167 | Residential & Commercial | USHP | Ducted CEE Tier 1
216733163 | Central HP <5.4 tons | GRANDAIRE | HRCU-A-CB (Split System: Heat Pump with Remote Outdoor Unit-Air-Source) | WD5CUHAH24AAK |  |  | W5A*25M17XA* | WFE*045A036C* | 23000 | 16 | 8.5 | 20600 | 18400 | 89.32% | 1.96 | 0 | 11 |  |  |  |  | R-454B | 1.9167 | Residential & Commercial | USHP | Ducted CEE Tier 1
216733215 | Central HP <5.4 tons | GRANDAIRE | HRCU-A-CB (Split System: Heat Pump with Remote Outdoor Unit-Air-Source) | WD5CUHAH24AAK |  |  | W5A*25M17XA* | WFE*090B042C* | 23000 | 16 | 8.5 | 20600 | 18400 | 89.32% | 1.98 | 0 | 11 |  |  |  |  | R-454B | 1.9167 | Residential & Commercial | USHP | Ducted CEE Tier 1
216733415 | Central HP <5.4 tons | GRANDAIRE | HRCU-A-CB (Split System: Heat Pump with Remote Outdoor Unit-Air-Source) | WD5CUHAH24AAK |  |  | W5A*25M17XA* | WFAX080B048B* | 22800 | 16.5 | 8.5 | 20600 | 18300 | 88.83% | 1.98 | 0 | 11 |  |  |  |  | R-454B | 1.9 | Residential & Commercial | USHP | Ducted CEE Tier 1
216733615 | Central HP <5.4 tons | GRANDAIRE | HRCU-A-CB (Split System: Heat Pump with Remote Outdoor Unit-Air-Source) | WD5CUHAH24AAK |  |  | W5A*25M17XA* | WFJT060B048A* | 23000 | 16.5 | 8.5 | 20600 | 18400 | 89.32% | 1.98 | 0 | 11 |  |  |  |  | R-454B | 1.9167 | Residential & Commercial | USHP | Ducted CEE Tier 1
216733990 | Central HP <5.4 tons | GRANDAIRE | HRCU-A-CB (Split System: Heat Pump with Remote Outdoor Unit-Air-Source) | WD5CUHAH24AAK |  |  | W5A*30M17XA* | WFET045A036A* | 22200 | 16.5 | 8.1 | 20800 | 18700 | 89.9% | 1.85 | 0 | 10.5 |  |  |  |  | R-454B | 1.85 | Residential & Commercial | USHP | Ducted CEE Tier 1
211713332 | Central HP <5.4 tons | GRANDAIRE | HRCU-A-CB (Split System: Heat Pump with Remote Outdoor Unit-Air-Source) | WDLCURAH30ABK |  |  | WLA*434CA* | WFAX060B042A* | 30400 | 15.2 | 8.1 | 33000 | 26200 | 79.39% | 1.84 | 0 | 9 |  |  |  |  | R-410A | 2.5333 | Residential & Commercial | USHP
216734366 | Central HP <5.4 tons | GRANDAIRE | HRCU-A-CB (Split System: Heat Pump with Remote Outdoor Unit-Air-Source) | WD5CUHAH24AAK |  |  | W5A*36M17XA* | WFE*045A036C* | 22400 | 16 | 8.5 | 20800 | 18700 | 89.9% | 1.96 | 0 | 11 |  |  |  |  | R-454B | 1.8667 | Residential & Commercial | USHP | Ducted CEE Tier 1
216737476 | Central HP <5.4 tons | GRANDAIRE | HRCU-A-CB (Split System: Heat Pump with Remote Outdoor Unit-Air-Source) | WD5CUHAH24AAK |  |  | W5SH30M12XA* | WFAX060B042B* | 22400 | 15.5 | 8.1 | 21000 | 18800 | 89.52% | 1.9 | 0 | 10.5 |  |  |  |  | R-454B | 1.8667 | Residential & Commercial | USHP | Ducted CEE Tier 1
211230861 | Central HP <5.4 tons | BRYANT HEATING AND COOLING SYSTEMS | HRCU-A-CB (Split System: Heat Pump with Remote Outdoor Unit-Air-Source) | 38MURAQ36AB3* |  |  | FM(C,U)4Z36**AL* | 0 | 36000 | 16.5 | 8.1 | 40000 | 35400 | 88.5% | 1.82 | 0 | 10 |  |  |  |  | R-410A | 3 | Residential & Commercial | USHP | Ducted CEE Tier 1
215682800 | Central HP <5.4 tons | KEEPRITE | HRCU-A-CB (Split System: Heat Pump with Remote Outdoor Unit-Air-Source) | C5H0V60*K*AAA* |  |  | EVM5X60M21A*+WALLCON | *96CTN0802120B* | 56500 | 18 | 9 | 64000 | 45000 | 70.31% | 2.06 | 0 | 9 |  |  |  |  | R-454B | 4.7083 | Residential & Commercial | USHP
215682820 | Central HP <5.4 tons | KEEPRITE | HRCU-A-CB (Split System: Heat Pump with Remote Outdoor Unit-Air-Source) | C5H0V60*K*AAA* |  |  | EVM5X60M21A*+WALLCON | *80CSU0601716B* | 56000 | 18 | 8.5 | 60000 | 43000 | 71.67% | 2.12 | 0 | 9.5 |  |  |  |  | R-454B | 4.6667 | Residential & Commercial | USHP
215682700 | Central HP <5.4 tons | KEEPRITE | HRCU-A-CB (Split System: Heat Pump with Remote Outdoor Unit-Air-Source) | C5H0V60*K*AAA* |  |  | EA*5X61M24A*+WALLCON | *97CTN1002122A* | 56000 | 18.5 | 9 | 60000 | 42000 | 70% | 2.02 | 0 | 9 |  |  |  |  | R-454B | 4.6667 | Residential & Commercial | USHP
215677360 | Central HP <5.4 tons | KEEPRITE | HRCU-A-CB (Split System: Heat Pump with Remote Outdoor Unit-Air-Source) | C5H0V60*K*AAA* |  |  | EVD5X60M21A*+WALLCON | *80CTL0902120B* | 57000 | 18.5 | 9 | 63500 | 44500 | 70.08% | 2.08 | 0 | 9.5 |  |  |  |  | R-454B | 4.75 | Residential & Commercial | USHP
212988070 | Central HP <5.4 tons | GRANDAIRE | HRCU-A-CB (Split System: Heat Pump with Remote Outdoor Unit-Air-Source) | WDLCURAH30ABK |  |  | WLA*424DA* | WFSX100C060B* | 30000 | 15.2 | 8.5 | 34000 | 27200 | 80% | 1.8 | 0 | 9 |  |  |  |  | R-410A | 2.5 | Residential & Commercial | USHP
212989608 | Central HP <5.4 tons | GRANDAIRE | HRCU-A-CB (Split System: Heat Pump with Remote Outdoor Unit-Air-Source) | WDLCURAH24ABK |  |  | WLA*364CA* | WFSU080C060B* | 23600 | 17 | 8.5 | 26200 | 21800 | 83.21% | 1.82 | 0 | 10 |  |  |  |  | R-410A | 1.9667 | Residential & Commercial | USHP | Ducted CEE Tier 1
212989140 | Central HP <5.4 tons | GRANDAIRE | HRCU-A-CB (Split System: Heat Pump with Remote Outdoor Unit-Air-Source) | WDLCURAH24ABK |  |  | WLA*244BA* | WFSU060B048B* | 23400 | 17 | 9 | 26800 | 21800 | 81.34% | 1.82 | 0 | 10 |  |  |  |  | R-410A | 1.95 | Residential & Commercial | USHP | Ducted CEE Tier 1
215682280 | Central HP <5.4 tons | KEEPRITE | HRCU-A-CB (Split System: Heat Pump with Remote Outdoor Unit-Air-Source) | C5H0V48*K*AAA* |  |  | EVD5X49M24A*+WALLCON | *97CTN1002122A* | 48000 | 19 | 9 | 50000 | 36600 | 73.2% | 2 | 0 | 10.5 |  |  |  |  | R-454B | 4 | Residential & Commercial | USHP | Ducted CEE Tier 1
215681930 | Central HP <5.4 tons | KEEPRITE | HRCU-A-CB (Split System: Heat Pump with Remote Outdoor Unit-Air-Source) | C5H0V48*K*AAA* |  |  | EVM5X60M21A*+WALLCON | *80CSU0802120B* | 48500 | 19 | 9 | 50000 | 36400 | 72.8% | 2.12 | 0 | 10 |  |  |  |  | R-454B | 4.0417 | Residential & Commercial | USHP | Ducted CEE Tier 1
215682180 | Central HP <5.4 tons | KEEPRITE | HRCU-A-CB (Split System: Heat Pump with Remote Outdoor Unit-Air-Source) | C5H0V48*K*AAA* |  |  | EVD5X48M24A*+WALLCON | *96CTN0802120B* | 47000 | 18.5 | 9 | 50000 | 36400 | 72.8% | 2 | 0 | 10 |  |  |  |  | R-454B | 3.9167 | Residential & Commercial | USHP | Ducted CEE Tier 1
215682230 | Central HP <5.4 tons | KEEPRITE | HRCU-A-CB (Split System: Heat Pump with Remote Outdoor Unit-Air-Source) | C5H0V48*K*AAA* |  |  | EVD5X48M24A*+WALLCON | *97CTN1202422A* | 47000 | 18.5 | 9 | 50000 | 36400 | 72.8% | 2 | 0 | 10 |  |  |  |  | R-454B | 3.9167 | Residential & Commercial | USHP | Ducted CEE Tier 1
212988672 | Central HP <5.4 tons | GRANDAIRE | HRCU-A-CB (Split System: Heat Pump with Remote Outdoor Unit-Air-Source) | WDLCURAH24ABK |  |  | WLA*304BA* | WFSU040B036B* | 23600 | 16.5 | 8.5 | 26400 | 23800 | 90.15% | 1.96 | 0 | 10 |  |  |  |  | R-410A | 1.9667 | Residential & Commercial | USHP | Ducted CEE Tier 1
212988708 | Central HP <5.4 tons | GRANDAIRE | HRCU-A-CB (Split System: Heat Pump with Remote Outdoor Unit-Air-Source) | WDLCURAH24ABK |  |  | WLA*374BA* | WFSU040B036B* | 24000 | 16.5 | 8.5 | 25200 | 21400 | 84.92% | 1.8 | 0 | 10 |  |  |  |  | R-410A | 2 | Residential & Commercial | USHP | Ducted CEE Tier 1
212987386 | Central HP <5.4 tons | GRANDAIRE | HRCU-A-CB (Split System: Heat Pump with Remote Outdoor Unit-Air-Source) | WDLCURAH24ABK |  |  | WLA*254BA* | WFSX080B048B* | 24400 | 17 | 8.5 | 25200 | 24200 | 96.03% | 2.02 | 0 | 10 |  |  |  |  | R-410A | 2.0333 | Residential & Commercial | USHP | Ducted CEE Tier 1
212989224 | Central HP <5.4 tons | GRANDAIRE | HRCU-A-CB (Split System: Heat Pump with Remote Outdoor Unit-Air-Source) | WDLCURAH24ABK |  |  | WLNC244BA* | WFSU060B048B* | 23200 | 16.5 | 8.5 | 26800 | 24400 | 91.04% | 2.02 | 0 | 10 |  |  |  |  | R-410A | 1.9333 | Residential & Commercial | USHP | Ducted CEE Tier 1
216736159 | Central HP <5.4 tons | GRANDAIRE | HRCU-A-CB (Split System: Heat Pump with Remote Outdoor Unit-Air-Source) | WD5CUHAH24AAK |  |  | W5SH24M12XA* | WFE*070A036C* | 22400 | 15.2 | 8.1 | 21200 | 19000 | 89.62% | 1.85 | 0 | 10.5 |  |  |  |  | R-454B | 1.8667 | Residential & Commercial | USHP | Ducted CEE Tier 1
216735007 | Central HP <5.4 tons | GRANDAIRE | HRCU-A-CB (Split System: Heat Pump with Remote Outdoor Unit-Air-Source) | WD5CUHAH24AAK |  |  | WLA*374BA** | WFEU040B036B* | 22800 | 16.5 | 8.5 | 20600 | 18400 | 89.32% | 1.96 | 0 | 11 |  |  |  |  | R-454B | 1.9 | Residential & Commercial | USHP | Ducted CEE Tier 1
212989248 | Central HP <5.4 tons | GRANDAIRE | HRCU-A-CB (Split System: Heat Pump with Remote Outdoor Unit-Air-Source) | WDLCURAH24ABK |  |  | WLN(C,W)364BA* | WFSU060B048B* | 23600 | 17 | 8.5 | 26400 | 24400 | 92.42% | 2.02 | 0 | 10.5 |  |  |  |  | R-410A | 1.9667 | Residential & Commercial | USHP | Ducted CEE Tier 1
212987446 | Central HP <5.4 tons | GRANDAIRE | HRCU-A-CB (Split System: Heat Pump with Remote Outdoor Unit-Air-Source) | WDLCURAH24ABK |  |  | WLA*374CA* | WFSX080B048B* | 24400 | 18 | 9 | 29200 | 25000 | 85.62% | 2.06 | 0 | 10.5 |  |  |  |  | R-410A | 2.0333 | Residential & Commercial | USHP | Ducted CEE Tier 1
216738609 | Central HP <5.4 tons | GRANDAIRE | HRCU-A-CB (Split System: Heat Pump with Remote Outdoor Unit-Air-Source) | WD5CUHAH24AAK |  |  | W5SH36M12XA* | WFSX120D066B* | 23000 | 15.2 | 8.1 | 21000 | 18700 | 89.05% | 1.9 | 0 | 10.5 |  |  |  |  | R-454B | 1.9167 | Residential & Commercial | USHP | Ducted CEE Tier 1
216739007 | Central HP <5.4 tons | GRANDAIRE | HRCU-A-CB (Split System: Heat Pump with Remote Outdoor Unit-Air-Source) | WD5CUHAH24AAK |  |  | FEVB0024**+NAVA53601CK | 0 | 23000 | 15.5 | 8.5 | 21000 | 18700 | 89.05% | 1.98 | 0 | 11 |  |  |  |  | R-454B | 1.9167 | Residential & Commercial | USHP | Ducted CEE Tier 1
212988816 | Central HP <5.4 tons | GRANDAIRE | HRCU-A-CB (Split System: Heat Pump with Remote Outdoor Unit-Air-Source) | WDLCURAH18ABK |  |  | WLA*304BA* | WFSU040B036B* | 17400 | 16 | 8.5 | 18000 | 19100 | 106.1% | 2.3 | 0 | 10.5 |  |  |  |  | R-410A | 1.45 | Residential & Commercial | USHP | Ducted CEE Tier 1
211260479 | Central HP <5.4 tons | GRANDAIRE | HRCU-A-CB (Split System: Heat Pump with Remote Outdoor Unit-Air-Source) | WDLCURAH18ABK |  |  | WLA*244BA* | WFSX060A036A* | 17800 | 16 | 8.5 | 18700 | 19000 | 101.6% | 2.28 | 0 | 10.5 |  |  |  |  | R-410A | 1.4833 | Residential & Commercial | USHP | Ducted CEE Tier 1
216738325 | Central HP <5.4 tons | GRANDAIRE | HRCU-A-CB (Split System: Heat Pump with Remote Outdoor Unit-Air-Source) | WD5CUHAH24AAK |  |  | W5SH36M12XA* | WFET045A036A* | 22600 | 16 | 8.1 | 20800 | 18400 | 88.46% | 1.85 | 0 | 11 |  |  |  |  | R-454B | 1.8833 | Residential & Commercial | USHP | Ducted CEE Tier 1
212984492 | Central HP <5.4 tons | GRANDAIRE | HRCU-A-CB (Split System: Heat Pump with Remote Outdoor Unit-Air-Source) | WDLCURAH30ABK |  |  | WLA*424CA* | WFAX080B048B* | 29800 | 15.2 | 8.1 | 34000 | 26400 | 77.65% | 1.84 | 0 | 9 |  |  |  |  | R-410A | 2.4833 | Residential & Commercial | USHP
211713356 | Central HP <5.4 tons | GRANDAIRE | HRCU-A-CB (Split System: Heat Pump with Remote Outdoor Unit-Air-Source) | WDLCURAH30ABK |  |  | WLA*434CA* | WFAX080C060A* | 31200 | 15.2 | 8.5 | 33600 | 26000 | 77.38% | 1.88 | 0 | 9 |  |  |  |  | R-410A | 2.6 | Residential & Commercial | USHP
212978197 | Central HP <5.4 tons | GRANDAIRE | HRCU-A-CB (Split System: Heat Pump with Remote Outdoor Unit-Air-Source) | WDLCURAH24ABK |  |  | WLNC304AA* | WFE*070A036C* | 23600 | 17 | 8.5 | 26200 | 24000 | 91.6% | 2 | 0 | 10.5 |  |  |  |  | R-410A | 1.9667 | Residential & Commercial | USHP | Ducted CEE Tier 1
212979178 | Central HP <5.4 tons | GRANDAIRE | HRCU-A-CB (Split System: Heat Pump with Remote Outdoor Unit-Air-Source) | WDLCURAH24ABK |  |  | WLA*364CA* | WFE*070B048C* | 23800 | 17.5 | 8.5 | 26200 | 22200 | 84.73% | 1.86 | 0 | 10 |  |  |  |  | R-410A | 1.9833 | Residential & Commercial | USHP | Ducted CEE Tier 1
212978542 | Central HP <5.4 tons | GRANDAIRE | HRCU-A-CB (Split System: Heat Pump with Remote Outdoor Unit-Air-Source) | WDLCURAH30ABK |  |  | WLA*374CA* | WFE*070B036C* | 30400 | 15.2 | 8.1 | 33000 | 27600 | 83.64% | 1.8 | 0 | 9 |  |  |  |  | R-410A | 2.5333 | Residential & Commercial | USHP
212980921 | Central HP <5.4 tons | GRANDAIRE | HRCU-A-CB (Split System: Heat Pump with Remote Outdoor Unit-Air-Source) | WDLCURAH30ABK |  |  | WLA*374CA* | WFE*110C060C* | 30800 | 15.2 | 8.5 | 33400 | 27400 | 82.04% | 1.82 | 0 | 9 |  |  |  |  | R-410A | 2.5667 | Residential & Commercial | USHP
215682690 | Central HP <5.4 tons | KEEPRITE | HRCU-A-CB (Split System: Heat Pump with Remote Outdoor Unit-Air-Source) | C5H0V60*K*AAA* |  |  | EA*5X61M24A*+WALLCON | *97CTN0802120A* | 56000 | 18.5 | 9 | 60000 | 42000 | 70% | 2.02 | 0 | 9 |  |  |  |  | R-454B | 4.6667 | Residential & Commercial | USHP
215683140 | Central HP <5.4 tons | KEEPRITE | HRCU-A-CB (Split System: Heat Pump with Remote Outdoor Unit-Air-Source) | C5H0V60*K*AAA* |  |  | EVD5X61M21A*+WALLCON | *80CSU0601716B* | 56500 | 18 | 9 | 61000 | 43500 | 71.31% | 2.1 | 0 | 9.5 |  |  |  |  | R-454B | 4.7083 | Residential & Commercial | USHP
215683040 | Central HP <5.4 tons | KEEPRITE | HRCU-A-CB (Split System: Heat Pump with Remote Outdoor Unit-Air-Source) | C5H0V60*K*AAA* |  |  | EVD5X60M21A*+WALLCON | *97CTN0802120A* | 56500 | 18 | 9 | 64000 | 45000 | 70.31% | 2.08 | 0 | 9 |  |  |  |  | R-454B | 4.7083 | Residential & Commercial | USHP
215682890 | Central HP <5.4 tons | KEEPRITE | HRCU-A-CB (Split System: Heat Pump with Remote Outdoor Unit-Air-Source) | C5H0V60*K*AAA* |  |  | EVM5X60M24A*+WALLCON | *80CSU1002120B* | 57000 | 18 | 9 | 63000 | 44500 | 70.63% | 2.08 | 0 | 9 |  |  |  |  | R-454B | 4.75 | Residential & Commercial | USHP
215682990 | Central HP <5.4 tons | KEEPRITE | HRCU-A-CB (Split System: Heat Pump with Remote Outdoor Unit-Air-Source) | C5H0V60*K*AAA* |  |  | EVD5X60M21A*+WALLCON | *96CTN0802120B* | 56500 | 18 | 9 | 64000 | 45000 | 70.31% | 2.08 | 0 | 9 |  |  |  |  | R-454B | 4.7083 | Residential & Commercial | USHP
211259946 | Central HP <5.4 tons | GRANDAIRE | HRCU-A-CB (Split System: Heat Pump with Remote Outdoor Unit-Air-Source) | WDLCURAH18ABK |  |  | WLA*194BA* | WFAX060A036A* | 18700 | 16.5 | 8.5 | 18600 | 17500 | 94.09% | 2.14 | 0 | 11 |  |  |  |  | R-410A | 1.5583 | Residential & Commercial | USHP | Ducted CEE Tier 1
211260961 | Central HP <5.4 tons | GRANDAIRE | HRCU-A-CB (Split System: Heat Pump with Remote Outdoor Unit-Air-Source) | WDLCURAH18ABK |  |  | WLA*254BA* | WFSX026A030A* | 18600 | 16 | 8.5 | 18500 | 17400 | 94.05% | 2.12 | 0 | 11 |  |  |  |  | R-410A | 1.55 | Residential & Commercial | USHP | Ducted CEE Tier 1
211261018 | Central HP <5.4 tons | GRANDAIRE | HRCU-A-CB (Split System: Heat Pump with Remote Outdoor Unit-Air-Source) | WDLCURAH18ABK |  |  | WLA*254BA* | WFER070B036A* | 18600 | 16.5 | 8.5 | 18400 | 17400 | 94.57% | 2.12 | 0 | 11 |  |  |  |  | R-410A | 1.55 | Residential & Commercial | USHP | Ducted CEE Tier 1
211261091 | Central HP <5.4 tons | GRANDAIRE | HRCU-A-CB (Split System: Heat Pump with Remote Outdoor Unit-Air-Source) | WDLCURAH18ABK |  |  | WLA*254BA* | WFAX040B036A* | 18400 | 15.5 | 8.5 | 18300 | 17500 | 95.63% | 2.12 | 0 | 10.5 |  |  |  |  | R-410A | 1.5333 | Residential & Commercial | USHP | Ducted CEE Tier 1
212987755 | Central HP <5.4 tons | KEEPRITE | HRCU-A-CB (Split System: Heat Pump with Remote Outdoor Unit-Air-Source) | DLCURAH30ABK |  |  | EA*4X42L24A* | *96MSN0802120A* | 29800 | 15.2 | 8.1 | 34200 | 27600 | 80.7% | 1.8 | 0 | 9 |  |  |  |  | R-410A | 2.4833 | Residential & Commercial | USHP
216738434 | Central HP <5.4 tons | KEEPRITE | HRCU-A-CB (Split System: Heat Pump with Remote Outdoor Unit-Air-Source) | D5CUHAH24AAK |  |  | ESH5X36M12A* | *97CMN1002122B* | 23000 | 15.5 | 8.1 | 21000 | 18700 | 89.05% | 1.85 | 0 | 11 |  |  |  |  | R-454B | 1.9167 | Residential & Commercial | USHP | Ducted CEE Tier 1
216738249 | Central HP <5.4 tons | KEEPRITE | HRCU-A-CB (Split System: Heat Pump with Remote Outdoor Unit-Air-Source) | D5CUHAH24AAK |  |  | ESH5X36M12A* | *80CTL0451712B* | 22600 | 15.2 | 8.1 | 20800 | 18500 | 88.94% | 1.85 | 0 | 10.5 |  |  |  |  | R-454B | 1.8833 | Residential & Commercial | USHP | Ducted CEE Tier 1
215939611 | Central HP <5.4 tons | KEEPRITE | HRCU-A-CB (Split System: Heat Pump with Remote Outdoor Unit-Air-Source) | C5H3V36*K*AAA* |  |  | EA*5X36M17A*+WALLCON | *80CSU0401712B* | 32400 | 19.5 | 9.5 | 35000 | 26800 | 76.57% | 2 | 0 | 11 |  |  |  |  | R-454B | 2.7 | Residential & Commercial | USHP | Ducted CEE Tier 1
215940361 | Central HP <5.4 tons | KEEPRITE | HRCU-A-CB (Split System: Heat Pump with Remote Outdoor Unit-Air-Source) | C5H3V36*K*AAA* |  |  | EVM5X49M21A*+WALLCON | *97CTN0601716A* | 35200 | 21 | 8.5 | 38500 | 29400 | 76.36% | 2.02 | 0 | 11.7 |  |  |  |  | R-454B | 2.9333 | Residential & Commercial | USHP | Ducted CEE Tier 1
210532975 | Central HP <5.4 tons | BRYANT HEATING AND COOLING SYSTEMS | HRCU-A-CB (Split System: Heat Pump with Remote Outdoor Unit-Air-Source) | 284ANV024*0**B* |  |  | CAP**3017AL*+UI | 83*CA48060C17*** | 23200 | 20 | 10 | 26600 | 19900 | 74.81% | 2.36 | 0 | 12.5 |  |  |  |  | R-410A | 1.9333 | Residential & Commercial | USHP | Ducted CEE Tier 1
210533061 | Central HP <5.4 tons | BRYANT HEATING AND COOLING SYSTEMS | HRCU-A-CB (Split System: Heat Pump with Remote Outdoor Unit-Air-Source) | 284ANV024*0**B* |  |  | CNPV*3017AL*+UI | 987MB42080C17*** | 23200 | 20 | 9.5 | 26800 | 20000 | 74.63% | 2.36 | 0 | 13 |  |  |  |  | R-410A | 1.9333 | Residential & Commercial | USHP | Ducted CEE Tier 1
210533093 | Central HP <5.4 tons | BRYANT HEATING AND COOLING SYSTEMS | HRCU-A-CB (Split System: Heat Pump with Remote Outdoor Unit-Air-Source) | 284ANV024*0**B* |  |  | CSPH*3012AL*+UI | 88*TA48070C17*** | 23400 | 19.5 | 9 | 27000 | 19900 | 73.7% | 2.44 | 0 | 12.5 |  |  |  |  | R-410A | 1.95 | Residential & Commercial | USHP | Ducted CEE Tier 1
210533095 | Central HP <5.4 tons | BRYANT HEATING AND COOLING SYSTEMS | HRCU-A-CB (Split System: Heat Pump with Remote Outdoor Unit-Air-Source) | 284ANV024*0**B* |  |  | CSPH*3012AL*+UI | 986TC42060C17*** | 23400 | 19 | 10 | 27200 | 20000 | 73.53% | 2.42 | 0 | 12.5 |  |  |  |  | R-410A | 1.95 | Residential & Commercial | USHP | Ducted CEE Tier 1
210532909 | Central HP <5.4 tons | BRYANT HEATING AND COOLING SYSTEMS | HRCU-A-CB (Split System: Heat Pump with Remote Outdoor Unit-Air-Source) | 284ANV048*0**B* |  |  | CNPV*4824AL*+UI | 987MB66100C21*** | 44000 | 21 | 8.5 | 46500 | 36400 | 78.28% | 2.18 | 0 | 12 |  |  |  |  | R-410A | 3.6667 | Residential & Commercial | USHP | Ducted CEE Tier 1
214229397 | Central HP <5.4 tons | GRANDAIRE | HRCU-A-CB (Split System: Heat Pump with Remote Outdoor Unit-Air-Source) | WDLCURAH24ABK |  |  | WLNC364CA* | WFEU080C060B* | 23400 | 17 | 8.5 | 25800 | 23800 | 92.25% | 2 | 0 | 10.5 |  |  |  |  | R-410A | 1.95 | Residential & Commercial | USHP | Ducted CEE Tier 1
212984036 | Central HP <5.4 tons | GRANDAIRE | HRCU-A-CB (Split System: Heat Pump with Remote Outdoor Unit-Air-Source) | WDLCURAH24ABK |  |  | WLA*244BA* | WFAX060B042B* | 23400 | 17 | 8.5 | 26800 | 21800 | 81.34% | 1.82 | 0 | 10 |  |  |  |  | R-410A | 1.95 | Residential & Commercial | USHP | Ducted CEE Tier 1
212984120 | Central HP <5.4 tons | GRANDAIRE | HRCU-A-CB (Split System: Heat Pump with Remote Outdoor Unit-Air-Source) | WDLCURAH24ABK |  |  | WLNC244BA* | WFAX060B042B* | 23200 | 16.5 | 8.5 | 26800 | 24400 | 91.04% | 2.02 | 0 | 10 |  |  |  |  | R-410A | 1.9333 | Residential & Commercial | USHP | Ducted CEE Tier 1
211713281 | Central HP <5.4 tons | GRANDAIRE | HRCU-A-CB (Split System: Heat Pump with Remote Outdoor Unit-Air-Source) | WDLCURAH30ABK |  |  | WLA*434CA* | WFER090B042A* | 30600 | 15.2 | 8.1 | 33200 | 26000 | 78.31% | 1.84 | 0 | 9 |  |  |  |  | R-410A | 2.55 | Residential & Commercial | USHP
211712815 | Central HP <5.4 tons | GRANDAIRE | HRCU-A-CB (Split System: Heat Pump with Remote Outdoor Unit-Air-Source) | WDLCURAH30ABK |  |  | WLA*424DA* | WFER070C048A* | 29600 | 15.2 | 8.1 | 33800 | 27400 | 81.07% | 1.78 | 0 | 9 |  |  |  |  | R-410A | 2.4667 | Residential & Commercial | USHP
212979058 | Central HP <5.4 tons | GRANDAIRE | HRCU-A-CB (Split System: Heat Pump with Remote Outdoor Unit-Air-Source) | WDLCURAH30ABK |  |  | WLA*434CA* | WFE*070B048C* | 30600 | 15.2 | 8.5 | 33600 | 28200 | 83.93% | 1.76 | 0 | 9 |  |  |  |  | R-410A | 2.55 | Residential & Commercial | USHP
212982659 | Central HP <5.4 tons | GRANDAIRE | HRCU-A-CB (Split System: Heat Pump with Remote Outdoor Unit-Air-Source) | WDLCURAH30ABK |  |  | WLA*424DA* | WFEU060B048B* | 30000 | 15.5 | 8.1 | 34200 | 26400 | 77.19% | 1.86 | 0 | 9 |  |  |  |  | R-410A | 2.5 | Residential & Commercial | USHP
212984600 | Central HP <5.4 tons | GRANDAIRE | HRCU-A-CB (Split System: Heat Pump with Remote Outdoor Unit-Air-Source) | WDLCURAH24ABK |  |  | WLA*304BA* | WFAX080B048B* | 23400 | 17.5 | 8.5 | 26200 | 24000 | 91.6% | 2 | 0 | 10 |  |  |  |  | R-410A | 1.95 | Residential & Commercial | USHP | Ducted CEE Tier 1
211240672 | Central HP <5.4 tons | GRANDAIRE | HRCU-A-CB (Split System: Heat Pump with Remote Outdoor Unit-Air-Source) | WDLCURAH24ABK |  |  | WLA*244BA* | WFEL090B042B* | 24200 | 16.5 | 8.5 | 27000 | 23400 | 86.67% | 1.94 | 0 | 10 |  |  |  |  | R-410A | 2.0167 | Residential & Commercial | USHP | Ducted CEE Tier 1
211243526 | Central HP <5.4 tons | GRANDAIRE | HRCU-A-CB (Split System: Heat Pump with Remote Outdoor Unit-Air-Source) | WDLCURAH24ABK |  |  | WLA*374CA* | WFEL070C048B* | 25000 | 17 | 8.5 | 25600 | 20800 | 81.25% | 1.76 | 0 | 10.5 |  |  |  |  | R-410A | 2.0833 | Residential & Commercial | USHP | Ducted CEE Tier 1
211243387 | Central HP <5.4 tons | GRANDAIRE | HRCU-A-CB (Split System: Heat Pump with Remote Outdoor Unit-Air-Source) | WDLCURAH24ABK |  |  | WLA*374CA* | WFEU040B036A* | 24600 | 17.5 | 8.5 | 25200 | 21000 | 83.33% | 1.78 | 0 | 10.5 |  |  |  |  | R-410A | 2.05 | Residential & Commercial | USHP | Ducted CEE Tier 1
213492155 | Central HP <5.4 tons | PolarWave | HRCU-A-C (Split System: Heat Pump with Remote Outdoor Unit with No Indoor Fan --Air Source) | ACIQ-36-HPC |  |  | ACIQ-36-ACL | 0 | 35000 | 15.2 | 8.5 | 36000 | 30000 | 83.33% | 1.8 | 0 | 10 |  |  |  |  | R-410A | 2.9167 | Residential & Commercial | USHP | Ducted CEE Tier 1
216732555 | Central HP <5.4 tons | GRANDAIRE | HRCU-A-CB (Split System: Heat Pump with Remote Outdoor Unit-Air-Source) | WD5CUHAH24AAK |  |  | W5A*24M14XA* | WFET045A036A* | 21800 | 16 | 8.5 | 21000 | 19100 | 90.95% | 1.98 | 0 | 10.5 |  |  |  |  | R-454B | 1.8167 | Residential & Commercial | USHP | Ducted CEE Tier 1
216733664 | Central HP <5.4 tons | GRANDAIRE | HRCU-A-CB (Split System: Heat Pump with Remote Outdoor Unit-Air-Source) | WD5CUHAH24AAK |  |  | W5A*30M14XA* | WFE*045A036C* | 22200 | 16 | 8.1 | 20800 | 18800 | 90.38% | 1.85 | 0 | 10.5 |  |  |  |  | R-454B | 1.85 | Residential & Commercial | USHP | Ducted CEE Tier 1
216733675 | Central HP <5.4 tons | GRANDAIRE | HRCU-A-CB (Split System: Heat Pump with Remote Outdoor Unit-Air-Source) | WD5CUHAH24AAK |  |  | W5A*30M14XA* | WFE*070A036C* | 22200 | 16 | 8.1 | 20800 | 18700 | 89.9% | 1.85 | 0 | 10.5 |  |  |  |  | R-454B | 1.85 | Residential & Commercial | USHP | Ducted CEE Tier 1
216733716 | Central HP <5.4 tons | GRANDAIRE | HRCU-A-CB (Split System: Heat Pump with Remote Outdoor Unit-Air-Source) | WD5CUHAH24AAK |  |  | W5A*30M14XA* | WFET070A036A* | 22400 | 16.5 | 8.5 | 20800 | 18800 | 90.38% | 1.96 | 0 | 10.5 |  |  |  |  | R-454B | 1.8667 | Residential & Commercial | USHP | Ducted CEE Tier 1
216734277 | Central HP <5.4 tons | GRANDAIRE | HRCU-A-CB (Split System: Heat Pump with Remote Outdoor Unit-Air-Source) | WD5CUHAH24AAK |  |  | W5A*30M17XA* | WFST060B048A* | 22200 | 16 | 8.1 | 20800 | 18800 | 90.38% | 1.85 | 0 | 10.5 |  |  |  |  | R-454B | 1.85 | Residential & Commercial | USHP | Ducted CEE Tier 1
215678190 | Central HP <5.4 tons | KEEPRITE | HRCU-A-CB (Split System: Heat Pump with Remote Outdoor Unit-Air-Source) | C5H0V24*K*AAA* |  |  | EA*5X24M17A*+WALLCON | *80CSU0401712B* | 23000 | 16.5 | 8.5 | 24000 | 16800 | 70% | 1.98 | 0 | 10 |  |  |  |  | R-454B | 1.9167 | Residential & Commercial | USHP | Ducted CEE Tier 1
215682740 | Central HP <5.4 tons | KEEPRITE | HRCU-A-CB (Split System: Heat Pump with Remote Outdoor Unit-Air-Source) | C5H0V60*K*AAA* |  |  | ESH5X60M12A*+WALLCON | *80CSU0601716B* | 54500 | 17 | 8.5 | 58500 | 41000 | 70.09% | 1.92 | 0 | 9 |  |  |  |  | R-454B | 4.5417 | Residential & Commercial | USHP
212975822 | Central HP <5.4 tons | GRANDAIRE | HRCU-A-CB (Split System: Heat Pump with Remote Outdoor Unit-Air-Source) | WDLCURAH18ABK |  |  | WLA*304BA* | WFST080B048A* | 17400 | 16 | 8.5 | 18000 | 19100 | 106.1% | 2.3 | 0 | 10.5 |  |  |  |  | R-410A | 1.45 | Residential & Commercial | USHP | Ducted CEE Tier 1
211261140 | Central HP <5.4 tons | GRANDAIRE | HRCU-A-CB (Split System: Heat Pump with Remote Outdoor Unit-Air-Source) | WDLCURAH18ABK |  |  | WLA*254BA* | WFER070A036A* | 18200 | 16.5 | 8.5 | 17900 | 17500 | 97.77% | 2.12 | 0 | 11 |  |  |  |  | R-410A | 1.5167 | Residential & Commercial | USHP | Ducted CEE Tier 1
216737079 | Central HP <5.4 tons | GRANDAIRE | HRCU-A-CB (Split System: Heat Pump with Remote Outdoor Unit-Air-Source) | WD5CUHAH24AAK |  |  | W5SH30M12XA* | WFE*090B042C* | 22400 | 15.5 | 8.1 | 21000 | 18800 | 89.52% | 1.9 | 0 | 10.5 |  |  |  |  | R-454B | 1.8667 | Residential & Commercial | USHP | Ducted CEE Tier 1
216738048 | Central HP <5.4 tons | GRANDAIRE | HRCU-A-CB (Split System: Heat Pump with Remote Outdoor Unit-Air-Source) | WD5CUHAH24AAK |  |  | W5SH36M12XA* | WFE*070B048C* | 22800 | 16 | 8.1 | 20800 | 18500 | 88.94% | 1.85 | 0 | 11 |  |  |  |  | R-454B | 1.9 | Residential & Commercial | USHP | Ducted CEE Tier 1
211240648 | Central HP <5.4 tons | GRANDAIRE | HRCU-A-CB (Split System: Heat Pump with Remote Outdoor Unit-Air-Source) | WDLCURAH24ABK |  |  | WLA*244BA* | WFEL045B036B* | 23800 | 16.5 | 8.5 | 26800 | 24200 | 90.3% | 2 | 0 | 10 |  |  |  |  | R-410A | 1.9833 | Residential & Commercial | USHP | Ducted CEE Tier 1
211240750 | Central HP <5.4 tons | GRANDAIRE | HRCU-A-CB (Split System: Heat Pump with Remote Outdoor Unit-Air-Source) | WDLCURAH24ABK |  |  | WLA*244BA* | WFAX040B036A* | 23400 | 15.5 | 8.5 | 26800 | 24800 | 92.54% | 2.04 | 0 | 9.5 |  |  |  |  | R-410A | 1.95 | Residential & Commercial | USHP
212384299 | Central HP <5.4 tons | GRANDAIRE | HRCU-A-CB (Split System: Heat Pump with Remote Outdoor Unit-Air-Source) | WDLCURAH36ABK |  |  | WLNC424BA* | WFER090B042A* | 36200 | 15.5 | 8.1 | 39500 | 35000 | 88.61% | 1.98 | 0 | 10 |  |  |  |  | R-410A | 3.0167 | Residential & Commercial | USHP | Ducted CEE Tier 1
212383313 | Central HP <5.4 tons | GRANDAIRE | HRCU-A-CB (Split System: Heat Pump with Remote Outdoor Unit-Air-Source) | WDLCURAH36ABK |  |  | WLA*364CA* | WFER090C048A* | 35600 | 16 | 8.1 | 39500 | 35200 | 89.11% | 1.84 | 0 | 10 |  |  |  |  | R-410A | 2.9667 | Residential & Commercial | USHP | Ducted CEE Tier 1
215940461 | Central HP <5.4 tons | KEEPRITE | HRCU-A-CB (Split System: Heat Pump with Remote Outdoor Unit-Air-Source) | C5H3V36*K*AAA* |  |  | EVM5X60M21A*+WALLCON | *97CTN1002122A* | 35600 | 22 | 8.5 | 38000 | 28600 | 75.26% | 2.02 | 0 | 12.5 |  |  |  |  | R-454B | 2.9667 | Residential & Commercial | USHP | Ducted CEE Tier 1
215939711 | Central HP <5.4 tons | KEEPRITE | HRCU-A-CB (Split System: Heat Pump with Remote Outdoor Unit-Air-Source) | C5H3V36*K*AAA* |  |  | EA*5X42M21A*+WALLCON | *97CTN1002122A* | 32800 | 20 | 9.5 | 34800 | 26600 | 76.44% | 2 | 0 | 11.5 |  |  |  |  | R-454B | 2.7333 | Residential & Commercial | USHP | Ducted CEE Tier 1
212988741 | Central HP <5.4 tons | KEEPRITE | HRCU-A-CB (Split System: Heat Pump with Remote Outdoor Unit-Air-Source) | DLCURAH24ABK |  |  | EN(A,D)4X30L17** | *95MSU0401712A* | 23600 | 16.5 | 8.1 | 26400 | 24200 | 91.67% | 2.02 | 0 | 10 |  |  |  |  | R-410A | 1.9667 | Residential & Commercial | USHP | Ducted CEE Tier 1
212987455 | Central HP <5.4 tons | KEEPRITE | HRCU-A-CB (Split System: Heat Pump with Remote Outdoor Unit-Air-Source) | DLCURAH24ABK |  |  | EN(A,D)4X24L17** | *96MSN0801716A* | 23400 | 16.5 | 8.5 | 27000 | 25000 | 92.59% | 2.06 | 0 | 10 |  |  |  |  | R-410A | 1.95 | Residential & Commercial | USHP | Ducted CEE Tier 1
215941181 | Central HP <5.4 tons | KEEPRITE | HRCU-A-CB (Split System: Heat Pump with Remote Outdoor Unit-Air-Source) | C5H3V48*K*AAA* |  |  | ESH5X48M12A*+WALLCON | *97CTN0802120A* | 44000 | 20 | 9 | 48500 | 36600 | 75.46% | 1.8 | 0 | 10.5 |  |  |  |  | R-454B | 3.6667 | Residential & Commercial | USHP | Ducted CEE Tier 1
215941531 | Central HP <5.4 tons | KEEPRITE | HRCU-A-CB (Split System: Heat Pump with Remote Outdoor Unit-Air-Source) | C5H3V48*K*AAA* |  |  | EVD5X48M21A*+WALLCON | *96CTN0802120B* | 44500 | 19.5 | 8.1 | 52000 | 38500 | 74.04% | 1.9 | 0 | 10.5 |  |  |  |  | R-454B | 3.7083 | Residential & Commercial | USHP | Ducted CEE Tier 1
215941651 | Central HP <5.4 tons | KEEPRITE | HRCU-A-CB (Split System: Heat Pump with Remote Outdoor Unit-Air-Source) | C5H3V48*K*AAA* |  |  | EVD5X49M24A*+WALLCON | *97CTN1002122A* | 45500 | 20.5 | 8.1 | 52500 | 38000 | 72.38% | 1.9 | 0 | 11.5 |  |  |  |  | R-454B | 3.7917 | Residential & Commercial | USHP | Ducted CEE Tier 1
211242594 | Central HP <5.4 tons | GRANDAIRE | HRCU-A-CB (Split System: Heat Pump with Remote Outdoor Unit-Air-Source) | WDLCURAH24ABK |  |  | WLA*364CA* | WFEL090B042B* | 24800 | 17 | 8.5 | 26400 | 22000 | 83.33% | 1.84 | 0 | 10 |  |  |  |  | R-410A | 2.0667 | Residential & Commercial | USHP | Ducted CEE Tier 1
211242619 | Central HP <5.4 tons | GRANDAIRE | HRCU-A-CB (Split System: Heat Pump with Remote Outdoor Unit-Air-Source) | WDLCURAH24ABK |  |  | WLA*364CA* | WFER110C060A* | 25200 | 16.5 | 8.5 | 26800 | 21800 | 81.34% | 1.8 | 0 | 10 |  |  |  |  | R-410A | 2.1 | Residential & Commercial | USHP | Ducted CEE Tier 1
211242008 | Central HP <5.4 tons | GRANDAIRE | HRCU-A-CB (Split System: Heat Pump with Remote Outdoor Unit-Air-Source) | WDLCURAH24ABK |  |  | WLA*364BA* | WFSX040A030A* | 24400 | 15.2 | 8.5 | 26600 | 22400 | 84.21% | 1.82 | 0 | 10 |  |  |  |  | R-410A | 2.0333 | Residential & Commercial | USHP | Ducted CEE Tier 1
211241749 | Central HP <5.4 tons | GRANDAIRE | HRCU-A-CB (Split System: Heat Pump with Remote Outdoor Unit-Air-Source) | WDLCURAH24ABK |  |  | WLA*304BA* | WFAX040A030A* | 24000 | 15.2 | 8.5 | 26600 | 23000 | 86.47% | 1.86 | 0 | 9.5 |  |  |  |  | R-410A | 2 | Residential & Commercial | USHP
211240329 | Central HP <5.4 tons | GRANDAIRE | HRCU-A-CB (Split System: Heat Pump with Remote Outdoor Unit-Air-Source) | WDLCURAH24ABK |  |  | WLA*244AA* | WFEL045A036B* | 24200 | 16 | 8.5 | 27200 | 23400 | 86.03% | 1.9 | 0 | 10 |  |  |  |  | R-410A | 2.0167 | Residential & Commercial | USHP | Ducted CEE Tier 1
211241120 | Central HP <5.4 tons | GRANDAIRE | HRCU-A-CB (Split System: Heat Pump with Remote Outdoor Unit-Air-Source) | WDLCURAH24ABK |  |  | WLA*254BA* | WFAX060A036A* | 24000 | 17 | 8.1 | 25000 | 21800 | 87.2% | 1.82 | 0 | 10 |  |  |  |  | R-410A | 2 | Residential & Commercial | USHP | Ducted CEE Tier 1
212980188 | Central HP <5.4 tons | GRANDAIRE | HRCU-A-CB (Split System: Heat Pump with Remote Outdoor Unit-Air-Source) | WDLCURAH30ABK |  |  | WLA*364CA* | WFE*090C048C* | 29400 | 15.2 | 8.1 | 34000 | 26400 | 77.65% | 1.86 | 0 | 9 |  |  |  |  | R-410A | 2.45 | Residential & Commercial | USHP
212982971 | Central HP <5.4 tons | GRANDAIRE | HRCU-A-CB (Split System: Heat Pump with Remote Outdoor Unit-Air-Source) | WDLCURAH30ABK |  |  | WLA*424DA* | WFEU080C060B* | 29600 | 15.5 | 8.5 | 33600 | 27400 | 81.55% | 1.78 | 0 | 9 |  |  |  |  | R-410A | 2.4667 | Residential & Commercial | USHP
211241351 | Central HP <5.4 tons | GRANDAIRE | HRCU-A-CB (Split System: Heat Pump with Remote Outdoor Unit-Air-Source) | WDLCURAH24ABK |  |  | WLA*304AA* | WFAX060A036A* | 23400 | 16.5 | 8.5 | 25800 | 24400 | 94.57% | 2.02 | 0 | 10 |  |  |  |  | R-410A | 1.95 | Residential & Commercial | USHP | Ducted CEE Tier 1
216733853 | Central HP <5.4 tons | GRANDAIRE | HRCU-A-CB (Split System: Heat Pump with Remote Outdoor Unit-Air-Source) | WD5CUHAH24AAK |  |  | W5A*30M17XA* | WFE*070A036C* | 22200 | 16.5 | 8.1 | 20800 | 18800 | 90.38% | 1.85 | 0 | 10.5 |  |  |  |  | R-454B | 1.85 | Residential & Commercial | USHP | Ducted CEE Tier 1
210596919 | Central HP <5.4 tons | KEEPRITE | HRCU-A-CB (Split System: Heat Pump with Remote Outdoor Unit-Air-Source) | CVH825GKA2* |  |  | EHD4X42AAL+WALLCON | *96CTN0801714A* | 24000 | 16 | 8.1 | 21400 | 16700 | 78.04% | 2 | 0 | 10.5 |  |  |  |  | R-410A | 2 | Residential & Commercial | USHP | Ducted CEE Tier 1
210596937 | Central HP <5.4 tons | KEEPRITE | HRCU-A-CB (Split System: Heat Pump with Remote Outdoor Unit-Air-Source) | CVH825GKA2* |  |  | EHD4X42AAL+WALLCON | *97CMN1002122A* | 24200 | 16 | 8.1 | 21400 | 16600 | 77.57% | 2 | 0 | 10.5 |  |  |  |  | R-410A | 2.0167 | Residential & Commercial | USHP | Ducted CEE Tier 1
210596952 | Central HP <5.4 tons | KEEPRITE | HRCU-A-CB (Split System: Heat Pump with Remote Outdoor Unit-Air-Source) | CVH825GKA2* |  |  | EHD4X48AAL+WALLCON | *80CTL0451712A* | 24200 | 16 | 8.1 | 21400 | 16700 | 78.04% | 2 | 0 | 10.5 |  |  |  |  | R-410A | 2.0167 | Residential & Commercial | USHP | Ducted CEE Tier 1
211243039 | Central HP <5.4 tons | GRANDAIRE | HRCU-A-CB (Split System: Heat Pump with Remote Outdoor Unit-Air-Source) | WDLCURAH24ABK |  |  | WLA*374BA* | WFER045B036A* | 24600 | 16.5 | 8.5 | 25600 | 21600 | 84.38% | 1.8 | 0 | 10 |  |  |  |  | R-410A | 2.05 | Residential & Commercial | USHP | Ducted CEE Tier 1
211244108 | Central HP <5.4 tons | GRANDAIRE | HRCU-A-CB (Split System: Heat Pump with Remote Outdoor Unit-Air-Source) | WDLCURAH24ABK |  |  | WLNC244BA* | WFEL045A036B* | 24200 | 15.5 | 8.5 | 27200 | 22600 | 83.09% | 1.86 | 0 | 10 |  |  |  |  | R-410A | 2.0167 | Residential & Commercial | USHP | Ducted CEE Tier 1
212383326 | Central HP <5.4 tons | GRANDAIRE | HRCU-A-CB (Split System: Heat Pump with Remote Outdoor Unit-Air-Source) | WDLCURAH36ABK |  |  | WLA*364CA* | WFER090C060A* | 35600 | 16 | 8.1 | 39500 | 35200 | 89.11% | 1.84 | 0 | 10 |  |  |  |  | R-410A | 2.9667 | Residential & Commercial | USHP | Ducted CEE Tier 1
212384837 | Central HP <5.4 tons | GRANDAIRE | HRCU-A-CB (Split System: Heat Pump with Remote Outdoor Unit-Air-Source) | WDLCURAH36ABK |  |  | WBHL424*C* | 0 | 37000 | 16 | 8.1 | 39000 | 34800 | 89.23% | 2 | 0 | 10 |  |  |  |  | R-410A | 3.0833 | Residential & Commercial | USHP | Ducted CEE Tier 1
211239231 | Central HP <5.4 tons | GRANDAIRE | HRCU-A-CB (Split System: Heat Pump with Remote Outdoor Unit-Air-Source) | WDLCURAH24ABK |  |  | WBHL244*B* | 0 | 24000 | 16 | 9 | 26400 | 23400 | 88.64% | 1.92 | 0 | 10 |  |  |  |  | R-410A | 2 | Residential & Commercial | USHP | Ducted CEE Tier 1
211240287 | Central HP <5.4 tons | GRANDAIRE | HRCU-A-CB (Split System: Heat Pump with Remote Outdoor Unit-Air-Source) | WDLCURAH24ABK |  |  | WLA*244AA* | WFSX060A036A* | 24000 | 15.5 | 8.5 | 27200 | 23600 | 86.76% | 1.92 | 0 | 10 |  |  |  |  | R-410A | 2 | Residential & Commercial | USHP | Ducted CEE Tier 1
211241339 | Central HP <5.4 tons | GRANDAIRE | HRCU-A-CB (Split System: Heat Pump with Remote Outdoor Unit-Air-Source) | WDLCURAH24ABK |  |  | WLA*304AA* | WFEL045A036B* | 24400 | 16 | 8.5 | 26600 | 22600 | 84.96% | 1.86 | 0 | 10 |  |  |  |  | R-410A | 2.0333 | Residential & Commercial | USHP | Ducted CEE Tier 1
211241373 | Central HP <5.4 tons | GRANDAIRE | HRCU-A-CB (Split System: Heat Pump with Remote Outdoor Unit-Air-Source) | WDLCURAH24ABK |  |  | WLA*304AA* | WFEL070A036B* | 24200 | 16.5 | 8.5 | 26400 | 23000 | 87.12% | 1.9 | 0 | 10 |  |  |  |  | R-410A | 2.0167 | Residential & Commercial | USHP | Ducted CEE Tier 1
215941751 | Central HP <5.4 tons | KEEPRITE | HRCU-A-CB (Split System: Heat Pump with Remote Outdoor Unit-Air-Source) | C5H3V48*K*AAA* |  |  | EVD5X60M24A*+WALLCON | *97CTN1002122A* | 45500 | 20.5 | 8.1 | 52500 | 38000 | 72.38% | 1.9 | 0 | 11.5 |  |  |  |  | R-454B | 3.7917 | Residential & Commercial | USHP | Ducted CEE Tier 1
212984636 | Central HP <5.4 tons | GRANDAIRE | HRCU-A-CB (Split System: Heat Pump with Remote Outdoor Unit-Air-Source) | WDLCURAH24ABK |  |  | WLA*374BA* | WFAX080B048B* | 24400 | 17.5 | 8.5 | 25400 | 21400 | 84.25% | 1.8 | 0 | 10.5 |  |  |  |  | R-410A | 2.0333 | Residential & Commercial | USHP | Ducted CEE Tier 1
213080314 | Central HP <5.4 tons | GRANDAIRE | HRCU-A-CB (Split System: Heat Pump with Remote Outdoor Unit-Air-Source) | WDLCURAH36ABK |  |  | WLA*424DA* | WFSX100C060B* | 35400 | 16 | 8.1 | 38500 | 35000 | 90.91% | 1.88 | 0 | 10 |  |  |  |  | R-410A | 2.95 | Residential & Commercial | USHP | Ducted CEE Tier 1
212984420 | Central HP <5.4 tons | GRANDAIRE | HRCU-A-CB (Split System: Heat Pump with Remote Outdoor Unit-Air-Source) | WDLCURAH36ABK |  |  | WLA*484CA* | WFAX080B048B* | 35800 | 16.5 | 8.5 | 37800 | 35400 | 93.65% | 1.78 | 0 | 10 |  |  |  |  | R-410A | 2.9833 | Residential & Commercial | USHP | Ducted CEE Tier 1
214228979 | Central HP <5.4 tons | GRANDAIRE | HRCU-A-CB (Split System: Heat Pump with Remote Outdoor Unit-Air-Source) | WDLCURAH18ABK |  |  | WLA*194BA* | WFEU060B048B* | 18100 | 16.5 | 8.5 | 18000 | 17700 | 98.33% | 2.14 | 0 | 11 |  |  |  |  | R-410A | 1.5083 | Residential & Commercial | USHP | Ducted CEE Tier 1
212983282 | Central HP <5.4 tons | GRANDAIRE | HRCU-A-CB (Split System: Heat Pump with Remote Outdoor Unit-Air-Source) | WDLCURAH18ABK |  |  | WLA*254BA* | WFAX040B036B* | 17700 | 16 | 8.1 | 17700 | 18800 | 106.2% | 2.24 | 0 | 10.5 |  |  |  |  | R-410A | 1.475 | Residential & Commercial | USHP | Ducted CEE Tier 1
210597084 | Central HP <5.4 tons | KEEPRITE | HRCU-A-CB (Split System: Heat Pump with Remote Outdoor Unit-Air-Source) | CVH825GKA2* |  |  | EN(A,D,W)4X48L21**+WALLCON | *80CSU1002120A* | 24000 | 16.5 | 8.1 | 21400 | 16600 | 77.57% | 2 | 0 | 11 |  |  |  |  | R-410A | 2 | Residential & Commercial | USHP | Ducted CEE Tier 1
210597117 | Central HP <5.4 tons | KEEPRITE | HRCU-A-CB (Split System: Heat Pump with Remote Outdoor Unit-Air-Source) | CVH825GKA2* |  |  | EN(A,D,W)4X48L21**+WALLCON | *97CMN0602120A* | 24000 | 16.5 | 8.1 | 21400 | 16700 | 78.04% | 2 | 0 | 11 |  |  |  |  | R-410A | 2 | Residential & Commercial | USHP | Ducted CEE Tier 1
212979664 | Central HP <5.4 tons | GRANDAIRE | HRCU-A-CB (Split System: Heat Pump with Remote Outdoor Unit-Air-Source) | WDLCURAH36ABK |  |  | WLA*484CA* | WFE*090B042C* | 35800 | 16.5 | 8.5 | 37800 | 35200 | 93.12% | 1.78 | 0 | 10 |  |  |  |  | R-410A | 2.9833 | Residential & Commercial | USHP | Ducted CEE Tier 1
211227904 | Central HP <5.4 tons | GRANDAIRE | HRCU-A-CB (Split System: Heat Pump with Remote Outdoor Unit-Air-Source) | WDLCURAH36ABK |  |  | WLA*424DA* | WFEU080C060A* | 37000 | 15.5 | 8.5 | 40000 | 35200 | 88% | 1.96 | 0 | 10 |  |  |  |  | R-410A | 3.0833 | Residential & Commercial | USHP | Ducted CEE Tier 1
211228039 | Central HP <5.4 tons | GRANDAIRE | HRCU-A-CB (Split System: Heat Pump with Remote Outdoor Unit-Air-Source) | WDLCURAH36ABK |  |  | WLA*424DA* | WFSX120D066A* | 36600 | 15.2 | 8.1 | 40000 | 35200 | 88% | 1.94 | 0 | 10 |  |  |  |  | R-410A | 3.05 | Residential & Commercial | USHP | Ducted CEE Tier 1
211229943 | Central HP <5.4 tons | GRANDAIRE | HRCU-A-CB (Split System: Heat Pump with Remote Outdoor Unit-Air-Source) | WDLCURAH36ABK |  |  | WLN(C,W)484CA* | WFER090B042A* | 36600 | 16 | 8.1 | 39500 | 35000 | 88.61% | 2.04 | 0 | 10.5 |  |  |  |  | R-410A | 3.05 | Residential & Commercial | USHP | Ducted CEE Tier 1
211241671 | Central HP <5.4 tons | GRANDAIRE | HRCU-A-CB (Split System: Heat Pump with Remote Outdoor Unit-Air-Source) | WDLCURAH24ABK |  |  | WLA*304BA* | WFER070B036A* | 24400 | 16.5 | 8.5 | 26400 | 22800 | 86.36% | 1.88 | 0 | 10 |  |  |  |  | R-410A | 2.0333 | Residential & Commercial | USHP | Ducted CEE Tier 1
211242107 | Central HP <5.4 tons | GRANDAIRE | HRCU-A-CB (Split System: Heat Pump with Remote Outdoor Unit-Air-Source) | WDLCURAH24ABK |  |  | WLA*364BA* | WFER070B036A* | 24400 | 16.5 | 8.5 | 26400 | 22400 | 84.85% | 1.84 | 0 | 10 |  |  |  |  | R-410A | 2.0333 | Residential & Commercial | USHP | Ducted CEE Tier 1
211242141 | Central HP <5.4 tons | GRANDAIRE | HRCU-A-CB (Split System: Heat Pump with Remote Outdoor Unit-Air-Source) | WDLCURAH24ABK |  |  | WLA*364BA* | WFAX060B042A* | 24400 | 17 | 8.5 | 26200 | 22400 | 85.5% | 1.86 | 0 | 10 |  |  |  |  | R-410A | 2.0333 | Residential & Commercial | USHP | Ducted CEE Tier 1
211243050 | Central HP <5.4 tons | GRANDAIRE | HRCU-A-CB (Split System: Heat Pump with Remote Outdoor Unit-Air-Source) | WDLCURAH24ABK |  |  | WLA*374BA* | WFEL070B036B* | 24800 | 16.5 | 8.5 | 25800 | 21400 | 82.95% | 1.78 | 0 | 10 |  |  |  |  | R-410A | 2.0667 | Residential & Commercial | USHP | Ducted CEE Tier 1
211242507 | Central HP <5.4 tons | GRANDAIRE | HRCU-A-CB (Split System: Heat Pump with Remote Outdoor Unit-Air-Source) | WDLCURAH24ABK |  |  | WLA*364CA* | WFSX040B036A* | 24200 | 15.2 | 8.5 | 26400 | 22600 | 85.61% | 1.84 | 0 | 9.5 |  |  |  |  | R-410A | 2.0167 | Residential & Commercial | USHP
211242207 | Central HP <5.4 tons | GRANDAIRE | HRCU-A-CB (Split System: Heat Pump with Remote Outdoor Unit-Air-Source) | WDLCURAH24ABK |  |  | WLA*364BA* | WFEL070A036B* | 24400 | 17 | 8.5 | 26200 | 22400 | 85.5% | 1.86 | 0 | 10 |  |  |  |  | R-410A | 2.0333 | Residential & Commercial | USHP | Ducted CEE Tier 1
215682920 | Central HP <5.4 tons | KEEPRITE | HRCU-A-CB (Split System: Heat Pump with Remote Outdoor Unit-Air-Source) | C5H0V60*K*AAA* |  |  | EVM5X60M24A*+WALLCON | *97CTN1202422A* | 56500 | 18.5 | 9 | 63000 | 44500 | 70.63% | 2.1 | 0 | 9 |  |  |  |  | R-454B | 4.7083 | Residential & Commercial | USHP
211712338 | Central HP <5.4 tons | GRANDAIRE | HRCU-A-CB (Split System: Heat Pump with Remote Outdoor Unit-Air-Source) | WDLCURAH30ABK |  |  | WLA*424CA* | WFEU040B036A* | 30400 | 15.2 | 8.1 | 34200 | 27000 | 78.95% | 1.8 | 0 | 9 |  |  |  |  | R-410A | 2.5333 | Residential & Commercial | USHP
212988984 | Central HP <5.4 tons | GRANDAIRE | HRCU-A-CB (Split System: Heat Pump with Remote Outdoor Unit-Air-Source) | WDLCURAH36ABK |  |  | WLA*484CA* | WFSU060B048B* | 35400 | 16 | 8.1 | 37800 | 35400 | 93.65% | 1.78 | 0 | 10 |  |  |  |  | R-410A | 2.95 | Residential & Commercial | USHP | Ducted CEE Tier 1
212985238 | Central HP <5.4 tons | GRANDAIRE | HRCU-A-CB (Split System: Heat Pump with Remote Outdoor Unit-Air-Source) | WDLCURAH36ABK |  |  | WLA*484CA* | WFAX100C060B* | 35800 | 16.5 | 8.5 | 37800 | 34600 | 91.53% | 2.02 | 0 | 10 |  |  |  |  | R-410A | 2.9833 | Residential & Commercial | USHP | Ducted CEE Tier 1
211712917 | Central HP <5.4 tons | GRANDAIRE | HRCU-A-CB (Split System: Heat Pump with Remote Outdoor Unit-Air-Source) | WDLCURAH30ABK |  |  | WLA*424DA* | WFAX100C060A* | 30600 | 15.2 | 8.1 | 34200 | 27000 | 78.95% | 1.82 | 0 | 9 |  |  |  |  | R-410A | 2.55 | Residential & Commercial | USHP
211713404 | Central HP <5.4 tons | GRANDAIRE | HRCU-A-CB (Split System: Heat Pump with Remote Outdoor Unit-Air-Source) | WDLCURAH30ABK |  |  | WLA*434CA* | WFEU060B048A* | 31200 | 15.2 | 8.5 | 33400 | 26000 | 77.84% | 1.86 | 0 | 9 |  |  |  |  | R-410A | 2.6 | Residential & Commercial | USHP
212985286 | Central HP <5.4 tons | GRANDAIRE | HRCU-A-CB (Split System: Heat Pump with Remote Outdoor Unit-Air-Source) | WDLCURAH30ABK |  |  | WLA*424CA* | WFAX100C060B* | 30200 | 15.2 | 8.1 | 34200 | 27400 | 80.12% | 1.8 | 0 | 9 |  |  |  |  | R-410A | 2.5167 | Residential & Commercial | USHP
215682660 | Central HP <5.4 tons | KEEPRITE | HRCU-A-CB (Split System: Heat Pump with Remote Outdoor Unit-Air-Source) | C5H0V60*K*AAA* |  |  | EA*5X61M24A*+WALLCON | *96CTN0802120B* | 56000 | 18.5 | 9 | 60000 | 42000 | 70% | 2.02 | 0 | 9 |  |  |  |  | R-454B | 4.6667 | Residential & Commercial | USHP
215682810 | Central HP <5.4 tons | KEEPRITE | HRCU-A-CB (Split System: Heat Pump with Remote Outdoor Unit-Air-Source) | C5H0V60*K*AAA* |  |  | EVM5X60M21A*+WALLCON | *80CSU0401712B* | 56000 | 18 | 8.5 | 60500 | 43500 | 71.9% | 2.12 | 0 | 9.5 |  |  |  |  | R-454B | 4.6667 | Residential & Commercial | USHP
215682860 | Central HP <5.4 tons | KEEPRITE | HRCU-A-CB (Split System: Heat Pump with Remote Outdoor Unit-Air-Source) | C5H0V60*K*AAA* |  |  | EVM5X60M21A*+WALLCON | *97CTN1002122A* | 56500 | 18.5 | 9 | 64000 | 45000 | 70.31% | 2.08 | 0 | 9 |  |  |  |  | R-454B | 4.7083 | Residential & Commercial | USHP
215683010 | Central HP <5.4 tons | KEEPRITE | HRCU-A-CB (Split System: Heat Pump with Remote Outdoor Unit-Air-Source) | C5H0V60*K*AAA* |  |  | EVD5X60M21A*+WALLCON | *80CSU0601716B* | 56000 | 18.5 | 8.5 | 60000 | 43000 | 71.67% | 2.12 | 0 | 9.5 |  |  |  |  | R-454B | 4.6667 | Residential & Commercial | USHP
212384298 | Central HP <5.4 tons | GRANDAIRE | HRCU-A-CB (Split System: Heat Pump with Remote Outdoor Unit-Air-Source) | WDLCURAH36ABK |  |  | WLNC424BA* | WFEL090B042B* | 36200 | 15.5 | 8.1 | 39500 | 35000 | 88.61% | 1.98 | 0 | 10 |  |  |  |  | R-410A | 3.0167 | Residential & Commercial | USHP | Ducted CEE Tier 1
212384685 | Central HP <5.4 tons | GRANDAIRE | HRCU-A-CB (Split System: Heat Pump with Remote Outdoor Unit-Air-Source) | WDLCURAH36ABK |  |  | WLN(C,W)424CA* | WFAX080C060A* | 36400 | 15.5 | 8.1 | 39500 | 35200 | 89.11% | 1.92 | 0 | 10 |  |  |  |  | R-410A | 3.0333 | Residential & Commercial | USHP | Ducted CEE Tier 1
211226311 | Central HP <5.4 tons | KEEPRITE | HRCU-A-CB (Split System: Heat Pump with Remote Outdoor Unit-Air-Source) | DLCURAH36ABK |  |  | EA*4X36L21A* | *80ESU1002120A* | 35200 | 16 | 8.1 | 38500 | 35200 | 91.43% | 1.82 | 0 | 9.5 |  |  |  |  | R-410A | 2.9333 | Residential & Commercial | USHP
211226343 | Central HP <5.4 tons | KEEPRITE | HRCU-A-CB (Split System: Heat Pump with Remote Outdoor Unit-Air-Source) | DLCURAH36ABK |  |  | EA*4X36L21A* | *92ESN1002122A* | 36400 | 15.2 | 8.1 | 40000 | 35400 | 88.5% | 1.86 | 0 | 9.5 |  |  |  |  | R-410A | 3.0333 | Residential & Commercial | USHP
216683750 | Central HP <5.4 tons | Conforto | HRCU-A-CB (Split System: Heat Pump with Remote Outdoor Unit-Air-Source) | MHSD130DACFC |  |  | MHAH130DACFC | 0 | 30000 | 16.2 | 8.9 | 33000 | 24000 | 72.73% | 1.8 | 11 | 10 |  |  |  |  | R-410A | 2.5 | Residential & Commercial | USHP | Ducted CEE Tier 1
216738476 | Central HP <5.4 tons | GRANDAIRE | HRCU-A-CB (Split System: Heat Pump with Remote Outdoor Unit-Air-Source) | WD5CUHAH24AAK |  |  | W5SH36M12XA* | WFAX080B048B* | 22600 | 16 | 8.1 | 20800 | 18400 | 88.46% | 1.85 | 0 | 10.5 |  |  |  |  | R-454B | 1.8833 | Residential & Commercial | USHP | Ducted CEE Tier 1
215678200 | Central HP <5.4 tons | KEEPRITE | HRCU-A-CB (Split System: Heat Pump with Remote Outdoor Unit-Air-Source) | C5H0V24*K*AAA* |  |  | EA*5X24M17A*+WALLCON | *80CSU0601716B* | 22800 | 16.5 | 8.5 | 24000 | 16800 | 70% | 1.96 | 0 | 10 |  |  |  |  | R-454B | 1.9 | Residential & Commercial | USHP | Ducted CEE Tier 1
215683110 | Central HP <5.4 tons | KEEPRITE | HRCU-A-CB (Split System: Heat Pump with Remote Outdoor Unit-Air-Source) | C5H0V60*K*AAA* |  |  | EVD5X60M24A*+WALLCON | *97CTN1202422A* | 56500 | 18.5 | 9 | 63000 | 44500 | 70.63% | 2.1 | 0 | 9 |  |  |  |  | R-454B | 4.7083 | Residential & Commercial | USHP
216738068 | Central HP <5.4 tons | GRANDAIRE | HRCU-A-CB (Split System: Heat Pump with Remote Outdoor Unit-Air-Source) | WD5CUHAH24AAK |  |  | W5SH36M12XA* | WFE*090B042C* | 22600 | 16 | 8.1 | 20800 | 18500 | 88.94% | 1.85 | 0 | 11 |  |  |  |  | R-454B | 1.8833 | Residential & Commercial | USHP | Ducted CEE Tier 1
212984732 | Central HP <5.4 tons | GRANDAIRE | HRCU-A-CB (Split System: Heat Pump with Remote Outdoor Unit-Air-Source) | WDLCURAH18ABK |  |  | WLA*254BA* | WFAX080B048B* | 18300 | 16.5 | 8.5 | 18100 | 18700 | 103.3% | 2.26 | 0 | 11 |  |  |  |  | R-410A | 1.525 | Residential & Commercial | USHP | Ducted CEE Tier 1
211260558 | Central HP <5.4 tons | GRANDAIRE | HRCU-A-CB (Split System: Heat Pump with Remote Outdoor Unit-Air-Source) | WDLCURAH18ABK |  |  | WLA*244BA* | WFEL045B036B* | 18500 | 15.5 | 9 | 19400 | 18600 | 95.88% | 2.24 | 0 | 10.5 |  |  |  |  | R-410A | 1.5417 | Residential & Commercial | USHP | Ducted CEE Tier 1
216737870 | Central HP <5.4 tons | GRANDAIRE | HRCU-A-CB (Split System: Heat Pump with Remote Outdoor Unit-Air-Source) | WD5CUHAH24AAK |  |  | W5SH30M12XA* | WFST100C060A* | 22800 | 16 | 8.5 | 21200 | 19000 | 89.62% | 1.96 | 0 | 11 |  |  |  |  | R-454B | 1.9 | Residential & Commercial | USHP | Ducted CEE Tier 1
216737525 | Central HP <5.4 tons | GRANDAIRE | HRCU-A-CB (Split System: Heat Pump with Remote Outdoor Unit-Air-Source) | WD5CUHAH24AAK |  |  | W5SH30M12XA* | WFAX120D060B* | 22600 | 15.2 | 8.1 | 21200 | 18900 | 89.15% | 1.85 | 0 | 10.5 |  |  |  |  | R-454B | 1.8833 | Residential & Commercial | USHP | Ducted CEE Tier 1
215678250 | Central HP <5.4 tons | KEEPRITE | HRCU-A-CB (Split System: Heat Pump with Remote Outdoor Unit-Air-Source) | C5H0V24*K*AAA* |  |  | EA*5X25M17A*+WALLCON | *97CTN0601716A* | 23800 | 17 | 9 | 23400 | 16500 | 70.51% | 2 | 0 | 10 |  |  |  |  | R-454B | 1.9833 | Residential & Commercial | USHP | Ducted CEE Tier 1
212987374 | Central HP <5.4 tons | GRANDAIRE | HRCU-A-CB (Split System: Heat Pump with Remote Outdoor Unit-Air-Source) | WDLCURAH24ABK |  |  | WLA*244BA* | WFSX080B048B* | 23400 | 16.5 | 8.5 | 27000 | 21600 | 80% | 1.8 | 0 | 10 |  |  |  |  | R-410A | 1.95 | Residential & Commercial | USHP | Ducted CEE Tier 1
212383374 | Central HP <5.4 tons | GRANDAIRE | HRCU-A-CB (Split System: Heat Pump with Remote Outdoor Unit-Air-Source) | WDLCURAH36ABK |  |  | WLA*364CA* | WFEU080C060A* | 36600 | 15.2 | 8.1 | 40000 | 35400 | 88.5% | 1.88 | 0 | 10 |  |  |  |  | R-410A | 3.05 | Residential & Commercial | USHP | Ducted CEE Tier 1
211241659 | Central HP <5.4 tons | GRANDAIRE | HRCU-A-CB (Split System: Heat Pump with Remote Outdoor Unit-Air-Source) | WDLCURAH24ABK |  |  | WLA*304BA* | WFER045B036A* | 24000 | 16.5 | 8.5 | 26200 | 23200 | 88.55% | 1.9 | 0 | 10 |  |  |  |  | R-410A | 2 | Residential & Commercial | USHP | Ducted CEE Tier 1
211241760 | Central HP <5.4 tons | GRANDAIRE | HRCU-A-CB (Split System: Heat Pump with Remote Outdoor Unit-Air-Source) | WDLCURAH24ABK |  |  | WLA*304BA* | WFAX040B036A* | 23600 | 15.5 | 8.5 | 26200 | 23600 | 90.08% | 1.94 | 0 | 10 |  |  |  |  | R-410A | 1.9667 | Residential & Commercial | USHP | Ducted CEE Tier 1
211242061 | Central HP <5.4 tons | GRANDAIRE | HRCU-A-CB (Split System: Heat Pump with Remote Outdoor Unit-Air-Source) | WDLCURAH24ABK |  |  | WLA*364BA* | WFSX026A030A* | 23400 | 16.5 | 8.5 | 25600 | 23600 | 92.19% | 1.96 | 0 | 10 |  |  |  |  | R-410A | 1.95 | Residential & Commercial | USHP | Ducted CEE Tier 1
210532919 | Central HP <5.4 tons | BRYANT HEATING AND COOLING SYSTEMS | HRCU-A-CB (Split System: Heat Pump with Remote Outdoor Unit-Air-Source) | 284ANV048*0**B* |  |  | CSPH*4812AL*+UI | 83*CA60100C21*** | 44000 | 20 | 8.5 | 46500 | 36600 | 78.71% | 2.2 | 0 | 11 |  |  |  |  | R-410A | 3.6667 | Residential & Commercial | USHP | Ducted CEE Tier 1
211226501 | Central HP <5.4 tons | KEEPRITE | HRCU-A-CB (Split System: Heat Pump with Remote Outdoor Unit-Air-Source) | DLCURAH36ABK |  |  | EA*4X37L17A* | *80ES(N,L)0701412A* | 35800 | 15.5 | 8.1 | 38500 | 35000 | 90.91% | 2 | 0 | 10 |  |  |  |  | R-410A | 2.9833 | Residential & Commercial | USHP | Ducted CEE Tier 1
215676830 | Central HP <5.4 tons | KEEPRITE | HRCU-A-CB (Split System: Heat Pump with Remote Outdoor Unit-Air-Source) | C5H0V48*K*AAA* |  |  | EVD5X61M21A*+WALLCON | *96CTN0801714B* | 48000 | 19 | 9 | 50000 | 36400 | 72.8% | 2.02 | 0 | 10 |  |  |  |  | R-454B | 4 | Residential & Commercial | USHP | Ducted CEE Tier 1
215679640 | Central HP <5.4 tons | KEEPRITE | HRCU-A-CB (Split System: Heat Pump with Remote Outdoor Unit-Air-Source) | C5H0V36*K*AAA* |  |  | EA*5X61M21A*+WALLCON | *97CTN0801716A* | 34600 | 18 | 9 | 34600 | 25000 | 72.25% | 1.92 | 0 | 10 |  |  |  |  | R-454B | 2.8833 | Residential & Commercial | USHP | Ducted CEE Tier 1
215679540 | Central HP <5.4 tons | KEEPRITE | HRCU-A-CB (Split System: Heat Pump with Remote Outdoor Unit-Air-Source) | C5H0V36*K*AAA* |  |  | EA*5X48M21A*+WALLCON | *97CTN0802120A* | 33800 | 18 | 9 | 35000 | 25000 | 71.43% | 1.88 | 0 | 10 |  |  |  |  | R-454B | 2.8167 | Residential & Commercial | USHP | Ducted CEE Tier 1
211241073 | Central HP <5.4 tons | GRANDAIRE | HRCU-A-CB (Split System: Heat Pump with Remote Outdoor Unit-Air-Source) | WDLCURAH24ABK |  |  | WLA*254BA* | WFER045A036A* | 25400 | 16.5 | 8.5 | 26000 | 20800 | 80% | 1.76 | 0 | 10.5 |  |  |  |  | R-410A | 2.1167 | Residential & Commercial | USHP | Ducted CEE Tier 1
211240762 | Central HP <5.4 tons | GRANDAIRE | HRCU-A-CB (Split System: Heat Pump with Remote Outdoor Unit-Air-Source) | WDLCURAH24ABK |  |  | WLA*244BA* | WFER070A036A* | 24000 | 16.5 | 8.5 | 26800 | 23800 | 88.81% | 1.96 | 0 | 10 |  |  |  |  | R-410A | 2 | Residential & Commercial | USHP | Ducted CEE Tier 1
211242559 | Central HP <5.4 tons | GRANDAIRE | HRCU-A-CB (Split System: Heat Pump with Remote Outdoor Unit-Air-Source) | WDLCURAH24ABK |  |  | WLA*364CA* | WFER045B036A* | 24200 | 17 | 8.5 | 26200 | 22600 | 86.26% | 1.86 | 0 | 10 |  |  |  |  | R-410A | 2.0167 | Residential & Commercial | USHP | Ducted CEE Tier 1
211242618 | Central HP <5.4 tons | GRANDAIRE | HRCU-A-CB (Split System: Heat Pump with Remote Outdoor Unit-Air-Source) | WDLCURAH24ABK |  |  | WLA*364CA* | WFEL110C060B* | 25200 | 16.5 | 8.5 | 26800 | 21800 | 81.34% | 1.8 | 0 | 10 |  |  |  |  | R-410A | 2.1 | Residential & Commercial | USHP | Ducted CEE Tier 1
211242652 | Central HP <5.4 tons | GRANDAIRE | HRCU-A-CB (Split System: Heat Pump with Remote Outdoor Unit-Air-Source) | WDLCURAH24ABK |  |  | WLA*364CA* | WFAX080C060A* | 25000 | 17 | 8.5 | 26600 | 21800 | 81.95% | 1.82 | 0 | 10.5 |  |  |  |  | R-410A | 2.0833 | Residential & Commercial | USHP | Ducted CEE Tier 1
211242952 | Central HP <5.4 tons | GRANDAIRE | HRCU-A-CB (Split System: Heat Pump with Remote Outdoor Unit-Air-Source) | WDLCURAH24ABK |  |  | WLA*374BA* | WFSX040A030A* | 24800 | 15.2 | 8.5 | 26200 | 21200 | 80.92% | 1.76 | 0 | 10 |  |  |  |  | R-410A | 2.0667 | Residential & Commercial | USHP | Ducted CEE Tier 1
211244156 | Central HP <5.4 tons | GRANDAIRE | HRCU-A-CB (Split System: Heat Pump with Remote Outdoor Unit-Air-Source) | WDLCURAH24ABK |  |  | WLNC244BA* | WFAX060A036A* | 24200 | 15.5 | 8.5 | 27200 | 22600 | 83.09% | 1.86 | 0 | 10 |  |  |  |  | R-410A | 2.0167 | Residential & Commercial | USHP | Ducted CEE Tier 1
212981543 | Central HP <5.4 tons | GRANDAIRE | HRCU-A-CB (Split System: Heat Pump with Remote Outdoor Unit-Air-Source) | WDLCURAH36ABK |  |  | WLA*484CA* | WFEU100C060B* | 35600 | 16 | 8.5 | 38000 | 34600 | 91.05% | 2.04 | 0 | 10 |  |  |  |  | R-410A | 2.9667 | Residential & Commercial | USHP | Ducted CEE Tier 1
216736752 | Central HP <5.4 tons | GRANDAIRE | HRCU-A-CB (Split System: Heat Pump with Remote Outdoor Unit-Air-Source) | WD5CUHAH24AAK |  |  | W5SH24M12XA* | WFSU060B048B* | 22600 | 15.5 | 8.1 | 21200 | 19100 | 90.09% | 1.85 | 0 | 10.5 |  |  |  |  | R-454B | 1.8833 | Residential & Commercial | USHP | Ducted CEE Tier 1
215682880 | Central HP <5.4 tons | KEEPRITE | HRCU-A-CB (Split System: Heat Pump with Remote Outdoor Unit-Air-Source) | C5H0V60*K*AAA* |  |  | EVM5X60M24A*+WALLCON | *80CSU0802120B* | 57000 | 18 | 9 | 62500 | 44000 | 70.4% | 2.1 | 0 | 9.5 |  |  |  |  | R-454B | 4.75 | Residential & Commercial | USHP
211712952 | Central HP <5.4 tons | GRANDAIRE | HRCU-A-CB (Split System: Heat Pump with Remote Outdoor Unit-Air-Source) | WDLCURAH30ABK |  |  | WLA*424DA* | WFEU080C060A* | 29800 | 15.2 | 8.1 | 33800 | 27200 | 80.47% | 1.78 | 0 | 9 |  |  |  |  | R-410A | 2.4833 | Residential & Commercial | USHP
213353814 | Central HP <5.4 tons | KEEPRITE | HRCU-A-CB (Split System: Heat Pump with Remote Outdoor Unit-Air-Source) | DLCURAH30ABK |  |  | F5MA4*30L*B* | 0 | 30000 | 15.2 | 8.5 | 33600 | 27200 | 80.95% | 1.8 | 0 | 9 |  |  |  |  | R-410A | 2.5 | Residential & Commercial | USHP
212383240 | Central HP <5.4 tons | GRANDAIRE | HRCU-A-CB (Split System: Heat Pump with Remote Outdoor Unit-Air-Source) | WDLCURAH36ABK |  |  | WLA*364CA* | WFSX080C060A* | 35800 | 15.5 | 8.1 | 39500 | 35400 | 89.62% | 1.84 | 0 | 9.5 |  |  |  |  | R-410A | 2.9833 | Residential & Commercial | USHP
216733713 | Central HP <5.4 tons | GRANDAIRE | HRCU-A-CB (Split System: Heat Pump with Remote Outdoor Unit-Air-Source) | WD5CUHAH24AAK |  |  | W5A*30M14XA* | WFET045A036A* | 22000 | 16 | 8.1 | 20800 | 18700 | 89.9% | 1.85 | 0 | 10.5 |  |  |  |  | R-454B | 1.8333 | Residential & Commercial | USHP | Ducted CEE Tier 1
213076587 | Central HP <5.4 tons | GRANDAIRE | HRCU-A-CB (Split System: Heat Pump with Remote Outdoor Unit-Air-Source) | WDLCURAH36ABK |  |  | WLA*364BA* | WFET090B048A* | 34800 | 16 | 8.1 | 38500 | 35200 | 91.43% | 1.82 | 0 | 9.5 |  |  |  |  | R-410A | 2.9 | Residential & Commercial | USHP
213076738 | Central HP <5.4 tons | GRANDAIRE | HRCU-A-CB (Split System: Heat Pump with Remote Outdoor Unit-Air-Source) | WDLCURAH36ABK |  |  | WLA*364CA* | WFET110C066A* | 35400 | 16 | 8.1 | 39000 | 34800 | 89.23% | 2.06 | 0 | 10 |  |  |  |  | R-410A | 2.95 | Residential & Commercial | USHP | Ducted CEE Tier 1
215679240 | Central HP <5.4 tons | KEEPRITE | HRCU-A-CB (Split System: Heat Pump with Remote Outdoor Unit-Air-Source) | C5H0V36*K*AAA* |  |  | EA*5X37M17A*+WALLCON | *80CSU0401712B* | 34200 | 17 | 9 | 35600 | 25400 | 71.35% | 1.88 | 0 | 9.5 |  |  |  |  | R-454B | 2.85 | Residential & Commercial | USHP
215679320 | Central HP <5.4 tons | KEEPRITE | HRCU-A-CB (Split System: Heat Pump with Remote Outdoor Unit-Air-Source) | C5H0V36*K*AAA* |  |  | EA*5X37M21A*+WALLCON | *97CTN0801716A* | 34200 | 17.5 | 9 | 35400 | 25400 | 71.75% | 1.88 | 0 | 9.5 |  |  |  |  | R-454B | 2.85 | Residential & Commercial | USHP
213080751 | Central HP <5.4 tons | GRANDAIRE | HRCU-A-CB (Split System: Heat Pump with Remote Outdoor Unit-Air-Source) | WDLCURAH36ABK |  |  | WLNC424BA* | WFSU060B048B* | 35800 | 15.5 | 8.1 | 38500 | 35200 | 91.43% | 1.88 | 0 | 10 |  |  |  |  | R-410A | 2.9833 | Residential & Commercial | USHP | Ducted CEE Tier 1
213080835 | Central HP <5.4 tons | GRANDAIRE | HRCU-A-CB (Split System: Heat Pump with Remote Outdoor Unit-Air-Source) | WDLCURAH36ABK |  |  | WLA*434CA* | WFSU080C060B* | 36600 | 16 | 8.5 | 38500 | 34600 | 89.87% | 2.02 | 0 | 10 |  |  |  |  | R-410A | 3.05 | Residential & Commercial | USHP | Ducted CEE Tier 1
215679340 | Central HP <5.4 tons | KEEPRITE | HRCU-A-CB (Split System: Heat Pump with Remote Outdoor Unit-Air-Source) | C5H0V36*K*AAA* |  |  | EA*5X37M21A*+WALLCON | *97CTN1002122A* | 34600 | 18 | 9 | 35200 | 25000 | 71.02% | 1.9 | 0 | 10 |  |  |  |  | R-454B | 2.8833 | Residential & Commercial | USHP | Ducted CEE Tier 1
210596829 | Central HP <5.4 tons | KEEPRITE | HRCU-A-CB (Split System: Heat Pump with Remote Outdoor Unit-Air-Source) | CVH825GKA2* |  |  | EA*4X48L21A*+WALLCON | *95CSU0802120A* | 24200 | 17 | 8.1 | 21000 | 16500 | 78.57% | 2.02 | 0 | 11 |  |  |  |  | R-410A | 2.0167 | Residential & Commercial | USHP | Ducted CEE Tier 1
210596838 | Central HP <5.4 tons | KEEPRITE | HRCU-A-CB (Split System: Heat Pump with Remote Outdoor Unit-Air-Source) | CVH825GKA2* |  |  | EA*4X48L21A*+WALLCON | *96CTN0801714A* | 24000 | 16.5 | 8.1 | 21000 | 16600 | 79.05% | 2 | 0 | 11 |  |  |  |  | R-410A | 2 | Residential & Commercial | USHP | Ducted CEE Tier 1
210596856 | Central HP <5.4 tons | KEEPRITE | HRCU-A-CB (Split System: Heat Pump with Remote Outdoor Unit-Air-Source) | CVH825GKA2* |  |  | EA*4X48L24A*+WALLCON | *80CSU1002120A* | 24000 | 16.5 | 8.1 | 21000 | 16600 | 79.05% | 2.02 | 0 | 11 |  |  |  |  | R-410A | 2 | Residential & Commercial | USHP | Ducted CEE Tier 1
210596904 | Central HP <5.4 tons | KEEPRITE | HRCU-A-CB (Split System: Heat Pump with Remote Outdoor Unit-Air-Source) | CVH825GKA2* |  |  | EHD4X42AAL+WALLCON | *80CTL1352422A* | 24200 | 16 | 8.1 | 21400 | 16600 | 77.57% | 2 | 0 | 10.5 |  |  |  |  | R-410A | 2.0167 | Residential & Commercial | USHP | Ducted CEE Tier 1
211241297 | Central HP <5.4 tons | GRANDAIRE | HRCU-A-CB (Split System: Heat Pump with Remote Outdoor Unit-Air-Source) | WDLCURAH24ABK |  |  | WLA*304AA* | WFSX060A036A* | 24200 | 15.5 | 8.5 | 26600 | 22800 | 85.71% | 1.86 | 0 | 10 |  |  |  |  | R-410A | 2.0167 | Residential & Commercial | USHP | Ducted CEE Tier 1
211241340 | Central HP <5.4 tons | GRANDAIRE | HRCU-A-CB (Split System: Heat Pump with Remote Outdoor Unit-Air-Source) | WDLCURAH24ABK |  |  | WLA*304AA* | WFER045A036A* | 24400 | 16 | 8.5 | 26600 | 22600 | 84.96% | 1.86 | 0 | 10 |  |  |  |  | R-410A | 2.0333 | Residential & Commercial | USHP | Ducted CEE Tier 1
211241020 | Central HP <5.4 tons | GRANDAIRE | HRCU-A-CB (Split System: Heat Pump with Remote Outdoor Unit-Air-Source) | WDLCURAH24ABK |  |  | WLA*254BA* | WFSX060A036A* | 25000 | 16 | 8.5 | 26000 | 21000 | 80.77% | 1.76 | 0 | 10 |  |  |  |  | R-410A | 2.0833 | Residential & Commercial | USHP | Ducted CEE Tier 1
212383309 | Central HP <5.4 tons | KEEPRITE | HRCU-A-CB (Split System: Heat Pump with Remote Outdoor Unit-Air-Source) | DLCURAH36ABK |  |  | EA*4X36L21A* | *80ES(N,L)0902116A* | 35600 | 16 | 8.1 | 39500 | 35200 | 89.11% | 1.84 | 0 | 10 |  |  |  |  | R-410A | 2.9667 | Residential & Commercial | USHP | Ducted CEE Tier 1
211226916 | Central HP <5.4 tons | KEEPRITE | HRCU-A-CB (Split System: Heat Pump with Remote Outdoor Unit-Air-Source) | DLCURAH36ABK |  |  | EA*4X37L21A* | *80ESU0601716A | 37000 | 16 | 8.5 | 38500 | 34800 | 90.39% | 2.12 | 0 | 10 |  |  |  |  | R-410A | 3.0833 | Residential & Commercial | USHP | Ducted CEE Tier 1
211226809 | Central HP <5.4 tons | KEEPRITE | HRCU-A-CB (Split System: Heat Pump with Remote Outdoor Unit-Air-Source) | DLCURAH36ABK |  |  | EA*4X37L21A* | *80ES(N,L)0702116A* | 37200 | 15.5 | 8.5 | 38500 | 35000 | 90.91% | 2.12 | 0 | 10 |  |  |  |  | R-410A | 3.1 | Residential & Commercial | USHP | Ducted CEE Tier 1
211226857 | Central HP <5.4 tons | KEEPRITE | HRCU-A-CB (Split System: Heat Pump with Remote Outdoor Unit-Air-Source) | DLCURAH36ABK |  |  | EA*4X37L21A* | *80ES(N,L)1102120A* | 37000 | 15.5 | 8.5 | 38500 | 34800 | 90.39% | 2.12 | 0 | 10 |  |  |  |  | R-410A | 3.0833 | Residential & Commercial | USHP | Ducted CEE Tier 1
211226416 | Central HP <5.4 tons | KEEPRITE | HRCU-A-CB (Split System: Heat Pump with Remote Outdoor Unit-Air-Source) | DLCURAH36ABK |  |  | EA*4X36L21A* | *96VTN1002120A* | 35600 | 15.5 | 8.1 | 39500 | 35200 | 89.11% | 1.84 | 0 | 9.5 |  |  |  |  | R-410A | 2.9667 | Residential & Commercial | USHP
211227477 | Central HP <5.4 tons | KEEPRITE | HRCU-A-CB (Split System: Heat Pump with Remote Outdoor Unit-Air-Source) | DLCURAH36ABK |  |  | EA*4X42L21A* | *80VTL0902120A* | 35000 | 16 | 8.1 | 38500 | 35000 | 90.91% | 1.86 | 0 | 9.5 |  |  |  |  | R-410A | 2.9167 | Residential & Commercial | USHP
211227325 | Central HP <5.4 tons | KEEPRITE | HRCU-A-CB (Split System: Heat Pump with Remote Outdoor Unit-Air-Source) | DLCURAH36ABK |  |  | EA*4X42L21A* | *80ES(N,L)0702116A* | 35200 | 16 | 8.1 | 38500 | 35000 | 90.91% | 1.88 | 0 | 9.5 |  |  |  |  | R-410A | 2.9333 | Residential & Commercial | USHP
213080871 | Central HP <5.4 tons | GRANDAIRE | HRCU-A-CB (Split System: Heat Pump with Remote Outdoor Unit-Air-Source) | WDLCURAH36ABK |  |  | WLN(C,W)484CA* | WFSU080C060B* | 35800 | 16.5 | 8.1 | 38500 | 35000 | 90.91% | 2 | 0 | 10 |  |  |  |  | R-410A | 2.9833 | Residential & Commercial | USHP | Ducted CEE Tier 1
212384311 | Central HP <5.4 tons | GRANDAIRE | HRCU-A-CB (Split System: Heat Pump with Remote Outdoor Unit-Air-Source) | WDLCURAH36ABK |  |  | WLNC424BA* | WFAX060A036A* | 36000 | 15.2 | 8.1 | 39500 | 35000 | 88.61% | 1.96 | 0 | 10 |  |  |  |  | R-410A | 3 | Residential & Commercial | USHP | Ducted CEE Tier 1
215683180 | Central HP <5.4 tons | KEEPRITE | HRCU-A-CB (Split System: Heat Pump with Remote Outdoor Unit-Air-Source) | C5H0V60*K*AAA* |  |  | EVD5X61M21A*+WALLCON | *97CTN1002122A* | 57500 | 18.5 | 9 | 64000 | 45000 | 70.31% | 2.06 | 0 | 9 |  |  |  |  | R-454B | 4.7917 | Residential & Commercial | USHP
211712546 | Central HP <5.4 tons | GRANDAIRE | HRCU-A-CB (Split System: Heat Pump with Remote Outdoor Unit-Air-Source) | WDLCURAH30ABK |  |  | WLA*424CA* | WFAX080C060A* | 30600 | 15.2 | 8.1 | 34200 | 27000 | 78.95% | 1.82 | 0 | 9 |  |  |  |  | R-410A | 2.55 | Residential & Commercial | USHP
212384785 | Central HP <5.4 tons | GRANDAIRE | HRCU-A-CB (Split System: Heat Pump with Remote Outdoor Unit-Air-Source) | WDLCURAH36ABK |  |  | WLN(C,W)484CA* | WFER070B048A* | 35800 | 16 | 8.1 | 39000 | 34800 | 89.23% | 2 | 0 | 10 |  |  |  |  | R-410A | 2.9833 | Residential & Commercial | USHP | Ducted CEE Tier 1
212384285 | Central HP <5.4 tons | GRANDAIRE | HRCU-A-CB (Split System: Heat Pump with Remote Outdoor Unit-Air-Source) | WDLCURAH36ABK |  |  | WLNC424BA* | WFEL070B036B* | 35800 | 15.2 | 8.1 | 39500 | 35000 | 88.61% | 1.96 | 0 | 10 |  |  |  |  | R-410A | 2.9833 | Residential & Commercial | USHP | Ducted CEE Tier 1
212383312 | Central HP <5.4 tons | GRANDAIRE | HRCU-A-CB (Split System: Heat Pump with Remote Outdoor Unit-Air-Source) | WDLCURAH36ABK |  |  | WLA*364CA* | WFEL090C048B* | 35600 | 16 | 8.1 | 39500 | 35200 | 89.11% | 1.84 | 0 | 10 |  |  |  |  | R-410A | 2.9667 | Residential & Commercial | USHP | Ducted CEE Tier 1
212980166 | Central HP <5.4 tons | GRANDAIRE | HRCU-A-CB (Split System: Heat Pump with Remote Outdoor Unit-Air-Source) | WDLCURAH36ABK |  |  | WLA*484CA* | WFE*090C048C* | 35600 | 16.5 | 8.5 | 37800 | 34600 | 91.53% | 2.02 | 0 | 10 |  |  |  |  | R-410A | 2.9667 | Residential & Commercial | USHP | Ducted CEE Tier 1
212978077 | Central HP <5.4 tons | GRANDAIRE | HRCU-A-CB (Split System: Heat Pump with Remote Outdoor Unit-Air-Source) | WDLCURAH30ABK |  |  | WLNC424BA* | WFE*070A036C* | 29800 | 15.2 | 8.1 | 34000 | 26800 | 78.82% | 2.28 | 0 | 9 |  |  |  |  | R-410A | 2.4833 | Residential & Commercial | USHP
212979748 | Central HP <5.4 tons | GRANDAIRE | HRCU-A-CB (Split System: Heat Pump with Remote Outdoor Unit-Air-Source) | WDLCURAH30ABK |  |  | WLA*434CA* | WFE*090B042C* | 30400 | 15.2 | 8.1 | 33000 | 28400 | 86.06% | 1.76 | 0 | 9 |  |  |  |  | R-410A | 2.5333 | Residential & Commercial | USHP
212980232 | Central HP <5.4 tons | GRANDAIRE | HRCU-A-CB (Split System: Heat Pump with Remote Outdoor Unit-Air-Source) | WDLCURAH30ABK |  |  | WLA*434CA* | WFE*090C048C* | 30600 | 15.2 | 8.1 | 33400 | 28200 | 84.43% | 1.76 | 0 | 9 |  |  |  |  | R-410A | 2.55 | Residential & Commercial | USHP
212982623 | Central HP <5.4 tons | GRANDAIRE | HRCU-A-CB (Split System: Heat Pump with Remote Outdoor Unit-Air-Source) | WDLCURAH30ABK |  |  | WLA*364CA* | WFEU060B048B* | 29600 | 15.2 | 8.1 | 34000 | 27800 | 81.76% | 1.78 | 0 | 9 |  |  |  |  | R-410A | 2.4667 | Residential & Commercial | USHP
211227314 | Central HP <5.4 tons | KEEPRITE | HRCU-A-CB (Split System: Heat Pump with Remote Outdoor Unit-Air-Source) | DLCURAH36ABK |  |  | EA*4X42L21A* | *80ES(N,L)0701716A* | 35200 | 16 | 8.1 | 38500 | 35000 | 90.91% | 1.88 | 0 | 9.5 |  |  |  |  | R-410A | 2.9333 | Residential & Commercial | USHP
215682640 | Central HP <5.4 tons | KEEPRITE | HRCU-A-CB (Split System: Heat Pump with Remote Outdoor Unit-Air-Source) | C5H0V60*K*AAA* |  |  | EA*5X61M21A*+WALLCON | *80CSU0401712B* | 55500 | 18 | 8.5 | 58500 | 41000 | 70.09% | 2.04 | 0 | 9 |  |  |  |  | R-454B | 4.625 | Residential & Commercial | USHP
211712458 | Central HP <5.4 tons | GRANDAIRE | HRCU-A-CB (Split System: Heat Pump with Remote Outdoor Unit-Air-Source) | WDLCURAH30ABK |  |  | WLA*424CA* | WFER070C048A* | 29600 | 15.2 | 8.1 | 33600 | 27400 | 81.55% | 1.78 | 0 | 9 |  |  |  |  | R-410A | 2.4667 | Residential & Commercial | USHP
211228581 | Central HP <5.4 tons | KEEPRITE | HRCU-A-CB (Split System: Heat Pump with Remote Outdoor Unit-Air-Source) | DLCURAH36ABK |  |  | EA*4X43L21A* | *95ESU0601716A* | 36800 | 15.5 | 8.5 | 38500 | 34800 | 90.39% | 2.1 | 0 | 10 |  |  |  |  | R-410A | 3.0667 | Residential & Commercial | USHP | Ducted CEE Tier 1
211228698 | Central HP <5.4 tons | KEEPRITE | HRCU-A-CB (Split System: Heat Pump with Remote Outdoor Unit-Air-Source) | DLCURAH36ABK |  |  | EA*4X43L21A* | OMV112K14A | 36200 | 15.5 | 8.5 | 38500 | 34800 | 90.39% | 2.06 | 0 | 10 |  |  |  |  | R-410A | 3.0167 | Residential & Commercial | USHP | Ducted CEE Tier 1
211228016 | Central HP <5.4 tons | KEEPRITE | HRCU-A-CB (Split System: Heat Pump with Remote Outdoor Unit-Air-Source) | DLCURAH36ABK |  |  | EA*4X42L24A* | *95ESN1002120A* | 36000 | 15.5 | 8.1 | 39500 | 35200 | 89.11% | 1.92 | 0 | 10 |  |  |  |  | R-410A | 3 | Residential & Commercial | USHP | Ducted CEE Tier 1
211228066 | Central HP <5.4 tons | KEEPRITE | HRCU-A-CB (Split System: Heat Pump with Remote Outdoor Unit-Air-Source) | DLCURAH36ABK |  |  | EA*4X42L24A* | *96VSN1002120A* | 35600 | 16 | 8.1 | 38500 | 35000 | 90.91% | 1.9 | 0 | 10 |  |  |  |  | R-410A | 2.9667 | Residential & Commercial | USHP | Ducted CEE Tier 1
211228230 | Central HP <5.4 tons | KEEPRITE | HRCU-A-CB (Split System: Heat Pump with Remote Outdoor Unit-Air-Source) | DLCURAH36ABK |  |  | EA*4X43L21A* | *80ES(N,L)0701712A* | 36400 | 15.5 | 8.5 | 38500 | 34800 | 90.39% | 2.08 | 0 | 10 |  |  |  |  | R-410A | 3.0333 | Residential & Commercial | USHP | Ducted CEE Tier 1
212383299 | Central HP <5.4 tons | GRANDAIRE | HRCU-A-CB (Split System: Heat Pump with Remote Outdoor Unit-Air-Source) | WDLCURAH36ABK |  |  | WLA*364CA* | WFEL090B042B* | 35600 | 15.5 | 8.1 | 39500 | 35200 | 89.11% | 1.84 | 0 | 9.5 |  |  |  |  | R-410A | 2.9667 | Residential & Commercial | USHP
212384335 | Central HP <5.4 tons | GRANDAIRE | HRCU-A-CB (Split System: Heat Pump with Remote Outdoor Unit-Air-Source) | WDLCURAH36ABK |  |  | WLNC424BA* | WFAX080B048A* | 35600 | 16 | 8.1 | 39000 | 35000 | 89.74% | 1.96 | 0 | 10 |  |  |  |  | R-410A | 2.9667 | Residential & Commercial | USHP | Ducted CEE Tier 1
212978630 | Central HP <5.4 tons | GRANDAIRE | HRCU-A-CB (Split System: Heat Pump with Remote Outdoor Unit-Air-Source) | WDLCURAH24ABK |  |  | WLA*244BA* | WFE*070B036C* | 23600 | 17 | 9 | 27000 | 21600 | 80% | 1.82 | 0 | 10 |  |  |  |  | R-410A | 1.9667 | Residential & Commercial | USHP | Ducted CEE Tier 1
212978209 | Central HP <5.4 tons | GRANDAIRE | HRCU-A-CB (Split System: Heat Pump with Remote Outdoor Unit-Air-Source) | WDLCURAH24ABK |  |  | WLNC304BA* | WFE*070A036C* | 23600 | 17 | 8.1 | 26000 | 24000 | 92.31% | 2 | 0 | 10.5 |  |  |  |  | R-410A | 1.9667 | Residential & Commercial | USHP | Ducted CEE Tier 1
212980221 | Central HP <5.4 tons | GRANDAIRE | HRCU-A-CB (Split System: Heat Pump with Remote Outdoor Unit-Air-Source) | WDLCURAH30ABK |  |  | WLA*424DA* | WFE*090C048C* | 29600 | 15.2 | 8.1 | 33800 | 26400 | 78.11% | 1.86 | 0 | 9 |  |  |  |  | R-410A | 2.4667 | Residential & Commercial | USHP
212980957 | Central HP <5.4 tons | GRANDAIRE | HRCU-A-CB (Split System: Heat Pump with Remote Outdoor Unit-Air-Source) | WDLCURAH30ABK |  |  | WLA*434CA* | WFE*110C060C* | 31000 | 15.2 | 8.5 | 33600 | 28200 | 83.93% | 1.76 | 0 | 9 |  |  |  |  | R-410A | 2.5833 | Residential & Commercial | USHP
213353852 | Central HP <5.4 tons | KEEPRITE | HRCU-A-CB (Split System: Heat Pump with Remote Outdoor Unit-Air-Source) | DLCURAH36ABK |  |  | F5MA4*36L*B* | 0 | 35800 | 16 | 9 | 38500 | 35000 | 90.91% | 1.94 | 0 | 10 |  |  |  |  | R-410A | 2.9833 | Residential & Commercial | USHP | Ducted CEE Tier 1
211227199 | Central HP <5.4 tons | KEEPRITE | HRCU-A-CB (Split System: Heat Pump with Remote Outdoor Unit-Air-Source) | DLCURAH36ABK |  |  | EA*4X37L21A* | *96VTN1002120A* | 36600 | 15.5 | 8.5 | 38500 | 34800 | 90.39% | 2.1 | 0 | 10 |  |  |  |  | R-410A | 3.05 | Residential & Commercial | USHP | Ducted CEE Tier 1
212989620 | Central HP <5.4 tons | GRANDAIRE | HRCU-A-CB (Split System: Heat Pump with Remote Outdoor Unit-Air-Source) | WDLCURAH24ABK |  |  | WLA*374CA* | WFSU080C060B* | 24000 | 17.5 | 8.5 | 25200 | 24600 | 97.62% | 2.04 | 0 | 10 |  |  |  |  | R-410A | 2 | Residential & Commercial | USHP | Ducted CEE Tier 1
215940851 | Central HP <5.4 tons | KEEPRITE | HRCU-A-CB (Split System: Heat Pump with Remote Outdoor Unit-Air-Source) | C5H3V36*K*AAA* |  |  | EVD5X60M21A*+WALLCON | *97CTN0801716A* | 35400 | 21 | 8.5 | 38500 | 29000 | 75.32% | 2 | 0 | 12 |  |  |  |  | R-454B | 2.95 | Residential & Commercial | USHP | Ducted CEE Tier 1
212978331 | Central HP <5.4 tons | GRANDAIRE | HRCU-A-CB (Split System: Heat Pump with Remote Outdoor Unit-Air-Source) | WDLCURAH18ABK |  |  | WLNC244BA* | WFE*070A036C* | 17600 | 16.5 | 8.5 | 18500 | 18700 | 101.1% | 2.26 | 0 | 11 |  |  |  |  | R-410A | 1.4667 | Residential & Commercial | USHP | Ducted CEE Tier 1
211241197 | Central HP <5.4 tons | GRANDAIRE | HRCU-A-CB (Split System: Heat Pump with Remote Outdoor Unit-Air-Source) | WDLCURAH24ABK |  |  | WLA*254BA* | WFEL070A036B* | 25000 | 17 | 8.5 | 25600 | 21000 | 82.03% | 1.78 | 0 | 10.5 |  |  |  |  | R-410A | 2.0833 | Residential & Commercial | USHP | Ducted CEE Tier 1
211240661 | Central HP <5.4 tons | GRANDAIRE | HRCU-A-CB (Split System: Heat Pump with Remote Outdoor Unit-Air-Source) | WDLCURAH24ABK |  |  | WLA*244BA* | WFER070B036A* | 24000 | 16 | 8.5 | 27000 | 23600 | 87.41% | 1.94 | 0 | 10 |  |  |  |  | R-410A | 2 | Residential & Commercial | USHP | Ducted CEE Tier 1
211244121 | Central HP <5.4 tons | GRANDAIRE | HRCU-A-CB (Split System: Heat Pump with Remote Outdoor Unit-Air-Source) | WDLCURAH24ABK |  |  | WLNC244BA* | WFER045B036A* | 23600 | 16 | 8.5 | 26800 | 23600 | 88.06% | 1.94 | 0 | 10 |  |  |  |  | R-410A | 1.9667 | Residential & Commercial | USHP | Ducted CEE Tier 1
211243376 | Central HP <5.4 tons | GRANDAIRE | HRCU-A-CB (Split System: Heat Pump with Remote Outdoor Unit-Air-Source) | WDLCURAH24ABK |  |  | WLA*374CA* | WFSU060B048A* | 25000 | 17 | 8.5 | 25600 | 20800 | 81.25% | 1.76 | 0 | 10.5 |  |  |  |  | R-410A | 2.0833 | Residential & Commercial | USHP | Ducted CEE Tier 1
211242828 | Central HP <5.4 tons | GRANDAIRE | HRCU-A-CB (Split System: Heat Pump with Remote Outdoor Unit-Air-Source) | WDLCURAH24ABK |  |  | WLA*374BA* | WFSU040B036A* | 24000 | 17 | 8.5 | 25200 | 22000 | 87.3% | 1.84 | 0 | 10 |  |  |  |  | R-410A | 2 | Residential & Commercial | USHP | Ducted CEE Tier 1
211242558 | Central HP <5.4 tons | GRANDAIRE | HRCU-A-CB (Split System: Heat Pump with Remote Outdoor Unit-Air-Source) | WDLCURAH24ABK |  |  | WLA*364CA* | WFEL045B036B* | 24200 | 17 | 8.5 | 26200 | 22600 | 86.26% | 1.86 | 0 | 10 |  |  |  |  | R-410A | 2.0167 | Residential & Commercial | USHP | Ducted CEE Tier 1
212978974 | Central HP <5.4 tons | GRANDAIRE | HRCU-A-CB (Split System: Heat Pump with Remote Outdoor Unit-Air-Source) | WDLCURAH36ABK |  |  | WLA*484CA* | WFE*070B048C* | 35600 | 16 | 8.1 | 37800 | 35400 | 93.65% | 1.8 | 0 | 10 |  |  |  |  | R-410A | 2.9667 | Residential & Commercial | USHP | Ducted CEE Tier 1
211227076 | Central HP <5.4 tons | GRANDAIRE | HRCU-A-CB (Split System: Heat Pump with Remote Outdoor Unit-Air-Source) | WDLCURAH36ABK |  |  | WLA*374CA* | WFSX100C060A* | 37000 | 15.5 | 8.5 | 38500 | 34800 | 90.39% | 2.1 | 0 | 10 |  |  |  |  | R-410A | 3.0833 | Residential & Commercial | USHP | Ducted CEE Tier 1
211227551 | Central HP <5.4 tons | GRANDAIRE | HRCU-A-CB (Split System: Heat Pump with Remote Outdoor Unit-Air-Source) | WDLCURAH36ABK |  |  | WLA*424CA* | WFAX100C060A* | 35200 | 16.5 | 8.1 | 38500 | 35000 | 90.91% | 1.88 | 0 | 10 |  |  |  |  | R-410A | 2.9333 | Residential & Commercial | USHP | Ducted CEE Tier 1
211227660 | Central HP <5.4 tons | GRANDAIRE | HRCU-A-CB (Split System: Heat Pump with Remote Outdoor Unit-Air-Source) | WDLCURAH36ABK |  |  | WLA*424CA* | WFSU100C060A* | 35800 | 16 | 8.1 | 38500 | 35000 | 90.91% | 1.9 | 0 | 10 |  |  |  |  | R-410A | 2.9833 | Residential & Commercial | USHP | Ducted CEE Tier 1
211227810 | Central HP <5.4 tons | GRANDAIRE | HRCU-A-CB (Split System: Heat Pump with Remote Outdoor Unit-Air-Source) | WDLCURAH36ABK |  |  | WLA*424DA* | WFEL090D060B* | 35400 | 16 | 8.1 | 38500 | 35000 | 90.91% | 1.88 | 0 | 10 |  |  |  |  | R-410A | 2.95 | Residential & Commercial | USHP | Ducted CEE Tier 1
211228519 | Central HP <5.4 tons | GRANDAIRE | HRCU-A-CB (Split System: Heat Pump with Remote Outdoor Unit-Air-Source) | WDLCURAH36ABK |  |  | WLA*434CA* | WFSX100C060A* | 37000 | 15.5 | 8.5 | 38500 | 34800 | 90.39% | 2.1 | 0 | 10 |  |  |  |  | R-410A | 3.0833 | Residential & Commercial | USHP | Ducted CEE Tier 1
211229023 | Central HP <5.4 tons | GRANDAIRE | HRCU-A-CB (Split System: Heat Pump with Remote Outdoor Unit-Air-Source) | WDLCURAH36ABK |  |  | WLA*484CA* | WFSX060B042A* | 35400 | 15.5 | 8.1 | 38500 | 34800 | 90.39% | 2.02 | 0 | 9.5 |  |  |  |  | R-410A | 2.95 | Residential & Commercial | USHP
211230450 | Central HP <5.4 tons | GRANDAIRE | HRCU-A-CB (Split System: Heat Pump with Remote Outdoor Unit-Air-Source) | WDLCURAH36ABK |  |  | WLNC484DA* | WFEL090D060B* | 36200 | 16.5 | 8.1 | 38500 | 34800 | 90.39% | 2.02 | 0 | 10.5 |  |  |  |  | R-410A | 3.0167 | Residential & Commercial | USHP | Ducted CEE Tier 1
211712582 | Central HP <5.4 tons | GRANDAIRE | HRCU-A-CB (Split System: Heat Pump with Remote Outdoor Unit-Air-Source) | WDLCURAH30ABK |  |  | WLA*424CA* | WFEU080C060A* | 29800 | 15.2 | 8.1 | 33800 | 27200 | 80.47% | 1.78 | 0 | 9 |  |  |  |  | R-410A | 2.4833 | Residential & Commercial | USHP
212982635 | Central HP <5.4 tons | GRANDAIRE | HRCU-A-CB (Split System: Heat Pump with Remote Outdoor Unit-Air-Source) | WDLCURAH30ABK |  |  | WLA*374CA* | WFEU060B048B* | 30800 | 15.2 | 8.5 | 33000 | 26200 | 79.39% | 1.84 | 0 | 9 |  |  |  |  | R-410A | 2.5667 | Residential & Commercial | USHP
212979736 | Central HP <5.4 tons | GRANDAIRE | HRCU-A-CB (Split System: Heat Pump with Remote Outdoor Unit-Air-Source) | WDLCURAH30ABK |  |  | WLA*424CA* | WFE*090B042C* | 30000 | 15.2 | 8.1 | 34200 | 26400 | 77.19% | 1.84 | 0 | 9 |  |  |  |  | R-410A | 2.5 | Residential & Commercial | USHP
212982167 | Central HP <5.4 tons | GRANDAIRE | HRCU-A-CB (Split System: Heat Pump with Remote Outdoor Unit-Air-Source) | WDLCURAH30ABK |  |  | WLA*424CA* | WFEU040B036B* | 30000 | 15.2 | 8.5 | 33800 | 27400 | 81.07% | 1.78 | 0 | 9 |  |  |  |  | R-410A | 2.5 | Residential & Commercial | USHP
215681910 | Central HP <5.4 tons | KEEPRITE | HRCU-A-CB (Split System: Heat Pump with Remote Outdoor Unit-Air-Source) | C5H0V48*K*AAA* |  |  | EVM5X60M21A*+WALLCON | *80CSU0401712B* | 48000 | 18.5 | 9 | 50000 | 36600 | 73.2% | 2 | 0 | 10 |  |  |  |  | R-454B | 4 | Residential & Commercial | USHP | Ducted CEE Tier 1
215681990 | Central HP <5.4 tons | KEEPRITE | HRCU-A-CB (Split System: Heat Pump with Remote Outdoor Unit-Air-Source) | C5H0V48*K*AAA* |  |  | EVM5X60M24A*+WALLCON | *80CSU0802120B* | 48000 | 19 | 9 | 50000 | 36200 | 72.4% | 2.12 | 0 | 10 |  |  |  |  | R-454B | 4 | Residential & Commercial | USHP | Ducted CEE Tier 1
215682010 | Central HP <5.4 tons | KEEPRITE | HRCU-A-CB (Split System: Heat Pump with Remote Outdoor Unit-Air-Source) | C5H0V48*K*AAA* |  |  | EVM5X60M24A*+WALLCON | *97CTN0802120A* | 48000 | 19 | 9 | 50000 | 36600 | 73.2% | 2 | 0 | 10 |  |  |  |  | R-454B | 4 | Residential & Commercial | USHP | Ducted CEE Tier 1
215678270 | Central HP <5.4 tons | KEEPRITE | HRCU-A-CB (Split System: Heat Pump with Remote Outdoor Unit-Air-Source) | C5H0V24*K*AAA* |  |  | EA*5X30M17A*+WALLCON | *80CSU0401712B* | 23200 | 17 | 8.5 | 23600 | 16600 | 70.34% | 1.98 | 0 | 10 |  |  |  |  | R-454B | 1.9333 | Residential & Commercial | USHP | Ducted CEE Tier 1
215678150 | Central HP <5.4 tons | KEEPRITE | HRCU-A-CB (Split System: Heat Pump with Remote Outdoor Unit-Air-Source) | C5H0V60*K*AAA* |  |  | ESH5X60M12A*+WALLCON | *97CMN1002122B* | 55500 | 17 | 8.5 | 60000 | 42000 | 70% | 1.9 | 0 | 8.5 |  |  |  |  | R-454B | 4.625 | Residential & Commercial | USHP
215677800 | Central HP <5.4 tons | KEEPRITE | HRCU-A-CB (Split System: Heat Pump with Remote Outdoor Unit-Air-Source) | C5H0V60*K*AAA* |  |  | EA*5X60M24A*+WALLCON | *80CTL1352422B* | 55500 | 18.5 | 9 | 59000 | 41500 | 70.34% | 2.02 | 0 | 9 |  |  |  |  | R-454B | 4.625 | Residential & Commercial | USHP
215677700 | Central HP <5.4 tons | KEEPRITE | HRCU-A-CB (Split System: Heat Pump with Remote Outdoor Unit-Air-Source) | C5H0V60*K*AAA* |  |  | EVD5X61M24A*+WALLCON | *97CMN0802120B* | 57500 | 18.5 | 9 | 64000 | 45000 | 70.31% | 2.06 | 0 | 9 |  |  |  |  | R-454B | 4.7917 | Residential & Commercial | USHP
215675620 | Central HP <5.4 tons | KEEPRITE | HRCU-A-CB (Split System: Heat Pump with Remote Outdoor Unit-Air-Source) | C5H0V48*K*AAA* |  |  | EVM5X49M21A*+WALLCON | *97CMN0801714B* | 47500 | 18.5 | 9 | 50000 | 37400 | 74.8% | 1.98 | 0 | 10 |  |  |  |  | R-454B | 3.9583 | Residential & Commercial | USHP | Ducted CEE Tier 1
215681320 | Central HP <5.4 tons | KEEPRITE | HRCU-A-CB (Split System: Heat Pump with Remote Outdoor Unit-Air-Source) | C5H0V48*K*AAA* |  |  | EA*5X48M21A*+WALLCON | *80CSU0601716B* | 44000 | 17 | 9 | 48500 | 34200 | 70.52% | 2.04 | 0 | 9.5 |  |  |  |  | R-454B | 3.6667 | Residential & Commercial | USHP
211244144 | Central HP <5.4 tons | GRANDAIRE | HRCU-A-CB (Split System: Heat Pump with Remote Outdoor Unit-Air-Source) | WDLCURAH24ABK |  |  | WLNC244BA* | WFEL090B042B* | 24000 | 16 | 8.5 | 27000 | 23000 | 85.19% | 1.9 | 0 | 10 |  |  |  |  | R-410A | 2 | Residential & Commercial | USHP | Ducted CEE Tier 1
212978161 | Central HP <5.4 tons | GRANDAIRE | HRCU-A-CB (Split System: Heat Pump with Remote Outdoor Unit-Air-Source) | WDLCURAH24ABK |  |  | WLA*374BA* | WFE*070A036C* | 24000 | 17.5 | 8.5 | 25200 | 25400 | 100.8% | 2.14 | 0 | 10 |  |  |  |  | R-410A | 2 | Residential & Commercial | USHP | Ducted CEE Tier 1
211226375 | Central HP <5.4 tons | KEEPRITE | HRCU-A-CB (Split System: Heat Pump with Remote Outdoor Unit-Air-Source) | DLCURAH36ABK |  |  | EA*4X36L21A* | *95ESN1002120A* | 35600 | 15.5 | 8.1 | 39500 | 35200 | 89.11% | 1.84 | 0 | 9.5 |  |  |  |  | R-410A | 2.9667 | Residential & Commercial | USHP
211226877 | Central HP <5.4 tons | KEEPRITE | HRCU-A-CB (Split System: Heat Pump with Remote Outdoor Unit-Air-Source) | DLCURAH36ABK |  |  | EA*4X37L21A* | *80VSL0701716A* | 36600 | 15.5 | 8.5 | 38500 | 34800 | 90.39% | 2.08 | 0 | 10 |  |  |  |  | R-410A | 3.05 | Residential & Commercial | USHP | Ducted CEE Tier 1
213076430 | Central HP <5.4 tons | GRANDAIRE | HRCU-A-CB (Split System: Heat Pump with Remote Outdoor Unit-Air-Source) | WDLCURAH36ABK |  |  | WLA*374BA* | WFET045A036A* | 36000 | 15.5 | 8.5 | 38500 | 35400 | 91.95% | 1.78 | 0 | 10 |  |  |  |  | R-410A | 3 | Residential & Commercial | USHP | Ducted CEE Tier 1
215676880 | Central HP <5.4 tons | KEEPRITE | HRCU-A-CB (Split System: Heat Pump with Remote Outdoor Unit-Air-Source) | C5H0V48*K*AAA* |  |  | EVD5X61M24A*+WALLCON | *80CTL0902120B* | 48500 | 19.5 | 9.5 | 50000 | 36600 | 73.2% | 2.1 | 0 | 10.5 |  |  |  |  | R-454B | 4.0417 | Residential & Commercial | USHP | Ducted CEE Tier 1
215676530 | Central HP <5.4 tons | KEEPRITE | HRCU-A-CB (Split System: Heat Pump with Remote Outdoor Unit-Air-Source) | C5H0V48*K*AAA* |  |  | EVD5X60M21A*+WALLCON | *97CMN0602120B* | 47500 | 18.5 | 9 | 50000 | 37200 | 74.4% | 1.98 | 0 | 10 |  |  |  |  | R-454B | 3.9583 | Residential & Commercial | USHP | Ducted CEE Tier 1
215676180 | Central HP <5.4 tons | KEEPRITE | HRCU-A-CB (Split System: Heat Pump with Remote Outdoor Unit-Air-Source) | C5H0V48*K*AAA* |  |  | EVD5X48M24A*+WALLCON | *80CSU0802120A* | 47500 | 19 | 9 | 50000 | 36200 | 72.4% | 2.02 | 0 | 10 |  |  |  |  | R-454B | 3.9583 | Residential & Commercial | USHP | Ducted CEE Tier 1
215675710 | Central HP <5.4 tons | KEEPRITE | HRCU-A-CB (Split System: Heat Pump with Remote Outdoor Unit-Air-Source) | C5H0V48*K*AAA* |  |  | EVM5X60M21A*+WALLCON | *80CTL0701716B* | 48000 | 18.5 | 9 | 50000 | 37200 | 74.4% | 2 | 0 | 10 |  |  |  |  | R-454B | 4 | Residential & Commercial | USHP | Ducted CEE Tier 1
215675730 | Central HP <5.4 tons | KEEPRITE | HRCU-A-CB (Split System: Heat Pump with Remote Outdoor Unit-Air-Source) | C5H0V48*K*AAA* |  |  | EVM5X60M21A*+WALLCON | *80CTL0901716B* | 48000 | 19 | 9 | 50000 | 37000 | 74% | 1.98 | 0 | 10 |  |  |  |  | R-454B | 4 | Residential & Commercial | USHP | Ducted CEE Tier 1
215676330 | Central HP <5.4 tons | KEEPRITE | HRCU-A-CB (Split System: Heat Pump with Remote Outdoor Unit-Air-Source) | C5H0V48*K*AAA* |  |  | EVD5X49M24A*+WALLCON | *80CTL1352422B* | 48000 | 19 | 9 | 50000 | 36400 | 72.8% | 2 | 0 | 10.5 |  |  |  |  | R-454B | 4 | Residential & Commercial | USHP | Ducted CEE Tier 1
215676230 | Central HP <5.4 tons | KEEPRITE | HRCU-A-CB (Split System: Heat Pump with Remote Outdoor Unit-Air-Source) | C5H0V48*K*AAA* |  |  | EVD5X48M24A*+WALLCON | *80CTL1352422B* | 47000 | 19 | 9 | 50000 | 36200 | 72.4% | 2 | 0 | 10 |  |  |  |  | R-454B | 3.9167 | Residential & Commercial | USHP | Ducted CEE Tier 1
215676280 | Central HP <5.4 tons | KEEPRITE | HRCU-A-CB (Split System: Heat Pump with Remote Outdoor Unit-Air-Source) | C5H0V48*K*AAA* |  |  | EVD5X48M24A*+WALLCON | *96CTN1202422B* | 47000 | 18.5 | 9 | 50000 | 36400 | 72.8% | 2 | 0 | 10 |  |  |  |  | R-454B | 3.9167 | Residential & Commercial | USHP | Ducted CEE Tier 1
215676130 | Central HP <5.4 tons | KEEPRITE | HRCU-A-CB (Split System: Heat Pump with Remote Outdoor Unit-Air-Source) | C5H0V48*K*AAA* |  |  | EVD5X48M21A*+WALLCON | *80CTL1102120B* | 47000 | 18.5 | 9 | 50000 | 36400 | 72.8% | 2 | 0 | 10 |  |  |  |  | R-454B | 3.9167 | Residential & Commercial | USHP | Ducted CEE Tier 1
215681510 | Central HP <5.4 tons | KEEPRITE | HRCU-A-CB (Split System: Heat Pump with Remote Outdoor Unit-Air-Source) | C5H0V48*K*AAA* |  |  | EA*5X61M21A*+WALLCON | *97CTN1002122A* | 46000 | 18 | 9 | 47500 | 33800 | 71.16% | 2.08 | 0 | 10 |  |  |  |  | R-454B | 3.8333 | Residential & Commercial | USHP | Ducted CEE Tier 1
211260895 | Central HP <5.4 tons | GRANDAIRE | HRCU-A-CB (Split System: Heat Pump with Remote Outdoor Unit-Air-Source) | WDLCURAH18ABK |  |  | WLA*254BA* | WFSX040A030A* | 18300 | 16 | 8.5 | 18200 | 17500 | 96.15% | 2.12 | 0 | 10.5 |  |  |  |  | R-410A | 1.525 | Residential & Commercial | USHP | Ducted CEE Tier 1
211260329 | Central HP <5.4 tons | GRANDAIRE | HRCU-A-CB (Split System: Heat Pump with Remote Outdoor Unit-Air-Source) | WDLCURAH18ABK |  |  | WLA*244BA* | WFSU040B036A* | 17600 | 16 | 8.5 | 18500 | 19100 | 103.2% | 2.3 | 0 | 10.5 |  |  |  |  | R-410A | 1.4667 | Residential & Commercial | USHP | Ducted CEE Tier 1
216737838 | Central HP <5.4 tons | GRANDAIRE | HRCU-A-CB (Split System: Heat Pump with Remote Outdoor Unit-Air-Source) | WD5CUHAH24AAK |  |  | W5SH30M12XA* | WFST060B048A* | 22400 | 15.5 | 8.1 | 21000 | 18800 | 89.52% | 1.85 | 0 | 10.5 |  |  |  |  | R-454B | 1.8667 | Residential & Commercial | USHP | Ducted CEE Tier 1
216737336 | Central HP <5.4 tons | GRANDAIRE | HRCU-A-CB (Split System: Heat Pump with Remote Outdoor Unit-Air-Source) | WD5CUHAH24AAK |  |  | W5SH30M12XA* | WFET045A036A* | 22200 | 15.5 | 8.1 | 20800 | 18700 | 89.9% | 1.85 | 0 | 10.5 |  |  |  |  | R-454B | 1.85 | Residential & Commercial | USHP | Ducted CEE Tier 1
214239980 | Central HP <5.4 tons | KEEPRITE | HRCU-A-CB (Split System: Heat Pump with Remote Outdoor Unit-Air-Source) | CVH837GKA** |  |  | EN(A,D)4X48L24**+WALLCON | *80CTL1102120B* | 32400 | 17 | 8.1 | 32600 | 24600 | 75.46% | 1.96 | 0 | 11.5 |  |  |  |  | R-410A | 2.7 | Residential & Commercial | USHP | Ducted CEE Tier 1
214243022 | Central HP <5.4 tons | KEEPRITE | HRCU-A-CB (Split System: Heat Pump with Remote Outdoor Unit-Air-Source) | CVH825GKA2* |  |  | EN(A,D,W)4X42L21**+WALLCON | *97CMN0601714B* | 23600 | 16 | 8.1 | 21600 | 16700 | 77.31% | 1.94 | 0 | 11 |  |  |  |  | R-410A | 1.9667 | Residential & Commercial | USHP | Ducted CEE Tier 1
214242872 | Central HP <5.4 tons | KEEPRITE | HRCU-A-CB (Split System: Heat Pump with Remote Outdoor Unit-Air-Source) | CVH825GKA2* |  |  | END4X42L17**+WALLCON | *80CTL0701412B* | 24000 | 17 | 8.1 | 21400 | 16600 | 77.57% | 1.98 | 0 | 11 |  |  |  |  | R-410A | 2 | Residential & Commercial | USHP | Ducted CEE Tier 1
214239630 | Central HP <5.4 tons | KEEPRITE | HRCU-A-CB (Split System: Heat Pump with Remote Outdoor Unit-Air-Source) | CVH837GKA** |  |  | EN(A,D)4X36L21**+WALLCON | *96CTN1002122B* | 31400 | 16.5 | 8.1 | 33000 | 24000 | 72.73% | 1.82 | 0 | 11 |  |  |  |  | R-410A | 2.6167 | Residential & Commercial | USHP | Ducted CEE Tier 1
214239880 | Central HP <5.4 tons | KEEPRITE | HRCU-A-CB (Split System: Heat Pump with Remote Outdoor Unit-Air-Source) | CVH837GKA** |  |  | EN(A,D,W)4X48L21**+WALLCON | *80CTL0902120B* | 32400 | 17 | 8.1 | 32600 | 24600 | 75.46% | 1.96 | 0 | 11.7 |  |  |  |  | R-410A | 2.7 | Residential & Commercial | USHP | Ducted CEE Tier 1
213076762 | Central HP <5.4 tons | GRANDAIRE | HRCU-A-CB (Split System: Heat Pump with Remote Outdoor Unit-Air-Source) | WDLCURAH36ABK |  |  | WLA*424CA* | WFET110C066A* | 35600 | 16 | 8.1 | 38500 | 35200 | 91.43% | 1.9 | 0 | 10 |  |  |  |  | R-410A | 2.9667 | Residential & Commercial | USHP | Ducted CEE Tier 1
213076619 | Central HP <5.4 tons | GRANDAIRE | HRCU-A-CB (Split System: Heat Pump with Remote Outdoor Unit-Air-Source) | WDLCURAH36ABK |  |  | WLNC424BA* | WFET090B048A* | 35600 | 16 | 8.1 | 38500 | 35200 | 91.43% | 1.88 | 0 | 10 |  |  |  |  | R-410A | 2.9667 | Residential & Commercial | USHP | Ducted CEE Tier 1
211228266 | Central HP <5.4 tons | KEEPRITE | HRCU-A-CB (Split System: Heat Pump with Remote Outdoor Unit-Air-Source) | DLCURAH36ABK |  |  | EA*4X43L21A* | *80ES(N,L)0902116A* | 36800 | 16 | 8.5 | 38500 | 34800 | 90.39% | 2.1 | 0 | 10 |  |  |  |  | R-410A | 3.0667 | Residential & Commercial | USHP | Ducted CEE Tier 1
211227933 | Central HP <5.4 tons | KEEPRITE | HRCU-A-CB (Split System: Heat Pump with Remote Outdoor Unit-Air-Source) | DLCURAH36ABK |  |  | EA*4X42L24A* | *80VTL1102122A* | 36200 | 15.5 | 8.1 | 39500 | 35200 | 89.11% | 1.92 | 0 | 10 |  |  |  |  | R-410A | 3.0167 | Residential & Commercial | USHP | Ducted CEE Tier 1
211227963 | Central HP <5.4 tons | KEEPRITE | HRCU-A-CB (Split System: Heat Pump with Remote Outdoor Unit-Air-Source) | DLCURAH36ABK |  |  | EA*4X42L24A* | *92ESN0802120A* | 35200 | 16.5 | 8.1 | 38500 | 35000 | 90.91% | 1.88 | 0 | 10 |  |  |  |  | R-410A | 2.9333 | Residential & Commercial | USHP | Ducted CEE Tier 1
211227882 | Central HP <5.4 tons | KEEPRITE | HRCU-A-CB (Split System: Heat Pump with Remote Outdoor Unit-Air-Source) | DLCURAH36ABK |  |  | EA*4X42L24A* | *80VSL0902420A* | 35200 | 16 | 8.1 | 38500 | 35000 | 90.91% | 1.88 | 0 | 10 |  |  |  |  | R-410A | 2.9333 | Residential & Commercial | USHP | Ducted CEE Tier 1
211227598 | Central HP <5.4 tons | KEEPRITE | HRCU-A-CB (Split System: Heat Pump with Remote Outdoor Unit-Air-Source) | DLCURAH36ABK |  |  | EA*4X42L21A* | *96VSN0601714A* | 35000 | 15.2 | 8.1 | 38500 | 35200 | 91.43% | 1.86 | 0 | 9.5 |  |  |  |  | R-410A | 2.9167 | Residential & Commercial | USHP
212981017 | Central HP <5.4 tons | GRANDAIRE | HRCU-A-CB (Split System: Heat Pump with Remote Outdoor Unit-Air-Source) | WDLCURAH24ABK |  |  | WLNC364CA* | WFE*110C060C* | 23400 | 17 | 8.5 | 26200 | 28400 | 108.4% | 1.96 | 0 | 10.5 |  |  |  |  | R-410A | 1.95 | Residential & Commercial | USHP | Ducted CEE Tier 1
212982707 | Central HP <5.4 tons | GRANDAIRE | HRCU-A-CB (Split System: Heat Pump with Remote Outdoor Unit-Air-Source) | WDLCURAH24ABK |  |  | WLA*364CA* | WFEU060B048B* | 23800 | 17.5 | 8.5 | 25600 | 23400 | 91.41% | 1.96 | 0 | 10 |  |  |  |  | R-410A | 1.9833 | Residential & Commercial | USHP | Ducted CEE Tier 1
216735229 | Central HP <5.4 tons | KEEPRITE | HRCU-A-CB (Split System: Heat Pump with Remote Outdoor Unit-Air-Source) | D5CUHAH24AAK |  |  | EA*5X37M17A* | *96VSN0401712B* | 22800 | 16 | 8.5 | 20800 | 18600 | 89.42% | 1.96 | 0 | 10.5 |  |  |  |  | R-454B | 1.9 | Residential & Commercial | USHP | Ducted CEE Tier 1
216734425 | Central HP <5.4 tons | KEEPRITE | HRCU-A-CB (Split System: Heat Pump with Remote Outdoor Unit-Air-Source) | D5CUHAH24AAK |  |  | EA*5X36M17A* | *80VSL0451412B* | 22200 | 16.5 | 8.5 | 20800 | 18700 | 89.9% | 1.94 | 0 | 10.5 |  |  |  |  | R-454B | 1.85 | Residential & Commercial | USHP | Ducted CEE Tier 1
216736683 | Central HP <5.4 tons | KEEPRITE | HRCU-A-CB (Split System: Heat Pump with Remote Outdoor Unit-Air-Source) | D5CUHAH24AAK |  |  | ESH5X24M12A* | *96VSN0601412B* | 22400 | 15.2 | 8.1 | 21200 | 19100 | 90.09% | 1.9 | 0 | 10.5 |  |  |  |  | R-454B | 1.8667 | Residential & Commercial | USHP | Ducted CEE Tier 1
216737076 | Central HP <5.4 tons | KEEPRITE | HRCU-A-CB (Split System: Heat Pump with Remote Outdoor Unit-Air-Source) | D5CUHAH24AAK |  |  | ESH5X30M12A* | *80MS(N,L)0901714A* | 22400 | 15.5 | 8.1 | 21000 | 18800 | 89.52% | 1.9 | 0 | 10.5 |  |  |  |  | R-454B | 1.8667 | Residential & Commercial | USHP | Ducted CEE Tier 1
213076065 | Central HP <5.4 tons | GRANDAIRE | HRCU-A-CB (Split System: Heat Pump with Remote Outdoor Unit-Air-Source) | WDLCURAH30ABK |  |  | WLA*434CA* | WFSU100C060B* | 31000 | 15.2 | 8.5 | 38000 | 28200 | 74.21% | 1.76 | 0 | 9 |  |  |  |  | R-410A | 2.5833 | Residential & Commercial | USHP
216737126 | Central HP <5.4 tons | KEEPRITE | HRCU-A-CB (Split System: Heat Pump with Remote Outdoor Unit-Air-Source) | D5CUHAH24AAK |  |  | ESH5X30M12A* | *80MS(N,L)1102420A* | 22600 | 15.5 | 8.1 | 21000 | 18800 | 89.52% | 1.85 | 0 | 10.5 |  |  |  |  | R-454B | 1.8833 | Residential & Commercial | USHP | Ducted CEE Tier 1
216736004 | Central HP <5.4 tons | KEEPRITE | HRCU-A-CB (Split System: Heat Pump with Remote Outdoor Unit-Air-Source) | D5CUHAH24AAK |  |  | EA*5X37M21A* | *96VTN0601716B* | 23000 | 16.5 | 8.5 | 20600 | 18400 | 89.32% | 1.96 | 0 | 11 |  |  |  |  | R-454B | 1.9167 | Residential & Commercial | USHP | Ducted CEE Tier 1
213076846 | Central HP <5.4 tons | GRANDAIRE | HRCU-A-CB (Split System: Heat Pump with Remote Outdoor Unit-Air-Source) | WDLCURAH36ABK |  |  | WLN(C,W)484CA* | WFET110C066A* | 36400 | 16.5 | 8.1 | 38500 | 35000 | 90.91% | 2.02 | 0 | 10.5 |  |  |  |  | R-410A | 3.0333 | Residential & Commercial | USHP | Ducted CEE Tier 1
210720674 | Central HP <5.4 tons | BRYANT HEATING AND COOLING SYSTEMS | HRCU-A-CB (Split System: Heat Pump with Remote Outdoor Unit-Air-Source) | 284ANV036*0**B* |  |  | CNPV*4821AL*+UI | 83*CA48060C17*** | 33800 | 19.5 | 9 | 35200 | 26000 | 73.86% | 2.02 | 0 | 12 |  |  |  |  | R-410A | 2.8167 | Residential & Commercial | USHP | Ducted CEE Tier 1
210597355 | Central HP <5.4 tons | KEEPRITE | HRCU-A-CB (Split System: Heat Pump with Remote Outdoor Unit-Air-Source) | CVH837GKA** |  |  | EA*4X36L21A*+WALLCON | *95CSU0802120A* | 31600 | 17 | 8.1 | 33200 | 24200 | 72.89% | 1.86 | 0 | 11 |  |  |  |  | R-410A | 2.6333 | Residential & Commercial | USHP | Ducted CEE Tier 1
210597370 | Central HP <5.4 tons | KEEPRITE | HRCU-A-CB (Split System: Heat Pump with Remote Outdoor Unit-Air-Source) | CVH837GKA** |  |  | EA*4X60L24A*+WALLCON | *80CSU1002120A* | 32800 | 17 | 8.1 | 32000 | 24800 | 77.5% | 1.96 | 0 | 11 |  |  |  |  | R-410A | 2.7333 | Residential & Commercial | USHP | Ducted CEE Tier 1
210597469 | Central HP <5.4 tons | KEEPRITE | HRCU-A-CB (Split System: Heat Pump with Remote Outdoor Unit-Air-Source) | CVH837GKA** |  |  | EA*4X61L24A*+WALLCON | *96CTN1002122A* | 33200 | 18 | 8.5 | 32000 | 24800 | 77.5% | 2 | 0 | 12 |  |  |  |  | R-410A | 2.7667 | Residential & Commercial | USHP | Ducted CEE Tier 1
212982227 | Central HP <5.4 tons | GRANDAIRE | HRCU-A-CB (Split System: Heat Pump with Remote Outdoor Unit-Air-Source) | WDLCURAH30ABK |  |  | WLNC424BA* | WFEU040B036B* | 29800 | 15.2 | 8.5 | 33600 | 27000 | 80.36% | 1.82 | 0 | 9 |  |  |  |  | R-410A | 2.4833 | Residential & Commercial | USHP
212978608 | Central HP <5.4 tons | GRANDAIRE | HRCU-A-CB (Split System: Heat Pump with Remote Outdoor Unit-Air-Source) | WDLCURAH30ABK |  |  | WLNC424BA* | WFE*070B036C* | 30000 | 15.2 | 8.1 | 34000 | 27800 | 81.76% | 1.8 | 0 | 9 |  |  |  |  | R-410A | 2.5 | Residential & Commercial | USHP
212978149 | Central HP <5.4 tons | GRANDAIRE | HRCU-A-CB (Split System: Heat Pump with Remote Outdoor Unit-Air-Source) | WDLCURAH24ABK |  |  | WLA*364BA* | WFE*070A036C* | 23600 | 17.5 | 8.5 | 26200 | 22200 | 84.73% | 1.86 | 0 | 10 |  |  |  |  | R-410A | 1.9667 | Residential & Commercial | USHP | Ducted CEE Tier 1
212980287 | Central HP <5.4 tons | GRANDAIRE | HRCU-A-CB (Split System: Heat Pump with Remote Outdoor Unit-Air-Source) | WDLCURAH24ABK |  |  | WLNC364CA* | WFE*090C048C* | 23800 | 17 | 8.5 | 26400 | 28600 | 108.3% | 1.96 | 0 | 10.5 |  |  |  |  | R-410A | 1.9833 | Residential & Commercial | USHP | Ducted CEE Tier 1
210720670 | Central HP <5.4 tons | BRYANT HEATING AND COOLING SYSTEMS | HRCU-A-CB (Split System: Heat Pump with Remote Outdoor Unit-Air-Source) | 284ANV036*0**B* |  |  | CNPV*4221AL*+UI | 935CA48060C17*** | 32800 | 18.5 | 9 | 35600 | 26800 | 75.28% | 1.96 | 0 | 11 |  |  |  |  | R-410A | 2.7333 | Residential & Commercial | USHP | Ducted CEE Tier 1
212989272 | Central HP <5.4 tons | GRANDAIRE | HRCU-A-CB (Split System: Heat Pump with Remote Outdoor Unit-Air-Source) | WDLCURAH18ABK |  |  | WLA*194BA* | WFSU060B048B* | 17800 | 16.5 | 8.1 | 17800 | 19400 | 109% | 2.34 | 0 | 10.5 |  |  |  |  | R-410A | 1.4833 | Residential & Commercial | USHP | Ducted CEE Tier 1
215682040 | Central HP <5.4 tons | KEEPRITE | HRCU-A-CB (Split System: Heat Pump with Remote Outdoor Unit-Air-Source) | C5H0V48*K*AAA* |  |  | EVM5X61M24A*+WALLCON | *96CTN0802120B* | 48500 | 19 | 9.5 | 50000 | 36800 | 73.6% | 2.1 | 0 | 10.5 |  |  |  |  | R-454B | 4.0417 | Residential & Commercial | USHP | Ducted CEE Tier 1
215682090 | Central HP <5.4 tons | KEEPRITE | HRCU-A-CB (Split System: Heat Pump with Remote Outdoor Unit-Air-Source) | C5H0V48*K*AAA* |  |  | EVM5X61M24A*+WALLCON | *97CTN1202422A* | 48500 | 19.5 | 9.5 | 50000 | 36600 | 73.2% | 2.12 | 0 | 10.5 |  |  |  |  | R-454B | 4.0417 | Residential & Commercial | USHP | Ducted CEE Tier 1
211244387 | Central HP <5.4 tons | GRANDAIRE | HRCU-A-CB (Split System: Heat Pump with Remote Outdoor Unit-Air-Source) | WDLCURAH24ABK |  |  | WLNC304AA* | WFAX060A036A* | 23400 | 16.5 | 8.1 | 25800 | 24200 | 93.8% | 2.02 | 0 | 10 |  |  |  |  | R-410A | 1.95 | Residential & Commercial | USHP | Ducted CEE Tier 1
211261360 | Central HP <5.4 tons | GRANDAIRE | HRCU-A-CB (Split System: Heat Pump with Remote Outdoor Unit-Air-Source) | WDLCURAH18ABK |  |  | WLA*304AA* | WFSX060A036A* | 17900 | 16 | 8.5 | 18500 | 18500 | 100% | 2.22 | 0 | 10.5 |  |  |  |  | R-410A | 1.4917 | Residential & Commercial | USHP | Ducted CEE Tier 1
211261662 | Central HP <5.4 tons | GRANDAIRE | HRCU-A-CB (Split System: Heat Pump with Remote Outdoor Unit-Air-Source) | WDLCURAH18ABK |  |  | WLA*304BA* | WFSU040B036A* | 17800 | 16 | 8.5 | 18300 | 18500 | 101.1% | 2.22 | 0 | 10.5 |  |  |  |  | R-410A | 1.4833 | Residential & Commercial | USHP | Ducted CEE Tier 1
212978257 | Central HP <5.4 tons | GRANDAIRE | HRCU-A-CB (Split System: Heat Pump with Remote Outdoor Unit-Air-Source) | WDLCURAH18ABK |  |  | WLA*244BA* | WFE*070A036C* | 17600 | 16.5 | 8.5 | 18500 | 17600 | 95.14% | 2.14 | 0 | 10.5 |  |  |  |  | R-410A | 1.4667 | Residential & Commercial | USHP | Ducted CEE Tier 1
216735429 | Central HP <5.4 tons | KEEPRITE | HRCU-A-CB (Split System: Heat Pump with Remote Outdoor Unit-Air-Source) | D5CUHAH24AAK |  |  | EA*5X37M21A* | *80CSU0601716A* | 23800 | 17 | 8.5 | 21000 | 18700 | 89.05% | 1.96 | 0 | 11 |  |  |  |  | R-454B | 1.9833 | Residential & Commercial | USHP | Ducted CEE Tier 1
216734775 | Central HP <5.4 tons | KEEPRITE | HRCU-A-CB (Split System: Heat Pump with Remote Outdoor Unit-Air-Source) | D5CUHAH24AAK |  |  | EA*5X36M17A* | *96CTN0801714B* | 22200 | 16.5 | 8.1 | 20800 | 18700 | 89.9% | 1.85 | 0 | 10.5 |  |  |  |  | R-454B | 1.85 | Residential & Commercial | USHP | Ducted CEE Tier 1
213076603 | Central HP <5.4 tons | GRANDAIRE | HRCU-A-CB (Split System: Heat Pump with Remote Outdoor Unit-Air-Source) | WDLCURAH36ABK |  |  | WLA*424CA* | WFET090B048A* | 35000 | 16 | 8.1 | 38500 | 34800 | 90.39% | 2.04 | 0 | 9.5 |  |  |  |  | R-410A | 2.9167 | Residential & Commercial | USHP
213077596 | Central HP <5.4 tons | GRANDAIRE | HRCU-A-CB (Split System: Heat Pump with Remote Outdoor Unit-Air-Source) | WDLCURAH36ABK |  |  | WLA*364CA* | WFST100C060A* | 35200 | 16 | 8.1 | 38500 | 34800 | 90.39% | 2.04 | 0 | 10 |  |  |  |  | R-410A | 2.9333 | Residential & Commercial | USHP | Ducted CEE Tier 1
213078614 | Central HP <5.4 tons | GRANDAIRE | HRCU-A-CB (Split System: Heat Pump with Remote Outdoor Unit-Air-Source) | WDLCURAH36ABK |  |  | WLA*364CA* | WFE*110C060C* | 35400 | 16.5 | 8.1 | 38500 | 34800 | 90.39% | 2.06 | 0 | 10 |  |  |  |  | R-410A | 2.95 | Residential & Commercial | USHP | Ducted CEE Tier 1
213078266 | Central HP <5.4 tons | GRANDAIRE | HRCU-A-CB (Split System: Heat Pump with Remote Outdoor Unit-Air-Source) | WDLCURAH36ABK |  |  | WLA*364BA* | WFE*090B042C* | 35000 | 16 | 8.1 | 38500 | 35200 | 91.43% | 1.84 | 0 | 9.5 |  |  |  |  | R-410A | 2.9167 | Residential & Commercial | USHP
215682580 | Central HP <5.4 tons | KEEPRITE | HRCU-A-CB (Split System: Heat Pump with Remote Outdoor Unit-Air-Source) | C5H0V60*K*AAA* |  |  | EA*5X60M24A*+WALLCON | *96CTN0802120B* | 54500 | 18.5 | 9 | 59500 | 42000 | 70.59% | 1.9 | 0 | 8.5 |  |  |  |  | R-454B | 4.5417 | Residential & Commercial | USHP
215682630 | Central HP <5.4 tons | KEEPRITE | HRCU-A-CB (Split System: Heat Pump with Remote Outdoor Unit-Air-Source) | C5H0V60*K*AAA* |  |  | EA*5X60M24A*+WALLCON | *97CTN1202422A* | 55000 | 18.5 | 9 | 59000 | 41500 | 70.34% | 2.02 | 0 | 9 |  |  |  |  | R-454B | 4.5833 | Residential & Commercial | USHP
216732506 | Central HP <5.4 tons | GRANDAIRE | HRCU-A-CB (Split System: Heat Pump with Remote Outdoor Unit-Air-Source) | WD5CUHAH24AAK |  |  | W5A*24M14XA* | WFE*045A036C* | 22000 | 15.5 | 8.5 | 21000 | 19100 | 90.95% | 1.96 | 0 | 10.5 |  |  |  |  | R-454B | 1.8333 | Residential & Commercial | USHP | Ducted CEE Tier 1
216733593 | Central HP <5.4 tons | GRANDAIRE | HRCU-A-CB (Split System: Heat Pump with Remote Outdoor Unit-Air-Source) | WD5CUHAH24AAK |  |  | W5A*25M17XA* | WFST060B048A* | 23000 | 16.5 | 8.5 | 20600 | 18400 | 89.32% | 1.98 | 0 | 11 |  |  |  |  | R-454B | 1.9167 | Residential & Commercial | USHP | Ducted CEE Tier 1
216733193 | Central HP <5.4 tons | GRANDAIRE | HRCU-A-CB (Split System: Heat Pump with Remote Outdoor Unit-Air-Source) | WD5CUHAH24AAK |  |  | W5A*25M17XA* | WFE*070B036C* | 23200 | 16.5 | 8.5 | 20800 | 18400 | 88.46% | 1.96 | 0 | 11 |  |  |  |  | R-454B | 1.9333 | Residential & Commercial | USHP | Ducted CEE Tier 1
213078164 | Central HP <5.4 tons | GRANDAIRE | HRCU-A-CB (Split System: Heat Pump with Remote Outdoor Unit-Air-Source) | WDLCURAH36ABK |  |  | WLN(C,W)484CA* | WFE*070B048C* | 35800 | 16.5 | 8.1 | 38500 | 28400 | 73.77% | 1.76 | 0 | 10 |  |  |  |  | R-410A | 2.9833 | Residential & Commercial | USHP | Ducted CEE Tier 1
212979880 | Central HP <5.4 tons | GRANDAIRE | HRCU-A-CB (Split System: Heat Pump with Remote Outdoor Unit-Air-Source) | WDLCURAH24ABK |  |  | WLA*374BA* | WFE*090B042C* | 24000 | 17 | 8.1 | 25200 | 21800 | 86.51% | 1.82 | 0 | 10 |  |  |  |  | R-410A | 2 | Residential & Commercial | USHP | Ducted CEE Tier 1
212974923 | Central HP <5.4 tons | GRANDAIRE | HRCU-A-CB (Split System: Heat Pump with Remote Outdoor Unit-Air-Source) | WDLCURAH24ABK |  |  | WLA*244AA* | WFST040A030A* | 23000 | 16 | 8.5 | 27000 | 27000 | 100% | 2.28 | 0 | 9.5 |  |  |  |  | R-410A | 1.9167 | Residential & Commercial | USHP
214574105 | Central HP <5.4 tons | KEEPRITE | HRCU-A-CB (Split System: Heat Pump with Remote Outdoor Unit-Air-Source) | CVH837GKA2* |  |  | EA*4X61L21A*+WALLCON | *95CSU0802120B* | 33200 | 17.5 | 8.5 | 32000 | 25000 | 78.12% | 2 | 0 | 11.5 |  |  |  |  | R-410A | 2.7667 | Residential & Commercial | USHP | Ducted CEE Tier 1
216733626 | Central HP <5.4 tons | GRANDAIRE | HRCU-A-CB (Split System: Heat Pump with Remote Outdoor Unit-Air-Source) | WD5CUHAH24AAK |  |  | W5A*25M17XA* | WFJT080B048A* | 23200 | 16.5 | 8.5 | 20800 | 18500 | 88.94% | 1.96 | 0 | 11 |  |  |  |  | R-454B | 1.9333 | Residential & Commercial | USHP | Ducted CEE Tier 1
215682900 | Central HP <5.4 tons | KEEPRITE | HRCU-A-CB (Split System: Heat Pump with Remote Outdoor Unit-Air-Source) | C5H0V60*K*AAA* |  |  | EVM5X60M24A*+WALLCON | *97CTN0802120A* | 56500 | 18 | 9 | 63500 | 44500 | 70.08% | 2.08 | 0 | 9 |  |  |  |  | R-454B | 4.7083 | Residential & Commercial | USHP
215682930 | Central HP <5.4 tons | KEEPRITE | HRCU-A-CB (Split System: Heat Pump with Remote Outdoor Unit-Air-Source) | C5H0V60*K*AAA* |  |  | EVM5X61M24A*+WALLCON | *96CTN0802120B* | 57500 | 18.5 | 9 | 64000 | 45000 | 70.31% | 2.08 | 0 | 9 |  |  |  |  | R-454B | 4.7917 | Residential & Commercial | USHP
212383422 | Central HP <5.4 tons | GRANDAIRE | HRCU-A-CB (Split System: Heat Pump with Remote Outdoor Unit-Air-Source) | WDLCURAH36ABK |  |  | WLA*374CA* | WFSU060B048A* | 36800 | 15.5 | 8.5 | 39000 | 34800 | 89.23% | 2.1 | 0 | 10 |  |  |  |  | R-410A | 3.0667 | Residential & Commercial | USHP | Ducted CEE Tier 1
212383491 | Central HP <5.4 tons | GRANDAIRE | HRCU-A-CB (Split System: Heat Pump with Remote Outdoor Unit-Air-Source) | WDLCURAH36ABK |  |  | WLA*484CA* | WFER070B048A* | 35600 | 16 | 8.5 | 37800 | 34600 | 91.53% | 2.04 | 0 | 10 |  |  |  |  | R-410A | 2.9667 | Residential & Commercial | USHP | Ducted CEE Tier 1
211240874 | Central HP <5.4 tons | GRANDAIRE | HRCU-A-CB (Split System: Heat Pump with Remote Outdoor Unit-Air-Source) | WDLCURAH24ABK |  |  | WLA*254BA* | WFSU040B036A* | 24200 | 17 | 8.5 | 25200 | 21600 | 85.71% | 1.8 | 0 | 10 |  |  |  |  | R-410A | 2.0167 | Residential & Commercial | USHP | Ducted CEE Tier 1
211241109 | Central HP <5.4 tons | GRANDAIRE | HRCU-A-CB (Split System: Heat Pump with Remote Outdoor Unit-Air-Source) | WDLCURAH24ABK |  |  | WLA*254BA* | WFER090B042A* | 25200 | 17 | 8.5 | 25800 | 20800 | 80.62% | 1.76 | 0 | 10.5 |  |  |  |  | R-410A | 2.1 | Residential & Commercial | USHP | Ducted CEE Tier 1
211241142 | Central HP <5.4 tons | GRANDAIRE | HRCU-A-CB (Split System: Heat Pump with Remote Outdoor Unit-Air-Source) | WDLCURAH24ABK |  |  | WLA*254BA* | WFAX080B048A* | 25000 | 17.5 | 8.5 | 25600 | 21000 | 82.03% | 1.78 | 0 | 10.5 |  |  |  |  | R-410A | 2.0833 | Residential & Commercial | USHP | Ducted CEE Tier 1
211241209 | Central HP <5.4 tons | GRANDAIRE | HRCU-A-CB (Split System: Heat Pump with Remote Outdoor Unit-Air-Source) | WDLCURAH24ABK |  |  | WLA*254BA* | WFEU060B048A* | 25600 | 17 | 8.5 | 26000 | 20600 | 79.23% | 1.76 | 0 | 10.5 |  |  |  |  | R-410A | 2.1333 | Residential & Commercial | USHP | Ducted CEE Tier 1
211241694 | Central HP <5.4 tons | GRANDAIRE | HRCU-A-CB (Split System: Heat Pump with Remote Outdoor Unit-Air-Source) | WDLCURAH24ABK |  |  | WLA*304BA* | WFAX060A036A* | 23400 | 17 | 8.5 | 25800 | 24200 | 93.8% | 2.02 | 0 | 10 |  |  |  |  | R-410A | 1.95 | Residential & Commercial | USHP | Ducted CEE Tier 1
214574525 | Central HP <5.4 tons | KEEPRITE | HRCU-A-CB (Split System: Heat Pump with Remote Outdoor Unit-Air-Source) | CVH837GKA2* |  |  | EN(A,D,W)4X42L21**+WALLCON | *95CSU0802120B* | 31800 | 17 | 8.1 | 33000 | 24600 | 74.55% | 1.88 | 0 | 11 |  |  |  |  | R-410A | 2.65 | Residential & Commercial | USHP | Ducted CEE Tier 1
214573855 | Central HP <5.4 tons | KEEPRITE | HRCU-A-CB (Split System: Heat Pump with Remote Outdoor Unit-Air-Source) | CVH837GKA2* |  |  | EA*4X43L21A*+WALLCON | *80CTL0702120B* | 32800 | 17.5 | 8.5 | 32800 | 25200 | 76.83% | 2 | 0 | 11 |  |  |  |  | R-410A | 2.7333 | Residential & Commercial | USHP | Ducted CEE Tier 1
214573955 | Central HP <5.4 tons | KEEPRITE | HRCU-A-CB (Split System: Heat Pump with Remote Outdoor Unit-Air-Source) | CVH837GKA2* |  |  | EA*4X48L21A*+WALLCON | *97CMN0802120B* | 32200 | 17.5 | 8.5 | 32400 | 25000 | 77.16% | 1.98 | 0 | 11 |  |  |  |  | R-410A | 2.6833 | Residential & Commercial | USHP | Ducted CEE Tier 1
211242095 | Central HP <5.4 tons | GRANDAIRE | HRCU-A-CB (Split System: Heat Pump with Remote Outdoor Unit-Air-Source) | WDLCURAH24ABK |  |  | WLA*364BA* | WFER045B036A* | 24200 | 16.5 | 8.5 | 26200 | 22600 | 86.26% | 1.88 | 0 | 10 |  |  |  |  | R-410A | 2.0167 | Residential & Commercial | USHP | Ducted CEE Tier 1
211242130 | Central HP <5.4 tons | GRANDAIRE | HRCU-A-CB (Split System: Heat Pump with Remote Outdoor Unit-Air-Source) | WDLCURAH24ABK |  |  | WLA*364BA* | WFAX060A036A* | 23600 | 17 | 8.5 | 25600 | 23600 | 92.19% | 1.96 | 0 | 10 |  |  |  |  | R-410A | 1.9667 | Residential & Commercial | USHP | Ducted CEE Tier 1
211242196 | Central HP <5.4 tons | GRANDAIRE | HRCU-A-CB (Split System: Heat Pump with Remote Outdoor Unit-Air-Source) | WDLCURAH24ABK |  |  | WLA*364BA* | WFAX040B036A* | 23800 | 16 | 8.5 | 26000 | 23200 | 89.23% | 1.9 | 0 | 10 |  |  |  |  | R-410A | 1.9833 | Residential & Commercial | USHP | Ducted CEE Tier 1
211244167 | Central HP <5.4 tons | GRANDAIRE | HRCU-A-CB (Split System: Heat Pump with Remote Outdoor Unit-Air-Source) | WDLCURAH24ABK |  |  | WLNC244BA* | WFAX060B042A* | 23800 | 16.5 | 8.5 | 26800 | 23200 | 86.57% | 1.92 | 0 | 10 |  |  |  |  | R-410A | 1.9833 | Residential & Commercial | USHP | Ducted CEE Tier 1
215681310 | Central HP <5.4 tons | KEEPRITE | HRCU-A-CB (Split System: Heat Pump with Remote Outdoor Unit-Air-Source) | C5H0V48*K*AAA* |  |  | EA*5X48M21A*+WALLCON | *80CSU0401712B* | 44000 | 17.5 | 9 | 48500 | 34000 | 70.1% | 2.04 | 0 | 9.5 |  |  |  |  | R-454B | 3.6667 | Residential & Commercial | USHP
215682380 | Central HP <5.4 tons | KEEPRITE | HRCU-A-CB (Split System: Heat Pump with Remote Outdoor Unit-Air-Source) | C5H0V48*K*AAA* |  |  | EVD5X60M24A*+WALLCON | *96CTN0802120B* | 48000 | 19 | 9 | 50000 | 36600 | 73.2% | 2 | 0 | 10 |  |  |  |  | R-454B | 4 | Residential & Commercial | USHP | Ducted CEE Tier 1
211244233 | Central HP <5.4 tons | GRANDAIRE | HRCU-A-CB (Split System: Heat Pump with Remote Outdoor Unit-Air-Source) | WDLCURAH24ABK |  |  | WLNC244BA* | WFEL070A036B* | 23800 | 16 | 8.5 | 26800 | 23200 | 86.57% | 1.92 | 0 | 10 |  |  |  |  | R-410A | 1.9833 | Residential & Commercial | USHP | Ducted CEE Tier 1
211243801 | Central HP <5.4 tons | GRANDAIRE | HRCU-A-CB (Split System: Heat Pump with Remote Outdoor Unit-Air-Source) | WDLCURAH24ABK |  |  | WLNC244AA* | WFEL045A036B* | 24200 | 15.5 | 8.5 | 27200 | 22600 | 83.09% | 1.86 | 0 | 10 |  |  |  |  | R-410A | 2.0167 | Residential & Commercial | USHP | Ducted CEE Tier 1
213075921 | Central HP <5.4 tons | GRANDAIRE | HRCU-A-CB (Split System: Heat Pump with Remote Outdoor Unit-Air-Source) | WDLCURAH36ABK |  |  | WLA*424DA* | WFSU100C060B* | 35600 | 16 | 8.1 | 38500 | 34800 | 90.39% | 2.06 | 0 | 10 |  |  |  |  | R-410A | 2.9667 | Residential & Commercial | USHP | Ducted CEE Tier 1
211243129 | Central HP <5.4 tons | GRANDAIRE | HRCU-A-CB (Split System: Heat Pump with Remote Outdoor Unit-Air-Source) | WDLCURAH24ABK |  |  | WLA*374BA* | WFAX040A030A* | 24600 | 15.2 | 8.5 | 26000 | 21600 | 83.08% | 1.78 | 0 | 10 |  |  |  |  | R-410A | 2.05 | Residential & Commercial | USHP | Ducted CEE Tier 1
211243163 | Central HP <5.4 tons | GRANDAIRE | HRCU-A-CB (Split System: Heat Pump with Remote Outdoor Unit-Air-Source) | WDLCURAH24ABK |  |  | WLA*374BA* | WFEU060B048A* | 25400 | 16.5 | 8.5 | 26200 | 21000 | 80.15% | 1.76 | 0 | 10.5 |  |  |  |  | R-410A | 2.1167 | Residential & Commercial | USHP | Ducted CEE Tier 1
213077875 | Central HP <5.4 tons | GRANDAIRE | HRCU-A-CB (Split System: Heat Pump with Remote Outdoor Unit-Air-Source) | WDLCURAH36ABK |  |  | WLA*364BA* | WFE*070A036C* | 34800 | 15.5 | 8.1 | 38500 | 35000 | 90.91% | 2 | 0 | 9.5 |  |  |  |  | R-410A | 2.9 | Residential & Commercial | USHP
213077944 | Central HP <5.4 tons | GRANDAIRE | HRCU-A-CB (Split System: Heat Pump with Remote Outdoor Unit-Air-Source) | WDLCURAH36ABK |  |  | WLA*374BA* | WFE*070B036C* | 36200 | 15.5 | 8.5 | 38500 | 34800 | 90.39% | 2.04 | 0 | 10 |  |  |  |  | R-410A | 3.0167 | Residential & Commercial | USHP | Ducted CEE Tier 1
211226868 | Central HP <5.4 tons | KEEPRITE | HRCU-A-CB (Split System: Heat Pump with Remote Outdoor Unit-Air-Source) | DLCURAH36ABK |  |  | EA*4X37L21A* | *80VSL0451716A* | 36200 | 15.5 | 8.5 | 38500 | 34800 | 90.39% | 2.06 | 0 | 10 |  |  |  |  | R-410A | 3.0167 | Residential & Commercial | USHP | Ducted CEE Tier 1
211227073 | Central HP <5.4 tons | KEEPRITE | HRCU-A-CB (Split System: Heat Pump with Remote Outdoor Unit-Air-Source) | DLCURAH36ABK |  |  | EA*4X37L21A* | *95ESN1002120A* | 37000 | 15.5 | 8.5 | 38500 | 34800 | 90.39% | 2.1 | 0 | 10 |  |  |  |  | R-410A | 3.0833 | Residential & Commercial | USHP | Ducted CEE Tier 1
211244178 | Central HP <5.4 tons | GRANDAIRE | HRCU-A-CB (Split System: Heat Pump with Remote Outdoor Unit-Air-Source) | WDLCURAH24ABK |  |  | WLNC244BA* | WFAX080B048A* | 23800 | 16.5 | 8.5 | 26800 | 23200 | 86.57% | 1.92 | 0 | 10 |  |  |  |  | R-410A | 1.9833 | Residential & Commercial | USHP | Ducted CEE Tier 1
212978089 | Central HP <5.4 tons | GRANDAIRE | HRCU-A-CB (Split System: Heat Pump with Remote Outdoor Unit-Air-Source) | WDLCURAH24ABK |  |  | WLA*244AA* | WFE*070A036C* | 23200 | 17 | 9 | 26800 | 26400 | 98.51% | 2.24 | 0 | 10 |  |  |  |  | R-410A | 1.9333 | Residential & Commercial | USHP | Ducted CEE Tier 1
212978173 | Central HP <5.4 tons | GRANDAIRE | HRCU-A-CB (Split System: Heat Pump with Remote Outdoor Unit-Air-Source) | WDLCURAH24ABK |  |  | WLNC244AA* | WFE*070A036C* | 23200 | 17 | 8.5 | 26800 | 25400 | 94.78% | 2.14 | 0 | 10 |  |  |  |  | R-410A | 1.9333 | Residential & Commercial | USHP | Ducted CEE Tier 1
212979820 | Central HP <5.4 tons | GRANDAIRE | HRCU-A-CB (Split System: Heat Pump with Remote Outdoor Unit-Air-Source) | WDLCURAH24ABK |  |  | WLA*244BA* | WFE*090B042C* | 23200 | 17 | 8.5 | 26800 | 21800 | 81.34% | 1.82 | 0 | 10 |  |  |  |  | R-410A | 1.9333 | Residential & Commercial | USHP | Ducted CEE Tier 1
212979202 | Central HP <5.4 tons | GRANDAIRE | HRCU-A-CB (Split System: Heat Pump with Remote Outdoor Unit-Air-Source) | WDLCURAH24ABK |  |  | WLA*374CA* | WFE*070B048C* | 24200 | 17.5 | 8.5 | 25200 | 25400 | 100.8% | 2.14 | 0 | 10.5 |  |  |  |  | R-410A | 2.0167 | Residential & Commercial | USHP | Ducted CEE Tier 1
212982719 | Central HP <5.4 tons | GRANDAIRE | HRCU-A-CB (Split System: Heat Pump with Remote Outdoor Unit-Air-Source) | WDLCURAH24ABK |  |  | WLA*374CA* | WFEU060B048B* | 24200 | 17.5 | 8.5 | 24800 | 21400 | 86.29% | 1.8 | 0 | 10.5 |  |  |  |  | R-410A | 2.0167 | Residential & Commercial | USHP | Ducted CEE Tier 1
212982251 | Central HP <5.4 tons | GRANDAIRE | HRCU-A-CB (Split System: Heat Pump with Remote Outdoor Unit-Air-Source) | WDLCURAH24ABK |  |  | WLA*244BA* | WFEU040B036B* | 23400 | 16.5 | 8.5 | 26400 | 25400 | 96.21% | 2.14 | 0 | 10 |  |  |  |  | R-410A | 1.95 | Residential & Commercial | USHP | Ducted CEE Tier 1
211227373 | Central HP <5.4 tons | KEEPRITE | HRCU-A-CB (Split System: Heat Pump with Remote Outdoor Unit-Air-Source) | DLCURAH36ABK |  |  | EA*4X42L21A* | *80ES(N,L)1102120A* | 35400 | 16 | 8.1 | 38500 | 35000 | 90.91% | 1.88 | 0 | 10 |  |  |  |  | R-410A | 2.95 | Residential & Commercial | USHP | Ducted CEE Tier 1
211244333 | Central HP <5.4 tons | GRANDAIRE | HRCU-A-CB (Split System: Heat Pump with Remote Outdoor Unit-Air-Source) | WDLCURAH24ABK |  |  | WLNC304AA* | WFSX060A036A* | 24200 | 15.5 | 8.1 | 26600 | 22800 | 85.71% | 1.86 | 0 | 10 |  |  |  |  | R-410A | 2.0167 | Residential & Commercial | USHP | Ducted CEE Tier 1
212978137 | Central HP <5.4 tons | GRANDAIRE | HRCU-A-CB (Split System: Heat Pump with Remote Outdoor Unit-Air-Source) | WDLCURAH24ABK |  |  | WLA*304BA* | WFE*070A036C* | 23600 | 17.5 | 8.5 | 26200 | 23800 | 90.84% | 2 | 0 | 10 |  |  |  |  | R-410A | 1.9667 | Residential & Commercial | USHP | Ducted CEE Tier 1
213078662 | Central HP <5.4 tons | GRANDAIRE | HRCU-A-CB (Split System: Heat Pump with Remote Outdoor Unit-Air-Source) | WDLCURAH36ABK |  |  | WLA*434CA* | WFE*110C060C* | 36600 | 16.5 | 8.5 | 38000 | 34800 | 91.58% | 2.04 | 0 | 10 |  |  |  |  | R-410A | 3.05 | Residential & Commercial | USHP | Ducted CEE Tier 1
213079128 | Central HP <5.4 tons | GRANDAIRE | HRCU-A-CB (Split System: Heat Pump with Remote Outdoor Unit-Air-Source) | WDLCURAH36ABK |  |  | WLA*424DA* | WFEU060B048B* | 35200 | 16.5 | 8.1 | 38500 | 34800 | 90.39% | 2.06 | 0 | 10 |  |  |  |  | R-410A | 2.9333 | Residential & Commercial | USHP | Ducted CEE Tier 1
213079446 | Central HP <5.4 tons | GRANDAIRE | HRCU-A-CB (Split System: Heat Pump with Remote Outdoor Unit-Air-Source) | WDLCURAH36ABK |  |  | WLA*434CA* | WFAX060B042B* | 36600 | 16 | 8.5 | 38500 | 34800 | 90.39% | 2.02 | 0 | 10 |  |  |  |  | R-410A | 3.05 | Residential & Commercial | USHP | Ducted CEE Tier 1
213079482 | Central HP <5.4 tons | GRANDAIRE | HRCU-A-CB (Split System: Heat Pump with Remote Outdoor Unit-Air-Source) | WDLCURAH36ABK |  |  | WLNC424BA* | WFAX060B042B* | 35400 | 16 | 8.1 | 38500 | 35200 | 91.43% | 1.86 | 0 | 10 |  |  |  |  | R-410A | 2.95 | Residential & Commercial | USHP | Ducted CEE Tier 1
213079950 | Central HP <5.4 tons | GRANDAIRE | HRCU-A-CB (Split System: Heat Pump with Remote Outdoor Unit-Air-Source) | WDLCURAH36ABK |  |  | WLNC484DA* | WFAX120D060B* | 36400 | 16 | 8.1 | 38500 | 27600 | 71.69% | 1.8 | 0 | 10.5 |  |  |  |  | R-410A | 3.0333 | Residential & Commercial | USHP | Ducted CEE Tier 1
216734886 | Central HP <5.4 tons | KEEPRITE | HRCU-A-CB (Split System: Heat Pump with Remote Outdoor Unit-Air-Source) | D5CUHAH24AAK |  |  | EA*5X37M17A* | *80CSU0401712A* | 23600 | 17 | 8.5 | 21200 | 18700 | 88.21% | 1.94 | 0 | 11 |  |  |  |  | R-454B | 1.9667 | Residential & Commercial | USHP | Ducted CEE Tier 1
216735738 | Central HP <5.4 tons | KEEPRITE | HRCU-A-CB (Split System: Heat Pump with Remote Outdoor Unit-Air-Source) | D5CUHAH24AAK |  |  | EA*5X37M21A* | *97CMN0802120B* | 23400 | 16 | 8.5 | 20800 | 18600 | 89.42% | 1.98 | 0 | 11 |  |  |  |  | R-454B | 1.95 | Residential & Commercial | USHP | Ducted CEE Tier 1
212974741 | Central HP <5.4 tons | GRANDAIRE | HRCU-A-CB (Split System: Heat Pump with Remote Outdoor Unit-Air-Source) | WDLCURAH18ABK |  |  | WLNC304AA* | WFST040A030A* | 17400 | 16 | 8.1 | 18000 | 18700 | 103.9% | 2.24 | 0 | 10.5 |  |  |  |  | R-410A | 1.45 | Residential & Commercial | USHP | Ducted CEE Tier 1
214572635 | Central HP <5.4 tons | KEEPRITE | HRCU-A-CB (Split System: Heat Pump with Remote Outdoor Unit-Air-Source) | CVH837GKA** |  |  | EA*4X42L21A*+WALLCON | *97CMN0802120B* | 31800 | 17 | 8.5 | 32800 | 24400 | 74.39% | 1.9 | 0 | 11 |  |  |  |  | R-410A | 2.65 | Residential & Commercial | USHP | Ducted CEE Tier 1
215934451 | Central HP <5.4 tons | KEEPRITE | HRCU-A-CB (Split System: Heat Pump with Remote Outdoor Unit-Air-Source) | C5H3V48*K*AAA* |  |  | ESH5X48M12A*+WALLCON | *80CTL0901716B* | 43500 | 20 | 9 | 48500 | 35800 | 73.81% | 1.86 | 0 | 11 |  |  |  |  | R-454B | 3.625 | Residential & Commercial | USHP | Ducted CEE Tier 1
213773722 | Central HP <5.4 tons | KEEPRITE | HRCU-A-CB (Split System: Heat Pump with Remote Outdoor Unit-Air-Source) | CVH825GKA3* |  |  | EA*4X48L21A*+WALLCON | *80CTL0902120B* | 24000 | 17 | 8.1 | 21000 | 16500 | 78.57% | 2.02 | 0 | 11 |  |  |  |  | R-410A | 2 | Residential & Commercial | USHP | Ducted CEE Tier 1
214242322 | Central HP <5.4 tons | KEEPRITE | HRCU-A-CB (Split System: Heat Pump with Remote Outdoor Unit-Air-Source) | CVH825GKA3* |  |  | EN(A,D,W)4X48L21**+WALLCON | *96CTN1002122B* | 24200 | 17 | 8.1 | 21200 | 16500 | 77.83% | 2 | 0 | 11.5 |  |  |  |  | R-410A | 2.0167 | Residential & Commercial | USHP | Ducted CEE Tier 1
206133757 | Central HP <5.4 tons | BRYANT HEATING AND COOLING SYSTEMS | HRCU-A-CB (Split System: Heat Pump with Remote Outdoor Unit-Air-Source) | 288BNV025*0**B* |  |  | CAP**3617AL*+UI | 935CA48060C17*** | 23400 | 16.5 | 8.1 | 21600 | 16800 | 77.78% | 1.92 | 11 | 10.5 |  |  |  |  | R-410A | 1.95 | Residential & Commercial | USHP | Ducted CEE Tier 1
214242922 | Central HP <5.4 tons | KEEPRITE | HRCU-A-CB (Split System: Heat Pump with Remote Outdoor Unit-Air-Source) | CVH825GKA2* |  |  | END4X42L17**+WALLCON | *97CMN0801714B* | 23800 | 16.5 | 8.1 | 21400 | 16700 | 78.04% | 1.98 | 0 | 11 |  |  |  |  | R-410A | 1.9833 | Residential & Commercial | USHP | Ducted CEE Tier 1
206133793 | Central HP <5.4 tons | KEEPRITE | HRCU-A-CB (Split System: Heat Pump with Remote Outdoor Unit-Air-Source) | CVH825GKA2* |  |  | EA*4X36L21A*+WALLCON | *95CSU1002122A* | 23600 | 16.5 | 8.1 | 21400 | 16600 | 77.57% | 1.94 | 11.5 | 10.5 |  |  |  |  | R-410A | 1.9667 | Residential & Commercial | USHP | Ducted CEE Tier 1
215676100 | Central HP <5.4 tons | KEEPRITE | HRCU-A-CB (Split System: Heat Pump with Remote Outdoor Unit-Air-Source) | C5H0V48*K*AAA* |  |  | EVD5X48M21A*+WALLCON | *80CSU0601716A* | 47000 | 18 | 9 | 50000 | 36400 | 72.8% | 2 | 0 | 9.5 |  |  |  |  | R-454B | 3.9167 | Residential & Commercial | USHP
216736399 | Central HP <5.4 tons | KEEPRITE | HRCU-A-CB (Split System: Heat Pump with Remote Outdoor Unit-Air-Source) | D5CUHAH24AAK |  |  | ESH5X24M12A* | *80CTL0701716B* | 22400 | 15.2 | 8.1 | 21200 | 19100 | 90.09% | 1.85 | 0 | 10.5 |  |  |  |  | R-454B | 1.8667 | Residential & Commercial | USHP | Ducted CEE Tier 1
216735579 | Central HP <5.4 tons | KEEPRITE | HRCU-A-CB (Split System: Heat Pump with Remote Outdoor Unit-Air-Source) | D5CUHAH24AAK |  |  | EA*5X37M21A* | *80MSU0802120A* | 22800 | 16.5 | 8.5 | 20400 | 18300 | 89.71% | 1.98 | 0 | 11 |  |  |  |  | R-454B | 1.9 | Residential & Commercial | USHP | Ducted CEE Tier 1
216735786 | Central HP <5.4 tons | KEEPRITE | HRCU-A-CB (Split System: Heat Pump with Remote Outdoor Unit-Air-Source) | D5CUHAH24AAK |  |  | EA*5X37M21A* | *92MSN0802120A* | 23600 | 16.5 | 8.5 | 20800 | 18500 | 88.94% | 1.96 | 0 | 11 |  |  |  |  | R-454B | 1.9667 | Residential & Commercial | USHP | Ducted CEE Tier 1
216735411 | Central HP <5.4 tons | KEEPRITE | HRCU-A-CB (Split System: Heat Pump with Remote Outdoor Unit-Air-Source) | D5CUHAH24AAK |  |  | EA*5X37M17A* | OMV112K14A | 23400 | 15.5 | 8.5 | 21400 | 18900 | 88.32% | 1.96 | 0 | 10.5 |  |  |  |  | R-454B | 1.95 | Residential & Commercial | USHP | Ducted CEE Tier 1
214572785 | Central HP <5.4 tons | KEEPRITE | HRCU-A-CB (Split System: Heat Pump with Remote Outdoor Unit-Air-Source) | CVH837GKA** |  |  | EA*4X48L21A*+WALLCON | *95CSU0802120B* | 32200 | 17.5 | 8.5 | 32400 | 25000 | 77.16% | 1.98 | 0 | 11 |  |  |  |  | R-410A | 2.6833 | Residential & Commercial | USHP | Ducted CEE Tier 1
214572885 | Central HP <5.4 tons | KEEPRITE | HRCU-A-CB (Split System: Heat Pump with Remote Outdoor Unit-Air-Source) | CVH837GKA** |  |  | EA*4X48L24A*+WALLCON | *96CTN0802120B* | 32400 | 17.5 | 8.5 | 32200 | 24800 | 77.02% | 2 | 0 | 11.5 |  |  |  |  | R-410A | 2.7 | Residential & Commercial | USHP | Ducted CEE Tier 1
214572985 | Central HP <5.4 tons | KEEPRITE | HRCU-A-CB (Split System: Heat Pump with Remote Outdoor Unit-Air-Source) | CVH837GKA** |  |  | EA*4X61L21A*+WALLCON | *97CMN0602120B* | 33000 | 17.5 | 8.5 | 32200 | 25000 | 77.64% | 1.98 | 0 | 11 |  |  |  |  | R-410A | 2.75 | Residential & Commercial | USHP | Ducted CEE Tier 1
212982611 | Central HP <5.4 tons | GRANDAIRE | HRCU-A-CB (Split System: Heat Pump with Remote Outdoor Unit-Air-Source) | WDLCURAH36ABK |  |  | WLA*484DA* | WFEU060B048B* | 35600 | 17 | 8.5 | 37800 | 35200 | 93.12% | 1.8 | 0 | 10 |  |  |  |  | R-410A | 2.9667 | Residential & Commercial | USHP | Ducted CEE Tier 1
214648695 | Central HP <5.4 tons | TEXANAIR | HRCU-A-C (Split System: Heat Pump with Remote Outdoor Unit with No Indoor Fan --Air Source) | TEXAN036HHCU1 |  |  | TEXANDF36B1 | 0 | 35000 | 15.5 | 8.6 | 38000 | 31600 | 83.16% | 1.85 | 0 | 10 |  |  |  |  | R-410A | 2.9167 | Residential & Commercial | USHP | Ducted CEE Tier 1
211227110 | Central HP <5.4 tons | KEEPRITE | HRCU-A-CB (Split System: Heat Pump with Remote Outdoor Unit-Air-Source) | DLCURAH36ABK |  |  | EA*4X37L21A* | *96VSN0801716A* | 36800 | 15.2 | 8.5 | 38500 | 35000 | 90.91% | 2.1 | 0 | 10 |  |  |  |  | R-410A | 3.0667 | Residential & Commercial | USHP | Ducted CEE Tier 1
211227235 | Central HP <5.4 tons | KEEPRITE | HRCU-A-CB (Split System: Heat Pump with Remote Outdoor Unit-Air-Source) | DLCURAH36ABK |  |  | EA*4X37L21A* | OMV098J12* | 36200 | 15.2 | 8.5 | 38500 | 35000 | 90.91% | 2.06 | 0 | 10 |  |  |  |  | R-410A | 3.0167 | Residential & Commercial | USHP | Ducted CEE Tier 1
211227558 | Central HP <5.4 tons | KEEPRITE | HRCU-A-CB (Split System: Heat Pump with Remote Outdoor Unit-Air-Source) | DLCURAH36ABK |  |  | EA*4X42L21A* | *92ESN1002122A* | 36600 | 15.2 | 8.5 | 40000 | 35200 | 88% | 1.94 | 0 | 10 |  |  |  |  | R-410A | 3.05 | Residential & Commercial | USHP | Ducted CEE Tier 1
215682300 | Central HP <5.4 tons | KEEPRITE | HRCU-A-CB (Split System: Heat Pump with Remote Outdoor Unit-Air-Source) | C5H0V48*K*AAA* |  |  | EVD5X60M21A*+WALLCON | *96CTN0802120B* | 48000 | 19 | 9 | 50000 | 36800 | 73.6% | 2 | 0 | 10 |  |  |  |  | R-454B | 4 | Residential & Commercial | USHP | Ducted CEE Tier 1
215682350 | Central HP <5.4 tons | KEEPRITE | HRCU-A-CB (Split System: Heat Pump with Remote Outdoor Unit-Air-Source) | C5H0V48*K*AAA* |  |  | EVD5X60M21A*+WALLCON | *97CTN0801716A* | 47500 | 18.5 | 9 | 50000 | 37200 | 74.4% | 1.98 | 0 | 10 |  |  |  |  | R-454B | 3.9583 | Residential & Commercial | USHP | Ducted CEE Tier 1
215682400 | Central HP <5.4 tons | KEEPRITE | HRCU-A-CB (Split System: Heat Pump with Remote Outdoor Unit-Air-Source) | C5H0V48*K*AAA* |  |  | EVD5X60M24A*+WALLCON | *80CSU1002120B* | 48000 | 18.5 | 9 | 50000 | 36600 | 73.2% | 2 | 0 | 10 |  |  |  |  | R-454B | 4 | Residential & Commercial | USHP | Ducted CEE Tier 1
210532989 | Central HP <5.4 tons | BRYANT HEATING AND COOLING SYSTEMS | HRCU-A-CB (Split System: Heat Pump with Remote Outdoor Unit-Air-Source) | 284ANV024*0**B* |  |  | CAP**3017AL*+UI | 88*TA48090C17*** | 23200 | 21 | 10 | 26600 | 19800 | 74.44% | 2.4 | 0 | 13.5 |  |  |  |  | R-410A | 1.9333 | Residential & Commercial | USHP | Ducted CEE Tier 1
210532991 | Central HP <5.4 tons | BRYANT HEATING AND COOLING SYSTEMS | HRCU-A-CB (Split System: Heat Pump with Remote Outdoor Unit-Air-Source) | 284ANV024*0**B* |  |  | CAP**3721AL*+UI | 935CA48060C17*** | 24000 | 20 | 10.5 | 26600 | 19800 | 74.44% | 2.52 | 0 | 13 |  |  |  |  | R-410A | 2 | Residential & Commercial | USHP | Ducted CEE Tier 1
210533023 | Central HP <5.4 tons | BRYANT HEATING AND COOLING SYSTEMS | HRCU-A-CB (Split System: Heat Pump with Remote Outdoor Unit-Air-Source) | 284ANV024*0**B* |  |  | CAP**4224AL*+UI | 935CA60080C21*** | 23600 | 20.5 | 10.5 | 26600 | 19700 | 74.06% | 2.48 | 0 | 13.5 |  |  |  |  | R-410A | 1.9667 | Residential & Commercial | USHP | Ducted CEE Tier 1
210533073 | Central HP <5.4 tons | BRYANT HEATING AND COOLING SYSTEMS | HRCU-A-CB (Split System: Heat Pump with Remote Outdoor Unit-Air-Source) | 284ANV024*0**B* |  |  | CNPV*4221AL*+UI | 935CA48060C17*** | 23400 | 20 | 10 | 26800 | 20000 | 74.63% | 2.42 | 0 | 13 |  |  |  |  | R-410A | 1.95 | Residential & Commercial | USHP | Ducted CEE Tier 1
211259899 | Central HP <5.4 tons | GRANDAIRE | HRCU-A-CB (Split System: Heat Pump with Remote Outdoor Unit-Air-Source) | WDLCURAH18ABK |  |  | WLA*194BA* | WFEL045A036B* | 18600 | 16.5 | 8.5 | 18500 | 17500 | 94.59% | 2.14 | 0 | 11 |  |  |  |  | R-410A | 1.55 | Residential & Commercial | USHP | Ducted CEE Tier 1
211259915 | Central HP <5.4 tons | GRANDAIRE | HRCU-A-CB (Split System: Heat Pump with Remote Outdoor Unit-Air-Source) | WDLCURAH18ABK |  |  | WLA*194BA* | WFEL045B036B* | 19100 | 16 | 9 | 19100 | 17400 | 91.1% | 2.14 | 0 | 11 |  |  |  |  | R-410A | 1.5917 | Residential & Commercial | USHP | Ducted CEE Tier 1
215681680 | Central HP <5.4 tons | KEEPRITE | HRCU-A-CB (Split System: Heat Pump with Remote Outdoor Unit-Air-Source) | C5H0V48*K*AAA* |  |  | ESH5X60M12A*+WALLCON | *80CSU0401712B* | 45500 | 16.5 | 8.5 | 48000 | 33800 | 70.42% | 2.08 | 0 | 9.5 |  |  |  |  | R-454B | 3.7917 | Residential & Commercial | USHP
213079764 | Central HP <5.4 tons | GRANDAIRE | HRCU-A-CB (Split System: Heat Pump with Remote Outdoor Unit-Air-Source) | WDLCURAH36ABK |  |  | WLA*424CA* | WFAX100C060B* | 35200 | 16.5 | 8.1 | 38500 | 35000 | 90.91% | 1.88 | 0 | 10 |  |  |  |  | R-410A | 2.9333 | Residential & Commercial | USHP | Ducted CEE Tier 1
215682430 | Central HP <5.4 tons | KEEPRITE | HRCU-A-CB (Split System: Heat Pump with Remote Outdoor Unit-Air-Source) | C5H0V48*K*AAA* |  |  | EVD5X60M24A*+WALLCON | *97CTN1202422A* | 48000 | 19 | 9 | 50000 | 36600 | 73.2% | 2 | 0 | 10.5 |  |  |  |  | R-454B | 4 | Residential & Commercial | USHP | Ducted CEE Tier 1
215682330 | Central HP <5.4 tons | KEEPRITE | HRCU-A-CB (Split System: Heat Pump with Remote Outdoor Unit-Air-Source) | C5H0V48*K*AAA* |  |  | EVD5X60M21A*+WALLCON | *80CSU0802120B* | 48500 | 19 | 9 | 50000 | 36400 | 72.8% | 2.12 | 0 | 10 |  |  |  |  | R-454B | 4.0417 | Residential & Commercial | USHP | Ducted CEE Tier 1
215682130 | Central HP <5.4 tons | KEEPRITE | HRCU-A-CB (Split System: Heat Pump with Remote Outdoor Unit-Air-Source) | C5H0V48*K*AAA* |  |  | EVD5X48M21A*+WALLCON | *80CSU0802120B* | 47000 | 18.5 | 9 | 50000 | 36200 | 72.4% | 2.02 | 0 | 10 |  |  |  |  | R-454B | 3.9167 | Residential & Commercial | USHP | Ducted CEE Tier 1
215681980 | Central HP <5.4 tons | KEEPRITE | HRCU-A-CB (Split System: Heat Pump with Remote Outdoor Unit-Air-Source) | C5H0V48*K*AAA* |  |  | EVM5X60M24A*+WALLCON | *96CTN0802120B* | 48000 | 19 | 9 | 50000 | 36600 | 73.2% | 2 | 0 | 10 |  |  |  |  | R-454B | 4 | Residential & Commercial | USHP | Ducted CEE Tier 1
213079530 | Central HP <5.4 tons | GRANDAIRE | HRCU-A-CB (Split System: Heat Pump with Remote Outdoor Unit-Air-Source) | WDLCURAH36ABK |  |  | WLA*364CA* | WFAX080B048B* | 35200 | 16 | 8.1 | 38500 | 35000 | 90.91% | 2.02 | 0 | 9.5 |  |  |  |  | R-410A | 2.9333 | Residential & Commercial | USHP
213080535 | Central HP <5.4 tons | GRANDAIRE | HRCU-A-CB (Split System: Heat Pump with Remote Outdoor Unit-Air-Source) | WDLCURAH36ABK |  |  | WLA*374BA* | WFSU040B036B* | 35600 | 15.2 | 8.1 | 38500 | 35000 | 90.91% | 2.04 | 0 | 9.5 |  |  |  |  | R-410A | 2.9667 | Residential & Commercial | USHP
210532887 | Central HP <5.4 tons | BRYANT HEATING AND COOLING SYSTEMS | HRCU-A-CB (Split System: Heat Pump with Remote Outdoor Unit-Air-Source) | 284ANV048*0**B* |  |  | CNPV*4821AL*+UI | 935CA60080C21*** | 44000 | 21 | 8.5 | 46500 | 36400 | 78.28% | 2.18 | 0 | 12 |  |  |  |  | R-410A | 3.6667 | Residential & Commercial | USHP | Ducted CEE Tier 1
215676960 | Central HP <5.4 tons | KEEPRITE | HRCU-A-CB (Split System: Heat Pump with Remote Outdoor Unit-Air-Source) | C5H0V48*K*AAA* |  |  | EVD5X61M24A*+WALLCON | *96CTN1202422B* | 48500 | 19.5 | 9.5 | 50000 | 36600 | 73.2% | 2.12 | 0 | 10.5 |  |  |  |  | R-454B | 4.0417 | Residential & Commercial | USHP | Ducted CEE Tier 1
215676060 | Central HP <5.4 tons | KEEPRITE | HRCU-A-CB (Split System: Heat Pump with Remote Outdoor Unit-Air-Source) | C5H0V48*K*AAA* |  |  | EVM5X61M24A*+WALLCON | *97CMN1002122B* | 48500 | 19.5 | 9.5 | 50000 | 36600 | 73.2% | 2.12 | 0 | 10.5 |  |  |  |  | R-454B | 4.0417 | Residential & Commercial | USHP | Ducted CEE Tier 1
215676460 | Central HP <5.4 tons | KEEPRITE | HRCU-A-CB (Split System: Heat Pump with Remote Outdoor Unit-Air-Source) | C5H0V48*K*AAA* |  |  | EVD5X60M21A*+WALLCON | *80CTL0702120B* | 48000 | 19 | 9 | 50000 | 36800 | 73.6% | 2 | 0 | 10 |  |  |  |  | R-454B | 4 | Residential & Commercial | USHP | Ducted CEE Tier 1
215676110 | Central HP <5.4 tons | KEEPRITE | HRCU-A-CB (Split System: Heat Pump with Remote Outdoor Unit-Air-Source) | C5H0V48*K*AAA* |  |  | EVD5X48M21A*+WALLCON | *80CSU0802120A* | 47000 | 18.5 | 9 | 50000 | 36400 | 72.8% | 2 | 0 | 10 |  |  |  |  | R-454B | 3.9167 | Residential & Commercial | USHP | Ducted CEE Tier 1
215681790 | Central HP <5.4 tons | KEEPRITE | HRCU-A-CB (Split System: Heat Pump with Remote Outdoor Unit-Air-Source) | C5H0V48*K*AAA* |  |  | EVM5X48M21A*+WALLCON | *80CSU1002120B* | 47000 | 18 | 9 | 50000 | 36400 | 72.8% | 2 | 0 | 9.5 |  |  |  |  | R-454B | 3.9167 | Residential & Commercial | USHP
215681340 | Central HP <5.4 tons | KEEPRITE | HRCU-A-CB (Split System: Heat Pump with Remote Outdoor Unit-Air-Source) | C5H0V48*K*AAA* |  |  | EA*5X48M21A*+WALLCON | *80CSU1002120B* | 44000 | 17 | 9 | 48500 | 34000 | 70.1% | 2.04 | 0 | 9.5 |  |  |  |  | R-454B | 3.6667 | Residential & Commercial | USHP
215682370 | Central HP <5.4 tons | KEEPRITE | HRCU-A-CB (Split System: Heat Pump with Remote Outdoor Unit-Air-Source) | C5H0V48*K*AAA* |  |  | EVD5X60M21A*+WALLCON | *97CTN1002122A* | 48000 | 19 | 9 | 50000 | 36600 | 73.2% | 2 | 0 | 10.5 |  |  |  |  | R-454B | 4 | Residential & Commercial | USHP | Ducted CEE Tier 1
215682440 | Central HP <5.4 tons | KEEPRITE | HRCU-A-CB (Split System: Heat Pump with Remote Outdoor Unit-Air-Source) | C5H0V48*K*AAA* |  |  | EVD5X61M21A*+WALLCON | *96CTN0802120B* | 48500 | 19 | 9 | 50000 | 36800 | 73.6% | 2 | 0 | 10.5 |  |  |  |  | R-454B | 4.0417 | Residential & Commercial | USHP | Ducted CEE Tier 1
213077382 | Central HP <5.4 tons | GRANDAIRE | HRCU-A-CB (Split System: Heat Pump with Remote Outdoor Unit-Air-Source) | WDLCURAH36ABK |  |  | WLA*374CA* | WFST080B048A* | 36400 | 15.5 | 8.5 | 38500 | 35200 | 91.43% | 1.86 | 0 | 10 |  |  |  |  | R-410A | 3.0333 | Residential & Commercial | USHP | Ducted CEE Tier 1
213079104 | Central HP <5.4 tons | GRANDAIRE | HRCU-A-CB (Split System: Heat Pump with Remote Outdoor Unit-Air-Source) | WDLCURAH36ABK |  |  | WLA*374CA* | WFEU060B048B* | 36400 | 16.5 | 8.5 | 38000 | 34800 | 91.58% | 2.08 | 0 | 10 |  |  |  |  | R-410A | 3.0333 | Residential & Commercial | USHP | Ducted CEE Tier 1
213079272 | Central HP <5.4 tons | GRANDAIRE | HRCU-A-CB (Split System: Heat Pump with Remote Outdoor Unit-Air-Source) | WDLCURAH36ABK |  |  | WLA*484CA* | WFEU080C060B* | 36200 | 16.5 | 8.5 | 38000 | 34600 | 91.05% | 2.06 | 0 | 10 |  |  |  |  | R-410A | 3.0167 | Residential & Commercial | USHP | Ducted CEE Tier 1
213079320 | Central HP <5.4 tons | GRANDAIRE | HRCU-A-CB (Split System: Heat Pump with Remote Outdoor Unit-Air-Source) | WDLCURAH36ABK |  |  | WLN(C,W)484CA* | WFEU080C060B* | 35800 | 17 | 8.1 | 38000 | 34800 | 91.58% | 2.04 | 0 | 10.5 |  |  |  |  | R-410A | 2.9833 | Residential & Commercial | USHP | Ducted CEE Tier 1
213080038 | Central HP <5.4 tons | GRANDAIRE | HRCU-A-CB (Split System: Heat Pump with Remote Outdoor Unit-Air-Source) | WDLCURAH36ABK |  |  | WLA*374CA* | WFSX080B048B* | 36400 | 15.5 | 8.5 | 38000 | 35200 | 92.63% | 1.88 | 0 | 10 |  |  |  |  | R-410A | 3.0333 | Residential & Commercial | USHP | Ducted CEE Tier 1
211230937 | Central HP <5.4 tons | BRYANT HEATING AND COOLING SYSTEMS | HRCU-A-CB (Split System: Heat Pump with Remote Outdoor Unit-Air-Source) | 38MURAQ36AB3* |  |  | FZ4ANP048L | 0 | 36200 | 17 | 8.1 | 38500 | 34600 | 89.87% | 1.96 | 0 | 10 |  |  |  |  | R-410A | 3.0167 | Residential & Commercial | USHP | Ducted CEE Tier 1
215682910 | Central HP <5.4 tons | KEEPRITE | HRCU-A-CB (Split System: Heat Pump with Remote Outdoor Unit-Air-Source) | C5H0V60*K*AAA* |  |  | EVM5X60M24A*+WALLCON | *97CTN1002122A* | 56500 | 18.5 | 9 | 63000 | 44500 | 70.63% | 2.08 | 0 | 9 |  |  |  |  | R-454B | 4.7083 | Residential & Commercial | USHP
214648676 | Central HP <5.4 tons | TEXANAIR | HRCU-A-CB (Split System: Heat Pump with Remote Outdoor Unit-Air-Source) | TEXAN030HHCU1 |  |  | TEXAN030AHU1 | 0 | 30000 | 16.2 | 8.9 | 33000 | 24000 | 72.73% | 1.8 | 11 | 10 |  |  |  |  | R-410A | 2.5 | Residential & Commercial | USHP | Ducted CEE Tier 1
212978307 | Central HP <5.4 tons | GRANDAIRE | HRCU-A-CB (Split System: Heat Pump with Remote Outdoor Unit-Air-Source) | WDLCURAH18ABK |  |  | WLNC184AA* | WFE*070A036C* | 17400 | 16 | 8.5 | 18500 | 19100 | 103.2% | 2.3 | 0 | 10.5 |  |  |  |  | R-410A | 1.45 | Residential & Commercial | USHP | Ducted CEE Tier 1
212982383 | Central HP <5.4 tons | GRANDAIRE | HRCU-A-CB (Split System: Heat Pump with Remote Outdoor Unit-Air-Source) | WDLCURAH18ABK |  |  | WLA*194BA* | WFEU040B036B* | 17800 | 16 | 8.1 | 17900 | 17700 | 98.88% | 2.14 | 0 | 10.5 |  |  |  |  | R-410A | 1.4833 | Residential & Commercial | USHP | Ducted CEE Tier 1
212979988 | Central HP <5.4 tons | GRANDAIRE | HRCU-A-CB (Split System: Heat Pump with Remote Outdoor Unit-Air-Source) | WDLCURAH18ABK |  |  | WLA*304BA* | WFE*090B042C* | 17700 | 16 | 8.5 | 18300 | 19200 | 104.9% | 2.3 | 0 | 10.5 |  |  |  |  | R-410A | 1.475 | Residential & Commercial | USHP | Ducted CEE Tier 1
212984228 | Central HP <5.4 tons | GRANDAIRE | HRCU-A-CB (Split System: Heat Pump with Remote Outdoor Unit-Air-Source) | WDLCURAH18ABK |  |  | WLNC304BA* | WFAX060B042B* | 17700 | 16.5 | 8.1 | 18300 | 28400 | 155.2% | 1.94 | 0 | 11 |  |  |  |  | R-410A | 1.475 | Residential & Commercial | USHP | Ducted CEE Tier 1
216675416 | Central HP <5.4 tons | KEEPRITE | HRCU-A-CB (Split System: Heat Pump with Remote Outdoor Unit-Air-Source) | D5CURAH24AAK |  |  | EA*5X36M17A* | *80CSU0401712A* | 24400 | 16 | 9 | 24200 | 19400 | 80.17% | 2.02 | 0 | 10 |  |  |  |  | R-454B | 2.0333 | Residential & Commercial | USHP | Ducted CEE Tier 1
216675498 | Central HP <5.4 tons | KEEPRITE | HRCU-A-CB (Split System: Heat Pump with Remote Outdoor Unit-Air-Source) | D5CURAH24AAK |  |  | EA*5X36M17A* | *80CSU0601716A* | 24400 | 16 | 9 | 24200 | 19500 | 80.58% | 2.02 | 0 | 10 |  |  |  |  | R-454B | 2.0333 | Residential & Commercial | USHP | Ducted CEE Tier 1
215678300 | Central HP <5.4 tons | KEEPRITE | HRCU-A-CB (Split System: Heat Pump with Remote Outdoor Unit-Air-Source) | C5H0V24*K*AAA* |  |  | EA*5X30M17A*+WALLCON | *97CTN0801716A* | 23000 | 16.5 | 9 | 23800 | 16700 | 70.17% | 1.86 | 0 | 10 |  |  |  |  | R-454B | 1.9167 | Residential & Commercial | USHP | Ducted CEE Tier 1
213607658 | Central HP <5.4 tons | GRANDAIRE | HRCU-A-CB (Split System: Heat Pump with Remote Outdoor Unit-Air-Source) | WDLCURAH24ABK |  |  | WBGL244AB | 0 | 24600 | 17 | 9.5 | 26000 | 22200 | 85.38% | 1.84 | 0 | 10 |  |  |  |  | R-410A | 2.05 | Residential & Commercial | USHP | Ducted CEE Tier 1
211241658 | Central HP <5.4 tons | GRANDAIRE | HRCU-A-CB (Split System: Heat Pump with Remote Outdoor Unit-Air-Source) | WDLCURAH24ABK |  |  | WLA*304BA* | WFEL045B036B* | 24000 | 16.5 | 8.5 | 26200 | 23200 | 88.55% | 1.9 | 0 | 10 |  |  |  |  | R-410A | 2 | Residential & Commercial | USHP | Ducted CEE Tier 1
211241072 | Central HP <5.4 tons | GRANDAIRE | HRCU-A-CB (Split System: Heat Pump with Remote Outdoor Unit-Air-Source) | WDLCURAH24ABK |  |  | WLA*254BA* | WFEL045A036B* | 25400 | 16.5 | 8.5 | 26000 | 20800 | 80% | 1.76 | 0 | 10.5 |  |  |  |  | R-410A | 2.1167 | Residential & Commercial | USHP | Ducted CEE Tier 1
212978125 | Central HP <5.4 tons | GRANDAIRE | HRCU-A-CB (Split System: Heat Pump with Remote Outdoor Unit-Air-Source) | WDLCURAH24ABK |  |  | WLA*304AA* | WFE*070A036C* | 23400 | 17 | 8.5 | 26200 | 24600 | 93.89% | 2.06 | 0 | 10 |  |  |  |  | R-410A | 1.95 | Residential & Commercial | USHP | Ducted CEE Tier 1
211226821 | Central HP <5.4 tons | KEEPRITE | HRCU-A-CB (Split System: Heat Pump with Remote Outdoor Unit-Air-Source) | DLCURAH36ABK |  |  | EA*4X37L21A* | *80ES(N,L)0901714A* | 36800 | 16 | 8.5 | 38500 | 34800 | 90.39% | 2.1 | 0 | 10 |  |  |  |  | R-410A | 3.0667 | Residential & Commercial | USHP | Ducted CEE Tier 1
211713368 | Central HP <5.4 tons | GRANDAIRE | HRCU-A-CB (Split System: Heat Pump with Remote Outdoor Unit-Air-Source) | WDLCURAH30ABK |  |  | WLA*434CA* | WFAX100C060A* | 31200 | 15.2 | 8.5 | 33600 | 26000 | 77.38% | 1.86 | 0 | 9 |  |  |  |  | R-410A | 2.6 | Residential & Commercial | USHP
212972469 | Central HP <5.4 tons | GRANDAIRE | HRCU-A-CB (Split System: Heat Pump with Remote Outdoor Unit-Air-Source) | WDLCURAH30ABK |  |  | WLA*424CA* | WFET110C066A* | 29800 | 15.2 | 8.1 | 34200 | 27600 | 80.7% | 1.8 | 0 | 9 |  |  |  |  | R-410A | 2.4833 | Residential & Commercial | USHP
213077408 | Central HP <5.4 tons | GRANDAIRE | HRCU-A-CB (Split System: Heat Pump with Remote Outdoor Unit-Air-Source) | WDLCURAH36ABK |  |  | WLA*434CA* | WFST080B048A* | 36600 | 15.5 | 8.5 | 38500 | 34800 | 90.39% | 2 | 0 | 10 |  |  |  |  | R-410A | 3.05 | Residential & Commercial | USHP | Ducted CEE Tier 1
213078326 | Central HP <5.4 tons | GRANDAIRE | HRCU-A-CB (Split System: Heat Pump with Remote Outdoor Unit-Air-Source) | WDLCURAH36ABK |  |  | WLA*434CA* | WFE*090B042C* | 36200 | 16.5 | 8.5 | 38000 | 34600 | 91.05% | 2.02 | 0 | 10 |  |  |  |  | R-410A | 3.0167 | Residential & Commercial | USHP | Ducted CEE Tier 1
210597412 | Central HP <5.4 tons | KEEPRITE | HRCU-A-CB (Split System: Heat Pump with Remote Outdoor Unit-Air-Source) | CVH837GKA** |  |  | EA*4X61L21A*+WALLCON | *80CSU0601716A* | 33200 | 17.5 | 8.1 | 32200 | 25000 | 77.64% | 1.98 | 0 | 11.5 |  |  |  |  | R-410A | 2.7667 | Residential & Commercial | USHP | Ducted CEE Tier 1
211240363 | Central HP <5.4 tons | GRANDAIRE | HRCU-A-CB (Split System: Heat Pump with Remote Outdoor Unit-Air-Source) | WDLCURAH24ABK |  |  | WLA*244AA* | WFEL070A036B* | 24000 | 16.5 | 8.5 | 26800 | 24000 | 89.55% | 1.98 | 0 | 10 |  |  |  |  | R-410A | 2 | Residential & Commercial | USHP | Ducted CEE Tier 1
211240438 | Central HP <5.4 tons | GRANDAIRE | HRCU-A-CB (Split System: Heat Pump with Remote Outdoor Unit-Air-Source) | WDLCURAH24ABK |  |  | WLA*244BA* | WFSU040B036A* | 23400 | 16.5 | 8.5 | 26400 | 25200 | 95.45% | 2.1 | 0 | 10 |  |  |  |  | R-410A | 1.95 | Residential & Commercial | USHP | Ducted CEE Tier 1
211240695 | Central HP <5.4 tons | GRANDAIRE | HRCU-A-CB (Split System: Heat Pump with Remote Outdoor Unit-Air-Source) | WDLCURAH24ABK |  |  | WLA*244BA* | WFAX060B042A* | 24000 | 16.5 | 8.5 | 26800 | 23800 | 88.81% | 1.96 | 0 | 10 |  |  |  |  | R-410A | 2 | Residential & Commercial | USHP | Ducted CEE Tier 1
211243051 | Central HP <5.4 tons | GRANDAIRE | HRCU-A-CB (Split System: Heat Pump with Remote Outdoor Unit-Air-Source) | WDLCURAH24ABK |  |  | WLA*374BA* | WFER070B036A* | 24800 | 16.5 | 8.5 | 25800 | 21400 | 82.95% | 1.78 | 0 | 10 |  |  |  |  | R-410A | 2.0667 | Residential & Commercial | USHP | Ducted CEE Tier 1
211243085 | Central HP <5.4 tons | GRANDAIRE | HRCU-A-CB (Split System: Heat Pump with Remote Outdoor Unit-Air-Source) | WDLCURAH24ABK |  |  | WLA*374BA* | WFAX060B042A* | 24800 | 17 | 8.5 | 25600 | 21400 | 83.59% | 1.8 | 0 | 10.5 |  |  |  |  | R-410A | 2.0667 | Residential & Commercial | USHP | Ducted CEE Tier 1
211243151 | Central HP <5.4 tons | GRANDAIRE | HRCU-A-CB (Split System: Heat Pump with Remote Outdoor Unit-Air-Source) | WDLCURAH24ABK |  |  | WLA*374BA* | WFEL070A036B* | 24800 | 17 | 8.5 | 25800 | 21400 | 82.95% | 1.8 | 0 | 10.5 |  |  |  |  | R-410A | 2.0667 | Residential & Commercial | USHP | Ducted CEE Tier 1
211242476 | Central HP <5.4 tons | GRANDAIRE | HRCU-A-CB (Split System: Heat Pump with Remote Outdoor Unit-Air-Source) | WDLCURAH24ABK |  |  | WLA*364CA* | WFSX080C060A* | 24800 | 16.5 | 8.5 | 26600 | 22000 | 82.71% | 1.82 | 0 | 10 |  |  |  |  | R-410A | 2.0667 | Residential & Commercial | USHP | Ducted CEE Tier 1
211241738 | Central HP <5.4 tons | GRANDAIRE | HRCU-A-CB (Split System: Heat Pump with Remote Outdoor Unit-Air-Source) | WDLCURAH24ABK |  |  | WLA*304BA* | WFSX080B048A* | 24600 | 15.5 | 8.5 | 27000 | 22400 | 82.96% | 1.82 | 0 | 10 |  |  |  |  | R-410A | 2.05 | Residential & Commercial | USHP | Ducted CEE Tier 1
211227290 | Central HP <5.4 tons | KEEPRITE | HRCU-A-CB (Split System: Heat Pump with Remote Outdoor Unit-Air-Source) | DLCURAH36ABK |  |  | EA*4X42L21A* | *80ES(N,L)0451712A* | 35200 | 15.5 | 8.1 | 38500 | 35000 | 90.91% | 1.86 | 0 | 9.5 |  |  |  |  | R-410A | 2.9333 | Residential & Commercial | USHP
211227667 | Central HP <5.4 tons | KEEPRITE | HRCU-A-CB (Split System: Heat Pump with Remote Outdoor Unit-Air-Source) | DLCURAH36ABK |  |  | EA*4X42L21A* | *95ESU1002122A* | 36600 | 15.2 | 8.1 | 40000 | 35200 | 88% | 1.94 | 0 | 10 |  |  |  |  | R-410A | 3.05 | Residential & Commercial | USHP | Ducted CEE Tier 1
211241646 | Central HP <5.4 tons | GRANDAIRE | HRCU-A-CB (Split System: Heat Pump with Remote Outdoor Unit-Air-Source) | WDLCURAH24ABK |  |  | WLA*304BA* | WFEL045A036B* | 24600 | 16 | 8.5 | 26600 | 22600 | 84.96% | 1.84 | 0 | 10 |  |  |  |  | R-410A | 2.05 | Residential & Commercial | USHP | Ducted CEE Tier 1
212979844 | Central HP <5.4 tons | GRANDAIRE | HRCU-A-CB (Split System: Heat Pump with Remote Outdoor Unit-Air-Source) | WDLCURAH24ABK |  |  | WLA*304BA* | WFE*090B042C* | 23600 | 17 | 8.5 | 26400 | 23800 | 90.15% | 1.98 | 0 | 10 |  |  |  |  | R-410A | 1.9667 | Residential & Commercial | USHP | Ducted CEE Tier 1
212979928 | Central HP <5.4 tons | GRANDAIRE | HRCU-A-CB (Split System: Heat Pump with Remote Outdoor Unit-Air-Source) | WDLCURAH24ABK |  |  | WLN(C,W)364BA* | WFE*090B042C* | 23600 | 17 | 8.5 | 26400 | 24400 | 92.42% | 2.02 | 0 | 10.5 |  |  |  |  | R-410A | 1.9667 | Residential & Commercial | USHP | Ducted CEE Tier 1
212982311 | Central HP <5.4 tons | GRANDAIRE | HRCU-A-CB (Split System: Heat Pump with Remote Outdoor Unit-Air-Source) | WDLCURAH24ABK |  |  | WLA*374BA* | WFEU040B036B* | 24200 | 16.5 | 8.5 | 25200 | 22000 | 87.3% | 1.84 | 0 | 10 |  |  |  |  | R-410A | 2.0167 | Residential & Commercial | USHP | Ducted CEE Tier 1
212982359 | Central HP <5.4 tons | GRANDAIRE | HRCU-A-CB (Split System: Heat Pump with Remote Outdoor Unit-Air-Source) | WDLCURAH24ABK |  |  | WLN(C,W)364BA* | WFEU040B036B* | 23800 | 16.5 | 8.5 | 25800 | 23800 | 92.25% | 1.98 | 0 | 10.5 |  |  |  |  | R-410A | 1.9833 | Residential & Commercial | USHP | Ducted CEE Tier 1
211242106 | Central HP <5.4 tons | GRANDAIRE | HRCU-A-CB (Split System: Heat Pump with Remote Outdoor Unit-Air-Source) | WDLCURAH24ABK |  |  | WLA*364BA* | WFEL070B036B* | 24400 | 16.5 | 8.5 | 26400 | 22400 | 84.85% | 1.84 | 0 | 10 |  |  |  |  | R-410A | 2.0333 | Residential & Commercial | USHP | Ducted CEE Tier 1
211242174 | Central HP <5.4 tons | GRANDAIRE | HRCU-A-CB (Split System: Heat Pump with Remote Outdoor Unit-Air-Source) | WDLCURAH24ABK |  |  | WLA*364BA* | WFSX080B048A* | 24800 | 15.5 | 8.5 | 26800 | 22000 | 82.09% | 1.8 | 0 | 10 |  |  |  |  | R-410A | 2.0667 | Residential & Commercial | USHP | Ducted CEE Tier 1
211242340 | Central HP <5.4 tons | GRANDAIRE | HRCU-A-CB (Split System: Heat Pump with Remote Outdoor Unit-Air-Source) | WDLCURAH24ABK |  |  | WLA*364CA* | WFER070B048A* | 25000 | 16.5 | 8.5 | 26800 | 21800 | 81.34% | 1.8 | 0 | 10 |  |  |  |  | R-410A | 2.0833 | Residential & Commercial | USHP | Ducted CEE Tier 1
211243585 | Central HP <5.4 tons | GRANDAIRE | HRCU-A-CB (Split System: Heat Pump with Remote Outdoor Unit-Air-Source) | WDLCURAH24ABK |  |  | WLA*374CA* | WFAX080B048A* | 25000 | 17.5 | 8.5 | 25600 | 20800 | 81.25% | 1.76 | 0 | 10.5 |  |  |  |  | R-410A | 2.0833 | Residential & Commercial | USHP | Ducted CEE Tier 1
211712687 | Central HP <5.4 tons | BRYANT HEATING AND COOLING SYSTEMS | HRCU-A-CB (Split System: Heat Pump with Remote Outdoor Unit-Air-Source) | 38MURAQ30AB3* |  |  | CAP**4224AL* | 82*SA66110V24*** | 30000 | 15.2 | 8.1 | 33800 | 27200 | 80.47% | 1.8 | 0 | 9 |  |  |  |  | R-410A | 2.5 | Residential & Commercial | USHP
212384697 | Central HP <5.4 tons | GRANDAIRE | HRCU-A-CB (Split System: Heat Pump with Remote Outdoor Unit-Air-Source) | WDLCURAH36ABK |  |  | WLN(C,W)424CA* | WFAX100C060A* | 36200 | 15.5 | 8.1 | 39500 | 35200 | 89.11% | 1.9 | 0 | 10 |  |  |  |  | R-410A | 3.0167 | Residential & Commercial | USHP | Ducted CEE Tier 1
211228508 | Central HP <5.4 tons | GRANDAIRE | HRCU-A-CB (Split System: Heat Pump with Remote Outdoor Unit-Air-Source) | WDLCURAH36ABK |  |  | WLA*434CA* | WFSX080C060A* | 37200 | 15.5 | 8.5 | 38500 | 35000 | 90.91% | 2.12 | 0 | 10 |  |  |  |  | R-410A | 3.1 | Residential & Commercial | USHP | Ducted CEE Tier 1
211228808 | Central HP <5.4 tons | GRANDAIRE | HRCU-A-CB (Split System: Heat Pump with Remote Outdoor Unit-Air-Source) | WDLCURAH36ABK |  |  | WLA*484CA* | WFER090C060A* | 36400 | 16 | 8.5 | 38500 | 34800 | 90.39% | 2.08 | 0 | 10 |  |  |  |  | R-410A | 3.0333 | Residential & Commercial | USHP | Ducted CEE Tier 1
211229143 | Central HP <5.4 tons | GRANDAIRE | HRCU-A-CB (Split System: Heat Pump with Remote Outdoor Unit-Air-Source) | WDLCURAH36ABK |  |  | WLA*484CA* | WFSU100C060A* | 36200 | 16 | 8.5 | 38500 | 34600 | 89.87% | 2.06 | 0 | 10 |  |  |  |  | R-410A | 3.0167 | Residential & Commercial | USHP | Ducted CEE Tier 1
212979868 | Central HP <5.4 tons | GRANDAIRE | HRCU-A-CB (Split System: Heat Pump with Remote Outdoor Unit-Air-Source) | WDLCURAH24ABK |  |  | WLA*364CA* | WFE*090B042C* | 23800 | 17.5 | 8.5 | 26200 | 22400 | 85.5% | 1.86 | 0 | 10 |  |  |  |  | R-410A | 1.9833 | Residential & Commercial | USHP | Ducted CEE Tier 1
212979904 | Central HP <5.4 tons | GRANDAIRE | HRCU-A-CB (Split System: Heat Pump with Remote Outdoor Unit-Air-Source) | WDLCURAH24ABK |  |  | WLNC244BA* | WFE*090B042C* | 23400 | 16.5 | 8.5 | 27000 | 24400 | 90.37% | 2.02 | 0 | 10 |  |  |  |  | R-410A | 1.95 | Residential & Commercial | USHP | Ducted CEE Tier 1
211295761 | Central HP <5.4 tons | BRYANT HEATING AND COOLING SYSTEMS | HRCU-A-CB (Split System: Heat Pump with Remote Outdoor Unit-Air-Source) | 38MURAQ30AB3* |  |  | CAP**3621AL* | 83*SA60080E21*** | 29600 | 15.2 | 8.1 | 33800 | 27600 | 81.66% | 1.76 | 0 | 9 |  |  |  |  | R-410A | 2.4667 | Residential & Commercial | USHP
213075909 | Central HP <5.4 tons | GRANDAIRE | HRCU-A-CB (Split System: Heat Pump with Remote Outdoor Unit-Air-Source) | WDLCURAH36ABK |  |  | WLA*424CA* | WFSU100C060B* | 35600 | 16 | 8.1 | 38500 | 35200 | 91.43% | 1.9 | 0 | 10 |  |  |  |  | R-410A | 2.9667 | Residential & Commercial | USHP | Ducted CEE Tier 1
213077395 | Central HP <5.4 tons | GRANDAIRE | HRCU-A-CB (Split System: Heat Pump with Remote Outdoor Unit-Air-Source) | WDLCURAH36ABK |  |  | WLA*424CA* | WFST080B048A* | 35000 | 15.5 | 8.1 | 38500 | 35000 | 90.91% | 2.06 | 0 | 9.5 |  |  |  |  | R-410A | 2.9167 | Residential & Commercial | USHP
212978762 | Central HP <5.4 tons | GRANDAIRE | HRCU-A-CB (Split System: Heat Pump with Remote Outdoor Unit-Air-Source) | WDLCURAH18ABK |  |  | WLA*244BA* | WFE*070B036C* | 17500 | 16.5 | 8.5 | 18400 | 17700 | 96.2% | 2.14 | 0 | 10.5 |  |  |  |  | R-410A | 1.4583 | Residential & Commercial | USHP | Ducted CEE Tier 1
212979916 | Central HP <5.4 tons | GRANDAIRE | HRCU-A-CB (Split System: Heat Pump with Remote Outdoor Unit-Air-Source) | WDLCURAH24ABK |  |  | WLNC304BA* | WFE*090B042C* | 23600 | 17 | 8.5 | 26400 | 24400 | 92.42% | 2.02 | 0 | 10.5 |  |  |  |  | R-410A | 1.9667 | Residential & Commercial | USHP | Ducted CEE Tier 1
212974936 | Central HP <5.4 tons | GRANDAIRE | HRCU-A-CB (Split System: Heat Pump with Remote Outdoor Unit-Air-Source) | WDLCURAH24ABK |  |  | WLA*244BA* | WFST040A030A* | 23000 | 16 | 8.5 | 27000 | 22000 | 81.48% | 1.82 | 0 | 9.5 |  |  |  |  | R-410A | 1.9167 | Residential & Commercial | USHP
212979964 | Central HP <5.4 tons | GRANDAIRE | HRCU-A-CB (Split System: Heat Pump with Remote Outdoor Unit-Air-Source) | WDLCURAH18ABK |  |  | WLA*244BA* | WFE*090B042C* | 17500 | 16 | 8.5 | 18500 | 17700 | 95.68% | 2.14 | 0 | 10.5 |  |  |  |  | R-410A | 1.4583 | Residential & Commercial | USHP | Ducted CEE Tier 1
212980000 | Central HP <5.4 tons | GRANDAIRE | HRCU-A-CB (Split System: Heat Pump with Remote Outdoor Unit-Air-Source) | WDLCURAH18ABK |  |  | WLNC244BA* | WFE*090B042C* | 17400 | 16 | 8.5 | 18500 | 18600 | 100.5% | 2.24 | 0 | 10.5 |  |  |  |  | R-410A | 1.45 | Residential & Commercial | USHP | Ducted CEE Tier 1
211260988 | Central HP <5.4 tons | GRANDAIRE | HRCU-A-CB (Split System: Heat Pump with Remote Outdoor Unit-Air-Source) | WDLCURAH18ABK |  |  | WLA*254BA* | WFEL045A036B* | 18600 | 16.5 | 8.5 | 18400 | 17400 | 94.57% | 2.12 | 0 | 11 |  |  |  |  | R-410A | 1.55 | Residential & Commercial | USHP | Ducted CEE Tier 1
211262110 | Central HP <5.4 tons | GRANDAIRE | HRCU-A-CB (Split System: Heat Pump with Remote Outdoor Unit-Air-Source) | WDLCURAH18ABK |  |  | WLA*304BA* | WFAX060B042A* | 17900 | 16.5 | 8.5 | 18300 | 18500 | 101.1% | 2.22 | 0 | 10.5 |  |  |  |  | R-410A | 1.4917 | Residential & Commercial | USHP | Ducted CEE Tier 1
211262174 | Central HP <5.4 tons | GRANDAIRE | HRCU-A-CB (Split System: Heat Pump with Remote Outdoor Unit-Air-Source) | WDLCURAH18ABK |  |  | WLA*304BA* | WFEL070A036B* | 17800 | 16.5 | 8.5 | 18200 | 18500 | 101.6% | 2.22 | 0 | 10.5 |  |  |  |  | R-410A | 1.4833 | Residential & Commercial | USHP | Ducted CEE Tier 1
210597619 | Central HP <5.4 tons | KEEPRITE | HRCU-A-CB (Split System: Heat Pump with Remote Outdoor Unit-Air-Source) | CVH837GKA** |  |  | EN(A,D,W)4X60L24**+WALLCON | *95CSU1002122A* | 32800 | 18 | 8.1 | 32200 | 24600 | 76.4% | 1.98 | 0 | 12 |  |  |  |  | R-410A | 2.7333 | Residential & Commercial | USHP | Ducted CEE Tier 1
212978696 | Central HP <5.4 tons | GRANDAIRE | HRCU-A-CB (Split System: Heat Pump with Remote Outdoor Unit-Air-Source) | WDLCURAH24ABK |  |  | WLA*374CA* | WFE*070B036C* | 24400 | 17.5 | 8.5 | 25200 | 24800 | 98.41% | 2.08 | 0 | 10.5 |  |  |  |  | R-410A | 2.0333 | Residential & Commercial | USHP | Ducted CEE Tier 1
212978729 | Central HP <5.4 tons | GRANDAIRE | HRCU-A-CB (Split System: Heat Pump with Remote Outdoor Unit-Air-Source) | WDLCURAH24ABK |  |  | WLN(C,W)364BA* | WFE*070B036C* | 23400 | 17 | 8.1 | 25800 | 24600 | 95.35% | 2.06 | 0 | 10.5 |  |  |  |  | R-410A | 1.95 | Residential & Commercial | USHP | Ducted CEE Tier 1
212979214 | Central HP <5.4 tons | GRANDAIRE | HRCU-A-CB (Split System: Heat Pump with Remote Outdoor Unit-Air-Source) | WDLCURAH24ABK |  |  | WLNC244BA* | WFE*070B048C* | 23200 | 16.5 | 8.5 | 26800 | 24400 | 91.04% | 2.02 | 0 | 10 |  |  |  |  | R-410A | 1.9333 | Residential & Commercial | USHP | Ducted CEE Tier 1
213078290 | Central HP <5.4 tons | GRANDAIRE | HRCU-A-CB (Split System: Heat Pump with Remote Outdoor Unit-Air-Source) | WDLCURAH36ABK |  |  | WLA*374BA* | WFE*090B042C* | 36200 | 16 | 8.5 | 38500 | 34800 | 90.39% | 2.04 | 0 | 10 |  |  |  |  | R-410A | 3.0167 | Residential & Commercial | USHP | Ducted CEE Tier 1
213079008 | Central HP <5.4 tons | GRANDAIRE | HRCU-A-CB (Split System: Heat Pump with Remote Outdoor Unit-Air-Source) | WDLCURAH36ABK |  |  | WLA*424CA* | WFEU040B036B* | 35200 | 16 | 8.1 | 38500 | 35000 | 90.91% | 1.88 | 0 | 9.5 |  |  |  |  | R-410A | 2.9333 | Residential & Commercial | USHP
213079776 | Central HP <5.4 tons | GRANDAIRE | HRCU-A-CB (Split System: Heat Pump with Remote Outdoor Unit-Air-Source) | WDLCURAH36ABK |  |  | WLA*424DA* | WFAX100C060B* | 35400 | 16.5 | 8.1 | 38500 | 34800 | 90.39% | 2.08 | 0 | 10 |  |  |  |  | R-410A | 2.95 | Residential & Commercial | USHP | Ducted CEE Tier 1
213079928 | Central HP <5.4 tons | GRANDAIRE | HRCU-A-CB (Split System: Heat Pump with Remote Outdoor Unit-Air-Source) | WDLCURAH36ABK |  |  | WLA*424DA* | WFAX120D060B* | 35800 | 16 | 8.1 | 38500 | 34800 | 90.39% | 2.04 | 0 | 10 |  |  |  |  | R-410A | 2.9833 | Residential & Commercial | USHP | Ducted CEE Tier 1
213080062 | Central HP <5.4 tons | GRANDAIRE | HRCU-A-CB (Split System: Heat Pump with Remote Outdoor Unit-Air-Source) | WDLCURAH36ABK |  |  | WLA*434CA* | WFSX080B048B* | 36400 | 15.5 | 8.5 | 38500 | 34800 | 90.39% | 2.02 | 0 | 10 |  |  |  |  | R-410A | 3.0333 | Residential & Commercial | USHP | Ducted CEE Tier 1
213080278 | Central HP <5.4 tons | GRANDAIRE | HRCU-A-CB (Split System: Heat Pump with Remote Outdoor Unit-Air-Source) | WDLCURAH36ABK |  |  | WLA*364CA* | WFSX100C060B* | 35200 | 16 | 8.1 | 38500 | 35200 | 91.43% | 1.8 | 0 | 9.5 |  |  |  |  | R-410A | 2.9333 | Residential & Commercial | USHP
213080571 | Central HP <5.4 tons | GRANDAIRE | HRCU-A-CB (Split System: Heat Pump with Remote Outdoor Unit-Air-Source) | WDLCURAH36ABK |  |  | WLA*434CA* | WFSU040B036B* | 36200 | 15.5 | 8.5 | 38500 | 34800 | 90.39% | 2.02 | 0 | 10 |  |  |  |  | R-410A | 3.0167 | Residential & Commercial | USHP | Ducted CEE Tier 1
212971982 | Central HP <5.4 tons | GRANDAIRE | HRCU-A-CB (Split System: Heat Pump with Remote Outdoor Unit-Air-Source) | WDLCURAH24ABK |  |  | WLA*254BA* | WFET090B048A* | 24400 | 17 | 8.5 | 25200 | 24800 | 98.41% | 2.08 | 0 | 10 |  |  |  |  | R-410A | 2.0333 | Residential & Commercial | USHP | Ducted CEE Tier 1
215682500 | Central HP <5.4 tons | KEEPRITE | HRCU-A-CB (Split System: Heat Pump with Remote Outdoor Unit-Air-Source) | C5H0V48*K*AAA* |  |  | EVD5X61M21A*+WALLCON | *97CTN0802120A* | 48500 | 19 | 9 | 50000 | 36800 | 73.6% | 2 | 0 | 10.5 |  |  |  |  | R-454B | 4.0417 | Residential & Commercial | USHP | Ducted CEE Tier 1
212981723 | Central HP <5.4 tons | GRANDAIRE | HRCU-A-CB (Split System: Heat Pump with Remote Outdoor Unit-Air-Source) | WDLCURAH24ABK |  |  | WLA*304BA* | WFEU100C060B* | 23800 | 16.5 | 8.5 | 26200 | 24400 | 93.13% | 2.02 | 0 | 10 |  |  |  |  | R-410A | 1.9833 | Residential & Commercial | USHP | Ducted CEE Tier 1
212978233 | Central HP <5.4 tons | GRANDAIRE | HRCU-A-CB (Split System: Heat Pump with Remote Outdoor Unit-Air-Source) | WDLCURAH18ABK |  |  | WLA*194BA* | WFE*070A036C* | 18200 | 17 | 8.5 | 18100 | 19400 | 107.2% | 2.34 | 0 | 11 |  |  |  |  | R-410A | 1.5167 | Residential & Commercial | USHP | Ducted CEE Tier 1
212971998 | Central HP <5.4 tons | GRANDAIRE | HRCU-A-CB (Split System: Heat Pump with Remote Outdoor Unit-Air-Source) | WDLCURAH24ABK |  |  | WLA*374BA* | WFET090B048A* | 24200 | 17 | 8.5 | 25200 | 21800 | 86.51% | 1.82 | 0 | 10 |  |  |  |  | R-410A | 2.0167 | Residential & Commercial | USHP | Ducted CEE Tier 1
211260517 | Central HP <5.4 tons | GRANDAIRE | HRCU-A-CB (Split System: Heat Pump with Remote Outdoor Unit-Air-Source) | WDLCURAH18ABK |  |  | WLA*244BA* | WFSX026A030A* | 18000 | 15.5 | 8.5 | 19000 | 18900 | 99.47% | 2.26 | 0 | 10.5 |  |  |  |  | R-410A | 1.5 | Residential & Commercial | USHP | Ducted CEE Tier 1
212978773 | Central HP <5.4 tons | GRANDAIRE | HRCU-A-CB (Split System: Heat Pump with Remote Outdoor Unit-Air-Source) | WDLCURAH18ABK |  |  | WLA*254BA* | WFE*070B036C* | 18000 | 17 | 8.5 | 17800 | 18800 | 105.6% | 2.26 | 0 | 11 |  |  |  |  | R-410A | 1.5 | Residential & Commercial | USHP | Ducted CEE Tier 1
211241459 | Central HP <5.4 tons | GRANDAIRE | HRCU-A-CB (Split System: Heat Pump with Remote Outdoor Unit-Air-Source) | WDLCURAH24ABK |  |  | WLA*304BA* | WFER070B048A* | 24800 | 16 | 8.5 | 26800 | 22200 | 82.84% | 1.82 | 0 | 10 |  |  |  |  | R-410A | 2.0667 | Residential & Commercial | USHP | Ducted CEE Tier 1
211240507 | Central HP <5.4 tons | GRANDAIRE | HRCU-A-CB (Split System: Heat Pump with Remote Outdoor Unit-Air-Source) | WDLCURAH24ABK |  |  | WLA*244BA* | WFEU040B036A* | 23600 | 17 | 8.5 | 26600 | 24600 | 92.48% | 2.04 | 0 | 10 |  |  |  |  | R-410A | 1.9667 | Residential & Commercial | USHP | Ducted CEE Tier 1
211241175 | Central HP <5.4 tons | GRANDAIRE | HRCU-A-CB (Split System: Heat Pump with Remote Outdoor Unit-Air-Source) | WDLCURAH24ABK |  |  | WLA*254BA* | WFAX040A030A* | 24800 | 15.5 | 8.5 | 26000 | 21200 | 81.54% | 1.76 | 0 | 10 |  |  |  |  | R-410A | 2.0667 | Residential & Commercial | USHP | Ducted CEE Tier 1
211241594 | Central HP <5.4 tons | GRANDAIRE | HRCU-A-CB (Split System: Heat Pump with Remote Outdoor Unit-Air-Source) | WDLCURAH24ABK |  |  | WLA*304BA* | WFSX060A036A* | 24400 | 15.5 | 8.5 | 26600 | 22800 | 85.71% | 1.86 | 0 | 10 |  |  |  |  | R-410A | 2.0333 | Residential & Commercial | USHP | Ducted CEE Tier 1
211242030 | Central HP <5.4 tons | GRANDAIRE | HRCU-A-CB (Split System: Heat Pump with Remote Outdoor Unit-Air-Source) | WDLCURAH24ABK |  |  | WLA*364BA* | WFSX060A036A* | 24400 | 15.5 | 8.5 | 26600 | 22400 | 84.21% | 1.84 | 0 | 10 |  |  |  |  | R-410A | 2.0333 | Residential & Commercial | USHP | Ducted CEE Tier 1
211242595 | Central HP <5.4 tons | GRANDAIRE | HRCU-A-CB (Split System: Heat Pump with Remote Outdoor Unit-Air-Source) | WDLCURAH24ABK |  |  | WLA*364CA* | WFER090B042A* | 24800 | 17 | 8.5 | 26400 | 22000 | 83.33% | 1.84 | 0 | 10 |  |  |  |  | R-410A | 2.0667 | Residential & Commercial | USHP | Ducted CEE Tier 1
211242630 | Central HP <5.4 tons | GRANDAIRE | HRCU-A-CB (Split System: Heat Pump with Remote Outdoor Unit-Air-Source) | WDLCURAH24ABK |  |  | WLA*364CA* | WFAX060B042A* | 24600 | 17 | 8.5 | 26200 | 22200 | 84.73% | 1.86 | 0 | 10 |  |  |  |  | R-410A | 2.05 | Residential & Commercial | USHP | Ducted CEE Tier 1
211242963 | Central HP <5.4 tons | GRANDAIRE | HRCU-A-CB (Split System: Heat Pump with Remote Outdoor Unit-Air-Source) | WDLCURAH24ABK |  |  | WLA*374BA* | WFSX040B036A* | 24400 | 15.2 | 8.5 | 26000 | 21600 | 83.08% | 1.78 | 0 | 10 |  |  |  |  | R-410A | 2.0333 | Residential & Commercial | USHP | Ducted CEE Tier 1
212978641 | Central HP <5.4 tons | GRANDAIRE | HRCU-A-CB (Split System: Heat Pump with Remote Outdoor Unit-Air-Source) | WDLCURAH24ABK |  |  | WLA*254BA* | WFE*070B036C* | 24400 | 17.5 | 8.5 | 25200 | 25000 | 99.21% | 2.1 | 0 | 10.5 |  |  |  |  | R-410A | 2.0333 | Residential & Commercial | USHP | Ducted CEE Tier 1
212979166 | Central HP <5.4 tons | GRANDAIRE | HRCU-A-CB (Split System: Heat Pump with Remote Outdoor Unit-Air-Source) | WDLCURAH24ABK |  |  | WLA*364BA* | WFE*070B048C* | 23800 | 17 | 8.5 | 26200 | 23600 | 90.08% | 1.98 | 0 | 10 |  |  |  |  | R-410A | 1.9833 | Residential & Commercial | USHP | Ducted CEE Tier 1
212978707 | Central HP <5.4 tons | GRANDAIRE | HRCU-A-CB (Split System: Heat Pump with Remote Outdoor Unit-Air-Source) | WDLCURAH24ABK |  |  | WLNC244BA* | WFE*070B036C* | 23400 | 17 | 8.5 | 27000 | 24200 | 89.63% | 2.04 | 0 | 10 |  |  |  |  | R-410A | 1.95 | Residential & Commercial | USHP | Ducted CEE Tier 1
211227625 | Central HP <5.4 tons | KEEPRITE | HRCU-A-CB (Split System: Heat Pump with Remote Outdoor Unit-Air-Source) | DLCURAH36ABK |  |  | EA*4X42L21A* | *96VSN1002120A* | 35600 | 16 | 8.1 | 38500 | 35000 | 90.91% | 1.88 | 0 | 10 |  |  |  |  | R-410A | 2.9667 | Residential & Commercial | USHP | Ducted CEE Tier 1
211227743 | Central HP <5.4 tons | KEEPRITE | HRCU-A-CB (Split System: Heat Pump with Remote Outdoor Unit-Air-Source) | DLCURAH36ABK |  |  | EA*4X42L21A* | OMV112K14A | 35200 | 15.5 | 8.1 | 38500 | 35200 | 91.43% | 1.86 | 0 | 9.5 |  |  |  |  | R-410A | 2.9333 | Residential & Commercial | USHP
212981867 | Central HP <5.4 tons | GRANDAIRE | HRCU-A-CB (Split System: Heat Pump with Remote Outdoor Unit-Air-Source) | WDLCURAH18ABK |  |  | WLA*304BA* | WFEU100C060B* | 17500 | 16 | 8.5 | 18100 | 19000 | 105% | 2.28 | 0 | 10.5 |  |  |  |  | R-410A | 1.4583 | Residential & Commercial | USHP | Ducted CEE Tier 1
211245811 | Central HP <5.4 tons | KEEPRITE | HRCU-A-CB (Split System: Heat Pump with Remote Outdoor Unit-Air-Source) | DLCURAH24ABK |  |  | FEM4X24**CL | 0 | 23800 | 17.5 | 8.5 | 26000 | 23800 | 91.54% | 2 | 0 | 10 |  |  |  |  | R-410A | 1.9833 | Residential & Commercial | USHP | Ducted CEE Tier 1
211245207 | Central HP <5.4 tons | KEEPRITE | HRCU-A-CB (Split System: Heat Pump with Remote Outdoor Unit-Air-Source) | DLCURAH24ABK |  |  | EN(A,D,W)4X36L17** | *95ESN0801716A* | 24600 | 15.5 | 8.1 | 26800 | 22200 | 82.84% | 1.82 | 0 | 10 |  |  |  |  | R-410A | 2.05 | Residential & Commercial | USHP | Ducted CEE Tier 1
212974663 | Central HP <5.4 tons | GRANDAIRE | HRCU-A-CB (Split System: Heat Pump with Remote Outdoor Unit-Air-Source) | WDLCURAH18ABK |  |  | WLA*254BA* | WFST040A030A* | 17700 | 16 | 8.1 | 17700 | 18700 | 105.6% | 2.24 | 0 | 10.5 |  |  |  |  | R-410A | 1.475 | Residential & Commercial | USHP | Ducted CEE Tier 1
212970953 | Central HP <5.4 tons | GRANDAIRE | HRCU-A-CB (Split System: Heat Pump with Remote Outdoor Unit-Air-Source) | WDLCURAH18ABK |  |  | WLNC304AA* | WFET045A036A* | 17400 | 16.5 | 8.1 | 17900 | 18600 | 103.9% | 2.24 | 0 | 11 |  |  |  |  | R-410A | 1.45 | Residential & Commercial | USHP | Ducted CEE Tier 1
212979652 | Central HP <5.4 tons | GRANDAIRE | HRCU-A-CB (Split System: Heat Pump with Remote Outdoor Unit-Air-Source) | WDLCURAH24AAK |  |  | WLNC364CA* | WFE*090B042C* | 23800 | 16 | 8.1 | 24800 | 35200 | 141.9% | 1.82 | 0 | 9.5 |  |  |  |  | R-410A | 1.9833 | Residential & Commercial | USHP
210720676 | Central HP <5.4 tons | BRYANT HEATING AND COOLING SYSTEMS | HRCU-A-CB (Split System: Heat Pump with Remote Outdoor Unit-Air-Source) | 284ANV036*0**B* |  |  | CNPV*4821AL*+UI | 935CA48060C17*** | 33600 | 19 | 9 | 35400 | 26200 | 74.01% | 2.02 | 0 | 12 |  |  |  |  | R-410A | 2.8 | Residential & Commercial | USHP | Ducted CEE Tier 1
212983238 | Central HP <5.4 tons | GRANDAIRE | HRCU-A-CB (Split System: Heat Pump with Remote Outdoor Unit-Air-Source) | WDLCURAH24ABK |  |  | WLN(C,W)364BA* | WFAX040B036B* | 23400 | 15.5 | 8.1 | 26200 | 24200 | 92.37% | 1.98 | 0 | 10 |  |  |  |  | R-410A | 1.95 | Residential & Commercial | USHP | Ducted CEE Tier 1
212981005 | Central HP <5.4 tons | GRANDAIRE | HRCU-A-CB (Split System: Heat Pump with Remote Outdoor Unit-Air-Source) | WDLCURAH24ABK |  |  | WLA*374CA* | WFE*110C060C* | 24800 | 17.5 | 8.5 | 25600 | 24600 | 96.09% | 2.06 | 0 | 10.5 |  |  |  |  | R-410A | 2.0667 | Residential & Commercial | USHP | Ducted CEE Tier 1
212971181 | Central HP <5.4 tons | GRANDAIRE | HRCU-A-CB (Split System: Heat Pump with Remote Outdoor Unit-Air-Source) | WDLCURAH24ABK |  |  | WLA*364BA* | WFET045A036A* | 23600 | 17 | 8.5 | 26000 | 22000 | 84.62% | 1.84 | 0 | 10 |  |  |  |  | R-410A | 1.9667 | Residential & Commercial | USHP | Ducted CEE Tier 1
212971990 | Central HP <5.4 tons | GRANDAIRE | HRCU-A-CB (Split System: Heat Pump with Remote Outdoor Unit-Air-Source) | WDLCURAH24ABK |  |  | WLA*364BA* | WFET090B048A* | 23600 | 17 | 8.5 | 26200 | 24000 | 91.6% | 2 | 0 | 10 |  |  |  |  | R-410A | 1.9667 | Residential & Commercial | USHP | Ducted CEE Tier 1
211244997 | Central HP <5.4 tons | KEEPRITE | HRCU-A-CB (Split System: Heat Pump with Remote Outdoor Unit-Air-Source) | DLCURAH24ABK |  |  | EN(A,D,W)4X36L17** | *80VTL0451412A* | 24200 | 16.5 | 8.1 | 26200 | 22800 | 87.02% | 1.88 | 0 | 10.5 |  |  |  |  | R-410A | 2.0167 | Residential & Commercial | USHP | Ducted CEE Tier 1
211245031 | Central HP <5.4 tons | KEEPRITE | HRCU-A-CB (Split System: Heat Pump with Remote Outdoor Unit-Air-Source) | DLCURAH24ABK |  |  | EN(A,D,W)4X36L17** | *80VTL0701716A* | 24200 | 17 | 8.1 | 26200 | 23000 | 87.79% | 1.9 | 0 | 10.5 |  |  |  |  | R-410A | 2.0167 | Residential & Commercial | USHP | Ducted CEE Tier 1
211245799 | Central HP <5.4 tons | KEEPRITE | HRCU-A-CB (Split System: Heat Pump with Remote Outdoor Unit-Air-Source) | DLCURAH24ABK |  |  | FEM4P30**AL | 0 | 24000 | 17 | 8.5 | 26200 | 23400 | 89.31% | 1.94 | 0 | 10 |  |  |  |  | R-410A | 2 | Residential & Commercial | USHP | Ducted CEE Tier 1
211245615 | Central HP <5.4 tons | KEEPRITE | HRCU-A-CB (Split System: Heat Pump with Remote Outdoor Unit-Air-Source) | DLCURAH24ABK |  |  | EN(A,D)4X36L21** | *80ES(N,L)0702116A* | 24200 | 17 | 8.1 | 26200 | 22800 | 87.02% | 1.9 | 0 | 10.5 |  |  |  |  | R-410A | 2.0167 | Residential & Commercial | USHP | Ducted CEE Tier 1
213080523 | Central HP <5.4 tons | GRANDAIRE | HRCU-A-CB (Split System: Heat Pump with Remote Outdoor Unit-Air-Source) | WDLCURAH36ABK |  |  | WLA*364CA* | WFSU040B036B* | 35000 | 15.2 | 8.1 | 39000 | 35200 | 90.26% | 1.98 | 0 | 9.5 |  |  |  |  | R-410A | 2.9167 | Residential & Commercial | USHP
212978295 | Central HP <5.4 tons | GRANDAIRE | HRCU-A-CB (Split System: Heat Pump with Remote Outdoor Unit-Air-Source) | WDLCURAH18ABK |  |  | WLA*304BA* | WFE*070A036C* | 17400 | 16.5 | 8.5 | 17900 | 19700 | 110.1% | 2.38 | 0 | 10.5 |  |  |  |  | R-410A | 1.45 | Residential & Commercial | USHP | Ducted CEE Tier 1
212981855 | Central HP <5.4 tons | GRANDAIRE | HRCU-A-CB (Split System: Heat Pump with Remote Outdoor Unit-Air-Source) | WDLCURAH18ABK |  |  | WLA*254BA* | WFEU100C060B* | 17800 | 16 | 8.1 | 17800 | 18700 | 105.1% | 2.24 | 0 | 10.5 |  |  |  |  | R-410A | 1.4833 | Residential & Commercial | USHP | Ducted CEE Tier 1
212980265 | Central HP <5.4 tons | GRANDAIRE | HRCU-A-CB (Split System: Heat Pump with Remote Outdoor Unit-Air-Source) | WDLCURAH24ABK |  |  | WLA*364CA* | WFE*090C048C* | 23400 | 17.5 | 8.5 | 26000 | 21200 | 81.54% | 1.8 | 0 | 10 |  |  |  |  | R-410A | 1.95 | Residential & Commercial | USHP | Ducted CEE Tier 1
215679330 | Central HP <5.4 tons | KEEPRITE | HRCU-A-CB (Split System: Heat Pump with Remote Outdoor Unit-Air-Source) | C5H0V36*K*AAA* |  |  | EA*5X37M21A*+WALLCON | *97CTN0802120A* | 34400 | 18 | 9 | 35400 | 25200 | 71.19% | 1.88 | 0 | 10 |  |  |  |  | R-454B | 2.8667 | Residential & Commercial | USHP | Ducted CEE Tier 1
212981771 | Central HP <5.4 tons | GRANDAIRE | HRCU-A-CB (Split System: Heat Pump with Remote Outdoor Unit-Air-Source) | WDLCURAH24ABK |  |  | WLA*374CA* | WFEU100C060B* | 24400 | 17 | 8.5 | 25200 | 25000 | 99.21% | 2.08 | 0 | 10 |  |  |  |  | R-410A | 2.0333 | Residential & Commercial | USHP | Ducted CEE Tier 1
212984060 | Central HP <5.4 tons | GRANDAIRE | HRCU-A-CB (Split System: Heat Pump with Remote Outdoor Unit-Air-Source) | WDLCURAH24ABK |  |  | WLA*304BA* | WFAX060B042B* | 23600 | 17 | 8.5 | 26400 | 23800 | 90.15% | 1.98 | 0 | 10 |  |  |  |  | R-410A | 1.9667 | Residential & Commercial | USHP | Ducted CEE Tier 1
210597529 | Central HP <5.4 tons | KEEPRITE | HRCU-A-CB (Split System: Heat Pump with Remote Outdoor Unit-Air-Source) | CVH837GKA** |  |  | EHD4X60AAL+WALLCON | *95CSU1002122A* | 33000 | 17 | 8.1 | 32200 | 24800 | 77.02% | 2.02 | 0 | 11.5 |  |  |  |  | R-410A | 2.75 | Residential & Commercial | USHP | Ducted CEE Tier 1
212989632 | Central HP <5.4 tons | GRANDAIRE | HRCU-A-CB (Split System: Heat Pump with Remote Outdoor Unit-Air-Source) | WDLCURAH24ABK |  |  | WLNC364CA* | WFSU080C060B* | 23400 | 17 | 8.5 | 26200 | 28600 | 109.2% | 1.96 | 0 | 10.5 |  |  |  |  | R-410A | 1.95 | Residential & Commercial | USHP | Ducted CEE Tier 1
212971217 | Central HP <5.4 tons | GRANDAIRE | HRCU-A-CB (Split System: Heat Pump with Remote Outdoor Unit-Air-Source) | WDLCURAH24ABK |  |  | WLNC244BA* | WFET045A036A* | 23400 | 17 | 8.5 | 27000 | 24400 | 90.37% | 2.04 | 0 | 10 |  |  |  |  | R-410A | 1.95 | Residential & Commercial | USHP | Ducted CEE Tier 1
210720668 | Central HP <5.4 tons | BRYANT HEATING AND COOLING SYSTEMS | HRCU-A-CB (Split System: Heat Pump with Remote Outdoor Unit-Air-Source) | 284ANV036*0**B* |  |  | CNPV*4221AL*+UI | 83*CA48060C17*** | 33000 | 19 | 9 | 35400 | 26600 | 75.14% | 1.96 | 0 | 11.7 |  |  |  |  | R-410A | 2.75 | Residential & Commercial | USHP | Ducted CEE Tier 1
211244145 | Central HP <5.4 tons | GRANDAIRE | HRCU-A-CB (Split System: Heat Pump with Remote Outdoor Unit-Air-Source) | WDLCURAH24ABK |  |  | WLNC244BA* | WFER090B042A* | 24000 | 16 | 8.5 | 27000 | 23000 | 85.19% | 1.9 | 0 | 10 |  |  |  |  | R-410A | 2 | Residential & Commercial | USHP | Ducted CEE Tier 1
212979226 | Central HP <5.4 tons | GRANDAIRE | HRCU-A-CB (Split System: Heat Pump with Remote Outdoor Unit-Air-Source) | WDLCURAH24ABK |  |  | WLNC304BA* | WFE*070B048C* | 23600 | 17 | 8.5 | 26400 | 24400 | 92.42% | 2.02 | 0 | 10.5 |  |  |  |  | R-410A | 1.9667 | Residential & Commercial | USHP | Ducted CEE Tier 1
211261175 | Central HP <5.4 tons | GRANDAIRE | HRCU-A-CB (Split System: Heat Pump with Remote Outdoor Unit-Air-Source) | WDLCURAH18ABK |  |  | WLA*254BA* | WFEU060B048A* | 19100 | 16.5 | 8.5 | 18900 | 17300 | 91.53% | 2.12 | 0 | 11 |  |  |  |  | R-410A | 1.5917 | Residential & Commercial | USHP | Ducted CEE Tier 1
213607598 | Central HP <5.4 tons | GRANDAIRE | HRCU-A-CB (Split System: Heat Pump with Remote Outdoor Unit-Air-Source) | WDLCURAH18ABK |  |  | WBGL244AB | 0 | 18100 | 16.5 | 8.5 | 18200 | 18200 | 100% | 2.2 | 0 | 11 |  |  |  |  | R-410A | 1.5083 | Residential & Commercial | USHP | Ducted CEE Tier 1
211230893 | Central HP <5.4 tons | GRANDAIRE | HRCU-A-CB (Split System: Heat Pump with Remote Outdoor Unit-Air-Source) | WDLCURAH36ABK |  |  | FMA4X36**AL* | 0 | 35800 | 17 | 8.1 | 40000 | 35200 | 88% | 1.86 | 0 | 10 |  |  |  |  | R-410A | 2.9833 | Residential & Commercial | USHP | Ducted CEE Tier 1
213075933 | Central HP <5.4 tons | GRANDAIRE | HRCU-A-CB (Split System: Heat Pump with Remote Outdoor Unit-Air-Source) | WDLCURAH36ABK |  |  | WLA*434CA* | WFSU100C060B* | 36400 | 16 | 8.5 | 38000 | 34800 | 91.58% | 2.04 | 0 | 10 |  |  |  |  | R-410A | 3.0333 | Residential & Commercial | USHP | Ducted CEE Tier 1
210597637 | Central HP <5.4 tons | KEEPRITE | HRCU-A-CB (Split System: Heat Pump with Remote Outdoor Unit-Air-Source) | CVH837GKA** |  |  | EN(A,D,W)4X60L24**+WALLCON | *97CMN1202422A* | 32800 | 17.5 | 8.1 | 32200 | 24800 | 77.02% | 1.96 | 0 | 11.7 |  |  |  |  | R-410A | 2.7333 | Residential & Commercial | USHP | Ducted CEE Tier 1
212978343 | Central HP <5.4 tons | GRANDAIRE | HRCU-A-CB (Split System: Heat Pump with Remote Outdoor Unit-Air-Source) | WDLCURAH18ABK |  |  | WLNC304AA* | WFE*070A036C* | 17400 | 16.5 | 8.1 | 18000 | 18700 | 103.9% | 2.26 | 0 | 11 |  |  |  |  | R-410A | 1.45 | Residential & Commercial | USHP | Ducted CEE Tier 1
212979856 | Central HP <5.4 tons | GRANDAIRE | HRCU-A-CB (Split System: Heat Pump with Remote Outdoor Unit-Air-Source) | WDLCURAH24ABK |  |  | WLA*364BA* | WFE*090B042C* | 23800 | 17 | 8.5 | 26200 | 23600 | 90.08% | 1.98 | 0 | 10 |  |  |  |  | R-410A | 1.9833 | Residential & Commercial | USHP | Ducted CEE Tier 1
211227795 | Central HP <5.4 tons | KEEPRITE | HRCU-A-CB (Split System: Heat Pump with Remote Outdoor Unit-Air-Source) | DLCURAH36ABK |  |  | EA*4X42L24A* | *80ES(N,L)0902120A* | 36000 | 16 | 8.1 | 39500 | 35000 | 88.61% | 1.92 | 0 | 10 |  |  |  |  | R-410A | 3 | Residential & Commercial | USHP | Ducted CEE Tier 1
211227843 | Central HP <5.4 tons | KEEPRITE | HRCU-A-CB (Split System: Heat Pump with Remote Outdoor Unit-Air-Source) | DLCURAH36ABK |  |  | EA*4X42L24A* | *80ES(N,L)1352420A* | 35600 | 16 | 8.1 | 38500 | 35000 | 90.91% | 1.9 | 0 | 10 |  |  |  |  | R-410A | 2.9667 | Residential & Commercial | USHP | Ducted CEE Tier 1
211227734 | Central HP <5.4 tons | KEEPRITE | HRCU-A-CB (Split System: Heat Pump with Remote Outdoor Unit-Air-Source) | DLCURAH36ABK |  |  | EA*4X42L21A* | OMV098J12* | 35000 | 15.2 | 8.1 | 38500 | 35200 | 91.43% | 1.86 | 0 | 9.5 |  |  |  |  | R-410A | 2.9167 | Residential & Commercial | USHP
211227716 | Central HP <5.4 tons | KEEPRITE | HRCU-A-CB (Split System: Heat Pump with Remote Outdoor Unit-Air-Source) | DLCURAH36ABK |  |  | EA*4X42L21A* | *96VTN1002122A* | 35400 | 16.5 | 8.1 | 38500 | 35000 | 90.91% | 1.88 | 0 | 10 |  |  |  |  | R-410A | 2.95 | Residential & Commercial | USHP | Ducted CEE Tier 1
211227302 | Central HP <5.4 tons | KEEPRITE | HRCU-A-CB (Split System: Heat Pump with Remote Outdoor Unit-Air-Source) | DLCURAH36ABK |  |  | EA*4X42L21A* | *80ES(N,L)0701712A* | 35600 | 15.2 | 8.1 | 39500 | 35200 | 89.11% | 1.88 | 0 | 9.5 |  |  |  |  | R-410A | 2.9667 | Residential & Commercial | USHP
212987542 | Central HP <5.4 tons | GRANDAIRE | HRCU-A-CB (Split System: Heat Pump with Remote Outdoor Unit-Air-Source) | WDLCURAH18ABK |  |  | WLA*304BA* | WFSX080B048B* | 17300 | 16 | 8.1 | 17600 | 19100 | 108.5% | 2.3 | 0 | 10.5 |  |  |  |  | R-410A | 1.4417 | Residential & Commercial | USHP | Ducted CEE Tier 1
210597556 | Central HP <5.4 tons | KEEPRITE | HRCU-A-CB (Split System: Heat Pump with Remote Outdoor Unit-Air-Source) | CVH837GKA** |  |  | EHD4X60AAL+WALLCON | *97CMN1202422A* | 33000 | 17 | 8.1 | 32200 | 25000 | 77.64% | 2 | 0 | 11 |  |  |  |  | R-410A | 2.75 | Residential & Commercial | USHP | Ducted CEE Tier 1
212975053 | Central HP <5.4 tons | GRANDAIRE | HRCU-A-CB (Split System: Heat Pump with Remote Outdoor Unit-Air-Source) | WDLCURAH24ABK |  |  | WLNC304BA* | WFST040A030A* | 23400 | 16 | 8.1 | 26400 | 24600 | 93.18% | 2.04 | 0 | 10 |  |  |  |  | R-410A | 1.95 | Residential & Commercial | USHP | Ducted CEE Tier 1
212971157 | Central HP <5.4 tons | GRANDAIRE | HRCU-A-CB (Split System: Heat Pump with Remote Outdoor Unit-Air-Source) | WDLCURAH24ABK |  |  | WLA*304AA* | WFET045A036A* | 23400 | 17 | 8.5 | 26200 | 24800 | 94.66% | 2.08 | 0 | 10 |  |  |  |  | R-410A | 1.95 | Residential & Commercial | USHP | Ducted CEE Tier 1
215682070 | Central HP <5.4 tons | KEEPRITE | HRCU-A-CB (Split System: Heat Pump with Remote Outdoor Unit-Air-Source) | C5H0V48*K*AAA* |  |  | EVM5X61M24A*+WALLCON | *97CTN0802120A* | 48500 | 19 | 9.5 | 50000 | 36800 | 73.6% | 2.1 | 0 | 10.5 |  |  |  |  | R-454B | 4.0417 | Residential & Commercial | USHP | Ducted CEE Tier 1
215681420 | Central HP <5.4 tons | KEEPRITE | HRCU-A-CB (Split System: Heat Pump with Remote Outdoor Unit-Air-Source) | C5H0V48*K*AAA* |  |  | EA*5X60M24A*+WALLCON | *97CTN1002122A* | 45000 | 18 | 9 | 47500 | 33600 | 70.74% | 2.06 | 0 | 10 |  |  |  |  | R-454B | 3.75 | Residential & Commercial | USHP | Ducted CEE Tier 1
212982299 | Central HP <5.4 tons | GRANDAIRE | HRCU-A-CB (Split System: Heat Pump with Remote Outdoor Unit-Air-Source) | WDLCURAH24ABK |  |  | WLA*364CA* | WFEU040B036B* | 23600 | 17 | 8.5 | 25800 | 23200 | 89.92% | 1.94 | 0 | 10 |  |  |  |  | R-410A | 1.9667 | Residential & Commercial | USHP | Ducted CEE Tier 1
211240341 | Central HP <5.4 tons | GRANDAIRE | HRCU-A-CB (Split System: Heat Pump with Remote Outdoor Unit-Air-Source) | WDLCURAH24ABK |  |  | WLA*244AA* | WFAX060A036A* | 24200 | 16 | 8.5 | 27200 | 23400 | 86.03% | 1.9 | 0 | 10 |  |  |  |  | R-410A | 2.0167 | Residential & Commercial | USHP | Ducted CEE Tier 1
211240943 | Central HP <5.4 tons | GRANDAIRE | HRCU-A-CB (Split System: Heat Pump with Remote Outdoor Unit-Air-Source) | WDLCURAH24ABK |  |  | WLA*254BA* | WFEU040B036A* | 24600 | 17.5 | 8.5 | 25400 | 21200 | 83.46% | 1.8 | 0 | 10.5 |  |  |  |  | R-410A | 2.05 | Residential & Commercial | USHP | Ducted CEE Tier 1
211241009 | Central HP <5.4 tons | GRANDAIRE | HRCU-A-CB (Split System: Heat Pump with Remote Outdoor Unit-Air-Source) | WDLCURAH24ABK |  |  | WLA*254BA* | WFSX040B036A* | 24600 | 15.2 | 8.5 | 25800 | 21200 | 82.17% | 1.76 | 0 | 10 |  |  |  |  | R-410A | 2.05 | Residential & Commercial | USHP | Ducted CEE Tier 1
211241108 | Central HP <5.4 tons | GRANDAIRE | HRCU-A-CB (Split System: Heat Pump with Remote Outdoor Unit-Air-Source) | WDLCURAH24ABK |  |  | WLA*254BA* | WFEL090B042B* | 25200 | 17 | 8.5 | 25800 | 20800 | 80.62% | 1.76 | 0 | 10.5 |  |  |  |  | R-410A | 2.1 | Residential & Commercial | USHP | Ducted CEE Tier 1
211240706 | Central HP <5.4 tons | GRANDAIRE | HRCU-A-CB (Split System: Heat Pump with Remote Outdoor Unit-Air-Source) | WDLCURAH24ABK |  |  | WLA*244BA* | WFAX080B048A* | 24000 | 17 | 8.5 | 26800 | 23800 | 88.81% | 1.96 | 0 | 10 |  |  |  |  | R-410A | 2 | Residential & Commercial | USHP | Ducted CEE Tier 1
211241727 | Central HP <5.4 tons | GRANDAIRE | HRCU-A-CB (Split System: Heat Pump with Remote Outdoor Unit-Air-Source) | WDLCURAH24ABK |  |  | WLA*304BA* | WFSX060B042A* | 24600 | 16 | 8.5 | 26800 | 22600 | 84.33% | 1.84 | 0 | 10 |  |  |  |  | R-410A | 2.05 | Residential & Commercial | USHP | Ducted CEE Tier 1
211260199 | Central HP <5.4 tons | GRANDAIRE | HRCU-A-CB (Split System: Heat Pump with Remote Outdoor Unit-Air-Source) | WDLCURAH18ABK |  |  | WLA*244AA* | WFEL045A036B* | 18000 | 16 | 8.5 | 18900 | 18900 | 100% | 2.28 | 0 | 10.5 |  |  |  |  | R-410A | 1.5 | Residential & Commercial | USHP | Ducted CEE Tier 1
212978784 | Central HP <5.4 tons | GRANDAIRE | HRCU-A-CB (Split System: Heat Pump with Remote Outdoor Unit-Air-Source) | WDLCURAH18ABK |  |  | WLA*304BA* | WFE*070B036C* | 17600 | 16.5 | 8.5 | 18200 | 19200 | 105.5% | 2.32 | 0 | 10.5 |  |  |  |  | R-410A | 1.4667 | Residential & Commercial | USHP | Ducted CEE Tier 1
212985166 | Central HP <5.4 tons | GRANDAIRE | HRCU-A-CB (Split System: Heat Pump with Remote Outdoor Unit-Air-Source) | WDLCURAH24AAK |  |  | WLNC364CA* | WFAX100C060B* | 23800 | 16 | 8.1 | 24800 | 34400 | 138.7% | 1.92 | 0 | 9.5 |  |  |  |  | R-410A | 1.9833 | Residential & Commercial | USHP
210720700 | Central HP <5.4 tons | BRYANT HEATING AND COOLING SYSTEMS | HRCU-A-CB (Split System: Heat Pump with Remote Outdoor Unit-Air-Source) | 284ANV036*0**B* |  |  | CSPH*6012AL*+UI | 935CA66100C21*** | 34600 | 19 | 9 | 34600 | 25200 | 72.83% | 2.04 | 0 | 12 |  |  |  |  | R-410A | 2.8833 | Residential & Commercial | USHP | Ducted CEE Tier 1
212384360 | Central HP <5.4 tons | GRANDAIRE | HRCU-A-CB (Split System: Heat Pump with Remote Outdoor Unit-Air-Source) | WDLCURAH36ABK |  |  | WLNC424BA* | WFEU060B048A* | 36400 | 15.5 | 8.1 | 39500 | 35000 | 88.61% | 1.98 | 0 | 10 |  |  |  |  | R-410A | 3.0333 | Residential & Commercial | USHP | Ducted CEE Tier 1
211243835 | Central HP <5.4 tons | GRANDAIRE | HRCU-A-CB (Split System: Heat Pump with Remote Outdoor Unit-Air-Source) | WDLCURAH24ABK |  |  | WLNC244AA* | WFEL070A036B* | 23800 | 16 | 8.5 | 26800 | 23200 | 86.57% | 1.92 | 0 | 10 |  |  |  |  | R-410A | 1.9833 | Residential & Commercial | USHP | Ducted CEE Tier 1
211243968 | Central HP <5.4 tons | GRANDAIRE | HRCU-A-CB (Split System: Heat Pump with Remote Outdoor Unit-Air-Source) | WDLCURAH24ABK |  |  | WLNC244BA* | WFSU060B048A* | 23800 | 16.5 | 8.5 | 26800 | 23400 | 87.31% | 1.92 | 0 | 10 |  |  |  |  | R-410A | 1.9833 | Residential & Commercial | USHP | Ducted CEE Tier 1
211244132 | Central HP <5.4 tons | GRANDAIRE | HRCU-A-CB (Split System: Heat Pump with Remote Outdoor Unit-Air-Source) | WDLCURAH24ABK |  |  | WLNC244BA* | WFEL070B036B* | 23800 | 16 | 8.5 | 27000 | 23200 | 85.93% | 1.9 | 0 | 10 |  |  |  |  | R-410A | 1.9833 | Residential & Commercial | USHP | Ducted CEE Tier 1
211243515 | Central HP <5.4 tons | GRANDAIRE | HRCU-A-CB (Split System: Heat Pump with Remote Outdoor Unit-Air-Source) | WDLCURAH24ABK |  |  | WLA*374CA* | WFER070B036A* | 25000 | 16.5 | 8.5 | 25600 | 20800 | 81.25% | 1.76 | 0 | 10.5 |  |  |  |  | R-410A | 2.0833 | Residential & Commercial | USHP | Ducted CEE Tier 1
211243063 | Central HP <5.4 tons | GRANDAIRE | HRCU-A-CB (Split System: Heat Pump with Remote Outdoor Unit-Air-Source) | WDLCURAH24ABK |  |  | WLA*374BA* | WFER090B042A* | 25000 | 16.5 | 8.5 | 25800 | 21200 | 82.17% | 1.78 | 0 | 10.5 |  |  |  |  | R-410A | 2.0833 | Residential & Commercial | USHP | Ducted CEE Tier 1
211244484 | Central HP <5.4 tons | GRANDAIRE | HRCU-A-CB (Split System: Heat Pump with Remote Outdoor Unit-Air-Source) | WDLCURAH24ABK |  |  | WLNC304BA* | WFSU040B036A* | 23600 | 16.5 | 8.1 | 25800 | 23600 | 91.47% | 1.96 | 0 | 10 |  |  |  |  | R-410A | 1.9667 | Residential & Commercial | USHP | Ducted CEE Tier 1
211244200 | Central HP <5.4 tons | GRANDAIRE | HRCU-A-CB (Split System: Heat Pump with Remote Outdoor Unit-Air-Source) | WDLCURAH24ABK |  |  | WLNC244BA* | WFSX080B048A* | 24200 | 15.2 | 8.5 | 27400 | 22600 | 82.48% | 1.84 | 0 | 10 |  |  |  |  | R-410A | 2.0167 | Residential & Commercial | USHP | Ducted CEE Tier 1
210597367 | Central HP <5.4 tons | KEEPRITE | HRCU-A-CB (Split System: Heat Pump with Remote Outdoor Unit-Air-Source) | CVH837GKA** |  |  | EA*4X42L21A*+WALLCON | *95CSU0802120A* | 31800 | 17.5 | 8.1 | 33000 | 24400 | 73.94% | 1.9 | 0 | 11 |  |  |  |  | R-410A | 2.65 | Residential & Commercial | USHP | Ducted CEE Tier 1
210597517 | Central HP <5.4 tons | KEEPRITE | HRCU-A-CB (Split System: Heat Pump with Remote Outdoor Unit-Air-Source) | CVH837GKA** |  |  | EHD4X60AAL+WALLCON | *80CTL0902120A* | 33000 | 17 | 8.1 | 32200 | 25000 | 77.64% | 2 | 0 | 11.5 |  |  |  |  | R-410A | 2.75 | Residential & Commercial | USHP | Ducted CEE Tier 1
211244539 | Central HP <5.4 tons | KEEPRITE | HRCU-A-CB (Split System: Heat Pump with Remote Outdoor Unit-Air-Source) | DLCURAH24ABK |  |  | EN(A,D)4X30L17** | *95ESU0601716A* | 24200 | 16.5 | 8.1 | 26200 | 22800 | 87.02% | 1.9 | 0 | 10.5 |  |  |  |  | R-410A | 2.0167 | Residential & Commercial | USHP | Ducted CEE Tier 1
211244648 | Central HP <5.4 tons | KEEPRITE | HRCU-A-CB (Split System: Heat Pump with Remote Outdoor Unit-Air-Source) | DLCURAH24ABK |  |  | EN(A,D)4X30L17** | *96VTN0601412A* | 23600 | 16.5 | 8.1 | 25800 | 23800 | 92.25% | 1.98 | 0 | 10 |  |  |  |  | R-410A | 1.9667 | Residential & Commercial | USHP | Ducted CEE Tier 1
212970869 | Central HP <5.4 tons | GRANDAIRE | HRCU-A-CB (Split System: Heat Pump with Remote Outdoor Unit-Air-Source) | WDLCURAH18ABK |  |  | WLA*244AA* | WFET045A036A* | 17700 | 16.5 | 8.5 | 18600 | 19300 | 103.8% | 2.32 | 0 | 10.5 |  |  |  |  | R-410A | 1.475 | Residential & Commercial | USHP | Ducted CEE Tier 1
212970905 | Central HP <5.4 tons | GRANDAIRE | HRCU-A-CB (Split System: Heat Pump with Remote Outdoor Unit-Air-Source) | WDLCURAH18ABK |  |  | WLA*304AA* | WFET045A036A* | 17800 | 16.5 | 8.5 | 18400 | 19700 | 107.1% | 2.38 | 0 | 10.5 |  |  |  |  | R-410A | 1.4833 | Residential & Commercial | USHP | Ducted CEE Tier 1
211245718 | Central HP <5.4 tons | KEEPRITE | HRCU-A-CB (Split System: Heat Pump with Remote Outdoor Unit-Air-Source) | DLCURAH24ABK |  |  | EN(A,D)4X36L21** | *95ESN0801716A* | 24600 | 15.5 | 8.1 | 26800 | 22200 | 82.84% | 1.82 | 0 | 10 |  |  |  |  | R-410A | 2.05 | Residential & Commercial | USHP | Ducted CEE Tier 1
214573185 | Central HP <5.4 tons | KEEPRITE | HRCU-A-CB (Split System: Heat Pump with Remote Outdoor Unit-Air-Source) | CVH837GKA** |  |  | EHD4X42AAL+WALLCON | *96CTN0802120B* | 32600 | 17.5 | 8.5 | 32800 | 24800 | 75.61% | 1.96 | 0 | 11 |  |  |  |  | R-410A | 2.7167 | Residential & Commercial | USHP | Ducted CEE Tier 1
206135679 | Central HP <5.4 tons | KEEPRITE | HRCU-A-CB (Split System: Heat Pump with Remote Outdoor Unit-Air-Source) | CVH837GKA** |  |  | EA*4X37L21A*+WALLCON | *80CSU1002120A* | 32800 | 17 | 8.5 | 33000 | 25200 | 76.36% | 1.96 | 12 | 11 |  |  |  |  | R-410A | 2.7333 | Residential & Commercial | USHP | Ducted CEE Tier 1
206135729 | Central HP <5.4 tons | KEEPRITE | HRCU-A-CB (Split System: Heat Pump with Remote Outdoor Unit-Air-Source) | CVH837GKA** |  |  | EA*4X43L21A*+WALLCON | *80CSU0401712A* | 33000 | 17.5 | 8.5 | 33000 | 25000 | 75.76% | 1.98 | 12 | 11 |  |  |  |  | R-410A | 2.75 | Residential & Commercial | USHP | Ducted CEE Tier 1
211245651 | Central HP <5.4 tons | KEEPRITE | HRCU-A-CB (Split System: Heat Pump with Remote Outdoor Unit-Air-Source) | DLCURAH24ABK |  |  | EN(A,D)4X36L21** | *80ES(N,L)1102120A* | 24800 | 16 | 8.5 | 26800 | 22200 | 82.84% | 1.82 | 0 | 10.5 |  |  |  |  | R-410A | 2.0667 | Residential & Commercial | USHP | Ducted CEE Tier 1
211245476 | Central HP <5.4 tons | KEEPRITE | HRCU-A-CB (Split System: Heat Pump with Remote Outdoor Unit-Air-Source) | DLCURAH24ABK |  |  | EN(A,D)4X36L21** | *80ESU0401712A* | 24000 | 17 | 8.1 | 26000 | 23200 | 89.23% | 1.92 | 0 | 10.5 |  |  |  |  | R-410A | 2 | Residential & Commercial | USHP | Ducted CEE Tier 1
211245499 | Central HP <5.4 tons | KEEPRITE | HRCU-A-CB (Split System: Heat Pump with Remote Outdoor Unit-Air-Source) | DLCURAH24ABK |  |  | EN(A,D)4X36L21** | *96VTN0401712A* | 23400 | 16 | 8.1 | 25800 | 24000 | 93.02% | 1.98 | 0 | 10 |  |  |  |  | R-410A | 1.95 | Residential & Commercial | USHP | Ducted CEE Tier 1
211245240 | Central HP <5.4 tons | KEEPRITE | HRCU-A-CB (Split System: Heat Pump with Remote Outdoor Unit-Air-Source) | DLCURAH24ABK |  |  | EN(A,D,W)4X36L17** | *80ES(N,L)0701412A* | 24200 | 16.5 | 8.1 | 26400 | 22800 | 86.36% | 1.88 | 0 | 10.5 |  |  |  |  | R-410A | 2.0167 | Residential & Commercial | USHP | Ducted CEE Tier 1
211242082 | Central HP <5.4 tons | GRANDAIRE | HRCU-A-CB (Split System: Heat Pump with Remote Outdoor Unit-Air-Source) | WDLCURAH24ABK |  |  | WLA*364BA* | WFEL045A036B* | 24600 | 16 | 8.5 | 26600 | 22200 | 83.46% | 1.82 | 0 | 10 |  |  |  |  | R-410A | 2.05 | Residential & Commercial | USHP | Ducted CEE Tier 1
211242607 | Central HP <5.4 tons | GRANDAIRE | HRCU-A-CB (Split System: Heat Pump with Remote Outdoor Unit-Air-Source) | WDLCURAH24ABK |  |  | WLA*364CA* | WFER090C060A* | 24800 | 17 | 8.5 | 26600 | 22000 | 82.71% | 1.82 | 0 | 10 |  |  |  |  | R-410A | 2.0667 | Residential & Commercial | USHP | Ducted CEE Tier 1
206135981 | Central HP <5.4 tons | KEEPRITE | HRCU-A-CB (Split System: Heat Pump with Remote Outdoor Unit-Air-Source) | CVH837GKA** |  |  | EHD4X42AAL+WALLCON | *80CSU0601716A* | 32400 | 16.5 | 8.1 | 33200 | 24800 | 74.7% | 1.94 | 11.5 | 11 |  |  |  |  | R-410A | 2.7 | Residential & Commercial | USHP | Ducted CEE Tier 1
214243012 | Central HP <5.4 tons | KEEPRITE | HRCU-A-CB (Split System: Heat Pump with Remote Outdoor Unit-Air-Source) | CVH825GKA2* |  |  | EN(A,D,W)4X42L21**+WALLCON | *95CSU0601716B* | 23600 | 16.5 | 8.1 | 21400 | 16700 | 78.04% | 1.96 | 0 | 11 |  |  |  |  | R-410A | 1.9667 | Residential & Commercial | USHP | Ducted CEE Tier 1
214242942 | Central HP <5.4 tons | KEEPRITE | HRCU-A-CB (Split System: Heat Pump with Remote Outdoor Unit-Air-Source) | CVH825GKA2* |  |  | END4X42L17**+WALLCON | *96CTN0601714B* | 23800 | 16.5 | 8.1 | 21400 | 16700 | 78.04% | 1.98 | 0 | 11 |  |  |  |  | R-410A | 1.9833 | Residential & Commercial | USHP | Ducted CEE Tier 1
206772790 | Central HP <5.4 tons | KEEPRITE | HRCU-A-CB (Split System: Heat Pump with Remote Outdoor Unit-Air-Source) | CVH837GKA2* |  |  | EHD4X42AAL+WALLCON | *97CMN1002122A* | 32600 | 16.5 | 8.1 | 33000 | 24800 | 75.15% | 1.96 | 12 | 11 |  |  |  |  | R-410A | 2.7167 | Residential & Commercial | USHP | Ducted CEE Tier 1
206771052 | Central HP <5.4 tons | KEEPRITE | HRCU-A-CB (Split System: Heat Pump with Remote Outdoor Unit-Air-Source) | CVH837GKA2* |  |  | EA*4X36L21A*+WALLCON | *80CTL0701716A* | 31400 | 17 | 8.1 | 33400 | 24400 | 73.05% | 1.84 | 11.5 | 11 |  |  |  |  | R-410A | 2.6167 | Residential & Commercial | USHP | Ducted CEE Tier 1
211262131 | Central HP <5.4 tons | GRANDAIRE | HRCU-A-CB (Split System: Heat Pump with Remote Outdoor Unit-Air-Source) | WDLCURAH18ABK |  |  | WLA*304BA* | WFAX040A030A* | 18000 | 15.5 | 8.5 | 18700 | 18500 | 98.93% | 2.22 | 0 | 10.5 |  |  |  |  | R-410A | 1.5 | Residential & Commercial | USHP | Ducted CEE Tier 1
211245551 | Central HP <5.4 tons | KEEPRITE | HRCU-A-CB (Split System: Heat Pump with Remote Outdoor Unit-Air-Source) | DLCURAH24ABK |  |  | EN(A,D)4X36L21** | *96VTN0601714A* | 24000 | 16.5 | 8.1 | 26200 | 23200 | 88.55% | 1.92 | 0 | 10 |  |  |  |  | R-410A | 2 | Residential & Commercial | USHP | Ducted CEE Tier 1
215682050 | Central HP <5.4 tons | KEEPRITE | HRCU-A-CB (Split System: Heat Pump with Remote Outdoor Unit-Air-Source) | C5H0V48*K*AAA* |  |  | EVM5X61M24A*+WALLCON | *80CSU0802120B* | 49000 | 19 | 9 | 50000 | 36400 | 72.8% | 2.12 | 0 | 10.5 |  |  |  |  | R-454B | 4.0833 | Residential & Commercial | USHP | Ducted CEE Tier 1
215682570 | Central HP <5.4 tons | KEEPRITE | HRCU-A-CB (Split System: Heat Pump with Remote Outdoor Unit-Air-Source) | C5H0V48*K*AAA* |  |  | EVD5X61M24A*+WALLCON | *97CTN1202422A* | 48500 | 19.5 | 9.5 | 50000 | 36600 | 73.2% | 2.12 | 0 | 10.5 |  |  |  |  | R-454B | 4.0417 | Residential & Commercial | USHP | Ducted CEE Tier 1
211245074 | Central HP <5.4 tons | KEEPRITE | HRCU-A-CB (Split System: Heat Pump with Remote Outdoor Unit-Air-Source) | DLCURAH24ABK |  |  | EN(A,D,W)4X36L17** | *96VTN0401410A* | 23400 | 16 | 8.1 | 25800 | 24000 | 93.02% | 2 | 0 | 10 |  |  |  |  | R-410A | 1.95 | Residential & Commercial | USHP | Ducted CEE Tier 1
211244749 | Central HP <5.4 tons | KEEPRITE | HRCU-A-CB (Split System: Heat Pump with Remote Outdoor Unit-Air-Source) | DLCURAH24ABK |  |  | EN(A,D)4X30L17** | *92ESN0801716A* | 24200 | 17 | 8.1 | 26200 | 22800 | 87.02% | 1.88 | 0 | 10.5 |  |  |  |  | R-410A | 2.0167 | Residential & Commercial | USHP | Ducted CEE Tier 1
213077635 | Central HP <5.4 tons | GRANDAIRE | HRCU-A-CB (Split System: Heat Pump with Remote Outdoor Unit-Air-Source) | WDLCURAH36ABK |  |  | WLA*424DA* | WFST100C060A* | 35400 | 16.5 | 8.1 | 38500 | 34800 | 90.39% | 2.04 | 0 | 10 |  |  |  |  | R-410A | 2.95 | Residential & Commercial | USHP | Ducted CEE Tier 1
213078485 | Central HP <5.4 tons | GRANDAIRE | HRCU-A-CB (Split System: Heat Pump with Remote Outdoor Unit-Air-Source) | WDLCURAH36ABK |  |  | WLNC484DA* | WFE*090C048C* | 35800 | 16.5 | 8.1 | 38500 | 28000 | 72.73% | 1.76 | 0 | 10 |  |  |  |  | R-410A | 2.9833 | Residential & Commercial | USHP | Ducted CEE Tier 1
213078686 | Central HP <5.4 tons | GRANDAIRE | HRCU-A-CB (Split System: Heat Pump with Remote Outdoor Unit-Air-Source) | WDLCURAH36ABK |  |  | WLA*484DA* | WFE*110C060C* | 36200 | 16.5 | 8.5 | 38000 | 35200 | 92.63% | 1.78 | 0 | 10 |  |  |  |  | R-410A | 3.0167 | Residential & Commercial | USHP | Ducted CEE Tier 1
213078852 | Central HP <5.4 tons | GRANDAIRE | HRCU-A-CB (Split System: Heat Pump with Remote Outdoor Unit-Air-Source) | WDLCURAH36ABK |  |  | WLA*374BA* | WFEU100C060B* | 36000 | 15.5 | 8.5 | 38500 | 35000 | 90.91% | 2.06 | 0 | 10 |  |  |  |  | R-410A | 3 | Residential & Commercial | USHP | Ducted CEE Tier 1
213079422 | Central HP <5.4 tons | GRANDAIRE | HRCU-A-CB (Split System: Heat Pump with Remote Outdoor Unit-Air-Source) | WDLCURAH36ABK |  |  | WLA*374CA* | WFAX060B042B* | 36600 | 16 | 8.5 | 38500 | 35200 | 91.43% | 1.88 | 0 | 10 |  |  |  |  | R-410A | 3.05 | Residential & Commercial | USHP | Ducted CEE Tier 1
213079554 | Central HP <5.4 tons | GRANDAIRE | HRCU-A-CB (Split System: Heat Pump with Remote Outdoor Unit-Air-Source) | WDLCURAH36ABK |  |  | WLA*374CA* | WFAX080B048B* | 36200 | 16.5 | 8.5 | 38000 | 35000 | 92.11% | 1.88 | 0 | 10 |  |  |  |  | R-410A | 3.0167 | Residential & Commercial | USHP | Ducted CEE Tier 1
211243813 | Central HP <5.4 tons | GRANDAIRE | HRCU-A-CB (Split System: Heat Pump with Remote Outdoor Unit-Air-Source) | WDLCURAH24ABK |  |  | WLNC244AA* | WFAX060A036A* | 24200 | 15.5 | 8.5 | 27200 | 22600 | 83.09% | 1.86 | 0 | 10 |  |  |  |  | R-410A | 2.0167 | Residential & Commercial | USHP | Ducted CEE Tier 1
211243836 | Central HP <5.4 tons | GRANDAIRE | HRCU-A-CB (Split System: Heat Pump with Remote Outdoor Unit-Air-Source) | WDLCURAH24ABK |  |  | WLNC244AA* | WFER070A036A* | 23800 | 16 | 8.5 | 26800 | 23200 | 86.57% | 1.92 | 0 | 10 |  |  |  |  | R-410A | 1.9833 | Residential & Commercial | USHP | Ducted CEE Tier 1
211244245 | Central HP <5.4 tons | GRANDAIRE | HRCU-A-CB (Split System: Heat Pump with Remote Outdoor Unit-Air-Source) | WDLCURAH24ABK |  |  | WLNC244BA* | WFEU060B048A* | 24400 | 16 | 8.5 | 27200 | 22600 | 83.09% | 1.86 | 0 | 10 |  |  |  |  | R-410A | 2.0333 | Residential & Commercial | USHP | Ducted CEE Tier 1
212981843 | Central HP <5.4 tons | GRANDAIRE | HRCU-A-CB (Split System: Heat Pump with Remote Outdoor Unit-Air-Source) | WDLCURAH18ABK |  |  | WLA*244BA* | WFEU100C060B* | 17200 | 15.5 | 8.5 | 18300 | 17800 | 97.27% | 2.14 | 0 | 10 |  |  |  |  | R-410A | 1.4333 | Residential & Commercial | USHP | Ducted CEE Tier 1
212983304 | Central HP <5.4 tons | GRANDAIRE | HRCU-A-CB (Split System: Heat Pump with Remote Outdoor Unit-Air-Source) | WDLCURAH18ABK |  |  | WLNC244BA* | WFAX040B036B* | 17200 | 15.5 | 8.1 | 18300 | 18700 | 102.2% | 2.24 | 0 | 10.5 |  |  |  |  | R-410A | 1.4333 | Residential & Commercial | USHP | Ducted CEE Tier 1
212978950 | Central HP <5.4 tons | GRANDAIRE | HRCU-A-CB (Split System: Heat Pump with Remote Outdoor Unit-Air-Source) | WDLCURAH24AAK |  |  | WLNC364CA* | WFE*070B048C* | 23800 | 16 | 8.1 | 24800 | 34200 | 137.9% | 1.94 | 0 | 9.5 |  |  |  |  | R-410A | 1.9833 | Residential & Commercial | USHP
212978685 | Central HP <5.4 tons | GRANDAIRE | HRCU-A-CB (Split System: Heat Pump with Remote Outdoor Unit-Air-Source) | WDLCURAH24ABK |  |  | WLA*374BA* | WFE*070B036C* | 24200 | 17.5 | 8.5 | 25200 | 21200 | 84.13% | 1.8 | 0 | 10 |  |  |  |  | R-410A | 2.0167 | Residential & Commercial | USHP | Ducted CEE Tier 1
215681400 | Central HP <5.4 tons | KEEPRITE | HRCU-A-CB (Split System: Heat Pump with Remote Outdoor Unit-Air-Source) | C5H0V48*K*AAA* |  |  | EA*5X60M24A*+WALLCON | *80CSU1002120B* | 45000 | 17.5 | 9 | 47500 | 33600 | 70.74% | 2.06 | 0 | 9.5 |  |  |  |  | R-454B | 3.75 | Residential & Commercial | USHP
215681430 | Central HP <5.4 tons | KEEPRITE | HRCU-A-CB (Split System: Heat Pump with Remote Outdoor Unit-Air-Source) | C5H0V48*K*AAA* |  |  | EA*5X60M24A*+WALLCON | *97CTN1202422A* | 45000 | 18 | 9 | 47500 | 33600 | 70.74% | 2.06 | 0 | 10 |  |  |  |  | R-454B | 3.75 | Residential & Commercial | USHP | Ducted CEE Tier 1
211245262 | Central HP <5.4 tons | KEEPRITE | HRCU-A-CB (Split System: Heat Pump with Remote Outdoor Unit-Air-Source) | DLCURAH24ABK |  |  | EN(A,D,W)4X36L17** | OMV098J12* | 23600 | 16.5 | 8.1 | 26000 | 23600 | 90.77% | 1.96 | 0 | 10 |  |  |  |  | R-410A | 1.9667 | Residential & Commercial | USHP | Ducted CEE Tier 1
211244627 | Central HP <5.4 tons | KEEPRITE | HRCU-A-CB (Split System: Heat Pump with Remote Outdoor Unit-Air-Source) | DLCURAH24ABK |  |  | EN(A,D)4X30L17** | *95ESN0601412A* | 24400 | 15.5 | 8.1 | 26600 | 22600 | 84.96% | 1.86 | 0 | 10 |  |  |  |  | R-410A | 2.0333 | Residential & Commercial | USHP | Ducted CEE Tier 1
213078314 | Central HP <5.4 tons | GRANDAIRE | HRCU-A-CB (Split System: Heat Pump with Remote Outdoor Unit-Air-Source) | WDLCURAH36ABK |  |  | WLA*424CA* | WFE*090B042C* | 35400 | 16.5 | 8.1 | 38500 | 34800 | 90.39% | 2.04 | 0 | 10 |  |  |  |  | R-410A | 2.95 | Residential & Commercial | USHP | Ducted CEE Tier 1
213078430 | Central HP <5.4 tons | GRANDAIRE | HRCU-A-CB (Split System: Heat Pump with Remote Outdoor Unit-Air-Source) | WDLCURAH36ABK |  |  | WLA*424DA* | WFE*090C048C* | 35200 | 16.5 | 8.1 | 38500 | 34800 | 90.39% | 2.06 | 0 | 10 |  |  |  |  | R-410A | 2.9333 | Residential & Commercial | USHP | Ducted CEE Tier 1
213078984 | Central HP <5.4 tons | GRANDAIRE | HRCU-A-CB (Split System: Heat Pump with Remote Outdoor Unit-Air-Source) | WDLCURAH36ABK |  |  | WLA*374BA* | WFEU040B036B* | 36000 | 15.5 | 8.5 | 38500 | 34800 | 90.39% | 2.02 | 0 | 10 |  |  |  |  | R-410A | 3 | Residential & Commercial | USHP | Ducted CEE Tier 1
213080002 | Central HP <5.4 tons | GRANDAIRE | HRCU-A-CB (Split System: Heat Pump with Remote Outdoor Unit-Air-Source) | WDLCURAH36ABK |  |  | WLA*364BA* | WFSX080B048B* | 35000 | 15.2 | 8.1 | 39000 | 35400 | 90.77% | 1.84 | 0 | 9.5 |  |  |  |  | R-410A | 2.9167 | Residential & Commercial | USHP
213080679 | Central HP <5.4 tons | GRANDAIRE | HRCU-A-CB (Split System: Heat Pump with Remote Outdoor Unit-Air-Source) | WDLCURAH36ABK |  |  | WLA*374BA* | WFSU060B048B* | 36000 | 15.5 | 8.5 | 38500 | 35000 | 90.91% | 2.06 | 0 | 10 |  |  |  |  | R-410A | 3 | Residential & Commercial | USHP | Ducted CEE Tier 1
211227774 | Central HP <5.4 tons | GRANDAIRE | HRCU-A-CB (Split System: Heat Pump with Remote Outdoor Unit-Air-Source) | WDLCURAH36ABK |  |  | WLA*424DA* | WFEL070C048B* | 35200 | 16 | 8.1 | 38500 | 35000 | 90.91% | 1.88 | 0 | 10 |  |  |  |  | R-410A | 2.9333 | Residential & Commercial | USHP | Ducted CEE Tier 1
211245966 | Central HP <5.4 tons | KEEPRITE | HRCU-A-CB (Split System: Heat Pump with Remote Outdoor Unit-Air-Source) | DLCURAH24ABK |  |  | FM(C,U)4Z36**AL* | 0 | 24200 | 18 | 9 | 26600 | 23000 | 86.47% | 1.92 | 0 | 10.5 |  |  |  |  | R-410A | 2.0167 | Residential & Commercial | USHP | Ducted CEE Tier 1
211245218 | Central HP <5.4 tons | KEEPRITE | HRCU-A-CB (Split System: Heat Pump with Remote Outdoor Unit-Air-Source) | DLCURAH24ABK |  |  | EN(A,D,W)4X36L17** | *92ESN0401410A* | 24000 | 15.2 | 8.1 | 26600 | 22800 | 85.71% | 1.86 | 0 | 10 |  |  |  |  | R-410A | 2 | Residential & Commercial | USHP | Ducted CEE Tier 1
211245373 | Central HP <5.4 tons | KEEPRITE | HRCU-A-CB (Split System: Heat Pump with Remote Outdoor Unit-Air-Source) | DLCURAH24ABK |  |  | EN(A,D)4X36L21** | *80ES(N,L)0701716A* | 24800 | 16 | 8.1 | 26800 | 22200 | 82.84% | 1.82 | 0 | 10.5 |  |  |  |  | R-410A | 2.0667 | Residential & Commercial | USHP | Ducted CEE Tier 1
211244898 | Central HP <5.4 tons | KEEPRITE | HRCU-A-CB (Split System: Heat Pump with Remote Outdoor Unit-Air-Source) | DLCURAH24ABK |  |  | EN(A,D,W)4X36L17** | *96VSN0601412A* | 23600 | 16.5 | 8.1 | 25800 | 23800 | 92.25% | 1.98 | 0 | 10 |  |  |  |  | R-410A | 1.9667 | Residential & Commercial | USHP | Ducted CEE Tier 1
210720646 | Central HP <5.4 tons | BRYANT HEATING AND COOLING SYSTEMS | HRCU-A-CB (Split System: Heat Pump with Remote Outdoor Unit-Air-Source) | 284ANV036*0**B* |  |  | CAP**6024AL*+UI | 935CA66100C21*** | 34400 | 20 | 9 | 34400 | 25000 | 72.67% | 2.02 | 0 | 12.5 |  |  |  |  | R-410A | 2.8667 | Residential & Commercial | USHP | Ducted CEE Tier 1
212981699 | Central HP <5.4 tons | GRANDAIRE | HRCU-A-CB (Split System: Heat Pump with Remote Outdoor Unit-Air-Source) | WDLCURAH24ABK |  |  | WLA*244BA* | WFEU100C060B* | 23400 | 16.5 | 8.5 | 27000 | 21600 | 80% | 1.8 | 0 | 10 |  |  |  |  | R-410A | 1.95 | Residential & Commercial | USHP | Ducted CEE Tier 1
212975040 | Central HP <5.4 tons | GRANDAIRE | HRCU-A-CB (Split System: Heat Pump with Remote Outdoor Unit-Air-Source) | WDLCURAH24ABK |  |  | WLNC304AA* | WFST040A030A* | 23200 | 15.5 | 8.1 | 25800 | 24600 | 95.35% | 2.04 | 0 | 10 |  |  |  |  | R-410A | 1.9333 | Residential & Commercial | USHP | Ducted CEE Tier 1
206135779 | Central HP <5.4 tons | KEEPRITE | HRCU-A-CB (Split System: Heat Pump with Remote Outdoor Unit-Air-Source) | CVH837GKA** |  |  | EA*4X48L21A*+WALLCON | *80CSU0601716A* | 32200 | 17 | 8.1 | 32600 | 25000 | 76.69% | 1.96 | 12 | 11 |  |  |  |  | R-410A | 2.6833 | Residential & Commercial | USHP | Ducted CEE Tier 1
212980177 | Central HP <5.4 tons | GRANDAIRE | HRCU-A-CB (Split System: Heat Pump with Remote Outdoor Unit-Air-Source) | WDLCURAH36ABK |  |  | WLA*484DA* | WFE*090C048C* | 35600 | 16.5 | 8.5 | 37800 | 35400 | 93.65% | 1.78 | 0 | 10 |  |  |  |  | R-410A | 2.9667 | Residential & Commercial | USHP | Ducted CEE Tier 1
213076786 | Central HP <5.4 tons | GRANDAIRE | HRCU-A-CB (Split System: Heat Pump with Remote Outdoor Unit-Air-Source) | WDLCURAH36ABK |  |  | WLA*434CA* | WFET110C066A* | 36600 | 16 | 8.5 | 38000 | 34800 | 91.58% | 2.04 | 0 | 10 |  |  |  |  | R-410A | 3.05 | Residential & Commercial | USHP | Ducted CEE Tier 1
213076595 | Central HP <5.4 tons | GRANDAIRE | HRCU-A-CB (Split System: Heat Pump with Remote Outdoor Unit-Air-Source) | WDLCURAH36ABK |  |  | WLA*374BA* | WFET090B048A* | 36000 | 15.5 | 8.5 | 38500 | 34800 | 90.39% | 2.04 | 0 | 10 |  |  |  |  | R-410A | 3 | Residential & Commercial | USHP | Ducted CEE Tier 1
213077447 | Central HP <5.4 tons | GRANDAIRE | HRCU-A-CB (Split System: Heat Pump with Remote Outdoor Unit-Air-Source) | WDLCURAH36ABK |  |  | WLNC424BA* | WFST080B048A* | 35800 | 15.5 | 8.1 | 39000 | 35200 | 90.26% | 1.88 | 0 | 10 |  |  |  |  | R-410A | 2.9833 | Residential & Commercial | USHP | Ducted CEE Tier 1
213077922 | Central HP <5.4 tons | GRANDAIRE | HRCU-A-CB (Split System: Heat Pump with Remote Outdoor Unit-Air-Source) | WDLCURAH36ABK |  |  | WLA*364BA* | WFE*070B036C* | 35000 | 16 | 8.1 | 38500 | 35200 | 91.43% | 1.82 | 0 | 9.5 |  |  |  |  | R-410A | 2.9167 | Residential & Commercial | USHP
213078056 | Central HP <5.4 tons | GRANDAIRE | HRCU-A-CB (Split System: Heat Pump with Remote Outdoor Unit-Air-Source) | WDLCURAH36ABK |  |  | WLA*364CA* | WFE*070B048C* | 34800 | 16 | 8.1 | 38500 | 35000 | 90.91% | 2 | 0 | 9.5 |  |  |  |  | R-410A | 2.9 | Residential & Commercial | USHP
212983293 | Central HP <5.4 tons | GRANDAIRE | HRCU-A-CB (Split System: Heat Pump with Remote Outdoor Unit-Air-Source) | WDLCURAH18ABK |  |  | WLA*304BA* | WFAX040B036B* | 17300 | 15.5 | 8.5 | 18100 | 19300 | 106.6% | 2.3 | 0 | 10.5 |  |  |  |  | R-410A | 1.4417 | Residential & Commercial | USHP | Ducted CEE Tier 1
212982407 | Central HP <5.4 tons | GRANDAIRE | HRCU-A-CB (Split System: Heat Pump with Remote Outdoor Unit-Air-Source) | WDLCURAH18ABK |  |  | WLA*254BA* | WFEU040B036B* | 17800 | 16 | 8.1 | 17800 | 17600 | 98.88% | 2.12 | 0 | 10.5 |  |  |  |  | R-410A | 1.4833 | Residential & Commercial | USHP | Ducted CEE Tier 1
211244376 | Central HP <5.4 tons | GRANDAIRE | HRCU-A-CB (Split System: Heat Pump with Remote Outdoor Unit-Air-Source) | WDLCURAH24ABK |  |  | WLNC304AA* | WFER045A036A* | 24400 | 16 | 8.1 | 26600 | 22600 | 84.96% | 1.84 | 0 | 10 |  |  |  |  | R-410A | 2.0333 | Residential & Commercial | USHP | Ducted CEE Tier 1
211244409 | Central HP <5.4 tons | GRANDAIRE | HRCU-A-CB (Split System: Heat Pump with Remote Outdoor Unit-Air-Source) | WDLCURAH24ABK |  |  | WLNC304AA* | WFEL070A036B* | 24200 | 16.5 | 8.1 | 26200 | 23000 | 87.79% | 1.9 | 0 | 10.5 |  |  |  |  | R-410A | 2.0167 | Residential & Commercial | USHP | Ducted CEE Tier 1
213080811 | Central HP <5.4 tons | GRANDAIRE | HRCU-A-CB (Split System: Heat Pump with Remote Outdoor Unit-Air-Source) | WDLCURAH36ABK |  |  | WLA*424CA* | WFSU080C060B* | 35200 | 16 | 8.1 | 38500 | 35000 | 90.91% | 1.88 | 0 | 9.5 |  |  |  |  | R-410A | 2.9333 | Residential & Commercial | USHP
214053831 | Central HP <5.4 tons | BOSCH | HRCU-A-CB (Split System: Heat Pump with Remote Outdoor Unit-Air-Source) | BOVD-36HDN1-M20G |  |  | BMAC3036BNTD | BGH96M060B3B | 33600 | 17.5 | 9 | 34200 | 24000 | 70.18% | 1.88 | 0 | 11 |  |  |  |  | R-410A | 2.8 | Residential & Commercial | USHP | Ducted CEE Tier 1
214053836 | Central HP <5.4 tons | BOSCH | HRCU-A-CB (Split System: Heat Pump with Remote Outdoor Unit-Air-Source) | BOVD-36HDN1-M20G |  |  | BMAC4248CNTF | BGH96M100C5B | 33000 | 18.5 | 9 | 34200 | 24200 | 70.76% | 1.9 | 0 | 12 |  |  |  |  | R-410A | 2.75 | Residential & Commercial | USHP | Ducted CEE Tier 1
215677111 | Central HP <5.4 tons | KENMORE | HRCU-A-CB (Split System: Heat Pump with Remote Outdoor Unit-Air-Source) | (C,H,T)5H0V60*K*AAA* |  |  | EVM5X60M24A*+WALLCON | *80CTL0702120B* | 56000 | 18 | 9 | 63500 | 45000 | 70.87% | 2.06 | 0 | 9 |  |  |  |  | R-454B | 4.6667 | Residential & Commercial | USHP
216623773 | Central HP <5.4 tons | Kerr | HRCU-A-C (Split System: Heat Pump with Remote Outdoor Unit with No Indoor Fan --Air Source) | A-KXP18TA-1 |  |  | KXP18/24B1A | 0 | 18000 | 16.1 | 9.5 | 19000 | 18000 | 94.74% | 2.06 | 0 | 11.7 |  |  |  |  | R-454B | 1.5 | Residential & Commercial | USHP | Ducted CEE Tier 1
212979142 | Central HP <5.4 tons | GRANDAIRE | HRCU-A-CB (Split System: Heat Pump with Remote Outdoor Unit-Air-Source) | WDLCURAH24ABK |  |  | WLA*254BA* | WFE*070B048C* | 24200 | 17.5 | 8.5 | 25200 | 24600 | 97.62% | 2.04 | 0 | 10 |  |  |  |  | R-410A | 2.0167 | Residential & Commercial | USHP | Ducted CEE Tier 1
212383410 | Central HP <5.4 tons | GRANDAIRE | HRCU-A-CB (Split System: Heat Pump with Remote Outdoor Unit-Air-Source) | WDLCURAH36ABK |  |  | WLA*374CA* | WFER070B048A* | 36600 | 15.5 | 8.5 | 39000 | 34800 | 89.23% | 2.1 | 0 | 10 |  |  |  |  | R-410A | 3.05 | Residential & Commercial | USHP | Ducted CEE Tier 1
212384323 | Central HP <5.4 tons | GRANDAIRE | HRCU-A-CB (Split System: Heat Pump with Remote Outdoor Unit-Air-Source) | WDLCURAH36ABK |  |  | WLNC424BA* | WFAX060B042A* | 35800 | 16 | 8.1 | 39000 | 35000 | 89.74% | 1.96 | 0 | 10 |  |  |  |  | R-410A | 2.9833 | Residential & Commercial | USHP | Ducted CEE Tier 1
213078140 | Central HP <5.4 tons | GRANDAIRE | HRCU-A-CB (Split System: Heat Pump with Remote Outdoor Unit-Air-Source) | WDLCURAH36ABK |  |  | WLNC424BA* | WFE*070B048C* | 35800 | 15.5 | 8.1 | 38500 | 35200 | 91.43% | 1.88 | 0 | 10 |  |  |  |  | R-410A | 2.9833 | Residential & Commercial | USHP | Ducted CEE Tier 1
213078408 | Central HP <5.4 tons | GRANDAIRE | HRCU-A-CB (Split System: Heat Pump with Remote Outdoor Unit-Air-Source) | WDLCURAH36ABK |  |  | WLA*374CA* | WFE*090C048C* | 36400 | 16.5 | 8.5 | 38000 | 35000 | 92.11% | 1.88 | 0 | 10 |  |  |  |  | R-410A | 3.0333 | Residential & Commercial | USHP | Ducted CEE Tier 1
213078674 | Central HP <5.4 tons | GRANDAIRE | HRCU-A-CB (Split System: Heat Pump with Remote Outdoor Unit-Air-Source) | WDLCURAH36ABK |  |  | WLA*484CA* | WFE*110C060C* | 36200 | 16.5 | 8.5 | 38000 | 34800 | 91.58% | 2.06 | 0 | 10 |  |  |  |  | R-410A | 3.0167 | Residential & Commercial | USHP | Ducted CEE Tier 1
213079224 | Central HP <5.4 tons | GRANDAIRE | HRCU-A-CB (Split System: Heat Pump with Remote Outdoor Unit-Air-Source) | WDLCURAH36ABK |  |  | WLA*374CA* | WFEU080C060B* | 36600 | 16.5 | 8.5 | 38000 | 34600 | 91.05% | 2.08 | 0 | 10 |  |  |  |  | R-410A | 3.05 | Residential & Commercial | USHP | Ducted CEE Tier 1
211262437 | Central HP <5.4 tons | GRANDAIRE | HRCU-A-CB (Split System: Heat Pump with Remote Outdoor Unit-Air-Source) | WDLCURAH18ABK |  |  | WLNC184AA* | WFEL045A036B* | 17800 | 15.5 | 8.5 | 18900 | 19200 | 101.6% | 2.3 | 0 | 10.5 |  |  |  |  | R-410A | 1.4833 | Residential & Commercial | USHP | Ducted CEE Tier 1
211262439 | Central HP <5.4 tons | GRANDAIRE | HRCU-A-CB (Split System: Heat Pump with Remote Outdoor Unit-Air-Source) | WDLCURAH18ABK |  |  | WLNC184AA* | WFER045A036A* | 17800 | 15.5 | 8.5 | 18900 | 19200 | 101.6% | 2.3 | 0 | 10.5 |  |  |  |  | R-410A | 1.4833 | Residential & Commercial | USHP | Ducted CEE Tier 1
211262607 | Central HP <5.4 tons | GRANDAIRE | HRCU-A-CB (Split System: Heat Pump with Remote Outdoor Unit-Air-Source) | WDLCURAH18ABK |  |  | WLNC244AA* | WFSX040A030A* | 17800 | 15.5 | 8.5 | 18700 | 18800 | 100.5% | 2.26 | 0 | 10.5 |  |  |  |  | R-410A | 1.4833 | Residential & Commercial | USHP | Ducted CEE Tier 1
211245316 | Central HP <5.4 tons | KEEPRITE | HRCU-A-CB (Split System: Heat Pump with Remote Outdoor Unit-Air-Source) | DLCURAH24ABK |  |  | EN(A,D)4X36L21** | *96VSN0601714A* | 23400 | 16.5 | 8.1 | 25800 | 24000 | 93.02% | 2 | 0 | 10 |  |  |  |  | R-410A | 1.95 | Residential & Commercial | USHP | Ducted CEE Tier 1
216677256 | Central HP <5.4 tons | GRANDAIRE | HRCU-A-CB (Split System: Heat Pump with Remote Outdoor Unit-Air-Source) | WD5CURAH24AAK |  |  | W5A*36M17XA* | WFSX080B048B* | 23800 | 15.2 | 8.5 | 24000 | 19400 | 80.83% | 1.92 | 0 | 9.8 |  |  |  |  | R-454B | 1.9833 | Residential & Commercial | USHP
216677775 | Central HP <5.4 tons | GRANDAIRE | HRCU-A-CB (Split System: Heat Pump with Remote Outdoor Unit-Air-Source) | WD5CURAH24AAK |  |  | W5A*36M17XA* | WFSU060B048B* | 23800 | 15.5 | 8.5 | 24000 | 19400 | 80.83% | 1.9 | 0 | 9.8 |  |  |  |  | R-454B | 1.9833 | Residential & Commercial | USHP
211263154 | Central HP <5.4 tons | GRANDAIRE | HRCU-A-CB (Split System: Heat Pump with Remote Outdoor Unit-Air-Source) | WDLCURAH18ABK |  |  | WLNC244BA* | WFSX040A030A* | 17800 | 15.5 | 8.5 | 18700 | 18800 | 100.5% | 2.26 | 0 | 10.5 |  |  |  |  | R-410A | 1.4833 | Residential & Commercial | USHP | Ducted CEE Tier 1
210597445 | Central HP <5.4 tons | KEEPRITE | HRCU-A-CB (Split System: Heat Pump with Remote Outdoor Unit-Air-Source) | CVH837GKA** |  |  | EA*4X61L21A*+WALLCON | *97CMN1002122A* | 33200 | 17.5 | 8.5 | 32000 | 24800 | 77.5% | 2 | 0 | 12 |  |  |  |  | R-410A | 2.7667 | Residential & Commercial | USHP | Ducted CEE Tier 1
211242583 | Central HP <5.4 tons | GRANDAIRE | HRCU-A-CB (Split System: Heat Pump with Remote Outdoor Unit-Air-Source) | WDLCURAH24ABK |  |  | WLA*364CA* | WFER070C048A* | 24400 | 17 | 8.5 | 26200 | 22400 | 85.5% | 1.86 | 0 | 10 |  |  |  |  | R-410A | 2.0333 | Residential & Commercial | USHP | Ducted CEE Tier 1
212978718 | Central HP <5.4 tons | GRANDAIRE | HRCU-A-CB (Split System: Heat Pump with Remote Outdoor Unit-Air-Source) | WDLCURAH24ABK |  |  | WLNC304BA* | WFE*070B036C* | 23400 | 17 | 8.1 | 25800 | 24200 | 93.8% | 2.04 | 0 | 10.5 |  |  |  |  | R-410A | 1.95 | Residential & Commercial | USHP | Ducted CEE Tier 1
211245084 | Central HP <5.4 tons | KEEPRITE | HRCU-A-CB (Split System: Heat Pump with Remote Outdoor Unit-Air-Source) | DLCURAH24ABK |  |  | EN(A,D,W)4X36L17** | *96VTN0601412A* | 23600 | 16.5 | 8.1 | 25800 | 23800 | 92.25% | 1.98 | 0 | 10 |  |  |  |  | R-410A | 1.9667 | Residential & Commercial | USHP | Ducted CEE Tier 1
211244889 | Central HP <5.4 tons | KEEPRITE | HRCU-A-CB (Split System: Heat Pump with Remote Outdoor Unit-Air-Source) | DLCURAH24ABK |  |  | EN(A,D,W)4X36L17** | *96VSN0401712A* | 23400 | 16 | 8.1 | 25800 | 24000 | 93.02% | 1.98 | 0 | 10 |  |  |  |  | R-410A | 1.95 | Residential & Commercial | USHP | Ducted CEE Tier 1
212974624 | Central HP <5.4 tons | GRANDAIRE | HRCU-A-CB (Split System: Heat Pump with Remote Outdoor Unit-Air-Source) | WDLCURAH18ABK |  |  | WLA*194BA* | WFST040A030A* | 17600 | 16 | 8.1 | 17700 | 19400 | 109.6% | 2.32 | 0 | 10.5 |  |  |  |  | R-410A | 1.4667 | Residential & Commercial | USHP | Ducted CEE Tier 1
206136011 | Central HP <5.4 tons | KEEPRITE | HRCU-A-CB (Split System: Heat Pump with Remote Outdoor Unit-Air-Source) | CVH837GKA** |  |  | EHD4X48AAL+WALLCON | *80CSU0401712A* | 32600 | 16.5 | 8.1 | 33000 | 24800 | 75.15% | 1.96 | 11.5 | 11 |  |  |  |  | R-410A | 2.7167 | Residential & Commercial | USHP | Ducted CEE Tier 1
205751070 | Central HP <5.4 tons | KEEPRITE | HRCU-A-CB (Split System: Heat Pump with Remote Outdoor Unit-Air-Source) | CVH837GKA** |  |  | EA*4X37L21A*+WALLCON | *97CMN1002122A* | 33000 | 17.5 | 8.5 | 33000 | 25200 | 76.36% | 2 | 12 | 11.7 |  |  |  |  | R-410A | 2.75 | Residential & Commercial | USHP | Ducted CEE Tier 1
204300396 | Central HP <5.4 tons | KEEPRITE | HRCU-A-CB (Split System: Heat Pump with Remote Outdoor Unit-Air-Source) | CVH837GKA** |  |  | EHD4X42AAL+WALLCON | *80CTL0901716A* | 32600 | 17 | 8.1 | 33000 | 24800 | 75.15% | 1.96 | 12 | 11 |  |  |  |  | R-410A | 2.7167 | Residential & Commercial | USHP | Ducted CEE Tier 1
204300246 | Central HP <5.4 tons | KEEPRITE | HRCU-A-CB (Split System: Heat Pump with Remote Outdoor Unit-Air-Source) | CVH837GKA** |  |  | EHD4X42AAL+WALLCON | *80CTL0701716A* | 32400 | 16.5 | 8.1 | 33200 | 25000 | 75.3% | 1.94 | 11.5 | 11 |  |  |  |  | R-410A | 2.7 | Residential & Commercial | USHP | Ducted CEE Tier 1
215682110 | Central HP <5.4 tons | KEEPRITE | HRCU-A-CB (Split System: Heat Pump with Remote Outdoor Unit-Air-Source) | C5H0V48*K*AAA* |  |  | EVD5X48M21A*+WALLCON | *80CSU0401712B* | 47000 | 18 | 9 | 50000 | 36400 | 72.8% | 2.02 | 0 | 9.5 |  |  |  |  | R-454B | 3.9167 | Residential & Commercial | USHP
215681390 | Central HP <5.4 tons | KEEPRITE | HRCU-A-CB (Split System: Heat Pump with Remote Outdoor Unit-Air-Source) | C5H0V48*K*AAA* |  |  | EA*5X60M24A*+WALLCON | *80CSU0802120B* | 45500 | 18 | 9 | 47000 | 33400 | 71.06% | 2.06 | 0 | 9.5 |  |  |  |  | R-454B | 3.7917 | Residential & Commercial | USHP
215682410 | Central HP <5.4 tons | KEEPRITE | HRCU-A-CB (Split System: Heat Pump with Remote Outdoor Unit-Air-Source) | C5H0V48*K*AAA* |  |  | EVD5X60M24A*+WALLCON | *97CTN0802120A* | 48000 | 19 | 9 | 50000 | 36600 | 73.2% | 2 | 0 | 10 |  |  |  |  | R-454B | 4 | Residential & Commercial | USHP | Ducted CEE Tier 1
215682460 | Central HP <5.4 tons | KEEPRITE | HRCU-A-CB (Split System: Heat Pump with Remote Outdoor Unit-Air-Source) | C5H0V48*K*AAA* |  |  | EVD5X61M21A*+WALLCON | *80CSU0601716B* | 48500 | 19 | 9 | 50000 | 36800 | 73.6% | 2.1 | 0 | 10 |  |  |  |  | R-454B | 4.0417 | Residential & Commercial | USHP | Ducted CEE Tier 1
210532905 | Central HP <5.4 tons | BRYANT HEATING AND COOLING SYSTEMS | HRCU-A-CB (Split System: Heat Pump with Remote Outdoor Unit-Air-Source) | 284ANV048*0**B* |  |  | CNPV*4824AL*+UI | 88*TA66135C24*** | 44000 | 21 | 9 | 46500 | 36200 | 77.85% | 2.18 | 0 | 12 |  |  |  |  | R-410A | 3.6667 | Residential & Commercial | USHP | Ducted CEE Tier 1
212383161 | Central HP <5.4 tons | KEEPRITE | HRCU-A-CB (Split System: Heat Pump with Remote Outdoor Unit-Air-Source) | DLCURAH36ABK |  |  | EA*4X36L21A* | *95ESU1002122A* | 36200 | 15.2 | 8.1 | 40000 | 35400 | 88.5% | 1.86 | 0 | 9.5 |  |  |  |  | R-410A | 3.0167 | Residential & Commercial | USHP
212971930 | Central HP <5.4 tons | GRANDAIRE | HRCU-A-CB (Split System: Heat Pump with Remote Outdoor Unit-Air-Source) | WDLCURAH18ABK |  |  | WLNC304BA* | WFET090B048A* | 17700 | 16 | 8.1 | 18300 | 16100 | 87.98% | 1.84 | 0 | 11 |  |  |  |  | R-410A | 1.475 | Residential & Commercial | USHP | Ducted CEE Tier 1
211244907 | Central HP <5.4 tons | KEEPRITE | HRCU-A-CB (Split System: Heat Pump with Remote Outdoor Unit-Air-Source) | DLCURAH24ABK |  |  | EN(A,D,W)4X36L17** | *96VSN0801716A* | 24200 | 16.5 | 8.1 | 26200 | 23000 | 87.79% | 1.9 | 0 | 10.5 |  |  |  |  | R-410A | 2.0167 | Residential & Commercial | USHP | Ducted CEE Tier 1
212975835 | Central HP <5.4 tons | GRANDAIRE | HRCU-A-CB (Split System: Heat Pump with Remote Outdoor Unit-Air-Source) | WDLCURAH18ABK |  |  | WLNC244BA* | WFST080B048A* | 17700 | 16 | 8.5 | 18700 | 18700 | 100% | 2.24 | 0 | 11 |  |  |  |  | R-410A | 1.475 | Residential & Commercial | USHP | Ducted CEE Tier 1
214053839 | Central HP <5.4 tons | BOSCH | HRCU-A-C (Split System: Heat Pump with Remote Outdoor Unit with No Indoor Fan --Air Source) | BOVD-36HDN1-M20G |  |  | BMAC4248BNTF | 0 | 32000 | 15.2 | 9 | 34000 | 24000 | 70.59% | 1.86 | 0 | 11.5 |  |  |  |  | R-410A | 2.6667 | Residential & Commercial | USHP | Ducted CEE Tier 1
214053837 | Central HP <5.4 tons | BOSCH | HRCU-A-C (Split System: Heat Pump with Remote Outdoor Unit with No Indoor Fan --Air Source) | BOVD-36HDN1-M20G |  |  | BMAC2430ANTD | 0 | 23200 | 15.2 | 9 | 24000 | 16900 | 70.42% | 1.98 | 0 | 12 |  |  |  |  | R-410A | 1.9333 | Residential & Commercial | USHP | Ducted CEE Tier 1
216676584 | Central HP <5.4 tons | GRANDAIRE | HRCU-A-CB (Split System: Heat Pump with Remote Outdoor Unit-Air-Source) | WD5CURAH24AAK |  |  | W5A*36M17XA* | WFET045A036A* | 23600 | 15.5 | 8.5 | 24000 | 19300 | 80.42% | 1.92 | 0 | 9.8 |  |  |  |  | R-454B | 1.9667 | Residential & Commercial | USHP
216675989 | Central HP <5.4 tons | GRANDAIRE | HRCU-A-CB (Split System: Heat Pump with Remote Outdoor Unit-Air-Source) | WD5CURAH24AAK |  |  | W5A*30M17XA* | WFE*090B042C* | 23600 | 15.2 | 8.5 | 24200 | 19400 | 80.17% | 1.9 | 0 | 9.8 |  |  |  |  | R-454B | 1.9667 | Residential & Commercial | USHP
216676341 | Central HP <5.4 tons | GRANDAIRE | HRCU-A-CB (Split System: Heat Pump with Remote Outdoor Unit-Air-Source) | WD5CURAH24AAK |  |  | W5A*36M17XA* | WFEU040B036B* | 23800 | 15.5 | 8.5 | 24000 | 19300 | 80.42% | 1.92 | 0 | 10 |  |  |  |  | R-454B | 1.9833 | Residential & Commercial | USHP | Ducted CEE Tier 1
216677886 | Central HP <5.4 tons | GRANDAIRE | HRCU-A-CB (Split System: Heat Pump with Remote Outdoor Unit-Air-Source) | WD5CURAH24AAK |  |  | W5SH30M12XA* | WFSU080C060B* | 24200 | 15.2 | 8.5 | 24400 | 19600 | 80.33% | 1.9 | 0 | 9.8 |  |  |  |  | R-454B | 2.0167 | Residential & Commercial | USHP
214053812 | Central HP <5.4 tons | BOSCH | HRCU-A-CB (Split System: Heat Pump with Remote Outdoor Unit-Air-Source) | BOVC-36HDN1-M20G |  |  | BMAC3036BNTD | BGH96M060B3B | 33600 | 17.5 | 9 | 34200 | 24000 | 70.18% | 1.88 | 0 | 11 |  |  |  |  | R-410A | 2.8 | Residential & Commercial | USHP | Ducted CEE Tier 1
214053828 | Central HP <5.4 tons | BOSCH | HRCU-A-CB (Split System: Heat Pump with Remote Outdoor Unit-Air-Source) | BOVD-36HDN1-M20G |  |  | BMAC2430BNTD | BGH96M080B3B | 24000 | 18.5 | 9 | 24000 | 17400 | 72.5% | 1.9 | 0 | 12 |  |  |  |  | R-410A | 2 | Residential & Commercial | USHP | Ducted CEE Tier 1
213077687 | Central HP <5.4 tons | GRANDAIRE | HRCU-A-CB (Split System: Heat Pump with Remote Outdoor Unit-Air-Source) | WDLCURAH36ABK |  |  | WLN(C,W)484CA* | WFST100C060A* | 36000 | 16.5 | 8.1 | 38500 | 35000 | 90.91% | 2 | 0 | 10 |  |  |  |  | R-410A | 3 | Residential & Commercial | USHP | Ducted CEE Tier 1
211226824 | Central HP <5.4 tons | GRANDAIRE | HRCU-A-CB (Split System: Heat Pump with Remote Outdoor Unit-Air-Source) | WDLCURAH36ABK |  |  | WLA*374CA* | WFEL090B042B* | 36800 | 16 | 8.5 | 38500 | 34800 | 90.39% | 2.1 | 0 | 10 |  |  |  |  | R-410A | 3.0667 | Residential & Commercial | USHP | Ducted CEE Tier 1
212979796 | Central HP <5.4 tons | GRANDAIRE | HRCU-A-CB (Split System: Heat Pump with Remote Outdoor Unit-Air-Source) | WDLCURAH30ABK |  |  | WLNC424BA* | WFE*090B042C* | 30000 | 15.2 | 8.1 | 34000 | 27800 | 81.76% | 1.78 | 0 | 9 |  |  |  |  | R-410A | 2.5 | Residential & Commercial | USHP
211226238 | Central HP <5.4 tons | GRANDAIRE | HRCU-A-CB (Split System: Heat Pump with Remote Outdoor Unit-Air-Source) | WDLCURAH30ABK |  |  | WAXL364A* | 0 | 31000 | 15.2 | 8.1 | 33600 | 26400 | 78.57% | 1.82 | 0 | 9 |  |  |  |  | R-410A | 2.5833 | Residential & Commercial | USHP
215676761 | Central HP <5.4 tons | KENMORE | HRCU-A-CB (Split System: Heat Pump with Remote Outdoor Unit-Air-Source) | (C,H,T)5H0V48*K*AAA* |  |  | EVD5X61M21A*+WALLCON | *80CTL1102120B* | 48500 | 19.5 | 9.5 | 50000 | 36600 | 73.2% | 2.12 | 0 | 10.5 |  |  |  |  | R-454B | 4.0417 | Residential & Commercial | USHP | Ducted CEE Tier 1
214053813 | Central HP <5.4 tons | BOSCH | HRCU-A-CB (Split System: Heat Pump with Remote Outdoor Unit-Air-Source) | BOVC-36HDN1-M20G |  |  | BMAC3036BNTD | BGH96M080B3B | 33600 | 17.5 | 9 | 34200 | 24000 | 70.18% | 1.88 | 0 | 11 |  |  |  |  | R-410A | 2.8 | Residential & Commercial | USHP | Ducted CEE Tier 1
211241895 | Central HP <5.4 tons | GRANDAIRE | HRCU-A-CB (Split System: Heat Pump with Remote Outdoor Unit-Air-Source) | WDLCURAH24ABK |  |  | WLA*364BA* | WFER070B048A* | 25000 | 16 | 8.5 | 26800 | 21800 | 81.34% | 1.8 | 0 | 10 |  |  |  |  | R-410A | 2.0833 | Residential & Commercial | USHP | Ducted CEE Tier 1
211242663 | Central HP <5.4 tons | GRANDAIRE | HRCU-A-CB (Split System: Heat Pump with Remote Outdoor Unit-Air-Source) | WDLCURAH24ABK |  |  | WLA*364CA* | WFAX100C060A* | 25000 | 17 | 8.5 | 26600 | 21800 | 81.95% | 1.82 | 0 | 10.5 |  |  |  |  | R-410A | 2.0833 | Residential & Commercial | USHP | Ducted CEE Tier 1
212980909 | Central HP <5.4 tons | GRANDAIRE | HRCU-A-CB (Split System: Heat Pump with Remote Outdoor Unit-Air-Source) | WDLCURAH30ABK |  |  | WLA*364CA* | WFE*110C060C* | 30200 | 15.2 | 8.1 | 34400 | 26200 | 76.16% | 1.86 | 0 | 9 |  |  |  |  | R-410A | 2.5167 | Residential & Commercial | USHP
212982131 | Central HP <5.4 tons | GRANDAIRE | HRCU-A-CB (Split System: Heat Pump with Remote Outdoor Unit-Air-Source) | WDLCURAH30ABK |  |  | WLA*364CA* | WFEU040B036B* | 29800 | 15.2 | 8.5 | 33800 | 27800 | 82.25% | 1.76 | 0 | 9 |  |  |  |  | R-410A | 2.4833 | Residential & Commercial | USHP
211229930 | Central HP <5.4 tons | GRANDAIRE | HRCU-A-CB (Split System: Heat Pump with Remote Outdoor Unit-Air-Source) | WDLCURAH36ABK |  |  | WLN(C,W)484CA* | WFEL070C048B* | 35800 | 16.5 | 8.1 | 38500 | 34800 | 90.39% | 2 | 0 | 10 |  |  |  |  | R-410A | 2.9833 | Residential & Commercial | USHP | Ducted CEE Tier 1
211230914 | Central HP <5.4 tons | GRANDAIRE | HRCU-A-CB (Split System: Heat Pump with Remote Outdoor Unit-Air-Source) | WDLCURAH36ABK |  |  | WAXL364A* | 0 | 35800 | 16.5 | 8.1 | 38500 | 34600 | 89.87% | 1.94 | 0 | 10 |  |  |  |  | R-410A | 2.9833 | Residential & Commercial | USHP | Ducted CEE Tier 1
211261966 | Central HP <5.4 tons | GRANDAIRE | HRCU-A-CB (Split System: Heat Pump with Remote Outdoor Unit-Air-Source) | WDLCURAH18ABK |  |  | WLA*304BA* | WFSX026A030A* | 18200 | 15.5 | 8.5 | 18800 | 18400 | 97.87% | 2.22 | 0 | 10.5 |  |  |  |  | R-410A | 1.5167 | Residential & Commercial | USHP | Ducted CEE Tier 1
211259978 | Central HP <5.4 tons | GRANDAIRE | HRCU-A-CB (Split System: Heat Pump with Remote Outdoor Unit-Air-Source) | WDLCURAH18ABK |  |  | WLA*194BA* | WFAX040A030A* | 18400 | 15.5 | 8.5 | 18500 | 17600 | 95.14% | 2.12 | 0 | 10.5 |  |  |  |  | R-410A | 1.5333 | Residential & Commercial | USHP | Ducted CEE Tier 1
211259994 | Central HP <5.4 tons | GRANDAIRE | HRCU-A-CB (Split System: Heat Pump with Remote Outdoor Unit-Air-Source) | WDLCURAH18ABK |  |  | WLA*194BA* | WFAX040B036A* | 18300 | 15.5 | 8.5 | 18400 | 17600 | 95.65% | 2.12 | 0 | 10.5 |  |  |  |  | R-410A | 1.525 | Residential & Commercial | USHP | Ducted CEE Tier 1
211260027 | Central HP <5.4 tons | GRANDAIRE | HRCU-A-CB (Split System: Heat Pump with Remote Outdoor Unit-Air-Source) | WDLCURAH18ABK |  |  | WLA*194BA* | WFEU060B048A* | 19100 | 16.5 | 9 | 19000 | 17400 | 91.58% | 2.14 | 0 | 11 |  |  |  |  | R-410A | 1.5917 | Residential & Commercial | USHP | Ducted CEE Tier 1
213079824 | Central HP <5.4 tons | GRANDAIRE | HRCU-A-CB (Split System: Heat Pump with Remote Outdoor Unit-Air-Source) | WDLCURAH36ABK |  |  | WLN(C,W)484CA* | WFAX100C060B* | 36000 | 16.5 | 8.1 | 38500 | 34800 | 90.39% | 2 | 0 | 10.5 |  |  |  |  | R-410A | 3 | Residential & Commercial | USHP | Ducted CEE Tier 1
214228990 | Central HP <5.4 tons | GRANDAIRE | HRCU-A-CB (Split System: Heat Pump with Remote Outdoor Unit-Air-Source) | WDLCURAH18ABK |  |  | WLA*244BA* | WFEU060B048B* | 17600 | 16.5 | 8.5 | 18600 | 19100 | 102.7% | 2.3 | 0 | 10.5 |  |  |  |  | R-410A | 1.4667 | Residential & Commercial | USHP | Ducted CEE Tier 1
214229023 | Central HP <5.4 tons | GRANDAIRE | HRCU-A-CB (Split System: Heat Pump with Remote Outdoor Unit-Air-Source) | WDLCURAH18ABK |  |  | WLNC244BA* | WFEU060B048B* | 17600 | 16 | 8.5 | 18500 | 18900 | 102.2% | 2.28 | 0 | 11 |  |  |  |  | R-410A | 1.4667 | Residential & Commercial | USHP | Ducted CEE Tier 1
212972010 | Central HP <5.4 tons | GRANDAIRE | HRCU-A-CB (Split System: Heat Pump with Remote Outdoor Unit-Air-Source) | WDLCURAH24ABK |  |  | WLNC304BA* | WFET090B048A* | 23400 | 17 | 8.5 | 26200 | 24600 | 93.89% | 2.06 | 0 | 10 |  |  |  |  | R-410A | 1.95 | Residential & Commercial | USHP | Ducted CEE Tier 1
214229155 | Central HP <5.4 tons | GRANDAIRE | HRCU-A-CB (Split System: Heat Pump with Remote Outdoor Unit-Air-Source) | WDLCURAH24ABK |  |  | WLA*304BA* | WFEU060B048B* | 23600 | 17 | 8.5 | 25800 | 24200 | 93.8% | 2.02 | 0 | 10 |  |  |  |  | R-410A | 1.9667 | Residential & Commercial | USHP | Ducted CEE Tier 1
211260453 | Central HP <5.4 tons | GRANDAIRE | HRCU-A-CB (Split System: Heat Pump with Remote Outdoor Unit-Air-Source) | WDLCURAH18ABK |  |  | WLA*244BA* | WFSX040A030A* | 17700 | 15.5 | 8.5 | 18700 | 19000 | 101.6% | 2.28 | 0 | 10.5 |  |  |  |  | R-410A | 1.475 | Residential & Commercial | USHP | Ducted CEE Tier 1
211260572 | Central HP <5.4 tons | GRANDAIRE | HRCU-A-CB (Split System: Heat Pump with Remote Outdoor Unit-Air-Source) | WDLCURAH18ABK |  |  | WLA*244BA* | WFEL070B036B* | 18000 | 16 | 8.5 | 18800 | 18900 | 100.5% | 2.28 | 0 | 10.5 |  |  |  |  | R-410A | 1.5 | Residential & Commercial | USHP | Ducted CEE Tier 1
211260622 | Central HP <5.4 tons | GRANDAIRE | HRCU-A-CB (Split System: Heat Pump with Remote Outdoor Unit-Air-Source) | WDLCURAH18ABK |  |  | WLA*244BA* | WFAX040B036A* | 17800 | 15.5 | 8.5 | 18800 | 19000 | 101.1% | 2.28 | 0 | 10.5 |  |  |  |  | R-410A | 1.4833 | Residential & Commercial | USHP | Ducted CEE Tier 1
213076858 | Central HP <5.4 tons | GRANDAIRE | HRCU-A-CB (Split System: Heat Pump with Remote Outdoor Unit-Air-Source) | WDLCURAH36ABK |  |  | WLNC484DA* | WFET110C066A* | 36400 | 16.5 | 8.1 | 38500 | 28600 | 74.29% | 1.96 | 0 | 10.5 |  |  |  |  | R-410A | 3.0333 | Residential & Commercial | USHP | Ducted CEE Tier 1
213077343 | Central HP <5.4 tons | GRANDAIRE | HRCU-A-CB (Split System: Heat Pump with Remote Outdoor Unit-Air-Source) | WDLCURAH36ABK |  |  | WLA*364BA* | WFST080B048A* | 35200 | 15.2 | 8.1 | 39000 | 35200 | 90.26% | 1.82 | 0 | 9.5 |  |  |  |  | R-410A | 2.9333 | Residential & Commercial | USHP
213078044 | Central HP <5.4 tons | GRANDAIRE | HRCU-A-CB (Split System: Heat Pump with Remote Outdoor Unit-Air-Source) | WDLCURAH36ABK |  |  | WLA*364BA* | WFE*070B048C* | 35200 | 15.5 | 8.1 | 39000 | 35200 | 90.26% | 1.82 | 0 | 9.5 |  |  |  |  | R-410A | 2.9333 | Residential & Commercial | USHP
213078912 | Central HP <5.4 tons | GRANDAIRE | HRCU-A-CB (Split System: Heat Pump with Remote Outdoor Unit-Air-Source) | WDLCURAH36ABK |  |  | WLNC364CA* | WFEU100C060B* | 35000 | 15.5 | 8.1 | 38500 | 35400 | 91.95% | 1.76 | 0 | 10 |  |  |  |  | R-410A | 2.9167 | Residential & Commercial | USHP | Ducted CEE Tier 1
213080014 | Central HP <5.4 tons | GRANDAIRE | HRCU-A-CB (Split System: Heat Pump with Remote Outdoor Unit-Air-Source) | WDLCURAH36ABK |  |  | WLA*364CA* | WFSX080B048B* | 35200 | 15.5 | 8.1 | 39000 | 35000 | 89.74% | 2 | 0 | 9.5 |  |  |  |  | R-410A | 2.9333 | Residential & Commercial | USHP
213080134 | Central HP <5.4 tons | GRANDAIRE | HRCU-A-CB (Split System: Heat Pump with Remote Outdoor Unit-Air-Source) | WDLCURAH36ABK |  |  | WLN(C,W)484CA* | WFSX080B048B* | 35600 | 16 | 8.1 | 38500 | 28400 | 73.77% | 1.76 | 0 | 10 |  |  |  |  | R-410A | 2.9667 | Residential & Commercial | USHP | Ducted CEE Tier 1
213080715 | Central HP <5.4 tons | GRANDAIRE | HRCU-A-CB (Split System: Heat Pump with Remote Outdoor Unit-Air-Source) | WDLCURAH36ABK |  |  | WLA*434CA* | WFSU060B048B* | 36600 | 16 | 8.5 | 38500 | 34600 | 89.87% | 2 | 0 | 10 |  |  |  |  | R-410A | 3.05 | Residential & Commercial | USHP | Ducted CEE Tier 1
212975783 | Central HP <5.4 tons | GRANDAIRE | HRCU-A-CB (Split System: Heat Pump with Remote Outdoor Unit-Air-Source) | WDLCURAH18ABK |  |  | WLA*194BA* | WFST080B048A* | 17700 | 16.5 | 8.1 | 17700 | 19400 | 109.6% | 2.34 | 0 | 10.5 |  |  |  |  | R-410A | 1.475 | Residential & Commercial | USHP | Ducted CEE Tier 1
211245619 | Central HP <5.4 tons | GRANDAIRE | HRCU-A-CB (Split System: Heat Pump with Remote Outdoor Unit-Air-Source) | WDLCURAH24ABK |  |  | WLNC364CA* | WFER070C048A* | 24200 | 17 | 8.1 | 26200 | 22800 | 87.02% | 1.9 | 0 | 10.5 |  |  |  |  | R-410A | 2.0167 | Residential & Commercial | USHP | Ducted CEE Tier 1
211245594 | Central HP <5.4 tons | GRANDAIRE | HRCU-A-CB (Split System: Heat Pump with Remote Outdoor Unit-Air-Source) | WDLCURAH24ABK |  |  | WLNC364CA* | WFEL045B036B* | 24000 | 16.5 | 8.1 | 26200 | 23000 | 87.79% | 1.9 | 0 | 10.5 |  |  |  |  | R-410A | 2 | Residential & Commercial | USHP | Ducted CEE Tier 1
211245131 | Central HP <5.4 tons | GRANDAIRE | HRCU-A-CB (Split System: Heat Pump with Remote Outdoor Unit-Air-Source) | WDLCURAH24ABK |  |  | WLN(C,W)364BA* | WFER045B036A* | 24000 | 16.5 | 8.1 | 26200 | 23000 | 87.79% | 1.9 | 0 | 10.5 |  |  |  |  | R-410A | 2 | Residential & Commercial | USHP | Ducted CEE Tier 1
211244706 | Central HP <5.4 tons | GRANDAIRE | HRCU-A-CB (Split System: Heat Pump with Remote Outdoor Unit-Air-Source) | WDLCURAH24ABK |  |  | WLNC304BA* | WFEL070B036B* | 24400 | 16.5 | 8.1 | 26400 | 22600 | 85.61% | 1.88 | 0 | 10.5 |  |  |  |  | R-410A | 2.0333 | Residential & Commercial | USHP | Ducted CEE Tier 1
212384797 | Central HP <5.4 tons | GRANDAIRE | HRCU-A-CB (Split System: Heat Pump with Remote Outdoor Unit-Air-Source) | WDLCURAH36ABK |  |  | WLN(C,W)484CA* | WFAX080B048A* | 36200 | 16.5 | 8.1 | 39000 | 34800 | 89.23% | 2.02 | 0 | 10.5 |  |  |  |  | R-410A | 3.0167 | Residential & Commercial | USHP | Ducted CEE Tier 1
213078397 | Central HP <5.4 tons | GRANDAIRE | HRCU-A-CB (Split System: Heat Pump with Remote Outdoor Unit-Air-Source) | WDLCURAH36ABK |  |  | WLA*364CA* | WFE*090C048C* | 34800 | 16.5 | 8.1 | 38500 | 34800 | 90.39% | 2.06 | 0 | 9.5 |  |  |  |  | R-410A | 2.9 | Residential & Commercial | USHP
213078104 | Central HP <5.4 tons | GRANDAIRE | HRCU-A-CB (Split System: Heat Pump with Remote Outdoor Unit-Air-Source) | WDLCURAH36ABK |  |  | WLA*434CA* | WFE*070B048C* | 36600 | 16 | 8.5 | 38500 | 34600 | 89.87% | 2 | 0 | 10 |  |  |  |  | R-410A | 3.05 | Residential & Commercial | USHP | Ducted CEE Tier 1
213079092 | Central HP <5.4 tons | GRANDAIRE | HRCU-A-CB (Split System: Heat Pump with Remote Outdoor Unit-Air-Source) | WDLCURAH36ABK |  |  | WLA*364CA* | WFEU060B048B* | 35000 | 16.5 | 8.1 | 38500 | 35000 | 90.91% | 1.8 | 0 | 9.5 |  |  |  |  | R-410A | 2.9167 | Residential & Commercial | USHP
213080026 | Central HP <5.4 tons | GRANDAIRE | HRCU-A-CB (Split System: Heat Pump with Remote Outdoor Unit-Air-Source) | WDLCURAH36ABK |  |  | WLA*374BA* | WFSX080B048B* | 35800 | 15.5 | 8.1 | 38500 | 35000 | 90.91% | 2.06 | 0 | 10 |  |  |  |  | R-410A | 2.9833 | Residential & Commercial | USHP | Ducted CEE Tier 1
213080110 | Central HP <5.4 tons | GRANDAIRE | HRCU-A-CB (Split System: Heat Pump with Remote Outdoor Unit-Air-Source) | WDLCURAH36ABK |  |  | WLNC424BA* | WFSX080B048B* | 35600 | 15.5 | 8.1 | 38500 | 35200 | 91.43% | 1.88 | 0 | 10 |  |  |  |  | R-410A | 2.9667 | Residential & Commercial | USHP | Ducted CEE Tier 1
212980012 | Central HP <5.4 tons | GRANDAIRE | HRCU-A-CB (Split System: Heat Pump with Remote Outdoor Unit-Air-Source) | WDLCURAH18ABK |  |  | WLNC304BA* | WFE*090B042C* | 17700 | 16.5 | 8.1 | 18300 | 28400 | 155.2% | 1.94 | 0 | 11 |  |  |  |  | R-410A | 1.475 | Residential & Commercial | USHP | Ducted CEE Tier 1
212981891 | Central HP <5.4 tons | GRANDAIRE | HRCU-A-CB (Split System: Heat Pump with Remote Outdoor Unit-Air-Source) | WDLCURAH18ABK |  |  | WLNC304BA* | WFEU100C060B* | 17500 | 16 | 8.1 | 18200 | 28600 | 157.1% | 1.96 | 0 | 10.5 |  |  |  |  | R-410A | 1.4583 | Residential & Commercial | USHP | Ducted CEE Tier 1
212982395 | Central HP <5.4 tons | GRANDAIRE | HRCU-A-CB (Split System: Heat Pump with Remote Outdoor Unit-Air-Source) | WDLCURAH18ABK |  |  | WLA*244BA* | WFEU040B036B* | 17200 | 16 | 8.5 | 18300 | 19100 | 104.4% | 2.3 | 0 | 10 |  |  |  |  | R-410A | 1.4333 | Residential & Commercial | USHP | Ducted CEE Tier 1
211245751 | Central HP <5.4 tons | KEEPRITE | HRCU-A-CB (Split System: Heat Pump with Remote Outdoor Unit-Air-Source) | DLCURAH24ABK |  |  | EN(A,D)4X36L21** | *80ESU0601716A | 24800 | 16.5 | 8.5 | 26600 | 22200 | 83.46% | 1.84 | 0 | 10.5 |  |  |  |  | R-410A | 2.0667 | Residential & Commercial | USHP | Ducted CEE Tier 1
212981807 | Central HP <5.4 tons | GRANDAIRE | HRCU-A-CB (Split System: Heat Pump with Remote Outdoor Unit-Air-Source) | WDLCURAH24ABK |  |  | WLN(C,W)364BA* | WFEU100C060B* | 23800 | 16.5 | 8.5 | 26400 | 24800 | 93.94% | 2.08 | 0 | 10.5 |  |  |  |  | R-410A | 1.9833 | Residential & Commercial | USHP | Ducted CEE Tier 1
216678268 | Central HP <5.4 tons | GRANDAIRE | HRCU-A-CB (Split System: Heat Pump with Remote Outdoor Unit-Air-Source) | WD5CURAH24AAK |  |  | W5A*25M17XA* | WFJT060B048A* | 24400 | 15.5 | 8.5 | 23200 | 19100 | 82.33% | 1.94 | 0 | 10 |  |  |  |  | R-454B | 2.0333 | Residential & Commercial | USHP | Ducted CEE Tier 1
216677751 | Central HP <5.4 tons | GRANDAIRE | HRCU-A-CB (Split System: Heat Pump with Remote Outdoor Unit-Air-Source) | WD5CURAH24AAK |  |  | W5A*30M17XA* | WFSU060B048B* | 23600 | 15.2 | 8.5 | 24200 | 19400 | 80.17% | 1.9 | 0 | 9.8 |  |  |  |  | R-454B | 1.9667 | Residential & Commercial | USHP
206133371 | Central HP <5.4 tons | KEEPRITE | HRCU-A-CB (Split System: Heat Pump with Remote Outdoor Unit-Air-Source) | CVH825GKA2* |  |  | EA*4X36L17A*+WALLCON | *80CSU0601716A* | 23600 | 16.5 | 8.1 | 21400 | 16700 | 78.04% | 1.94 | 11 | 10.5 |  |  |  |  | R-410A | 1.9667 | Residential & Commercial | USHP | Ducted CEE Tier 1
206133803 | Central HP <5.4 tons | KEEPRITE | HRCU-A-CB (Split System: Heat Pump with Remote Outdoor Unit-Air-Source) | CVH825GKA2* |  |  | EA*4X37L17A*+WALLCON | *95CSU0601716A* | 24200 | 16.5 | 8.1 | 21400 | 16800 | 78.5% | 1.98 | 11 | 10.5 |  |  |  |  | R-410A | 2.0167 | Residential & Commercial | USHP | Ducted CEE Tier 1
206133301 | Central HP <5.4 tons | KEEPRITE | HRCU-A-CB (Split System: Heat Pump with Remote Outdoor Unit-Air-Source) | CVH825GKA2* |  |  | EA*4X24L17A*+WALLCON | *80CSU0401712A* | 23200 | 16.5 | 8.1 | 22000 | 16800 | 76.36% | 1.9 | 11 | 10.5 |  |  |  |  | R-410A | 1.9333 | Residential & Commercial | USHP | Ducted CEE Tier 1
205750636 | Central HP <5.4 tons | KEEPRITE | HRCU-A-CB (Split System: Heat Pump with Remote Outdoor Unit-Air-Source) | CVH825GKA2* |  |  | EA*4X37L21A*+WALLCON | *80CTL0451712A* | 24200 | 16.5 | 8.1 | 21200 | 16700 | 78.77% | 2 | 11 | 11 |  |  |  |  | R-410A | 2.0167 | Residential & Commercial | USHP | Ducted CEE Tier 1
216676962 | Central HP <5.4 tons | GRANDAIRE | HRCU-A-CB (Split System: Heat Pump with Remote Outdoor Unit-Air-Source) | WD5CURAH24AAK |  |  | W5A*24M17XA* | WFAX080B048B* | 23200 | 15.2 | 8.5 | 24600 | 19600 | 79.67% | 1.88 | 0 | 9.5 |  |  |  |  | R-454B | 1.9333 | Residential & Commercial | USHP
210596808 | Central HP <5.4 tons | KEEPRITE | HRCU-A-CB (Split System: Heat Pump with Remote Outdoor Unit-Air-Source) | CVH825GKA2* |  |  | EA*4X48L21A*+WALLCON | *80CSU0401712A* | 24200 | 17 | 8.1 | 21000 | 16500 | 78.57% | 2.02 | 0 | 11 |  |  |  |  | R-410A | 2.0167 | Residential & Commercial | USHP | Ducted CEE Tier 1
210597496 | Central HP <5.4 tons | KEEPRITE | HRCU-A-CB (Split System: Heat Pump with Remote Outdoor Unit-Air-Source) | CVH837GKA** |  |  | EHD4X36AAL+WALLCON | *95CSU0802120A* | 32200 | 16.5 | 8.1 | 33200 | 24600 | 74.1% | 1.94 | 0 | 11 |  |  |  |  | R-410A | 2.6833 | Residential & Commercial | USHP | Ducted CEE Tier 1
210596979 | Central HP <5.4 tons | KEEPRITE | HRCU-A-CB (Split System: Heat Pump with Remote Outdoor Unit-Air-Source) | CVH825GKA2* |  |  | EHD4X48AAL+WALLCON | *96CTN0801714A* | 24200 | 16 | 8.1 | 21400 | 16700 | 78.04% | 2 | 0 | 10.5 |  |  |  |  | R-410A | 2.0167 | Residential & Commercial | USHP | Ducted CEE Tier 1
210597027 | Central HP <5.4 tons | KEEPRITE | HRCU-A-CB (Split System: Heat Pump with Remote Outdoor Unit-Air-Source) | CVH825GKA2* |  |  | EN(A,D)4X48L24**+WALLCON | *97CMN1202422A* | 24200 | 16.5 | 8.1 | 21400 | 16600 | 77.57% | 2 | 0 | 11 |  |  |  |  | R-410A | 2.0167 | Residential & Commercial | USHP | Ducted CEE Tier 1
210597547 | Central HP <5.4 tons | KEEPRITE | HRCU-A-CB (Split System: Heat Pump with Remote Outdoor Unit-Air-Source) | CVH837GKA** |  |  | EHD4X60AAL+WALLCON | *97CMN0801714A* | 32800 | 16.5 | 8.1 | 32600 | 25200 | 77.3% | 1.98 | 0 | 11 |  |  |  |  | R-410A | 2.7333 | Residential & Commercial | USHP | Ducted CEE Tier 1
211243096 | Central HP <5.4 tons | GRANDAIRE | HRCU-A-CB (Split System: Heat Pump with Remote Outdoor Unit-Air-Source) | WDLCURAH24ABK |  |  | WLA*374BA* | WFAX080B048A* | 24800 | 17 | 8.5 | 25600 | 21400 | 83.59% | 1.8 | 0 | 10.5 |  |  |  |  | R-410A | 2.0667 | Residential & Commercial | USHP | Ducted CEE Tier 1
211243514 | Central HP <5.4 tons | GRANDAIRE | HRCU-A-CB (Split System: Heat Pump with Remote Outdoor Unit-Air-Source) | WDLCURAH24ABK |  |  | WLA*374CA* | WFEL070B036B* | 25000 | 16.5 | 8.5 | 25600 | 20800 | 81.25% | 1.76 | 0 | 10.5 |  |  |  |  | R-410A | 2.0833 | Residential & Commercial | USHP | Ducted CEE Tier 1
215449959 | Central HP <5.4 tons | Proair | HRCU-A-C (Split System: Heat Pump with Remote Outdoor Unit with No Indoor Fan --Air Source) | P30-30HFN1 |  |  | PAC-36B-HWND1 | 0 | 29000 | 15.2 | 8.5 | 31000 | 22600 | 72.9% | 1.8 | 0 | 10 |  |  |  |  | R-410A | 2.4167 | Residential & Commercial | USHP | Ducted CEE Tier 1
211243651 | Central HP <5.4 tons | GRANDAIRE | HRCU-A-CB (Split System: Heat Pump with Remote Outdoor Unit-Air-Source) | WDLCURAH24ABK |  |  | WLA*374CA* | WFEU080C060A* | 25000 | 17.5 | 8.5 | 25600 | 20800 | 81.25% | 1.76 | 0 | 10.5 |  |  |  |  | R-410A | 2.0833 | Residential & Commercial | USHP | Ducted CEE Tier 1
211245770 | Central HP <5.4 tons | KEEPRITE | HRCU-A-CB (Split System: Heat Pump with Remote Outdoor Unit-Air-Source) | DLCURAH24ABK |  |  | EN(A,D)4X36L21** | OLV098A12* | 23400 | 16.5 | 8.1 | 25800 | 24200 | 93.8% | 2 | 0 | 10 |  |  |  |  | R-410A | 1.95 | Residential & Commercial | USHP | Ducted CEE Tier 1
211245185 | Central HP <5.4 tons | KEEPRITE | HRCU-A-CB (Split System: Heat Pump with Remote Outdoor Unit-Air-Source) | DLCURAH24ABK |  |  | EN(A,D,W)4X36L17** | *92ESN0801716A* | 24200 | 17 | 8.1 | 26200 | 22800 | 87.02% | 1.88 | 0 | 10.5 |  |  |  |  | R-410A | 2.0167 | Residential & Commercial | USHP | Ducted CEE Tier 1
212970881 | Central HP <5.4 tons | GRANDAIRE | HRCU-A-CB (Split System: Heat Pump with Remote Outdoor Unit-Air-Source) | WDLCURAH18ABK |  |  | WLA*244BA* | WFET045A036A* | 17700 | 16.5 | 8.5 | 18600 | 17600 | 94.62% | 2.14 | 0 | 10.5 |  |  |  |  | R-410A | 1.475 | Residential & Commercial | USHP | Ducted CEE Tier 1
212970917 | Central HP <5.4 tons | GRANDAIRE | HRCU-A-CB (Split System: Heat Pump with Remote Outdoor Unit-Air-Source) | WDLCURAH18ABK |  |  | WLNC184AA* | WFET045A036A* | 17400 | 16 | 8.5 | 18600 | 19100 | 102.7% | 2.3 | 0 | 10.5 |  |  |  |  | R-410A | 1.45 | Residential & Commercial | USHP | Ducted CEE Tier 1
213077369 | Central HP <5.4 tons | GRANDAIRE | HRCU-A-CB (Split System: Heat Pump with Remote Outdoor Unit-Air-Source) | WDLCURAH36ABK |  |  | WLA*374BA* | WFST080B048A* | 36000 | 15.5 | 8.5 | 38500 | 35000 | 90.91% | 2.06 | 0 | 10 |  |  |  |  | R-410A | 3 | Residential & Commercial | USHP | Ducted CEE Tier 1
213077887 | Central HP <5.4 tons | GRANDAIRE | HRCU-A-CB (Split System: Heat Pump with Remote Outdoor Unit-Air-Source) | WDLCURAH36ABK |  |  | WLA*374BA* | WFE*070A036C* | 36000 | 15.5 | 8.5 | 38500 | 35400 | 91.95% | 1.78 | 0 | 10 |  |  |  |  | R-410A | 3 | Residential & Commercial | USHP | Ducted CEE Tier 1
213078775 | Central HP <5.4 tons | GRANDAIRE | HRCU-A-CB (Split System: Heat Pump with Remote Outdoor Unit-Air-Source) | WDLCURAH36ABK |  |  | WLA*424DA* | WFE*135D060C* | 35400 | 16.5 | 8.1 | 38500 | 34600 | 89.87% | 2.02 | 0 | 10 |  |  |  |  | R-410A | 2.95 | Residential & Commercial | USHP | Ducted CEE Tier 1
213078948 | Central HP <5.4 tons | GRANDAIRE | HRCU-A-CB (Split System: Heat Pump with Remote Outdoor Unit-Air-Source) | WDLCURAH36ABK |  |  | WLN(C,W)484CA* | WFEU100C060B* | 35800 | 16.5 | 8.5 | 38500 | 34800 | 90.39% | 2 | 0 | 10 |  |  |  |  | R-410A | 2.9833 | Residential & Commercial | USHP | Ducted CEE Tier 1
212976108 | Central HP <5.4 tons | GRANDAIRE | HRCU-A-CB (Split System: Heat Pump with Remote Outdoor Unit-Air-Source) | WDLCURAH24ABK |  |  | WLNC304BA* | WFST080B048A* | 23400 | 16.5 | 8.1 | 25800 | 24200 | 93.8% | 2 | 0 | 10 |  |  |  |  | R-410A | 1.95 | Residential & Commercial | USHP | Ducted CEE Tier 1
212978674 | Central HP <5.4 tons | GRANDAIRE | HRCU-A-CB (Split System: Heat Pump with Remote Outdoor Unit-Air-Source) | WDLCURAH24ABK |  |  | WLA*364CA* | WFE*070B036C* | 23600 | 17.5 | 8.5 | 26000 | 22000 | 84.62% | 1.84 | 0 | 10 |  |  |  |  | R-410A | 1.9667 | Residential & Commercial | USHP | Ducted CEE Tier 1
216676548 | Central HP <5.4 tons | GRANDAIRE | HRCU-A-CB (Split System: Heat Pump with Remote Outdoor Unit-Air-Source) | WD5CURAH24AAK |  |  | W5A*30M17XA* | WFET045A036A* | 23400 | 15.2 | 8.5 | 24000 | 19400 | 80.83% | 1.9 | 0 | 9.8 |  |  |  |  | R-454B | 1.95 | Residential & Commercial | USHP
206767174 | Central HP <5.4 tons | KEEPRITE | HRCU-A-CB (Split System: Heat Pump with Remote Outdoor Unit-Air-Source) | CVH825GKA3* |  |  | EA*4X36L21A*+WALLCON | *80CSU1002120A* | 23600 | 16.5 | 8.1 | 21400 | 16700 | 78.04% | 1.92 | 11.5 | 10.5 |  |  |  |  | R-410A | 1.9667 | Residential & Commercial | USHP | Ducted CEE Tier 1
206766038 | Central HP <5.4 tons | KEEPRITE | HRCU-A-CB (Split System: Heat Pump with Remote Outdoor Unit-Air-Source) | CVH825GKA3* |  |  | EA*4X37L21A*+WALLCON | *80CTL0901716A* | 24600 | 17.5 | 8.5 | 21000 | 16500 | 78.57% | 2.04 | 12 | 11.7 |  |  |  |  | R-410A | 2.05 | Residential & Commercial | USHP | Ducted CEE Tier 1
206765687 | Central HP <5.4 tons | KEEPRITE | HRCU-A-CB (Split System: Heat Pump with Remote Outdoor Unit-Air-Source) | CVH825GKA3* |  |  | EA*4X36L17A*+WALLCON | *97CMN0601714A* | 23400 | 16 | 8.1 | 21600 | 16800 | 77.78% | 1.92 | 11 | 10.5 |  |  |  |  | R-410A | 1.95 | Residential & Commercial | USHP | Ducted CEE Tier 1
215940881 | Central HP <5.4 tons | KEEPRITE | HRCU-A-CB (Split System: Heat Pump with Remote Outdoor Unit-Air-Source) | C5H3V36*K*AAA* |  |  | EVD5X60M24A*+WALLCON | *96CTN0802120B* | 35400 | 21.5 | 8.5 | 38000 | 28600 | 75.26% | 2.04 | 0 | 12 |  |  |  |  | R-454B | 2.95 | Residential & Commercial | USHP | Ducted CEE Tier 1
215940931 | Central HP <5.4 tons | KEEPRITE | HRCU-A-CB (Split System: Heat Pump with Remote Outdoor Unit-Air-Source) | C5H3V36*K*AAA* |  |  | EVD5X61M24A*+WALLCON | *97CTN1202422A* | 36000 | 22 | 8.5 | 37600 | 28400 | 75.53% | 2.04 | 0 | 12.5 |  |  |  |  | R-454B | 3 | Residential & Commercial | USHP | Ducted CEE Tier 1
212984204 | Central HP <5.4 tons | GRANDAIRE | HRCU-A-CB (Split System: Heat Pump with Remote Outdoor Unit-Air-Source) | WDLCURAH18ABK |  |  | WLA*304BA* | WFAX060B042B* | 17700 | 16.5 | 8.5 | 18300 | 19200 | 104.9% | 2.3 | 0 | 10.5 |  |  |  |  | R-410A | 1.475 | Residential & Commercial | USHP | Ducted CEE Tier 1
212971918 | Central HP <5.4 tons | GRANDAIRE | HRCU-A-CB (Split System: Heat Pump with Remote Outdoor Unit-Air-Source) | WDLCURAH18ABK |  |  | WLA*254BA* | WFET090B048A* | 18000 | 16.5 | 8.5 | 17900 | 18700 | 104.5% | 2.24 | 0 | 11 |  |  |  |  | R-410A | 1.5 | Residential & Commercial | USHP | Ducted CEE Tier 1
212972002 | Central HP <5.4 tons | GRANDAIRE | HRCU-A-CB (Split System: Heat Pump with Remote Outdoor Unit-Air-Source) | WDLCURAH24ABK |  |  | WLA*374CA* | WFET090B048A* | 24000 | 17.5 | 8.5 | 25200 | 25000 | 99.21% | 2.06 | 0 | 10 |  |  |  |  | R-410A | 2 | Residential & Commercial | USHP | Ducted CEE Tier 1
210597577 | Central HP <5.4 tons | KEEPRITE | HRCU-A-CB (Split System: Heat Pump with Remote Outdoor Unit-Air-Source) | CVH837GKA** |  |  | EN(A,D)4X48L24**+WALLCON | *80CSU1002120A* | 32400 | 17 | 8.1 | 33000 | 24800 | 75.15% | 1.94 | 0 | 11.5 |  |  |  |  | R-410A | 2.7 | Residential & Commercial | USHP | Ducted CEE Tier 1
211265006 | Central HP <5.4 tons | GRANDAIRE | HRCU-A-CB (Split System: Heat Pump with Remote Outdoor Unit-Air-Source) | WDLCURAH18ABK |  |  | FM(C,U)4Z24**AL* | 0 | 17800 | 17 | 9 | 18700 | 19800 | 105.9% | 2.4 | 0 | 11 |  |  |  |  | R-410A | 1.4833 | Residential & Commercial | USHP | Ducted CEE Tier 1
211245105 | Central HP <5.4 tons | KEEPRITE | HRCU-A-CB (Split System: Heat Pump with Remote Outdoor Unit-Air-Source) | DLCURAH24ABK |  |  | EN(A,D,W)4X36L17** | *96VTN0601714A* | 24000 | 16.5 | 8.1 | 26200 | 23200 | 88.55% | 1.92 | 0 | 10 |  |  |  |  | R-410A | 2 | Residential & Commercial | USHP | Ducted CEE Tier 1
213079152 | Central HP <5.4 tons | GRANDAIRE | HRCU-A-CB (Split System: Heat Pump with Remote Outdoor Unit-Air-Source) | WDLCURAH36ABK |  |  | WLA*484CA* | WFEU060B048B* | 35600 | 16.5 | 8.5 | 37800 | 34600 | 91.53% | 2.06 | 0 | 10 |  |  |  |  | R-410A | 2.9667 | Residential & Commercial | USHP | Ducted CEE Tier 1
213079332 | Central HP <5.4 tons | GRANDAIRE | HRCU-A-CB (Split System: Heat Pump with Remote Outdoor Unit-Air-Source) | WDLCURAH36ABK |  |  | WLNC484DA* | WFEU080C060B* | 35800 | 17 | 8.1 | 38000 | 34800 | 91.58% | 2.04 | 0 | 10.5 |  |  |  |  | R-410A | 2.9833 | Residential & Commercial | USHP | Ducted CEE Tier 1
213079836 | Central HP <5.4 tons | GRANDAIRE | HRCU-A-CB (Split System: Heat Pump with Remote Outdoor Unit-Air-Source) | WDLCURAH36ABK |  |  | WLNC484DA* | WFAX100C060B* | 36000 | 16.5 | 8.1 | 38500 | 28000 | 72.73% | 1.78 | 0 | 10.5 |  |  |  |  | R-410A | 3 | Residential & Commercial | USHP | Ducted CEE Tier 1
211229521 | Central HP <5.4 tons | GRANDAIRE | HRCU-A-CB (Split System: Heat Pump with Remote Outdoor Unit-Air-Source) | WDLCURAH36ABK |  |  | WLA*484DA* | WFSX120D066A* | 37200 | 15.5 | 8.5 | 38500 | 35000 | 90.91% | 2.12 | 0 | 10 |  |  |  |  | R-410A | 3.1 | Residential & Commercial | USHP | Ducted CEE Tier 1
211245944 | Central HP <5.4 tons | KEEPRITE | HRCU-A-CB (Split System: Heat Pump with Remote Outdoor Unit-Air-Source) | DLCURAH24ABK |  |  | FM(C,U)4Z24**AL* | 0 | 23800 | 17.5 | 9 | 27200 | 25800 | 94.85% | 2.18 | 0 | 10 |  |  |  |  | R-410A | 1.9833 | Residential & Commercial | USHP | Ducted CEE Tier 1
211259830 | Central HP <5.4 tons | GRANDAIRE | HRCU-A-CB (Split System: Heat Pump with Remote Outdoor Unit-Air-Source) | WDLCURAH18ABK |  |  | WLA*194BA* | WFSX060A036A* | 18400 | 16.5 | 8.5 | 18300 | 17600 | 96.17% | 2.14 | 0 | 11 |  |  |  |  | R-410A | 1.5333 | Residential & Commercial | USHP | Ducted CEE Tier 1
211260573 | Central HP <5.4 tons | GRANDAIRE | HRCU-A-CB (Split System: Heat Pump with Remote Outdoor Unit-Air-Source) | WDLCURAH18ABK |  |  | WLA*244BA* | WFER070B036A* | 18000 | 16 | 8.5 | 18800 | 18900 | 100.5% | 2.28 | 0 | 10.5 |  |  |  |  | R-410A | 1.5 | Residential & Commercial | USHP | Ducted CEE Tier 1
211262013 | Central HP <5.4 tons | GRANDAIRE | HRCU-A-CB (Split System: Heat Pump with Remote Outdoor Unit-Air-Source) | WDLCURAH18ABK |  |  | WLA*304BA* | WFEL045A036B* | 18200 | 16.5 | 8.5 | 18700 | 18400 | 98.4% | 2.22 | 0 | 11 |  |  |  |  | R-410A | 1.5167 | Residential & Commercial | USHP | Ducted CEE Tier 1
211244189 | Central HP <5.4 tons | GRANDAIRE | HRCU-A-CB (Split System: Heat Pump with Remote Outdoor Unit-Air-Source) | WDLCURAH24ABK |  |  | WLNC244BA* | WFSX060B042A* | 24200 | 15.5 | 8.5 | 27200 | 22800 | 83.82% | 1.86 | 0 | 10 |  |  |  |  | R-410A | 2.0167 | Residential & Commercial | USHP | Ducted CEE Tier 1
211244630 | Central HP <5.4 tons | GRANDAIRE | HRCU-A-CB (Split System: Heat Pump with Remote Outdoor Unit-Air-Source) | WDLCURAH24ABK |  |  | WLNC304BA* | WFSX060A036A* | 24400 | 15.5 | 8.1 | 26600 | 22600 | 84.96% | 1.86 | 0 | 10 |  |  |  |  | R-410A | 2.0333 | Residential & Commercial | USHP | Ducted CEE Tier 1
211226825 | Central HP <5.4 tons | GRANDAIRE | HRCU-A-CB (Split System: Heat Pump with Remote Outdoor Unit-Air-Source) | WDLCURAH36ABK |  |  | WLA*374CA* | WFER090B042A* | 36800 | 16 | 8.5 | 38500 | 34800 | 90.39% | 2.1 | 0 | 10 |  |  |  |  | R-410A | 3.0667 | Residential & Commercial | USHP | Ducted CEE Tier 1
211226941 | Central HP <5.4 tons | GRANDAIRE | HRCU-A-CB (Split System: Heat Pump with Remote Outdoor Unit-Air-Source) | WDLCURAH36ABK |  |  | WLA*374CA* | WFEU100C060A* | 36200 | 16 | 8.5 | 38500 | 34800 | 90.39% | 2.08 | 0 | 10 |  |  |  |  | R-410A | 3.0167 | Residential & Commercial | USHP | Ducted CEE Tier 1
211227457 | Central HP <5.4 tons | GRANDAIRE | HRCU-A-CB (Split System: Heat Pump with Remote Outdoor Unit-Air-Source) | WDLCURAH36ABK |  |  | WLA*424CA* | WFEU100C060A* | 35400 | 16 | 8.1 | 38500 | 35000 | 90.91% | 1.88 | 0 | 10 |  |  |  |  | R-410A | 2.95 | Residential & Commercial | USHP | Ducted CEE Tier 1
211227518 | Central HP <5.4 tons | GRANDAIRE | HRCU-A-CB (Split System: Heat Pump with Remote Outdoor Unit-Air-Source) | WDLCURAH36ABK |  |  | WLA*424CA* | WFAX060B042A* | 35400 | 16 | 8.1 | 38500 | 35000 | 90.91% | 1.88 | 0 | 10 |  |  |  |  | R-410A | 2.95 | Residential & Commercial | USHP | Ducted CEE Tier 1
211245243 | Central HP <5.4 tons | GRANDAIRE | HRCU-A-CB (Split System: Heat Pump with Remote Outdoor Unit-Air-Source) | WDLCURAH24ABK |  |  | WLN(C,W)364BA* | WFEL070A036B* | 24200 | 16.5 | 8.1 | 26400 | 22800 | 86.36% | 1.88 | 0 | 10.5 |  |  |  |  | R-410A | 2.0167 | Residential & Commercial | USHP | Ducted CEE Tier 1
211245925 | Central HP <5.4 tons | GRANDAIRE | HRCU-A-CB (Split System: Heat Pump with Remote Outdoor Unit-Air-Source) | WDLCURAH24ABK |  |  | FM(C,U)4X30**AL* | 0 | 25000 | 15.2 | 8.5 | 27800 | 21800 | 78.42% | 1.8 | 0 | 10 |  |  |  |  | R-410A | 2.0833 | Residential & Commercial | USHP | Ducted CEE Tier 1
213077839 | Central HP <5.4 tons | GRANDAIRE | HRCU-A-CB (Split System: Heat Pump with Remote Outdoor Unit-Air-Source) | WDLCURAH36ABK |  |  | WLA*374BA* | WFE*045A036C* | 36000 | 15.2 | 8.5 | 38500 | 35400 | 91.95% | 1.78 | 0 | 10 |  |  |  |  | R-410A | 3 | Residential & Commercial | USHP | Ducted CEE Tier 1
213077955 | Central HP <5.4 tons | GRANDAIRE | HRCU-A-CB (Split System: Heat Pump with Remote Outdoor Unit-Air-Source) | WDLCURAH36ABK |  |  | WLA*374CA* | WFE*070B036C* | 36200 | 16 | 8.5 | 38000 | 35000 | 92.11% | 1.88 | 0 | 10 |  |  |  |  | R-410A | 3.0167 | Residential & Commercial | USHP | Ducted CEE Tier 1
214053822 | Central HP <5.4 tons | BOSCH | HRCU-A-C (Split System: Heat Pump with Remote Outdoor Unit with No Indoor Fan --Air Source) | BOVC-36HDN1-M20G |  |  | BMAC4248DNTF | 0 | 32600 | 15.2 | 9 | 34200 | 24000 | 70.18% | 1.88 | 0 | 11.5 |  |  |  |  | R-410A | 2.7167 | Residential & Commercial | USHP | Ducted CEE Tier 1
216675922 | Central HP <5.4 tons | GRANDAIRE | HRCU-A-CB (Split System: Heat Pump with Remote Outdoor Unit-Air-Source) | WD5CURAH24AAK |  |  | W5A*36M17XA* | WFE*070B048C* | 23800 | 15.5 | 8.5 | 24000 | 19400 | 80.83% | 1.92 | 0 | 9.8 |  |  |  |  | R-454B | 1.9833 | Residential & Commercial | USHP
211226833 | Central HP <5.4 tons | KEEPRITE | HRCU-A-CB (Split System: Heat Pump with Remote Outdoor Unit-Air-Source) | DLCURAH36ABK |  |  | EA*4X37L21A* | *80ES(N,L)0902116A* | 36600 | 16 | 8.5 | 38500 | 34800 | 90.39% | 2.1 | 0 | 10 |  |  |  |  | R-410A | 3.05 | Residential & Commercial | USHP | Ducted CEE Tier 1
210470393 | Central HP <5.4 tons | KEEPRITE | HRCU-A-CB (Split System: Heat Pump with Remote Outdoor Unit-Air-Source) | CVH837GKA2* |  |  | EA*4X61L21A*+WALLCON | *95CSU1002122A* | 33200 | 18 | 8.5 | 32000 | 24800 | 77.5% | 2 | 0 | 11.5 |  |  |  |  | R-410A | 2.7667 | Residential & Commercial | USHP | Ducted CEE Tier 1
211260135 | Central HP <5.4 tons | GRANDAIRE | HRCU-A-CB (Split System: Heat Pump with Remote Outdoor Unit-Air-Source) | WDLCURAH18ABK |  |  | WLA*244AA* | WFSX040A030A* | 17700 | 15.5 | 8.5 | 18700 | 19000 | 101.6% | 2.28 | 0 | 10.5 |  |  |  |  | R-410A | 1.475 | Residential & Commercial | USHP | Ducted CEE Tier 1
215676791 | Central HP <5.4 tons | KENMORE | HRCU-A-CB (Split System: Heat Pump with Remote Outdoor Unit-Air-Source) | (C,H,T)5H0V48*K*AAA* |  |  | EVD5X61M21A*+WALLCON | *95CSU1002122B* | 48500 | 19 | 9 | 50000 | 36600 | 73.2% | 2.12 | 0 | 10.5 |  |  |  |  | R-454B | 4.0417 | Residential & Commercial | USHP | Ducted CEE Tier 1
214053807 | Central HP <5.4 tons | BOSCH | HRCU-A-CB (Split System: Heat Pump with Remote Outdoor Unit-Air-Source) | BOVC-36HDN1-M20G |  |  | BMAC2430ANTD | BGH96M080B3B | 23800 | 18 | 9 | 24000 | 17200 | 71.67% | 1.85 | 0 | 12 |  |  |  |  | R-410A | 1.9833 | Residential & Commercial | USHP | Ducted CEE Tier 1
210597102 | Central HP <5.4 tons | KEEPRITE | HRCU-A-CB (Split System: Heat Pump with Remote Outdoor Unit-Air-Source) | CVH825GKA2* |  |  | EN(A,D,W)4X48L21**+WALLCON | *95CSU1002122A* | 24200 | 17 | 8.1 | 21200 | 16600 | 78.3% | 2.02 | 0 | 11.5 |  |  |  |  | R-410A | 2.0167 | Residential & Commercial | USHP | Ducted CEE Tier 1
210597135 | Central HP <5.4 tons | KEEPRITE | HRCU-A-CB (Split System: Heat Pump with Remote Outdoor Unit-Air-Source) | CVH825GKA2* |  |  | END4X42L17**+WALLCON | *80CTL0701412A* | 24000 | 17 | 8.1 | 21400 | 16600 | 77.57% | 2 | 0 | 11 |  |  |  |  | R-410A | 2 | Residential & Commercial | USHP | Ducted CEE Tier 1
211262043 | Central HP <5.4 tons | GRANDAIRE | HRCU-A-CB (Split System: Heat Pump with Remote Outdoor Unit-Air-Source) | WDLCURAH18ABK |  |  | WLA*304BA* | WFER045B036A* | 18000 | 16 | 8.5 | 18500 | 18500 | 100% | 2.22 | 0 | 10.5 |  |  |  |  | R-410A | 1.5 | Residential & Commercial | USHP | Ducted CEE Tier 1
212972018 | Central HP <5.4 tons | GRANDAIRE | HRCU-A-CB (Split System: Heat Pump with Remote Outdoor Unit-Air-Source) | WDLCURAH24ABK |  |  | WLNC364CA* | WFET090B048A* | 23400 | 17 | 8.5 | 26200 | 28400 | 108.4% | 1.76 | 0 | 10 |  |  |  |  | R-410A | 1.95 | Residential & Commercial | USHP | Ducted CEE Tier 1
212383338 | Central HP <5.4 tons | GRANDAIRE | HRCU-A-CB (Split System: Heat Pump with Remote Outdoor Unit-Air-Source) | WDLCURAH36ABK |  |  | WLA*364CA* | WFAX080B048A* | 35200 | 16 | 8.1 | 39000 | 35200 | 90.26% | 1.82 | 0 | 9.5 |  |  |  |  | R-410A | 2.9333 | Residential & Commercial | USHP
213076005 | Central HP <5.4 tons | GRANDAIRE | HRCU-A-CB (Split System: Heat Pump with Remote Outdoor Unit-Air-Source) | WDLCURAH36ABK |  |  | WLNC484DA* | WFSU100C060B* | 36200 | 16.5 | 8.1 | 38500 | 28000 | 72.73% | 1.76 | 0 | 10.5 |  |  |  |  | R-410A | 3.0167 | Residential & Commercial | USHP | Ducted CEE Tier 1
211263265 | Central HP <5.4 tons | GRANDAIRE | HRCU-A-CB (Split System: Heat Pump with Remote Outdoor Unit-Air-Source) | WDLCURAH18ABK |  |  | WLNC244BA* | WFSX026A030A* | 18000 | 15.5 | 8.5 | 19000 | 18700 | 98.42% | 2.24 | 0 | 10.5 |  |  |  |  | R-410A | 1.5 | Residential & Commercial | USHP | Ducted CEE Tier 1
211264101 | Central HP <5.4 tons | GRANDAIRE | HRCU-A-CB (Split System: Heat Pump with Remote Outdoor Unit-Air-Source) | WDLCURAH18ABK |  |  | WLNC304BA* | WFEU040B036A* | 18600 | 16.5 | 8.5 | 19000 | 18200 | 95.79% | 2.2 | 0 | 11 |  |  |  |  | R-410A | 1.55 | Residential & Commercial | USHP | Ducted CEE Tier 1
211264485 | Central HP <5.4 tons | GRANDAIRE | HRCU-A-CB (Split System: Heat Pump with Remote Outdoor Unit-Air-Source) | WDLCURAH18ABK |  |  | WLNC304BA* | WFEL045A036B* | 18200 | 16.5 | 8.5 | 18700 | 18300 | 97.86% | 2.22 | 0 | 11 |  |  |  |  | R-410A | 1.5167 | Residential & Commercial | USHP | Ducted CEE Tier 1
211264776 | Central HP <5.4 tons | GRANDAIRE | HRCU-A-CB (Split System: Heat Pump with Remote Outdoor Unit-Air-Source) | WDLCURAH18ABK |  |  | WAPL184A* | 0 | 17400 | 16 | 8.5 | 18300 | 19400 | 106% | 2.34 | 0 | 10.5 |  |  |  |  | R-410A | 1.45 | Residential & Commercial | USHP | Ducted CEE Tier 1
214053840 | Central HP <5.4 tons | BOSCH | HRCU-A-C (Split System: Heat Pump with Remote Outdoor Unit with No Indoor Fan --Air Source) | BOVD-36HDN1-M20G |  |  | BMAC4248CNTF | 0 | 32400 | 15.2 | 9 | 34200 | 24000 | 70.18% | 1.86 | 0 | 11.5 |  |  |  |  | R-410A | 2.7 | Residential & Commercial | USHP | Ducted CEE Tier 1
216676408 | Central HP <5.4 tons | GRANDAIRE | HRCU-A-CB (Split System: Heat Pump with Remote Outdoor Unit-Air-Source) | WD5CURAH24AAK |  |  | W5A*24M17XA* | WFEU040B036B* | 23400 | 15.2 | 9 | 24600 | 19600 | 79.67% | 2 | 0 | 9.8 |  |  |  |  | R-454B | 1.95 | Residential & Commercial | USHP
210597505 | Central HP <5.4 tons | KEEPRITE | HRCU-A-CB (Split System: Heat Pump with Remote Outdoor Unit-Air-Source) | CVH837GKA** |  |  | EHD4X60AAL+WALLCON | *80CSU1002120A* | 32800 | 16.5 | 8.1 | 32200 | 24800 | 77.02% | 1.98 | 0 | 11 |  |  |  |  | R-410A | 2.7333 | Residential & Commercial | USHP | Ducted CEE Tier 1
210596770 | Central HP <5.4 tons | KEEPRITE | HRCU-A-CB (Split System: Heat Pump with Remote Outdoor Unit-Air-Source) | CVH825GKA2* |  |  | EA*4X43L21A*+WALLCON | *80CTL0701716A* | 24400 | 17 | 8.5 | 21200 | 16600 | 78.3% | 2.02 | 0 | 11 |  |  |  |  | R-410A | 2.0333 | Residential & Commercial | USHP | Ducted CEE Tier 1
210596901 | Central HP <5.4 tons | KEEPRITE | HRCU-A-CB (Split System: Heat Pump with Remote Outdoor Unit-Air-Source) | CVH825GKA2* |  |  | EHD4X42AAL+WALLCON | *80CTL0901716A* | 24200 | 16.5 | 8.1 | 21200 | 16500 | 77.83% | 2.02 | 0 | 11 |  |  |  |  | R-410A | 2.0167 | Residential & Commercial | USHP | Ducted CEE Tier 1
210597538 | Central HP <5.4 tons | KEEPRITE | HRCU-A-CB (Split System: Heat Pump with Remote Outdoor Unit-Air-Source) | CVH837GKA** |  |  | EHD4X60AAL+WALLCON | *96CTN1002122A* | 33000 | 17 | 8.1 | 32200 | 24800 | 77.02% | 2.02 | 0 | 11.5 |  |  |  |  | R-410A | 2.75 | Residential & Commercial | USHP | Ducted CEE Tier 1
210597604 | Central HP <5.4 tons | KEEPRITE | HRCU-A-CB (Split System: Heat Pump with Remote Outdoor Unit-Air-Source) | CVH837GKA** |  |  | EN(A,D,W)4X60L24**+WALLCON | *80CSU1002120A* | 32800 | 17.5 | 8.1 | 32200 | 24600 | 76.4% | 1.96 | 0 | 11.7 |  |  |  |  | R-410A | 2.7333 | Residential & Commercial | USHP | Ducted CEE Tier 1
211262628 | Central HP <5.4 tons | GRANDAIRE | HRCU-A-CB (Split System: Heat Pump with Remote Outdoor Unit-Air-Source) | WDLCURAH18ABK |  |  | WLNC244AA* | WFSX060A036A* | 17800 | 16 | 8.5 | 18700 | 18800 | 100.5% | 2.26 | 0 | 11 |  |  |  |  | R-410A | 1.4833 | Residential & Commercial | USHP | Ducted CEE Tier 1
213075945 | Central HP <5.4 tons | GRANDAIRE | HRCU-A-CB (Split System: Heat Pump with Remote Outdoor Unit-Air-Source) | WDLCURAH36ABK |  |  | WLA*484CA* | WFSU100C060B* | 36000 | 16 | 8.5 | 38000 | 34800 | 91.58% | 2.04 | 0 | 10 |  |  |  |  | R-410A | 3 | Residential & Commercial | USHP | Ducted CEE Tier 1
213076599 | Central HP <5.4 tons | GRANDAIRE | HRCU-A-CB (Split System: Heat Pump with Remote Outdoor Unit-Air-Source) | WDLCURAH36ABK |  |  | WLA*374CA* | WFET090B048A* | 36200 | 16 | 8.5 | 38000 | 35000 | 92.11% | 1.86 | 0 | 10 |  |  |  |  | R-410A | 3.0167 | Residential & Commercial | USHP | Ducted CEE Tier 1
213078068 | Central HP <5.4 tons | GRANDAIRE | HRCU-A-CB (Split System: Heat Pump with Remote Outdoor Unit-Air-Source) | WDLCURAH36ABK |  |  | WLA*374BA* | WFE*070B048C* | 36000 | 15.5 | 8.5 | 38500 | 35000 | 90.91% | 2.06 | 0 | 10 |  |  |  |  | R-410A | 3 | Residential & Commercial | USHP | Ducted CEE Tier 1
213078638 | Central HP <5.4 tons | GRANDAIRE | HRCU-A-CB (Split System: Heat Pump with Remote Outdoor Unit-Air-Source) | WDLCURAH36ABK |  |  | WLA*424CA* | WFE*110C060C* | 35800 | 16.5 | 8.1 | 38500 | 35000 | 90.91% | 1.9 | 0 | 10 |  |  |  |  | R-410A | 2.9833 | Residential & Commercial | USHP | Ducted CEE Tier 1
213078419 | Central HP <5.4 tons | GRANDAIRE | HRCU-A-CB (Split System: Heat Pump with Remote Outdoor Unit-Air-Source) | WDLCURAH36ABK |  |  | WLA*424CA* | WFE*090C048C* | 35200 | 16.5 | 8.1 | 38500 | 35000 | 90.91% | 1.88 | 0 | 10 |  |  |  |  | R-410A | 2.9333 | Residential & Commercial | USHP | Ducted CEE Tier 1
213078888 | Central HP <5.4 tons | GRANDAIRE | HRCU-A-CB (Split System: Heat Pump with Remote Outdoor Unit-Air-Source) | WDLCURAH36ABK |  |  | WLA*434CA* | WFEU100C060B* | 36400 | 16 | 8.5 | 38000 | 34800 | 91.58% | 2.1 | 0 | 10 |  |  |  |  | R-410A | 3.0333 | Residential & Commercial | USHP | Ducted CEE Tier 1
212984624 | Central HP <5.4 tons | GRANDAIRE | HRCU-A-CB (Split System: Heat Pump with Remote Outdoor Unit-Air-Source) | WDLCURAH24ABK |  |  | WLA*364CA* | WFAX080B048B* | 23800 | 17.5 | 8.5 | 26200 | 21800 | 83.21% | 1.82 | 0 | 10 |  |  |  |  | R-410A | 1.9833 | Residential & Commercial | USHP | Ducted CEE Tier 1
212984576 | Central HP <5.4 tons | GRANDAIRE | HRCU-A-CB (Split System: Heat Pump with Remote Outdoor Unit-Air-Source) | WDLCURAH24ABK |  |  | WLA*244BA* | WFAX080B048B* | 23200 | 17 | 9 | 26800 | 21800 | 81.34% | 1.84 | 0 | 10 |  |  |  |  | R-410A | 1.9333 | Residential & Commercial | USHP | Ducted CEE Tier 1
212982443 | Central HP <5.4 tons | GRANDAIRE | HRCU-A-CB (Split System: Heat Pump with Remote Outdoor Unit-Air-Source) | WDLCURAH18ABK |  |  | WLNC304BA* | WFEU040B036B* | 17500 | 16 | 8.1 | 18200 | 18500 | 101.6% | 2.22 | 0 | 10.5 |  |  |  |  | R-410A | 1.4583 | Residential & Commercial | USHP | Ducted CEE Tier 1
212984708 | Central HP <5.4 tons | GRANDAIRE | HRCU-A-CB (Split System: Heat Pump with Remote Outdoor Unit-Air-Source) | WDLCURAH18ABK |  |  | WLA*194BA* | WFAX080B048B* | 18300 | 16.5 | 8.5 | 18200 | 19300 | 106% | 2.32 | 0 | 11 |  |  |  |  | R-410A | 1.525 | Residential & Commercial | USHP | Ducted CEE Tier 1
211227977 | Central HP <5.4 tons | GRANDAIRE | HRCU-A-CB (Split System: Heat Pump with Remote Outdoor Unit-Air-Source) | WDLCURAH36ABK |  |  | WLA*424DA* | WFAX100C060A* | 35200 | 16.5 | 8.1 | 38500 | 35000 | 90.91% | 1.88 | 0 | 10 |  |  |  |  | R-410A | 2.9333 | Residential & Commercial | USHP | Ducted CEE Tier 1
211229045 | Central HP <5.4 tons | GRANDAIRE | HRCU-A-CB (Split System: Heat Pump with Remote Outdoor Unit-Air-Source) | WDLCURAH36ABK |  |  | WLA*484CA* | WFSX080C060A* | 36600 | 15.5 | 8.5 | 38500 | 34800 | 90.39% | 2.08 | 0 | 10 |  |  |  |  | R-410A | 3.05 | Residential & Commercial | USHP | Ducted CEE Tier 1
211228245 | Central HP <5.4 tons | GRANDAIRE | HRCU-A-CB (Split System: Heat Pump with Remote Outdoor Unit-Air-Source) | WDLCURAH36ABK |  |  | WLA*434CA* | WFEL070C048B* | 37200 | 15.5 | 8.5 | 38500 | 35000 | 90.91% | 2.12 | 0 | 10 |  |  |  |  | R-410A | 3.1 | Residential & Commercial | USHP | Ducted CEE Tier 1
211228352 | Central HP <5.4 tons | GRANDAIRE | HRCU-A-CB (Split System: Heat Pump with Remote Outdoor Unit-Air-Source) | WDLCURAH36ABK |  |  | WLA*434CA* | WFEU060B048A* | 37200 | 16 | 8.5 | 38500 | 34800 | 90.39% | 2.12 | 0 | 10 |  |  |  |  | R-410A | 3.1 | Residential & Commercial | USHP | Ducted CEE Tier 1
211229581 | Central HP <5.4 tons | GRANDAIRE | HRCU-A-CB (Split System: Heat Pump with Remote Outdoor Unit-Air-Source) | WDLCURAH36ABK |  |  | WLA*484DA* | WFSU100C060A* | 36200 | 16 | 8.5 | 38500 | 34600 | 89.87% | 2.08 | 0 | 10 |  |  |  |  | R-410A | 3.0167 | Residential & Commercial | USHP | Ducted CEE Tier 1
211229967 | Central HP <5.4 tons | GRANDAIRE | HRCU-A-CB (Split System: Heat Pump with Remote Outdoor Unit-Air-Source) | WDLCURAH36ABK |  |  | WLN(C,W)484CA* | WFER090C060A* | 36600 | 16 | 8.1 | 39500 | 34800 | 88.1% | 2.04 | 0 | 10.5 |  |  |  |  | R-410A | 3.05 | Residential & Commercial | USHP | Ducted CEE Tier 1
211230426 | Central HP <5.4 tons | GRANDAIRE | HRCU-A-CB (Split System: Heat Pump with Remote Outdoor Unit-Air-Source) | WDLCURAH36ABK |  |  | WLNC484DA* | WFEL090C048B* | 36400 | 16 | 8.1 | 38500 | 34800 | 90.39% | 2.04 | 0 | 10.5 |  |  |  |  | R-410A | 3.0333 | Residential & Commercial | USHP | Ducted CEE Tier 1
213078722 | Central HP <5.4 tons | GRANDAIRE | HRCU-A-CB (Split System: Heat Pump with Remote Outdoor Unit-Air-Source) | WDLCURAH36ABK |  |  | WLN(C,W)484CA* | WFE*110C060C* | 36400 | 16.5 | 8.1 | 38500 | 35000 | 90.91% | 2.02 | 0 | 10.5 |  |  |  |  | R-410A | 3.0333 | Residential & Commercial | USHP | Ducted CEE Tier 1
211244774 | Central HP <5.4 tons | GRANDAIRE | HRCU-A-CB (Split System: Heat Pump with Remote Outdoor Unit-Air-Source) | WDLCURAH24ABK |  |  | WLNC304BA* | WFSX080B048A* | 24600 | 15.5 | 8.1 | 26800 | 22200 | 82.84% | 1.82 | 0 | 10 |  |  |  |  | R-410A | 2.05 | Residential & Commercial | USHP | Ducted CEE Tier 1
211245097 | Central HP <5.4 tons | GRANDAIRE | HRCU-A-CB (Split System: Heat Pump with Remote Outdoor Unit-Air-Source) | WDLCURAH24ABK |  |  | WLN(C,W)364BA* | WFSX026A030A* | 23400 | 16 | 8.1 | 25800 | 24200 | 93.8% | 2 | 0 | 10 |  |  |  |  | R-410A | 1.95 | Residential & Commercial | USHP | Ducted CEE Tier 1
211245199 | Central HP <5.4 tons | GRANDAIRE | HRCU-A-CB (Split System: Heat Pump with Remote Outdoor Unit-Air-Source) | WDLCURAH24ABK |  |  | WLN(C,W)364BA* | WFSX060B042A* | 24600 | 16 | 8.1 | 26600 | 22400 | 84.21% | 1.84 | 0 | 10 |  |  |  |  | R-410A | 2.05 | Residential & Commercial | USHP | Ducted CEE Tier 1
211245826 | Central HP <5.4 tons | GRANDAIRE | HRCU-A-CB (Split System: Heat Pump with Remote Outdoor Unit-Air-Source) | WDLCURAH24ABK |  |  | WAHL304B* | 0 | 24000 | 17 | 8.5 | 26200 | 23400 | 89.31% | 1.94 | 0 | 10 |  |  |  |  | R-410A | 2 | Residential & Commercial | USHP | Ducted CEE Tier 1
212974715 | Central HP <5.4 tons | GRANDAIRE | HRCU-A-CB (Split System: Heat Pump with Remote Outdoor Unit-Air-Source) | WDLCURAH18ABK |  |  | WLNC244AA* | WFST040A030A* | 17300 | 15.5 | 8.5 | 18400 | 19200 | 104.3% | 2.3 | 0 | 10.5 |  |  |  |  | R-410A | 1.4417 | Residential & Commercial | USHP | Ducted CEE Tier 1
212979250 | Central HP <5.4 tons | GRANDAIRE | HRCU-A-CB (Split System: Heat Pump with Remote Outdoor Unit-Air-Source) | WDLCURAH24ABK |  |  | WLNC364CA* | WFE*070B048C* | 23600 | 17 | 8.5 | 26400 | 28600 | 108.3% | 1.96 | 0 | 10.5 |  |  |  |  | R-410A | 1.9667 | Residential & Commercial | USHP | Ducted CEE Tier 1
211241772 | Central HP <5.4 tons | GRANDAIRE | HRCU-A-CB (Split System: Heat Pump with Remote Outdoor Unit-Air-Source) | WDLCURAH24ABK |  |  | WLA*304BA* | WFER070A036A* | 24200 | 16.5 | 8.5 | 26400 | 22800 | 86.36% | 1.88 | 0 | 10 |  |  |  |  | R-410A | 2.0167 | Residential & Commercial | USHP | Ducted CEE Tier 1
213075885 | Central HP <5.4 tons | GRANDAIRE | HRCU-A-CB (Split System: Heat Pump with Remote Outdoor Unit-Air-Source) | WDLCURAH36ABK |  |  | WLA*364CA* | WFSU100C060B* | 35200 | 16 | 8.1 | 38500 | 34800 | 90.39% | 2.06 | 0 | 9.5 |  |  |  |  | R-410A | 2.9333 | Residential & Commercial | USHP
213076774 | Central HP <5.4 tons | GRANDAIRE | HRCU-A-CB (Split System: Heat Pump with Remote Outdoor Unit-Air-Source) | WDLCURAH36ABK |  |  | WLA*424DA* | WFET110C066A* | 35800 | 16 | 8.1 | 38500 | 34800 | 90.39% | 2.06 | 0 | 10 |  |  |  |  | R-410A | 2.9833 | Residential & Commercial | USHP | Ducted CEE Tier 1
213076607 | Central HP <5.4 tons | GRANDAIRE | HRCU-A-CB (Split System: Heat Pump with Remote Outdoor Unit-Air-Source) | WDLCURAH36ABK |  |  | WLA*434CA* | WFET090B048A* | 36200 | 16 | 8.5 | 38000 | 34800 | 91.58% | 2.02 | 0 | 10 |  |  |  |  | R-410A | 3.0167 | Residential & Commercial | USHP | Ducted CEE Tier 1
213078828 | Central HP <5.4 tons | GRANDAIRE | HRCU-A-CB (Split System: Heat Pump with Remote Outdoor Unit-Air-Source) | WDLCURAH36ABK |  |  | WLA*364BA* | WFEU100C060B* | 35400 | 15.5 | 8.1 | 39000 | 35200 | 90.26% | 1.82 | 0 | 9.5 |  |  |  |  | R-410A | 2.95 | Residential & Commercial | USHP
213078362 | Central HP <5.4 tons | GRANDAIRE | HRCU-A-CB (Split System: Heat Pump with Remote Outdoor Unit-Air-Source) | WDLCURAH36ABK |  |  | WLNC424BA* | WFE*090B042C* | 35600 | 16 | 8.1 | 38500 | 35200 | 91.43% | 1.88 | 0 | 10 |  |  |  |  | R-410A | 2.9667 | Residential & Commercial | USHP | Ducted CEE Tier 1
213079212 | Central HP <5.4 tons | GRANDAIRE | HRCU-A-CB (Split System: Heat Pump with Remote Outdoor Unit-Air-Source) | WDLCURAH36ABK |  |  | WLA*364CA* | WFEU080C060B* | 34800 | 16.5 | 8.1 | 38500 | 35200 | 91.43% | 1.82 | 0 | 9.5 |  |  |  |  | R-410A | 2.9 | Residential & Commercial | USHP
211244553 | Central HP <5.4 tons | GRANDAIRE | HRCU-A-CB (Split System: Heat Pump with Remote Outdoor Unit-Air-Source) | WDLCURAH24ABK |  |  | WLNC304BA* | WFEU040B036A* | 24000 | 17 | 8.1 | 26000 | 23200 | 89.23% | 1.94 | 0 | 10.5 |  |  |  |  | R-410A | 2 | Residential & Commercial | USHP | Ducted CEE Tier 1
211245154 | Central HP <5.4 tons | GRANDAIRE | HRCU-A-CB (Split System: Heat Pump with Remote Outdoor Unit-Air-Source) | WDLCURAH24ABK |  |  | WLN(C,W)364BA* | WFEL090B042B* | 24600 | 16.5 | 8.1 | 26400 | 22600 | 85.61% | 1.86 | 0 | 10.5 |  |  |  |  | R-410A | 2.05 | Residential & Commercial | USHP | Ducted CEE Tier 1
212978806 | Central HP <5.4 tons | GRANDAIRE | HRCU-A-CB (Split System: Heat Pump with Remote Outdoor Unit-Air-Source) | WDLCURAH18ABK |  |  | WLNC304BA* | WFE*070B036C* | 17700 | 16.5 | 8.1 | 18200 | 28400 | 156% | 1.96 | 0 | 11 |  |  |  |  | R-410A | 1.475 | Residential & Commercial | USHP | Ducted CEE Tier 1
212974676 | Central HP <5.4 tons | GRANDAIRE | HRCU-A-CB (Split System: Heat Pump with Remote Outdoor Unit-Air-Source) | WDLCURAH18ABK |  |  | WLA*304AA* | WFST040A030A* | 17300 | 16 | 8.1 | 17900 | 18900 | 105.6% | 2.26 | 0 | 10.5 |  |  |  |  | R-410A | 1.4417 | Residential & Commercial | USHP | Ducted CEE Tier 1
211226895 | Central HP <5.4 tons | KEEPRITE | HRCU-A-CB (Split System: Heat Pump with Remote Outdoor Unit-Air-Source) | DLCURAH36ABK |  |  | EA*4X37L21A* | *80VSL0902120A* | 36200 | 16 | 8.5 | 38500 | 34800 | 90.39% | 2.06 | 0 | 10 |  |  |  |  | R-410A | 3.0167 | Residential & Commercial | USHP | Ducted CEE Tier 1
212383078 | Central HP <5.4 tons | KEEPRITE | HRCU-A-CB (Split System: Heat Pump with Remote Outdoor Unit-Air-Source) | DLCURAH36ABK |  |  | EA*4X36L17A* | *80ESU0601716A | 35600 | 15.5 | 8.1 | 39500 | 35200 | 89.11% | 1.84 | 0 | 9.5 |  |  |  |  | R-410A | 2.9667 | Residential & Commercial | USHP
211263361 | Central HP <5.4 tons | GRANDAIRE | HRCU-A-CB (Split System: Heat Pump with Remote Outdoor Unit-Air-Source) | WDLCURAH18ABK |  |  | WLNC244BA* | WFEL070B036B* | 18000 | 16 | 8.5 | 18900 | 18700 | 98.94% | 2.26 | 0 | 11 |  |  |  |  | R-410A | 1.5 | Residential & Commercial | USHP | Ducted CEE Tier 1
211264984 | Central HP <5.4 tons | GRANDAIRE | HRCU-A-CB (Split System: Heat Pump with Remote Outdoor Unit-Air-Source) | WDLCURAH18ABK |  |  | FM(C,U)4Z18**AL* | 0 | 17800 | 17 | 9 | 18700 | 19800 | 105.9% | 2.4 | 0 | 11 |  |  |  |  | R-410A | 1.4833 | Residential & Commercial | USHP | Ducted CEE Tier 1
211264798 | Central HP <5.4 tons | GRANDAIRE | HRCU-A-CB (Split System: Heat Pump with Remote Outdoor Unit-Air-Source) | WDLCURAH18ABK |  |  | WAPL244A* | 0 | 17300 | 16 | 8.5 | 18200 | 19400 | 106.6% | 2.34 | 0 | 10.5 |  |  |  |  | R-410A | 1.4417 | Residential & Commercial | USHP | Ducted CEE Tier 1
213077827 | Central HP <5.4 tons | GRANDAIRE | HRCU-A-CB (Split System: Heat Pump with Remote Outdoor Unit-Air-Source) | WDLCURAH24ABK |  |  | WLNC244BA* | WFST060B048A* | 23200 | 16.5 | 8.5 | 26800 | 25400 | 94.78% | 2.12 | 0 | 10 |  |  |  |  | R-410A | 1.9333 | Residential & Commercial | USHP | Ducted CEE Tier 1
212978101 | Central HP <5.4 tons | GRANDAIRE | HRCU-A-CB (Split System: Heat Pump with Remote Outdoor Unit-Air-Source) | WDLCURAH24ABK |  |  | WLA*244BA* | WFE*070A036C* | 23400 | 17 | 9 | 26800 | 21800 | 81.34% | 1.82 | 0 | 10 |  |  |  |  | R-410A | 1.95 | Residential & Commercial | USHP | Ducted CEE Tier 1
213080799 | Central HP <5.4 tons | GRANDAIRE | HRCU-A-CB (Split System: Heat Pump with Remote Outdoor Unit-Air-Source) | WDLCURAH36ABK |  |  | WLA*374CA* | WFSU080C060B* | 36600 | 16 | 8.5 | 38500 | 35000 | 90.91% | 1.88 | 0 | 10 |  |  |  |  | R-410A | 3.05 | Residential & Commercial | USHP | Ducted CEE Tier 1
212978487 | Central HP <5.4 tons | GRANDAIRE | HRCU-A-CB (Split System: Heat Pump with Remote Outdoor Unit-Air-Source) | WDLCURAH36ABK |  |  | WLA*484CA* | WFE*070B036C* | 35400 | 16.5 | 8.1 | 37800 | 35400 | 93.65% | 1.78 | 0 | 10 |  |  |  |  | R-410A | 2.95 | Residential & Commercial | USHP | Ducted CEE Tier 1
211712534 | Central HP <5.4 tons | GRANDAIRE | HRCU-A-CB (Split System: Heat Pump with Remote Outdoor Unit-Air-Source) | WDLCURAH30ABK |  |  | WLA*424CA* | WFAX080B048A* | 29600 | 15.2 | 8.1 | 33800 | 27400 | 81.07% | 1.78 | 0 | 9 |  |  |  |  | R-410A | 2.4667 | Residential & Commercial | USHP
212981227 | Central HP <5.4 tons | GRANDAIRE | HRCU-A-CB (Split System: Heat Pump with Remote Outdoor Unit-Air-Source) | WDLCURAH30ABK |  |  | WLA*424DA* | WFE*135D060C* | 30200 | 15.2 | 8.1 | 34400 | 28400 | 82.56% | 1.96 | 0 | 9 |  |  |  |  | R-410A | 2.5167 | Residential & Commercial | USHP
212978652 | Central HP <5.4 tons | GRANDAIRE | HRCU-A-CB (Split System: Heat Pump with Remote Outdoor Unit-Air-Source) | WDLCURAH24ABK |  |  | WLA*304BA* | WFE*070B036C* | 23400 | 17.5 | 8.5 | 26200 | 24200 | 92.37% | 2.02 | 0 | 10 |  |  |  |  | R-410A | 1.95 | Residential & Commercial | USHP | Ducted CEE Tier 1
212985358 | Central HP <5.4 tons | GRANDAIRE | HRCU-A-CB (Split System: Heat Pump with Remote Outdoor Unit-Air-Source) | WDLCURAH24ABK |  |  | WLA*374CA* | WFAX100C060B* | 24200 | 17.5 | 8.5 | 25200 | 24200 | 96.03% | 2.02 | 0 | 10.5 |  |  |  |  | R-410A | 2.0167 | Residential & Commercial | USHP | Ducted CEE Tier 1
212987482 | Central HP <5.4 tons | GRANDAIRE | HRCU-A-CB (Split System: Heat Pump with Remote Outdoor Unit-Air-Source) | WDLCURAH24ABK |  |  | WLN(C,W)364BA* | WFSX080B048B* | 23800 | 17 | 8.5 | 26400 | 24000 | 90.91% | 1.98 | 0 | 10.5 |  |  |  |  | R-410A | 1.9833 | Residential & Commercial | USHP | Ducted CEE Tier 1
212989188 | Central HP <5.4 tons | GRANDAIRE | HRCU-A-CB (Split System: Heat Pump with Remote Outdoor Unit-Air-Source) | WDLCURAH24ABK |  |  | WLA*364CA* | WFSU060B048B* | 23800 | 17.5 | 8.5 | 26200 | 22400 | 85.5% | 1.88 | 0 | 10 |  |  |  |  | R-410A | 1.9833 | Residential & Commercial | USHP | Ducted CEE Tier 1
212979190 | Central HP <5.4 tons | GRANDAIRE | HRCU-A-CB (Split System: Heat Pump with Remote Outdoor Unit-Air-Source) | WDLCURAH24ABK |  |  | WLA*374BA* | WFE*070B048C* | 24000 | 17 | 8.5 | 25200 | 21600 | 85.71% | 1.82 | 0 | 10 |  |  |  |  | R-410A | 2 | Residential & Commercial | USHP | Ducted CEE Tier 1
212981711 | Central HP <5.4 tons | GRANDAIRE | HRCU-A-CB (Split System: Heat Pump with Remote Outdoor Unit-Air-Source) | WDLCURAH24ABK |  |  | WLA*254BA* | WFEU100C060B* | 24400 | 17 | 8.5 | 25200 | 23600 | 93.65% | 1.96 | 0 | 10 |  |  |  |  | R-410A | 2.0333 | Residential & Commercial | USHP | Ducted CEE Tier 1
212978269 | Central HP <5.4 tons | GRANDAIRE | HRCU-A-CB (Split System: Heat Pump with Remote Outdoor Unit-Air-Source) | WDLCURAH18ABK |  |  | WLA*254BA* | WFE*070A036C* | 18200 | 17 | 8.5 | 18000 | 18700 | 103.9% | 2.24 | 0 | 11 |  |  |  |  | R-410A | 1.5167 | Residential & Commercial | USHP | Ducted CEE Tier 1
212982431 | Central HP <5.4 tons | GRANDAIRE | HRCU-A-CB (Split System: Heat Pump with Remote Outdoor Unit-Air-Source) | WDLCURAH18ABK |  |  | WLNC244BA* | WFEU040B036B* | 17500 | 16 | 8.5 | 18400 | 18900 | 102.7% | 2.28 | 0 | 10.5 |  |  |  |  | R-410A | 1.4583 | Residential & Commercial | USHP | Ducted CEE Tier 1
212980210 | Central HP <5.4 tons | GRANDAIRE | HRCU-A-CB (Split System: Heat Pump with Remote Outdoor Unit-Air-Source) | WDLCURAH30ABK |  |  | WLA*424CA* | WFE*090C048C* | 29600 | 15.2 | 8.1 | 33800 | 27600 | 81.66% | 1.78 | 0 | 9 |  |  |  |  | R-410A | 2.4667 | Residential & Commercial | USHP
212980945 | Central HP <5.4 tons | GRANDAIRE | HRCU-A-CB (Split System: Heat Pump with Remote Outdoor Unit-Air-Source) | WDLCURAH30ABK |  |  | WLA*424DA* | WFE*110C060C* | 30400 | 15.2 | 8.1 | 34400 | 26200 | 76.16% | 1.88 | 0 | 9 |  |  |  |  | R-410A | 2.5333 | Residential & Commercial | USHP
212978319 | Central HP <5.4 tons | GRANDAIRE | HRCU-A-CB (Split System: Heat Pump with Remote Outdoor Unit-Air-Source) | WDLCURAH18ABK |  |  | WLNC244AA* | WFE*070A036C* | 17600 | 16.5 | 8.5 | 18500 | 19100 | 103.2% | 2.3 | 0 | 11 |  |  |  |  | R-410A | 1.4667 | Residential & Commercial | USHP | Ducted CEE Tier 1
211245021 | Central HP <5.4 tons | KEEPRITE | HRCU-A-CB (Split System: Heat Pump with Remote Outdoor Unit-Air-Source) | DLCURAH24ABK |  |  | EN(A,D,W)4X36L17** | *96VTN0801716A* | 24200 | 16.5 | 8.1 | 26200 | 23000 | 87.79% | 1.9 | 0 | 10.5 |  |  |  |  | R-410A | 2.0167 | Residential & Commercial | USHP | Ducted CEE Tier 1
211244871 | Central HP <5.4 tons | KEEPRITE | HRCU-A-CB (Split System: Heat Pump with Remote Outdoor Unit-Air-Source) | DLCURAH24ABK |  |  | EN(A,D,W)4X36L17** | *96VSN0601714A* | 23400 | 16.5 | 8.1 | 25800 | 24000 | 93.02% | 2 | 0 | 10 |  |  |  |  | R-410A | 1.95 | Residential & Commercial | USHP | Ducted CEE Tier 1
211244550 | Central HP <5.4 tons | KEEPRITE | HRCU-A-CB (Split System: Heat Pump with Remote Outdoor Unit-Air-Source) | DLCURAH24ABK |  |  | EN(A,D)4X30L17** | *80ESU0401712A* | 24000 | 17 | 8.1 | 26000 | 23200 | 89.23% | 1.94 | 0 | 10.5 |  |  |  |  | R-410A | 2 | Residential & Commercial | USHP | Ducted CEE Tier 1
210472926 | Central HP <5.4 tons | KEEPRITE | HRCU-A-CB (Split System: Heat Pump with Remote Outdoor Unit-Air-Source) | CVH825GKA3* |  |  | EA*4X42L21A*+WALLCON | *97CMN0601714A* | 23600 | 16 | 8.1 | 21600 | 16800 | 77.78% | 1.94 | 0 | 10.5 |  |  |  |  | R-410A | 1.9667 | Residential & Commercial | USHP | Ducted CEE Tier 1
213078626 | Central HP <5.4 tons | GRANDAIRE | HRCU-A-CB (Split System: Heat Pump with Remote Outdoor Unit-Air-Source) | WDLCURAH36ABK |  |  | WLA*374CA* | WFE*110C060C* | 36600 | 16.5 | 8.5 | 38000 | 35000 | 92.11% | 1.9 | 0 | 10 |  |  |  |  | R-410A | 3.05 | Residential & Commercial | USHP | Ducted CEE Tier 1
214229466 | Central HP <5.4 tons | GRANDAIRE | HRCU-A-CB (Split System: Heat Pump with Remote Outdoor Unit-Air-Source) | WDLCURAH36ABK |  |  | WLA*484DA* | WFEU100C060B* | 35600 | 16 | 8.5 | 38000 | 34600 | 91.05% | 2.04 | 0 | 10 |  |  |  |  | R-410A | 2.9667 | Residential & Commercial | USHP | Ducted CEE Tier 1
210596793 | Central HP <5.4 tons | KEEPRITE | HRCU-A-CB (Split System: Heat Pump with Remote Outdoor Unit-Air-Source) | CVH825GKA2* |  |  | EA*4X43L21A*+WALLCON | *96CTN1002122A* | 24400 | 16.5 | 8.5 | 21200 | 16600 | 78.3% | 2.04 | 0 | 11 |  |  |  |  | R-410A | 2.0333 | Residential & Commercial | USHP | Ducted CEE Tier 1
211226236 | Central HP <5.4 tons | GRANDAIRE | HRCU-A-CB (Split System: Heat Pump with Remote Outdoor Unit-Air-Source) | WDLCURAH30ABK |  |  | FMA4X30**AL* | 0 | 31200 | 15.5 | 8.5 | 35400 | 26800 | 75.71% | 1.86 | 0 | 9 |  |  |  |  | R-410A | 2.6 | Residential & Commercial | USHP
211245606 | Central HP <5.4 tons | GRANDAIRE | HRCU-A-CB (Split System: Heat Pump with Remote Outdoor Unit-Air-Source) | WDLCURAH24ABK |  |  | WLNC364CA* | WFEL070B036B* | 24400 | 16.5 | 8.1 | 26400 | 22600 | 85.61% | 1.88 | 0 | 10.5 |  |  |  |  | R-410A | 2.0333 | Residential & Commercial | USHP | Ducted CEE Tier 1
211245721 | Central HP <5.4 tons | GRANDAIRE | HRCU-A-CB (Split System: Heat Pump with Remote Outdoor Unit-Air-Source) | WDLCURAH24ABK |  |  | WLNC364CA* | WFSX080B048A* | 24600 | 15.5 | 8.1 | 26800 | 22200 | 82.84% | 1.82 | 0 | 10 |  |  |  |  | R-410A | 2.05 | Residential & Commercial | USHP | Ducted CEE Tier 1
211226919 | Central HP <5.4 tons | GRANDAIRE | HRCU-A-CB (Split System: Heat Pump with Remote Outdoor Unit-Air-Source) | WDLCURAH36ABK |  |  | WLA*374CA* | WFEU060B048A* | 37000 | 16 | 8.5 | 38500 | 34800 | 90.39% | 2.12 | 0 | 10 |  |  |  |  | R-410A | 3.0833 | Residential & Commercial | USHP | Ducted CEE Tier 1
211227306 | Central HP <5.4 tons | GRANDAIRE | HRCU-A-CB (Split System: Heat Pump with Remote Outdoor Unit-Air-Source) | WDLCURAH36ABK |  |  | WLA*424CA* | WFER070B036A* | 35600 | 15.2 | 8.1 | 39500 | 35200 | 89.11% | 1.88 | 0 | 9.5 |  |  |  |  | R-410A | 2.9667 | Residential & Commercial | USHP
211227540 | Central HP <5.4 tons | GRANDAIRE | HRCU-A-CB (Split System: Heat Pump with Remote Outdoor Unit-Air-Source) | WDLCURAH36ABK |  |  | WLA*424CA* | WFAX080C060A* | 35200 | 16.5 | 8.1 | 38500 | 35000 | 90.91% | 1.88 | 0 | 10 |  |  |  |  | R-410A | 2.9333 | Residential & Commercial | USHP | Ducted CEE Tier 1
211228222 | Central HP <5.4 tons | GRANDAIRE | HRCU-A-CB (Split System: Heat Pump with Remote Outdoor Unit-Air-Source) | WDLCURAH36ABK |  |  | WLA*434CA* | WFER045B036A* | 36000 | 15.5 | 8.5 | 38500 | 34800 | 90.39% | 2.06 | 0 | 10 |  |  |  |  | R-410A | 3 | Residential & Commercial | USHP | Ducted CEE Tier 1
211245530 | Central HP <5.4 tons | KEEPRITE | HRCU-A-CB (Split System: Heat Pump with Remote Outdoor Unit-Air-Source) | DLCURAH24ABK |  |  | EN(A,D)4X36L21** | *80VTL0701716A* | 24200 | 17 | 8.1 | 26200 | 23000 | 87.79% | 1.9 | 0 | 10.5 |  |  |  |  | R-410A | 2.0167 | Residential & Commercial | USHP | Ducted CEE Tier 1
211245561 | Central HP <5.4 tons | KEEPRITE | HRCU-A-CB (Split System: Heat Pump with Remote Outdoor Unit-Air-Source) | DLCURAH24ABK |  |  | EN(A,D)4X36L21** | *96VTN0802120A* | 23600 | 17 | 8.1 | 25800 | 23800 | 92.25% | 1.98 | 0 | 10.5 |  |  |  |  | R-410A | 1.9667 | Residential & Commercial | USHP | Ducted CEE Tier 1
211245892 | Central HP <5.4 tons | GRANDAIRE | HRCU-A-CB (Split System: Heat Pump with Remote Outdoor Unit-Air-Source) | WDLCURAH24ABK |  |  | FMA4X24**AL* | 0 | 23600 | 17 | 9 | 27200 | 25600 | 94.12% | 2.14 | 0 | 10 |  |  |  |  | R-410A | 1.9667 | Residential & Commercial | USHP | Ducted CEE Tier 1
216618893 | Central HP <5.4 tons | BOSCH | HRCU-A-CB (Split System: Heat Pump with Remote Outdoor Unit-Air-Source) | BOVA-24RXB-M15S |  |  | BICA-18RXB-M16X | 0 | 18000 | 16 | 9 | 18000 | 12900 | 71.67% | 1.81 | 0 | 11.7 |  |  |  |  | R-454B | 1.5 | Residential & Commercial | USHP | Ducted CEE Tier 1
215679760 | Central HP <5.4 tons | KEEPRITE | HRCU-A-CB (Split System: Heat Pump with Remote Outdoor Unit-Air-Source) | C5H0V36*K*AAA* |  |  | ESH5X36M12A*+WALLCON | *97CTN0802120A* | 33600 | 16 | 8.5 | 35800 | 25400 | 70.95% | 1.76 | 0 | 9.5 |  |  |  |  | R-454B | 2.8 | Residential & Commercial | USHP
212984456 | Central HP <5.4 tons | GRANDAIRE | HRCU-A-CB (Split System: Heat Pump with Remote Outdoor Unit-Air-Source) | WDLCURAH30ABK |  |  | WLA*364CA* | WFAX080B048B* | 29600 | 15.2 | 8.1 | 34000 | 26800 | 78.82% | 1.84 | 0 | 9 |  |  |  |  | R-410A | 2.4667 | Residential & Commercial | USHP
212989068 | Central HP <5.4 tons | GRANDAIRE | HRCU-A-CB (Split System: Heat Pump with Remote Outdoor Unit-Air-Source) | WDLCURAH30ABK |  |  | WLA*434CA* | WFSU060B048B* | 30600 | 15.2 | 8.5 | 33600 | 28200 | 83.93% | 1.76 | 0 | 9 |  |  |  |  | R-410A | 2.55 | Residential & Commercial | USHP
212986378 | Central HP <5.4 tons | GRANDAIRE | HRCU-A-CB (Split System: Heat Pump with Remote Outdoor Unit-Air-Source) | WDLCURAH18ABK |  |  | WLNC304AA* | WFSX040A030B* | 17600 | 16 | 8.1 | 18200 | 18700 | 102.7% | 2.24 | 0 | 10.5 |  |  |  |  | R-410A | 1.4667 | Residential & Commercial | USHP | Ducted CEE Tier 1
211262931 | Central HP <5.4 tons | GRANDAIRE | HRCU-A-CB (Split System: Heat Pump with Remote Outdoor Unit-Air-Source) | WDLCURAH18ABK |  |  | WLNC244BA* | WFSU040B036A* | 17600 | 16 | 8.5 | 18500 | 18800 | 101.6% | 2.26 | 0 | 11 |  |  |  |  | R-410A | 1.4667 | Residential & Commercial | USHP | Ducted CEE Tier 1
214053820 | Central HP <5.4 tons | BOSCH | HRCU-A-C (Split System: Heat Pump with Remote Outdoor Unit with No Indoor Fan --Air Source) | BOVC-36HDN1-M20G |  |  | BMAC4248BNTF | 0 | 32000 | 15.2 | 9 | 34000 | 24000 | 70.59% | 1.86 | 0 | 11.5 |  |  |  |  | R-410A | 2.6667 | Residential & Commercial | USHP | Ducted CEE Tier 1
216676058 | Central HP <5.4 tons | GRANDAIRE | HRCU-A-CB (Split System: Heat Pump with Remote Outdoor Unit-Air-Source) | WD5CURAH24AAK |  |  | W5SH36M12XA* | WFE*090C048C* | 24200 | 15.2 | 8.5 | 23800 | 19300 | 81.09% | 1.92 | 0 | 10 |  |  |  |  | R-454B | 2.0167 | Residential & Commercial | USHP | Ducted CEE Tier 1
214053811 | Central HP <5.4 tons | BOSCH | HRCU-A-CB (Split System: Heat Pump with Remote Outdoor Unit-Air-Source) | BOVC-36HDN1-M20G |  |  | BMAC3036ANTD | BGH96M080B3B | 32800 | 17.5 | 9 | 34000 | 24000 | 70.59% | 1.85 | 0 | 10.6 |  |  |  |  | R-410A | 2.7333 | Residential & Commercial | USHP | Ducted CEE Tier 1
214053829 | Central HP <5.4 tons | BOSCH | HRCU-A-CB (Split System: Heat Pump with Remote Outdoor Unit-Air-Source) | BOVD-36HDN1-M20G |  |  | BMAC3036ANTD | BGH96M060B3B | 32800 | 17.5 | 9 | 34000 | 24000 | 70.59% | 1.85 | 0 | 10.6 |  |  |  |  | R-410A | 2.7333 | Residential & Commercial | USHP | Ducted CEE Tier 1
213078936 | Central HP <5.4 tons | GRANDAIRE | HRCU-A-CB (Split System: Heat Pump with Remote Outdoor Unit-Air-Source) | WDLCURAH36ABK |  |  | WLN(C,W)424CA* | WFEU100C060B* | 35400 | 15.5 | 8.5 | 38500 | 35200 | 91.43% | 1.88 | 0 | 10 |  |  |  |  | R-410A | 2.95 | Residential & Commercial | USHP | Ducted CEE Tier 1
213079056 | Central HP <5.4 tons | GRANDAIRE | HRCU-A-CB (Split System: Heat Pump with Remote Outdoor Unit-Air-Source) | WDLCURAH36ABK |  |  | WLNC424BA* | WFEU040B036B* | 35400 | 15.5 | 8.5 | 39000 | 34800 | 89.23% | 1.94 | 0 | 10 |  |  |  |  | R-410A | 2.95 | Residential & Commercial | USHP | Ducted CEE Tier 1
213079188 | Central HP <5.4 tons | GRANDAIRE | HRCU-A-CB (Split System: Heat Pump with Remote Outdoor Unit-Air-Source) | WDLCURAH36ABK |  |  | WLN(C,W)484CA* | WFEU060B048B* | 35800 | 16.5 | 8.1 | 38500 | 34800 | 90.39% | 2 | 0 | 10 |  |  |  |  | R-410A | 2.9833 | Residential & Commercial | USHP | Ducted CEE Tier 1
213079236 | Central HP <5.4 tons | GRANDAIRE | HRCU-A-CB (Split System: Heat Pump with Remote Outdoor Unit-Air-Source) | WDLCURAH36ABK |  |  | WLA*424CA* | WFEU080C060B* | 35000 | 16.5 | 8.1 | 38500 | 35000 | 90.91% | 1.9 | 0 | 10 |  |  |  |  | R-410A | 2.9167 | Residential & Commercial | USHP | Ducted CEE Tier 1
213079740 | Central HP <5.4 tons | GRANDAIRE | HRCU-A-CB (Split System: Heat Pump with Remote Outdoor Unit-Air-Source) | WDLCURAH36ABK |  |  | WLA*364CA* | WFAX100C060B* | 35000 | 16.5 | 8.1 | 38500 | 34800 | 90.39% | 2.06 | 0 | 9.5 |  |  |  |  | R-410A | 2.9167 | Residential & Commercial | USHP
213079788 | Central HP <5.4 tons | GRANDAIRE | HRCU-A-CB (Split System: Heat Pump with Remote Outdoor Unit-Air-Source) | WDLCURAH36ABK |  |  | WLA*434CA* | WFAX100C060B* | 36600 | 16.5 | 8.5 | 38000 | 34600 | 91.05% | 2.02 | 0 | 10 |  |  |  |  | R-410A | 3.05 | Residential & Commercial | USHP | Ducted CEE Tier 1
211226812 | Central HP <5.4 tons | GRANDAIRE | HRCU-A-CB (Split System: Heat Pump with Remote Outdoor Unit-Air-Source) | WDLCURAH36ABK |  |  | WLA*374CA* | WFEL070C048B* | 37200 | 15.5 | 8.5 | 38500 | 35000 | 90.91% | 2.12 | 0 | 10 |  |  |  |  | R-410A | 3.1 | Residential & Commercial | USHP | Ducted CEE Tier 1
211226293 | Central HP <5.4 tons | GRANDAIRE | HRCU-A-CB (Split System: Heat Pump with Remote Outdoor Unit-Air-Source) | WDLCURAH36ABK |  |  | WLA*364CA* | WFEL110C060B* | 35200 | 16 | 8.1 | 38500 | 35200 | 91.43% | 1.82 | 0 | 9.5 |  |  |  |  | R-410A | 2.9333 | Residential & Commercial | USHP
212982647 | Central HP <5.4 tons | GRANDAIRE | HRCU-A-CB (Split System: Heat Pump with Remote Outdoor Unit-Air-Source) | WDLCURAH30ABK |  |  | WLA*424CA* | WFEU060B048B* | 29800 | 15.2 | 8.1 | 33800 | 27400 | 81.07% | 1.8 | 0 | 9 |  |  |  |  | R-410A | 2.4833 | Residential & Commercial | USHP
212983216 | Central HP <5.4 tons | GRANDAIRE | HRCU-A-CB (Split System: Heat Pump with Remote Outdoor Unit-Air-Source) | WDLCURAH24ABK |  |  | WLNC244BA* | WFAX040B036B* | 23000 | 15.5 | 8.5 | 27000 | 24200 | 89.63% | 1.98 | 0 | 10 |  |  |  |  | R-410A | 1.9167 | Residential & Commercial | USHP | Ducted CEE Tier 1
212984084 | Central HP <5.4 tons | GRANDAIRE | HRCU-A-CB (Split System: Heat Pump with Remote Outdoor Unit-Air-Source) | WDLCURAH24ABK |  |  | WLA*364CA* | WFAX060B042B* | 23800 | 17.5 | 8.5 | 26200 | 22400 | 85.5% | 1.88 | 0 | 10 |  |  |  |  | R-410A | 1.9833 | Residential & Commercial | USHP | Ducted CEE Tier 1
214053816 | Central HP <5.4 tons | BOSCH | HRCU-A-CB (Split System: Heat Pump with Remote Outdoor Unit-Air-Source) | BOVC-36HDN1-M20G |  |  | BMAC4248BNTF | BGH96M080B3B | 33000 | 18.5 | 9 | 34200 | 24200 | 70.76% | 1.88 | 0 | 11.2 |  |  |  |  | R-410A | 2.75 | Residential & Commercial | USHP | Ducted CEE Tier 1
214053818 | Central HP <5.4 tons | BOSCH | HRCU-A-C (Split System: Heat Pump with Remote Outdoor Unit with No Indoor Fan --Air Source) | BOVC-36HDN1-M20G |  |  | BMAC2430ANTD | 0 | 23200 | 15.2 | 9 | 24000 | 16900 | 70.42% | 1.98 | 0 | 12 |  |  |  |  | R-410A | 1.9333 | Residential & Commercial | USHP | Ducted CEE Tier 1
212984168 | Central HP <5.4 tons | GRANDAIRE | HRCU-A-CB (Split System: Heat Pump with Remote Outdoor Unit-Air-Source) | WDLCURAH18ABK |  |  | WLA*194BA* | WFAX060B042B* | 18000 | 16.5 | 8.5 | 18000 | 19400 | 107.8% | 2.34 | 0 | 11 |  |  |  |  | R-410A | 1.5 | Residential & Commercial | USHP | Ducted CEE Tier 1
210597379 | Central HP <5.4 tons | KEEPRITE | HRCU-A-CB (Split System: Heat Pump with Remote Outdoor Unit-Air-Source) | CVH837GKA** |  |  | EA*4X60L24A*+WALLCON | *80CTL1352422A* | 32800 | 18 | 8.5 | 31800 | 24800 | 77.99% | 2 | 0 | 12 |  |  |  |  | R-410A | 2.7333 | Residential & Commercial | USHP | Ducted CEE Tier 1
210596811 | Central HP <5.4 tons | KEEPRITE | HRCU-A-CB (Split System: Heat Pump with Remote Outdoor Unit-Air-Source) | CVH825GKA2* |  |  | EA*4X48L21A*+WALLCON | *80CSU0601716A* | 24000 | 17 | 8.1 | 21000 | 16600 | 79.05% | 2.02 | 0 | 11 |  |  |  |  | R-410A | 2 | Residential & Commercial | USHP | Ducted CEE Tier 1
210596895 | Central HP <5.4 tons | KEEPRITE | HRCU-A-CB (Split System: Heat Pump with Remote Outdoor Unit-Air-Source) | CVH825GKA2* |  |  | EHD4X42AAL+WALLCON | *80CTL0701412A* | 24200 | 16.5 | 8.1 | 21200 | 16600 | 78.3% | 2.02 | 0 | 11 |  |  |  |  | R-410A | 2.0167 | Residential & Commercial | USHP | Ducted CEE Tier 1
210596910 | Central HP <5.4 tons | KEEPRITE | HRCU-A-CB (Split System: Heat Pump with Remote Outdoor Unit-Air-Source) | CVH825GKA2* |  |  | EHD4X42AAL+WALLCON | *95CSU0802120A* | 24200 | 16 | 8.1 | 21400 | 16600 | 77.57% | 2 | 0 | 11 |  |  |  |  | R-410A | 2.0167 | Residential & Commercial | USHP | Ducted CEE Tier 1
210596711 | Central HP <5.4 tons | KEEPRITE | HRCU-A-CB (Split System: Heat Pump with Remote Outdoor Unit-Air-Source) | CVH825GKA2* |  |  | EA*4X42L21A*+WALLCON | *97CMN1002122A* | 23800 | 16.5 | 8.1 | 21400 | 16600 | 77.57% | 1.96 | 0 | 11 |  |  |  |  | R-410A | 1.9833 | Residential & Commercial | USHP | Ducted CEE Tier 1
210596745 | Central HP <5.4 tons | KEEPRITE | HRCU-A-CB (Split System: Heat Pump with Remote Outdoor Unit-Air-Source) | CVH825GKA2* |  |  | EA*4X42L24A*+WALLCON | *97CMN1002122A* | 23800 | 16.5 | 8.1 | 21400 | 16600 | 77.57% | 1.96 | 0 | 11 |  |  |  |  | R-410A | 1.9833 | Residential & Commercial | USHP | Ducted CEE Tier 1
210596761 | Central HP <5.4 tons | KEEPRITE | HRCU-A-CB (Split System: Heat Pump with Remote Outdoor Unit-Air-Source) | CVH825GKA2* |  |  | EA*4X43L21A*+WALLCON | *80CSU1002120A* | 24400 | 16.5 | 8.1 | 21200 | 16700 | 78.77% | 2.02 | 0 | 11 |  |  |  |  | R-410A | 2.0333 | Residential & Commercial | USHP | Ducted CEE Tier 1
216676420 | Central HP <5.4 tons | GRANDAIRE | HRCU-A-CB (Split System: Heat Pump with Remote Outdoor Unit-Air-Source) | WD5CURAH24AAK |  |  | W5A*30M17XA* | WFEU040B036B* | 23600 | 15.5 | 8.5 | 24000 | 19400 | 80.83% | 1.9 | 0 | 9.8 |  |  |  |  | R-454B | 1.9667 | Residential & Commercial | USHP
211228258 | Central HP <5.4 tons | GRANDAIRE | HRCU-A-CB (Split System: Heat Pump with Remote Outdoor Unit-Air-Source) | WDLCURAH36ABK |  |  | WLA*434CA* | WFER090B042A* | 37000 | 16 | 8.5 | 38500 | 34800 | 90.39% | 2.1 | 0 | 10 |  |  |  |  | R-410A | 3.0833 | Residential & Commercial | USHP | Ducted CEE Tier 1
211228992 | Central HP <5.4 tons | GRANDAIRE | HRCU-A-CB (Split System: Heat Pump with Remote Outdoor Unit-Air-Source) | WDLCURAH36ABK |  |  | WLA*484CA* | WFAX080C060A* | 35600 | 16.5 | 8.5 | 37800 | 34600 | 91.53% | 2.04 | 0 | 10 |  |  |  |  | R-410A | 2.9667 | Residential & Commercial | USHP | Ducted CEE Tier 1
211230648 | Central HP <5.4 tons | GRANDAIRE | HRCU-A-CB (Split System: Heat Pump with Remote Outdoor Unit-Air-Source) | WDLCURAH36ABK |  |  | WLNC484DA* | WFSX080C060A* | 36800 | 15.5 | 8.1 | 39500 | 35000 | 88.61% | 2.06 | 0 | 10.5 |  |  |  |  | R-410A | 3.0667 | Residential & Commercial | USHP | Ducted CEE Tier 1
211229979 | Central HP <5.4 tons | GRANDAIRE | HRCU-A-CB (Split System: Heat Pump with Remote Outdoor Unit-Air-Source) | WDLCURAH36ABK |  |  | WLN(C,W)484CA* | WFER110C060A* | 36200 | 16.5 | 8.1 | 38500 | 34800 | 90.39% | 2.02 | 0 | 10.5 |  |  |  |  | R-410A | 3.0167 | Residential & Commercial | USHP | Ducted CEE Tier 1
214053835 | Central HP <5.4 tons | BOSCH | HRCU-A-CB (Split System: Heat Pump with Remote Outdoor Unit-Air-Source) | BOVD-36HDN1-M20G |  |  | BMAC4248BNTF | BGH96M080B3B | 33000 | 18.5 | 9 | 34200 | 24200 | 70.76% | 1.88 | 0 | 11.2 |  |  |  |  | R-410A | 2.75 | Residential & Commercial | USHP | Ducted CEE Tier 1
214053819 | Central HP <5.4 tons | BOSCH | HRCU-A-C (Split System: Heat Pump with Remote Outdoor Unit with No Indoor Fan --Air Source) | BOVC-36HDN1-M20G |  |  | BMAC2430BNTD | 0 | 23400 | 15.2 | 9 | 24000 | 16900 | 70.42% | 1.99 | 0 | 12 |  |  |  |  | R-410A | 1.95 | Residential & Commercial | USHP | Ducted CEE Tier 1
212974728 | Central HP <5.4 tons | GRANDAIRE | HRCU-A-CB (Split System: Heat Pump with Remote Outdoor Unit-Air-Source) | WDLCURAH18ABK |  |  | WLNC244BA* | WFST040A030A* | 17300 | 15.5 | 8.5 | 18400 | 18600 | 101.1% | 2.22 | 0 | 10.5 |  |  |  |  | R-410A | 1.4417 | Residential & Commercial | USHP | Ducted CEE Tier 1
211262717 | Central HP <5.4 tons | GRANDAIRE | HRCU-A-CB (Split System: Heat Pump with Remote Outdoor Unit-Air-Source) | WDLCURAH18ABK |  |  | WLNC244AA* | WFER045A036A* | 18000 | 16 | 8.5 | 18900 | 18700 | 98.94% | 2.26 | 0 | 11 |  |  |  |  | R-410A | 1.5 | Residential & Commercial | USHP | Ducted CEE Tier 1
211245581 | Central HP <5.4 tons | KEEPRITE | HRCU-A-CB (Split System: Heat Pump with Remote Outdoor Unit-Air-Source) | DLCURAH24ABK |  |  | EN(A,D)4X36L21** | *80VTL1102122A* | 23800 | 17 | 8.1 | 26000 | 23600 | 90.77% | 1.96 | 0 | 10.5 |  |  |  |  | R-410A | 1.9833 | Residential & Commercial | USHP | Ducted CEE Tier 1
211263797 | Central HP <5.4 tons | GRANDAIRE | HRCU-A-CB (Split System: Heat Pump with Remote Outdoor Unit-Air-Source) | WDLCURAH18ABK |  |  | WLNC304AA* | WFEL045A036B* | 18200 | 16 | 8.5 | 18600 | 18400 | 98.92% | 2.22 | 0 | 11 |  |  |  |  | R-410A | 1.5167 | Residential & Commercial | USHP | Ducted CEE Tier 1
214229133 | Central HP <5.4 tons | GRANDAIRE | HRCU-A-CB (Split System: Heat Pump with Remote Outdoor Unit-Air-Source) | WDLCURAH24ABK |  |  | WLA*244BA* | WFEU060B048B* | 23400 | 17 | 9 | 26200 | 26000 | 99.24% | 2.2 | 0 | 10 |  |  |  |  | R-410A | 1.95 | Residential & Commercial | USHP | Ducted CEE Tier 1
216676432 | Central HP <5.4 tons | GRANDAIRE | HRCU-A-CB (Split System: Heat Pump with Remote Outdoor Unit-Air-Source) | WD5CURAH24AAK |  |  | W5A*30M17XA* | WFEU060B048B* | 23400 | 15.5 | 8.5 | 24000 | 19400 | 80.83% | 1.9 | 0 | 9.8 |  |  |  |  | R-454B | 1.95 | Residential & Commercial | USHP
211228463 | Central HP <5.4 tons | KEEPRITE | HRCU-A-CB (Split System: Heat Pump with Remote Outdoor Unit-Air-Source) | DLCURAH36ABK |  |  | EA*4X43L21A* | *92ESN1002120A* | 37200 | 16 | 8.5 | 38500 | 34800 | 90.39% | 2.12 | 0 | 10 |  |  |  |  | R-410A | 3.1 | Residential & Commercial | USHP | Ducted CEE Tier 1
210470283 | Central HP <5.4 tons | KEEPRITE | HRCU-A-CB (Split System: Heat Pump with Remote Outdoor Unit-Air-Source) | CVH837GKA2* |  |  | EA*4X60L24A*+WALLCON | *80CTL1352422A* | 32800 | 18 | 8.5 | 31800 | 24800 | 77.99% | 2 | 0 | 12 |  |  |  |  | R-410A | 2.7333 | Residential & Commercial | USHP | Ducted CEE Tier 1
216676632 | Central HP <5.4 tons | GRANDAIRE | HRCU-A-CB (Split System: Heat Pump with Remote Outdoor Unit-Air-Source) | WD5CURAH24AAK |  |  | W5SH36M12XA* | WFE*110C060C* | 23800 | 15.2 | 8.5 | 23600 | 19200 | 81.36% | 1.94 | 0 | 9.8 |  |  |  |  | R-454B | 1.9833 | Residential & Commercial | USHP
216676636 | Central HP <5.4 tons | GRANDAIRE | HRCU-A-CB (Split System: Heat Pump with Remote Outdoor Unit-Air-Source) | WD5CURAH24AAK |  |  | W5SH36M12XA* | WFET070A036A* | 24200 | 15.2 | 8.5 | 23800 | 19300 | 81.09% | 1.92 | 0 | 10 |  |  |  |  | R-454B | 2.0167 | Residential & Commercial | USHP | Ducted CEE Tier 1
214053804 | Central HP <5.4 tons | BOSCH | HRCU-A-CB (Split System: Heat Pump with Remote Outdoor Unit-Air-Source) | BOVC-36HDN1-M20G |  |  | BVA-24WN1-M20 | 0 | 24000 | 20 | 9.5 | 24000 | 17600 | 73.33% | 2 | 14 | 13 |  |  |  |  | R-410A | 2 | Residential & Commercial | USHP | Ducted CEE Tier 1
210474110 | Central HP <5.4 tons | KEEPRITE | HRCU-A-CB (Split System: Heat Pump with Remote Outdoor Unit-Air-Source) | CVH825GKA3* |  |  | EN(A,D)4X48L24**+WALLCON | *96CTN1202422A* | 24200 | 17 | 8.1 | 21200 | 16600 | 78.3% | 2.02 | 0 | 11.5 |  |  |  |  | R-410A | 2.0167 | Residential & Commercial | USHP | Ducted CEE Tier 1
210474621 | Central HP <5.4 tons | KEEPRITE | HRCU-A-CB (Split System: Heat Pump with Remote Outdoor Unit-Air-Source) | CVH825GKA3* |  |  | EHD4X48AAL+WALLCON | *96CTN1002122A* | 24200 | 16 | 8.1 | 21200 | 16700 | 78.77% | 2.04 | 0 | 11 |  |  |  |  | R-410A | 2.0167 | Residential & Commercial | USHP | Ducted CEE Tier 1
210473978 | Central HP <5.4 tons | KEEPRITE | HRCU-A-CB (Split System: Heat Pump with Remote Outdoor Unit-Air-Source) | CVH825GKA3* |  |  | EN(A,D,W)4X48L21**+WALLCON | *96CTN0601714A* | 24000 | 16.5 | 8.1 | 21400 | 16700 | 78.04% | 2 | 0 | 11 |  |  |  |  | R-410A | 2 | Residential & Commercial | USHP | Ducted CEE Tier 1
210473399 | Central HP <5.4 tons | KEEPRITE | HRCU-A-CB (Split System: Heat Pump with Remote Outdoor Unit-Air-Source) | CVH825GKA3* |  |  | EA*4X48L21A*+WALLCON | *97CMN1002122A* | 24000 | 16.5 | 8.1 | 21000 | 16500 | 78.57% | 2.02 | 0 | 11 |  |  |  |  | R-410A | 2 | Residential & Commercial | USHP | Ducted CEE Tier 1
216677024 | Central HP <5.4 tons | GRANDAIRE | HRCU-A-CB (Split System: Heat Pump with Remote Outdoor Unit-Air-Source) | WD5CURAH24AAK |  |  | W5SH36M12XA* | WFAX100C060B* | 24200 | 15.2 | 8.5 | 23600 | 19300 | 81.78% | 1.94 | 0 | 10 |  |  |  |  | R-454B | 2.0167 | Residential & Commercial | USHP | Ducted CEE Tier 1
211263336 | Central HP <5.4 tons | GRANDAIRE | HRCU-A-CB (Split System: Heat Pump with Remote Outdoor Unit-Air-Source) | WDLCURAH18ABK |  |  | WLNC244BA* | WFEL045B036B* | 18400 | 15.5 | 8.5 | 19400 | 18500 | 95.36% | 2.24 | 0 | 11 |  |  |  |  | R-410A | 1.5333 | Residential & Commercial | USHP | Ducted CEE Tier 1
211262786 | Central HP <5.4 tons | GRANDAIRE | HRCU-A-CB (Split System: Heat Pump with Remote Outdoor Unit-Air-Source) | WDLCURAH18ABK |  |  | WLNC244AA* | WFER070A036A* | 17500 | 16 | 8.5 | 18400 | 18800 | 102.2% | 2.26 | 0 | 11 |  |  |  |  | R-410A | 1.4583 | Residential & Commercial | USHP | Ducted CEE Tier 1
211263338 | Central HP <5.4 tons | GRANDAIRE | HRCU-A-CB (Split System: Heat Pump with Remote Outdoor Unit-Air-Source) | WDLCURAH18ABK |  |  | WLNC244BA* | WFER045B036A* | 18400 | 15.5 | 8.5 | 19400 | 18500 | 95.36% | 2.24 | 0 | 11 |  |  |  |  | R-410A | 1.5333 | Residential & Commercial | USHP | Ducted CEE Tier 1
214053815 | Central HP <5.4 tons | BOSCH | HRCU-A-CB (Split System: Heat Pump with Remote Outdoor Unit-Air-Source) | BOVC-36HDN1-M20G |  |  | BMAC3036CNTD | BGH96M100C5B | 33200 | 17.5 | 9 | 34200 | 24000 | 70.18% | 1.88 | 0 | 11.2 |  |  |  |  | R-410A | 2.7667 | Residential & Commercial | USHP | Ducted CEE Tier 1
214053832 | Central HP <5.4 tons | BOSCH | HRCU-A-CB (Split System: Heat Pump with Remote Outdoor Unit-Air-Source) | BOVD-36HDN1-M20G |  |  | BMAC3036BNTD | BGH96M080B3B | 33600 | 17.5 | 9 | 34200 | 24000 | 70.18% | 1.88 | 0 | 11 |  |  |  |  | R-410A | 2.8 | Residential & Commercial | USHP | Ducted CEE Tier 1
216676444 | Central HP <5.4 tons | GRANDAIRE | HRCU-A-CB (Split System: Heat Pump with Remote Outdoor Unit-Air-Source) | WD5CURAH24AAK |  |  | WLA*374BA** | WFEU060B048B* | 24800 | 16 | 9 | 23600 | 19200 | 81.36% | 2.06 | 0 | 10 |  |  |  |  | R-454B | 2.0667 | Residential & Commercial | USHP | Ducted CEE Tier 1
216676596 | Central HP <5.4 tons | GRANDAIRE | HRCU-A-CB (Split System: Heat Pump with Remote Outdoor Unit-Air-Source) | WD5CURAH24AAK |  |  | W5A*25M17XA* | WFET045A036A* | 24200 | 15.5 | 8.5 | 23200 | 19100 | 82.33% | 1.94 | 0 | 10 |  |  |  |  | R-454B | 2.0167 | Residential & Commercial | USHP | Ducted CEE Tier 1
216675863 | Central HP <5.4 tons | GRANDAIRE | HRCU-A-CB (Split System: Heat Pump with Remote Outdoor Unit-Air-Source) | WD5CURAH24AAK |  |  | W5A*36M17XA* | WFE*070B036C* | 23600 | 15.5 | 8.5 | 23800 | 19300 | 81.09% | 1.92 | 0 | 9.8 |  |  |  |  | R-454B | 1.9667 | Residential & Commercial | USHP
216676712 | Central HP <5.4 tons | GRANDAIRE | HRCU-A-CB (Split System: Heat Pump with Remote Outdoor Unit-Air-Source) | WD5CURAH24AAK |  |  | W5A*36M17XA* | WFET090B048A* | 23600 | 15.5 | 8.5 | 24000 | 19400 | 80.83% | 1.92 | 0 | 9.8 |  |  |  |  | R-454B | 1.9667 | Residential & Commercial | USHP
211245011 | Central HP <5.4 tons | KEEPRITE | HRCU-A-CB (Split System: Heat Pump with Remote Outdoor Unit-Air-Source) | DLCURAH24ABK |  |  | EN(A,D,W)4X36L17** | *96VTN0401712A* | 23400 | 16 | 8.1 | 25800 | 24000 | 93.02% | 1.98 | 0 | 10 |  |  |  |  | R-410A | 1.95 | Residential & Commercial | USHP | Ducted CEE Tier 1
211245729 | Central HP <5.4 tons | KEEPRITE | HRCU-A-CB (Split System: Heat Pump with Remote Outdoor Unit-Air-Source) | DLCURAH24ABK |  |  | EN(A,D)4X36L21** | *92ESN0401712A* | 23600 | 15.5 | 8.1 | 26200 | 23400 | 89.31% | 1.92 | 0 | 10 |  |  |  |  | R-410A | 1.9667 | Residential & Commercial | USHP | Ducted CEE Tier 1
211245446 | Central HP <5.4 tons | KEEPRITE | HRCU-A-CB (Split System: Heat Pump with Remote Outdoor Unit-Air-Source) | DLCURAH24ABK |  |  | EN(A,D)4X36L21** | *80VSL0702120A* | 24600 | 16 | 8.1 | 26600 | 22400 | 84.21% | 1.84 | 0 | 10.5 |  |  |  |  | R-410A | 2.05 | Residential & Commercial | USHP | Ducted CEE Tier 1
211245196 | Central HP <5.4 tons | KEEPRITE | HRCU-A-CB (Split System: Heat Pump with Remote Outdoor Unit-Air-Source) | DLCURAH24ABK |  |  | EN(A,D,W)4X36L17** | *95ESN0601714A* | 24600 | 16 | 8.1 | 26600 | 22400 | 84.21% | 1.84 | 0 | 10 |  |  |  |  | R-410A | 2.05 | Residential & Commercial | USHP | Ducted CEE Tier 1
211245063 | Central HP <5.4 tons | KEEPRITE | HRCU-A-CB (Split System: Heat Pump with Remote Outdoor Unit-Air-Source) | DLCURAH24ABK |  |  | EN(A,D,W)4X36L17** | *95ESN0601412A* | 24400 | 15.5 | 8.1 | 26600 | 22600 | 84.96% | 1.86 | 0 | 10 |  |  |  |  | R-410A | 2.0333 | Residential & Commercial | USHP | Ducted CEE Tier 1
211245127 | Central HP <5.4 tons | KEEPRITE | HRCU-A-CB (Split System: Heat Pump with Remote Outdoor Unit-Air-Source) | DLCURAH24ABK |  |  | EN(A,D,W)4X36L17** | *80ES(N,L)0451712A* | 24000 | 16.5 | 8.1 | 26200 | 23000 | 87.79% | 1.9 | 0 | 10.5 |  |  |  |  | R-410A | 2 | Residential & Commercial | USHP | Ducted CEE Tier 1
211229150 | Central HP <5.4 tons | KEEPRITE | HRCU-A-CB (Split System: Heat Pump with Remote Outdoor Unit-Air-Source) | DLCURAH36ABK |  |  | EA*4X48L21A* | *95ESU1002122A* | 37200 | 15.5 | 8.5 | 38500 | 35000 | 90.91% | 2.12 | 0 | 10 |  |  |  |  | R-410A | 3.1 | Residential & Commercial | USHP | Ducted CEE Tier 1
211244741 | Central HP <5.4 tons | GRANDAIRE | HRCU-A-CB (Split System: Heat Pump with Remote Outdoor Unit-Air-Source) | WDLCURAH24ABK |  |  | WLNC304BA* | WFAX060B042A* | 24400 | 16.5 | 8.1 | 26400 | 22800 | 86.36% | 1.88 | 0 | 10.5 |  |  |  |  | R-410A | 2.0333 | Residential & Commercial | USHP | Ducted CEE Tier 1
211245066 | Central HP <5.4 tons | GRANDAIRE | HRCU-A-CB (Split System: Heat Pump with Remote Outdoor Unit-Air-Source) | WDLCURAH24ABK |  |  | WLN(C,W)364BA* | WFSX060A036A* | 24400 | 15.5 | 8.1 | 26600 | 22600 | 84.96% | 1.86 | 0 | 10 |  |  |  |  | R-410A | 2.0333 | Residential & Commercial | USHP | Ducted CEE Tier 1
216678265 | Central HP <5.4 tons | KEEPRITE | HRCU-A-CB (Split System: Heat Pump with Remote Outdoor Unit-Air-Source) | D5CURAH24AAK |  |  | EA*5X25M17A* | *97VTN0601716A* | 24400 | 15.5 | 8.5 | 23200 | 19100 | 82.33% | 1.94 | 0 | 10 |  |  |  |  | R-454B | 2.0333 | Residential & Commercial | USHP | Ducted CEE Tier 1
216677772 | Central HP <5.4 tons | KEEPRITE | HRCU-A-CB (Split System: Heat Pump with Remote Outdoor Unit-Air-Source) | D5CURAH24AAK |  |  | EA*5X36M17A* | *95MSU0601716A* | 23800 | 15.5 | 8.5 | 24000 | 19400 | 80.83% | 1.9 | 0 | 9.8 |  |  |  |  | R-454B | 1.9833 | Residential & Commercial | USHP
216677998 | Central HP <5.4 tons | KEEPRITE | HRCU-A-CB (Split System: Heat Pump with Remote Outdoor Unit-Air-Source) | D5CURAH24AAK |  |  | EA*5X36M17A* | *96VTN0601412B* | 23600 | 15.2 | 8.5 | 24000 | 19400 | 80.83% | 1.9 | 0 | 9.8 |  |  |  |  | R-454B | 1.9667 | Residential & Commercial | USHP
210473190 | Central HP <5.4 tons | KEEPRITE | HRCU-A-CB (Split System: Heat Pump with Remote Outdoor Unit-Air-Source) | CVH825GKA3* |  |  | EA*4X43L21A*+WALLCON | *96CTN0801714A* | 24400 | 16.5 | 8.1 | 21200 | 16700 | 78.77% | 2.02 | 0 | 11 |  |  |  |  | R-410A | 2.0333 | Residential & Commercial | USHP | Ducted CEE Tier 1
210473201 | Central HP <5.4 tons | KEEPRITE | HRCU-A-CB (Split System: Heat Pump with Remote Outdoor Unit-Air-Source) | CVH825GKA3* |  |  | EA*4X43L21A*+WALLCON | *97CMN0601714A* | 24200 | 16.5 | 8.1 | 21200 | 16800 | 79.25% | 2 | 0 | 11 |  |  |  |  | R-410A | 2.0167 | Residential & Commercial | USHP | Ducted CEE Tier 1
210472992 | Central HP <5.4 tons | KEEPRITE | HRCU-A-CB (Split System: Heat Pump with Remote Outdoor Unit-Air-Source) | CVH825GKA3* |  |  | EA*4X42L24A*+WALLCON | *95CSU0802120A* | 23800 | 17 | 8.1 | 21400 | 16600 | 77.57% | 1.96 | 0 | 11 |  |  |  |  | R-410A | 1.9833 | Residential & Commercial | USHP | Ducted CEE Tier 1
206133693 | Central HP <5.4 tons | KEEPRITE | HRCU-A-CB (Split System: Heat Pump with Remote Outdoor Unit-Air-Source) | CVH825GKA2* |  |  | EHD4X36AAL+WALLCON | *80CSU0401712A* | 24000 | 16 | 8.1 | 21400 | 16600 | 77.57% | 1.98 | 11 | 10.5 |  |  |  |  | R-410A | 2 | Residential & Commercial | USHP | Ducted CEE Tier 1
213078840 | Central HP <5.4 tons | GRANDAIRE | HRCU-A-CB (Split System: Heat Pump with Remote Outdoor Unit-Air-Source) | WDLCURAH36ABK |  |  | WLA*364CA* | WFEU100C060B* | 35000 | 16 | 8.5 | 38500 | 35200 | 91.43% | 1.8 | 0 | 9.5 |  |  |  |  | R-410A | 2.9167 | Residential & Commercial | USHP
213078924 | Central HP <5.4 tons | GRANDAIRE | HRCU-A-CB (Split System: Heat Pump with Remote Outdoor Unit-Air-Source) | WDLCURAH36ABK |  |  | WLNC424BA* | WFEU100C060B* | 36000 | 15.5 | 8.1 | 39000 | 35200 | 90.26% | 1.9 | 0 | 10 |  |  |  |  | R-410A | 3 | Residential & Commercial | USHP | Ducted CEE Tier 1
213078960 | Central HP <5.4 tons | GRANDAIRE | HRCU-A-CB (Split System: Heat Pump with Remote Outdoor Unit-Air-Source) | WDLCURAH36ABK |  |  | WLA*364BA* | WFEU040B036B* | 34800 | 15.5 | 8.5 | 39000 | 35200 | 90.26% | 1.8 | 0 | 9.5 |  |  |  |  | R-410A | 2.9 | Residential & Commercial | USHP
213079260 | Central HP <5.4 tons | GRANDAIRE | HRCU-A-CB (Split System: Heat Pump with Remote Outdoor Unit-Air-Source) | WDLCURAH36ABK |  |  | WLA*434CA* | WFEU080C060B* | 36600 | 16.5 | 8.5 | 38000 | 34600 | 91.05% | 2.08 | 0 | 10 |  |  |  |  | R-410A | 3.05 | Residential & Commercial | USHP | Ducted CEE Tier 1
213079542 | Central HP <5.4 tons | GRANDAIRE | HRCU-A-CB (Split System: Heat Pump with Remote Outdoor Unit-Air-Source) | WDLCURAH36ABK |  |  | WLA*374BA* | WFAX080B048B* | 36400 | 15.5 | 8.5 | 38500 | 34800 | 90.39% | 2.04 | 0 | 10 |  |  |  |  | R-410A | 3.0333 | Residential & Commercial | USHP | Ducted CEE Tier 1
213080787 | Central HP <5.4 tons | GRANDAIRE | HRCU-A-CB (Split System: Heat Pump with Remote Outdoor Unit-Air-Source) | WDLCURAH36ABK |  |  | WLA*364CA* | WFSU080C060B* | 35000 | 16 | 8.1 | 38500 | 35000 | 90.91% | 2.06 | 0 | 9.5 |  |  |  |  | R-410A | 2.9167 | Residential & Commercial | USHP
215676151 | Central HP <5.4 tons | KENMORE | HRCU-A-CB (Split System: Heat Pump with Remote Outdoor Unit-Air-Source) | (C,H,T)5H0V48*K*AAA* |  |  | EVD5X48M21A*+WALLCON | *97CMN1002122B* | 47000 | 18.5 | 9 | 50000 | 36400 | 72.8% | 2 | 0 | 10 |  |  |  |  | R-454B | 3.9167 | Residential & Commercial | USHP | Ducted CEE Tier 1
211226425 | Central HP <5.4 tons | KEEPRITE | HRCU-A-CB (Split System: Heat Pump with Remote Outdoor Unit-Air-Source) | DLCURAH36ABK |  |  | EA*4X36L21A* | *96VTN1002122A* | 35200 | 16.5 | 8.1 | 38500 | 35200 | 91.43% | 1.82 | 0 | 10 |  |  |  |  | R-410A | 2.9333 | Residential & Commercial | USHP | Ducted CEE Tier 1
216676353 | Central HP <5.4 tons | GRANDAIRE | HRCU-A-CB (Split System: Heat Pump with Remote Outdoor Unit-Air-Source) | WD5CURAH24AAK |  |  | W5SH36M12XA* | WFEU040B036B* | 24200 | 15.2 | 8.5 | 23600 | 19300 | 81.78% | 1.94 | 0 | 10 |  |  |  |  | R-454B | 2.0167 | Residential & Commercial | USHP | Ducted CEE Tier 1
216676536 | Central HP <5.4 tons | GRANDAIRE | HRCU-A-CB (Split System: Heat Pump with Remote Outdoor Unit-Air-Source) | WD5CURAH24AAK |  |  | W5SH36M12XA* | WFE*070B036C* | 23800 | 15.2 | 8.5 | 23600 | 19200 | 81.36% | 1.94 | 0 | 9.8 |  |  |  |  | R-454B | 1.9833 | Residential & Commercial | USHP
216676604 | Central HP <5.4 tons | GRANDAIRE | HRCU-A-CB (Split System: Heat Pump with Remote Outdoor Unit-Air-Source) | WD5CURAH24AAK |  |  | W5A*30M14XA* | WFET070A036A* | 23600 | 15.2 | 8.5 | 24200 | 19400 | 80.17% | 1.9 | 0 | 9.8 |  |  |  |  | R-454B | 1.9667 | Residential & Commercial | USHP
216676620 | Central HP <5.4 tons | GRANDAIRE | HRCU-A-CB (Split System: Heat Pump with Remote Outdoor Unit-Air-Source) | WD5CURAH24AAK |  |  | W5A*36M17XA* | WFET070A036A* | 23800 | 15.5 | 8.5 | 24000 | 19400 | 80.83% | 1.92 | 0 | 10 |  |  |  |  | R-454B | 1.9833 | Residential & Commercial | USHP | Ducted CEE Tier 1
216676773 | Central HP <5.4 tons | GRANDAIRE | HRCU-A-CB (Split System: Heat Pump with Remote Outdoor Unit-Air-Source) | WD5CURAH24AAK |  |  | W5SH30M12XA* | WFEU060B048B* | 24200 | 15.2 | 8.5 | 24400 | 19500 | 79.92% | 1.92 | 0 | 9.8 |  |  |  |  | R-454B | 2.0167 | Residential & Commercial | USHP
216676990 | Central HP <5.4 tons | GRANDAIRE | HRCU-A-CB (Split System: Heat Pump with Remote Outdoor Unit-Air-Source) | WD5CURAH24AAK |  |  | W5SH30M12XA* | WFET070A036A* | 23800 | 15.2 | 8.5 | 24200 | 19500 | 80.58% | 1.92 | 0 | 9.8 |  |  |  |  | R-454B | 1.9833 | Residential & Commercial | USHP
210597580 | Central HP <5.4 tons | KEEPRITE | HRCU-A-CB (Split System: Heat Pump with Remote Outdoor Unit-Air-Source) | CVH837GKA** |  |  | EN(A,D)4X48L24**+WALLCON | *95CSU0802120A* | 32400 | 17.5 | 8.1 | 32800 | 24800 | 75.61% | 1.96 | 0 | 11.7 |  |  |  |  | R-410A | 2.7 | Residential & Commercial | USHP | Ducted CEE Tier 1
216675818 | Central HP <5.4 tons | GRANDAIRE | HRCU-A-CB (Split System: Heat Pump with Remote Outdoor Unit-Air-Source) | WD5CURAH24AAK |  |  | W5SH36M12XA* | WFE*070A036C* | 24000 | 15.2 | 8.5 | 23600 | 19200 | 81.36% | 1.94 | 0 | 10 |  |  |  |  | R-454B | 2 | Residential & Commercial | USHP | Ducted CEE Tier 1
216676456 | Central HP <5.4 tons | GRANDAIRE | HRCU-A-CB (Split System: Heat Pump with Remote Outdoor Unit-Air-Source) | WD5CURAH24AAK |  |  | W5A*25M17XA* | WFEU060B048B* | 25000 | 16 | 9 | 23400 | 19200 | 82.05% | 2.06 | 0 | 10 |  |  |  |  | R-454B | 2.0833 | Residential & Commercial | USHP | Ducted CEE Tier 1
216676974 | Central HP <5.4 tons | GRANDAIRE | HRCU-A-CB (Split System: Heat Pump with Remote Outdoor Unit-Air-Source) | WD5CURAH24AAK |  |  | W5A*30M17XA* | WFAX080B048B* | 23400 | 15.5 | 8.5 | 24000 | 19400 | 80.83% | 1.9 | 0 | 9.8 |  |  |  |  | R-454B | 1.95 | Residential & Commercial | USHP
216678578 | Central HP <5.4 tons | GRANDAIRE | HRCU-A-CB (Split System: Heat Pump with Remote Outdoor Unit-Air-Source) | WD5CURAH24AAK |  |  | FM(C,U)5Z36**AL* | 0 | 24800 | 16 | 9.5 | 24800 | 19600 | 79.03% | 2.14 | 0 | 10 |  |  |  |  | R-454B | 2.0667 | Residential & Commercial | USHP | Ducted CEE Tier 1
214229001 | Central HP <5.4 tons | GRANDAIRE | HRCU-A-CB (Split System: Heat Pump with Remote Outdoor Unit-Air-Source) | WDLCURAH18ABK |  |  | WLA*254BA* | WFEU060B048B* | 18200 | 16.5 | 8.5 | 18000 | 17500 | 97.22% | 2.12 | 0 | 11 |  |  |  |  | R-410A | 1.5167 | Residential & Commercial | USHP | Ducted CEE Tier 1
211263198 | Central HP <5.4 tons | GRANDAIRE | HRCU-A-CB (Split System: Heat Pump with Remote Outdoor Unit-Air-Source) | WDLCURAH18ABK |  |  | WLNC244BA* | WFSX060A036A* | 17800 | 16 | 8.5 | 18700 | 18800 | 100.5% | 2.26 | 0 | 11 |  |  |  |  | R-410A | 1.4833 | Residential & Commercial | USHP | Ducted CEE Tier 1
215225095 | Central HP <5.4 tons | BOSCH | HRCU-A-CB (Split System: Heat Pump with Remote Outdoor Unit-Air-Source) | BOVA-36RXB-M15S |  |  | BIVA-24RXB-M15X | 0 | 24000 | 15.2 | 8.5 | 24000 | 17500 | 72.92% | 1.8 | 0 | 11.7 |  |  |  |  | R-454B | 2 | Residential & Commercial | USHP | Ducted CEE Tier 1
212979724 | Central HP <5.4 tons | GRANDAIRE | HRCU-A-CB (Split System: Heat Pump with Remote Outdoor Unit-Air-Source) | WDLCURAH30ABK |  |  | WLA*374CA* | WFE*090B042C* | 30400 | 15.2 | 8.1 | 33200 | 27600 | 83.13% | 1.8 | 0 | 9 |  |  |  |  | R-410A | 2.5333 | Residential & Commercial | USHP
211226235 | Central HP <5.4 tons | GRANDAIRE | HRCU-A-CB (Split System: Heat Pump with Remote Outdoor Unit-Air-Source) | WDLCURAH30ABK |  |  | FM(C,U)4Z36**AL* | 0 | 30400 | 15.5 | 8.5 | 35000 | 27400 | 78.29% | 1.82 | 0 | 9 |  |  |  |  | R-410A | 2.5333 | Residential & Commercial | USHP
215225111 | Central HP <5.4 tons | BOSCH | HRCU-A-CB (Split System: Heat Pump with Remote Outdoor Unit-Air-Source) | BOVA-60RXB-M15S |  |  | BMAC4248BBTA | BGH96M080B3C | 43000 | 16 | 8.5 | 44000 | 31000 | 70.45% | 1.85 | 0 | 10.5 |  |  |  |  | R-454B | 3.5833 | Residential & Commercial | USHP | Ducted CEE Tier 1
212980276 | Central HP <5.4 tons | GRANDAIRE | HRCU-A-CB (Split System: Heat Pump with Remote Outdoor Unit-Air-Source) | WDLCURAH24ABK |  |  | WLA*374CA* | WFE*090C048C* | 24400 | 17.5 | 8.5 | 25200 | 24000 | 95.24% | 2 | 0 | 10.5 |  |  |  |  | R-410A | 2.0333 | Residential & Commercial | USHP | Ducted CEE Tier 1
211243759 | Central HP <5.4 tons | GRANDAIRE | HRCU-A-CB (Split System: Heat Pump with Remote Outdoor Unit-Air-Source) | WDLCURAH24ABK |  |  | WLNC244AA* | WFSX060A036A* | 24000 | 15.2 | 8.5 | 27200 | 23000 | 84.56% | 1.88 | 0 | 10 |  |  |  |  | R-410A | 2 | Residential & Commercial | USHP | Ducted CEE Tier 1
211244796 | Central HP <5.4 tons | GRANDAIRE | HRCU-A-CB (Split System: Heat Pump with Remote Outdoor Unit-Air-Source) | WDLCURAH24ABK |  |  | WLNC304BA* | WFAX040B036A* | 23600 | 15.5 | 8.1 | 26200 | 23400 | 89.31% | 1.92 | 0 | 10 |  |  |  |  | R-410A | 1.9667 | Residential & Commercial | USHP | Ducted CEE Tier 1
211227328 | Central HP <5.4 tons | GRANDAIRE | HRCU-A-CB (Split System: Heat Pump with Remote Outdoor Unit-Air-Source) | WDLCURAH36ABK |  |  | WLA*424CA* | WFEL070C048B* | 35200 | 16 | 8.1 | 38500 | 35000 | 90.91% | 1.88 | 0 | 9.5 |  |  |  |  | R-410A | 2.9333 | Residential & Commercial | USHP
211227798 | Central HP <5.4 tons | GRANDAIRE | HRCU-A-CB (Split System: Heat Pump with Remote Outdoor Unit-Air-Source) | WDLCURAH36ABK |  |  | WLA*424DA* | WFEL090C060B* | 36000 | 16 | 8.1 | 39500 | 35000 | 88.61% | 1.92 | 0 | 10 |  |  |  |  | R-410A | 3 | Residential & Commercial | USHP | Ducted CEE Tier 1
211227799 | Central HP <5.4 tons | GRANDAIRE | HRCU-A-CB (Split System: Heat Pump with Remote Outdoor Unit-Air-Source) | WDLCURAH36ABK |  |  | WLA*424DA* | WFER090C060A* | 36000 | 16 | 8.1 | 39500 | 35000 | 88.61% | 1.92 | 0 | 10 |  |  |  |  | R-410A | 3 | Residential & Commercial | USHP | Ducted CEE Tier 1
211228281 | Central HP <5.4 tons | GRANDAIRE | HRCU-A-CB (Split System: Heat Pump with Remote Outdoor Unit-Air-Source) | WDLCURAH36ABK |  |  | WLA*434CA* | WFEL090C060B* | 36800 | 16 | 8.5 | 38500 | 34800 | 90.39% | 2.1 | 0 | 10 |  |  |  |  | R-410A | 3.0667 | Residential & Commercial | USHP | Ducted CEE Tier 1
214053821 | Central HP <5.4 tons | BOSCH | HRCU-A-C (Split System: Heat Pump with Remote Outdoor Unit with No Indoor Fan --Air Source) | BOVC-36HDN1-M20G |  |  | BMAC4248CNTF | 0 | 32400 | 15.2 | 9 | 34200 | 24000 | 70.18% | 1.86 | 0 | 11.5 |  |  |  |  | R-410A | 2.7 | Residential & Commercial | USHP | Ducted CEE Tier 1
212983271 | Central HP <5.4 tons | GRANDAIRE | HRCU-A-CB (Split System: Heat Pump with Remote Outdoor Unit-Air-Source) | WDLCURAH18ABK |  |  | WLA*244BA* | WFAX040B036B* | 17200 | 15.5 | 8.5 | 18300 | 17800 | 97.27% | 2.14 | 0 | 10 |  |  |  |  | R-410A | 1.4333 | Residential & Commercial | USHP | Ducted CEE Tier 1
211240861 | Central HP <5.4 tons | KEEPRITE | HRCU-A-CB (Split System: Heat Pump with Remote Outdoor Unit-Air-Source) | DLCURAH24ABK |  |  | EA*4X25L17A* | *96VSN0801716A* | 24800 | 17 | 8.5 | 25600 | 21200 | 82.81% | 1.78 | 0 | 10.5 |  |  |  |  | R-410A | 2.0667 | Residential & Commercial | USHP | Ducted CEE Tier 1
216676616 | Central HP <5.4 tons | GRANDAIRE | HRCU-A-CB (Split System: Heat Pump with Remote Outdoor Unit-Air-Source) | WD5CURAH24AAK |  |  | W5A*30M17XA* | WFET070A036A* | 23800 | 15.5 | 8.5 | 24200 | 19400 | 80.17% | 1.9 | 0 | 9.8 |  |  |  |  | R-454B | 1.9833 | Residential & Commercial | USHP
216676986 | Central HP <5.4 tons | GRANDAIRE | HRCU-A-CB (Split System: Heat Pump with Remote Outdoor Unit-Air-Source) | WD5CURAH24AAK |  |  | WLA*374BA** | WFAX080B048B* | 24600 | 15.5 | 9 | 23600 | 19200 | 81.36% | 2.06 | 0 | 10 |  |  |  |  | R-454B | 2.05 | Residential & Commercial | USHP | Ducted CEE Tier 1
214053814 | Central HP <5.4 tons | BOSCH | HRCU-A-CB (Split System: Heat Pump with Remote Outdoor Unit-Air-Source) | BOVC-36HDN1-M20G |  |  | BMAC3036CNTD | BGH96M080C4B | 33600 | 17.5 | 9 | 34200 | 24000 | 70.18% | 1.88 | 0 | 11 |  |  |  |  | R-410A | 2.8 | Residential & Commercial | USHP | Ducted CEE Tier 1
214053830 | Central HP <5.4 tons | BOSCH | HRCU-A-CB (Split System: Heat Pump with Remote Outdoor Unit-Air-Source) | BOVD-36HDN1-M20G |  |  | BMAC3036ANTD | BGH96M080B3B | 32800 | 17.5 | 9 | 34000 | 24000 | 70.59% | 1.85 | 0 | 10.6 |  |  |  |  | R-410A | 2.7333 | Residential & Commercial | USHP | Ducted CEE Tier 1
211245889 | Central HP <5.4 tons | KEEPRITE | HRCU-A-CB (Split System: Heat Pump with Remote Outdoor Unit-Air-Source) | DLCURAH24ABK |  |  | FMA4X24**AL* | 0 | 23600 | 17 | 9 | 27200 | 25600 | 94.12% | 2.14 | 0 | 10 |  |  |  |  | R-410A | 1.9667 | Residential & Commercial | USHP | Ducted CEE Tier 1
211245922 | Central HP <5.4 tons | KEEPRITE | HRCU-A-CB (Split System: Heat Pump with Remote Outdoor Unit-Air-Source) | DLCURAH24ABK |  |  | FM(C,U)4X30**AL* | 0 | 25000 | 15.2 | 8.5 | 27800 | 21800 | 78.42% | 1.8 | 0 | 10 |  |  |  |  | R-410A | 2.0833 | Residential & Commercial | USHP | Ducted CEE Tier 1
216734246 | Central HP <5.4 tons | GRANDAIRE | HRCU-A-CB (Split System: Heat Pump with Remote Outdoor Unit-Air-Source) | WD5CUHAH24AAK |  |  | W5A*30M17XA* | WFST040A030A* | 22000 | 15.5 | 8.1 | 21000 | 18900 | 90% | 1.85 | 0 | 10.5 |  |  |  |  | R-454B | 1.8333 | Residential & Commercial | USHP | Ducted CEE Tier 1
211245740 | Central HP <5.4 tons | KEEPRITE | HRCU-A-CB (Split System: Heat Pump with Remote Outdoor Unit-Air-Source) | DLCURAH24ABK |  |  | EN(A,D)4X36L21** | *80ESU0802120A | 24400 | 17 | 8.5 | 26200 | 22800 | 87.02% | 1.88 | 0 | 10.5 |  |  |  |  | R-410A | 2.0333 | Residential & Commercial | USHP | Ducted CEE Tier 1
211245639 | Central HP <5.4 tons | KEEPRITE | HRCU-A-CB (Split System: Heat Pump with Remote Outdoor Unit-Air-Source) | DLCURAH24ABK |  |  | EN(A,D)4X36L21** | *80ES(N,L)0902120A* | 24600 | 16.5 | 8.5 | 26600 | 22400 | 84.21% | 1.84 | 0 | 10.5 |  |  |  |  | R-410A | 2.05 | Residential & Commercial | USHP | Ducted CEE Tier 1
216678050 | Central HP <5.4 tons | GRANDAIRE | HRCU-A-CB (Split System: Heat Pump with Remote Outdoor Unit-Air-Source) | WD5CURAH24AAK |  |  | W5A*36M17XA* | WFST060B048A* | 23600 | 15.2 | 8.5 | 24000 | 19400 | 80.83% | 1.92 | 0 | 9.8 |  |  |  |  | R-454B | 1.9667 | Residential & Commercial | USHP
216678617 | Central HP <5.4 tons | GRANDAIRE | HRCU-A-CB (Split System: Heat Pump with Remote Outdoor Unit-Air-Source) | WD5CURAH24AAK |  |  | WCGL365*C* | 0 | 24600 | 16 | 9 | 24200 | 19400 | 80.17% | 2.02 | 0 | 10 |  |  |  |  | R-454B | 2.05 | Residential & Commercial | USHP | Ducted CEE Tier 1
214053808 | Central HP <5.4 tons | BOSCH | HRCU-A-CB (Split System: Heat Pump with Remote Outdoor Unit-Air-Source) | BOVC-36HDN1-M20G |  |  | BMAC2430BNTD | BGH96M060B3B | 24000 | 18.5 | 9 | 24000 | 17400 | 72.5% | 1.9 | 0 | 12 |  |  |  |  | R-410A | 2 | Residential & Commercial | USHP | Ducted CEE Tier 1
214053824 | Central HP <5.4 tons | BOSCH | HRCU-A-CB (Split System: Heat Pump with Remote Outdoor Unit-Air-Source) | BOVD-36HDN1-M20G |  |  | BVA-36WN1-M20 | 0 | 34200 | 19 | 9.5 | 34200 | 24000 | 70.18% | 1.9 | 0 | 12 |  |  |  |  | R-410A | 2.85 | Residential & Commercial | USHP | Ducted CEE Tier 1
211244542 | Central HP <5.4 tons | GRANDAIRE | HRCU-A-CB (Split System: Heat Pump with Remote Outdoor Unit-Air-Source) | WDLCURAH24ABK |  |  | WLNC304BA* | WFSU060B048A* | 24200 | 16.5 | 8.1 | 26200 | 22800 | 87.02% | 1.9 | 0 | 10.5 |  |  |  |  | R-410A | 2.0167 | Residential & Commercial | USHP | Ducted CEE Tier 1
216097083 | Central HP <5.4 tons | Kerr | HRCU-A-CB (Split System: Heat Pump with Remote Outdoor Unit-Air-Source) | A-KXP18TA-1 |  |  | B-KXP18TA-1 | 0 | 18000 | 19 | 9.7 | 19000 | 18000 | 94.74% | 2 | 0 | 12.5 |  |  |  |  | R-454B | 1.5 | Residential & Commercial | USHP | Ducted CEE Tier 1
215225092 | Central HP <5.4 tons | BOSCH | HRCU-A-CB (Split System: Heat Pump with Remote Outdoor Unit-Air-Source) | BOVA-24RXB-M15S |  |  | BMAC2430BBTA | BGH96M080B3C | 23600 | 16 | 8.5 | 24000 | 16800 | 70% | 1.8 | 0 | 10.6 |  |  |  |  | R-454B | 1.9667 | Residential & Commercial | USHP | Ducted CEE Tier 1
214229144 | Central HP <5.4 tons | GRANDAIRE | HRCU-A-CB (Split System: Heat Pump with Remote Outdoor Unit-Air-Source) | WDLCURAH24ABK |  |  | WLA*254BA* | WFEU060B048B* | 24200 | 17.5 | 8.5 | 25200 | 21200 | 84.13% | 1.8 | 0 | 10 |  |  |  |  | R-410A | 2.0167 | Residential & Commercial | USHP | Ducted CEE Tier 1
213479363 | Central HP <5.4 tons | BOSCH | HRCU-A-CB (Split System: Heat Pump with Remote Outdoor Unit-Air-Source) | BOVB-60HDN1-M18M |  |  | BMAC3036BNTD | BGH96M080B3B | 34200 | 16.5 | 8.5 | 34600 | 24400 | 70.52% | 1.82 | 0 | 11.7 |  |  |  |  | R-410A | 2.85 | Residential & Commercial | USHP | Ducted CEE Tier 1
211244730 | Central HP <5.4 tons | GRANDAIRE | HRCU-A-CB (Split System: Heat Pump with Remote Outdoor Unit-Air-Source) | WDLCURAH24ABK |  |  | WLNC304BA* | WFAX060A036A* | 23400 | 17 | 8.1 | 25800 | 24000 | 93.02% | 2 | 0 | 10 |  |  |  |  | R-410A | 1.95 | Residential & Commercial | USHP | Ducted CEE Tier 1
211245166 | Central HP <5.4 tons | GRANDAIRE | HRCU-A-CB (Split System: Heat Pump with Remote Outdoor Unit-Air-Source) | WDLCURAH24ABK |  |  | WLN(C,W)364BA* | WFAX060A036A* | 23400 | 17 | 8.1 | 25800 | 24000 | 93.02% | 2 | 0 | 10 |  |  |  |  | R-410A | 1.95 | Residential & Commercial | USHP | Ducted CEE Tier 1
211244752 | Central HP <5.4 tons | GRANDAIRE | HRCU-A-CB (Split System: Heat Pump with Remote Outdoor Unit-Air-Source) | WDLCURAH24ABK |  |  | WLNC304BA* | WFAX080B048A* | 24200 | 17 | 8.1 | 26200 | 22800 | 87.02% | 1.88 | 0 | 10.5 |  |  |  |  | R-410A | 2.0167 | Residential & Commercial | USHP | Ducted CEE Tier 1
211244785 | Central HP <5.4 tons | GRANDAIRE | HRCU-A-CB (Split System: Heat Pump with Remote Outdoor Unit-Air-Source) | WDLCURAH24ABK |  |  | WLNC304BA* | WFAX040A030A* | 24000 | 15.2 | 8.1 | 26600 | 22800 | 85.71% | 1.86 | 0 | 10 |  |  |  |  | R-410A | 2 | Residential & Commercial | USHP | Ducted CEE Tier 1
211245119 | Central HP <5.4 tons | GRANDAIRE | HRCU-A-CB (Split System: Heat Pump with Remote Outdoor Unit-Air-Source) | WDLCURAH24ABK |  |  | WLN(C,W)364BA* | WFER045A036A* | 24600 | 16 | 8.1 | 26600 | 22400 | 84.21% | 1.84 | 0 | 10.5 |  |  |  |  | R-410A | 2.05 | Residential & Commercial | USHP | Ducted CEE Tier 1
211245188 | Central HP <5.4 tons | GRANDAIRE | HRCU-A-CB (Split System: Heat Pump with Remote Outdoor Unit-Air-Source) | WDLCURAH24ABK |  |  | WLN(C,W)364BA* | WFAX080B048A* | 24200 | 17 | 8.1 | 26200 | 22800 | 87.02% | 1.88 | 0 | 10.5 |  |  |  |  | R-410A | 2.0167 | Residential & Commercial | USHP | Ducted CEE Tier 1
211245654 | Central HP <5.4 tons | GRANDAIRE | HRCU-A-CB (Split System: Heat Pump with Remote Outdoor Unit-Air-Source) | WDLCURAH24ABK |  |  | WLNC364CA* | WFEL110C060B* | 24800 | 16 | 8.5 | 26800 | 22200 | 82.84% | 1.82 | 0 | 10.5 |  |  |  |  | R-410A | 2.0667 | Residential & Commercial | USHP | Ducted CEE Tier 1
214053834 | Central HP <5.4 tons | BOSCH | HRCU-A-CB (Split System: Heat Pump with Remote Outdoor Unit-Air-Source) | BOVD-36HDN1-M20G |  |  | BMAC3036CNTD | BGH96M100C5B | 33200 | 17.5 | 9 | 34200 | 24000 | 70.18% | 1.88 | 0 | 11.2 |  |  |  |  | R-410A | 2.7667 | Residential & Commercial | USHP | Ducted CEE Tier 1
213076810 | Central HP <5.4 tons | GRANDAIRE | HRCU-A-CB (Split System: Heat Pump with Remote Outdoor Unit-Air-Source) | WDLCURAH36ABK |  |  | WLA*484DA* | WFET110C066A* | 36200 | 16.5 | 8.5 | 38000 | 35400 | 93.16% | 1.78 | 0 | 10 |  |  |  |  | R-410A | 3.0167 | Residential & Commercial | USHP | Ducted CEE Tier 1
213078441 | Central HP <5.4 tons | GRANDAIRE | HRCU-A-CB (Split System: Heat Pump with Remote Outdoor Unit-Air-Source) | WDLCURAH36ABK |  |  | WLA*434CA* | WFE*090C048C* | 36400 | 16.5 | 8.5 | 38000 | 34600 | 91.05% | 2.02 | 0 | 10 |  |  |  |  | R-410A | 3.0333 | Residential & Commercial | USHP | Ducted CEE Tier 1
213078734 | Central HP <5.4 tons | GRANDAIRE | HRCU-A-CB (Split System: Heat Pump with Remote Outdoor Unit-Air-Source) | WDLCURAH36ABK |  |  | WLNC484DA* | WFE*110C060C* | 36400 | 16.5 | 8.1 | 38500 | 27800 | 72.21% | 1.8 | 0 | 10.5 |  |  |  |  | R-410A | 3.0333 | Residential & Commercial | USHP | Ducted CEE Tier 1
213078864 | Central HP <5.4 tons | GRANDAIRE | HRCU-A-CB (Split System: Heat Pump with Remote Outdoor Unit-Air-Source) | WDLCURAH36ABK |  |  | WLA*374CA* | WFEU100C060B* | 36400 | 16 | 8.5 | 38000 | 34800 | 91.58% | 2.1 | 0 | 10 |  |  |  |  | R-410A | 3.0333 | Residential & Commercial | USHP | Ducted CEE Tier 1
213079116 | Central HP <5.4 tons | GRANDAIRE | HRCU-A-CB (Split System: Heat Pump with Remote Outdoor Unit-Air-Source) | WDLCURAH36ABK |  |  | WLA*424CA* | WFEU060B048B* | 35200 | 16.5 | 8.1 | 38500 | 35000 | 90.91% | 1.86 | 0 | 10 |  |  |  |  | R-410A | 2.9333 | Residential & Commercial | USHP | Ducted CEE Tier 1
213079200 | Central HP <5.4 tons | GRANDAIRE | HRCU-A-CB (Split System: Heat Pump with Remote Outdoor Unit-Air-Source) | WDLCURAH36ABK |  |  | WLNC484DA* | WFEU060B048B* | 35800 | 17 | 8.1 | 38000 | 28000 | 73.68% | 1.78 | 0 | 10.5 |  |  |  |  | R-410A | 2.9833 | Residential & Commercial | USHP | Ducted CEE Tier 1
211245520 | Central HP <5.4 tons | KEEPRITE | HRCU-A-CB (Split System: Heat Pump with Remote Outdoor Unit-Air-Source) | DLCURAH24ABK |  |  | EN(A,D)4X36L21** | *96VTN0801716A* | 24200 | 16.5 | 8.1 | 26200 | 23000 | 87.79% | 1.9 | 0 | 10.5 |  |  |  |  | R-410A | 2.0167 | Residential & Commercial | USHP | Ducted CEE Tier 1
211245571 | Central HP <5.4 tons | KEEPRITE | HRCU-A-CB (Split System: Heat Pump with Remote Outdoor Unit-Air-Source) | DLCURAH24ABK |  |  | EN(A,D)4X36L21** | *96VTN1002120A* | 23800 | 16.5 | 8.1 | 26000 | 23400 | 90% | 1.94 | 0 | 10.5 |  |  |  |  | R-410A | 1.9833 | Residential & Commercial | USHP | Ducted CEE Tier 1
212979892 | Central HP <5.4 tons | GRANDAIRE | HRCU-A-CB (Split System: Heat Pump with Remote Outdoor Unit-Air-Source) | WDLCURAH24ABK |  |  | WLA*374CA* | WFE*090B042C* | 24200 | 17.5 | 8.5 | 25200 | 24400 | 96.83% | 2.02 | 0 | 10 |  |  |  |  | R-410A | 2.0167 | Residential & Commercial | USHP | Ducted CEE Tier 1
212984672 | Central HP <5.4 tons | GRANDAIRE | HRCU-A-CB (Split System: Heat Pump with Remote Outdoor Unit-Air-Source) | WDLCURAH24ABK |  |  | WLNC304BA* | WFAX080B048B* | 23600 | 17.5 | 8.5 | 26200 | 24600 | 93.89% | 2.04 | 0 | 10.5 |  |  |  |  | R-410A | 1.9667 | Residential & Commercial | USHP | Ducted CEE Tier 1
213075957 | Central HP <5.4 tons | GRANDAIRE | HRCU-A-CB (Split System: Heat Pump with Remote Outdoor Unit-Air-Source) | WDLCURAH36ABK |  |  | WLA*484DA* | WFSU100C060B* | 36000 | 16.5 | 8.5 | 38000 | 35400 | 93.16% | 1.78 | 0 | 10 |  |  |  |  | R-410A | 3 | Residential & Commercial | USHP | Ducted CEE Tier 1
213076750 | Central HP <5.4 tons | GRANDAIRE | HRCU-A-CB (Split System: Heat Pump with Remote Outdoor Unit-Air-Source) | WDLCURAH36ABK |  |  | WLA*374CA* | WFET110C066A* | 36400 | 16 | 8.5 | 38000 | 35200 | 92.63% | 1.9 | 0 | 10 |  |  |  |  | R-410A | 3.0333 | Residential & Commercial | USHP | Ducted CEE Tier 1
213077622 | Central HP <5.4 tons | GRANDAIRE | HRCU-A-CB (Split System: Heat Pump with Remote Outdoor Unit-Air-Source) | WDLCURAH36ABK |  |  | WLA*424CA* | WFST100C060A* | 35400 | 16 | 8.1 | 38500 | 35000 | 90.91% | 1.88 | 0 | 10 |  |  |  |  | R-410A | 2.95 | Residential & Commercial | USHP | Ducted CEE Tier 1
213078876 | Central HP <5.4 tons | GRANDAIRE | HRCU-A-CB (Split System: Heat Pump with Remote Outdoor Unit-Air-Source) | WDLCURAH36ABK |  |  | WLA*424CA* | WFEU100C060B* | 35200 | 16 | 8.5 | 38500 | 35000 | 90.91% | 1.88 | 0 | 9.5 |  |  |  |  | R-410A | 2.9333 | Residential & Commercial | USHP
213079140 | Central HP <5.4 tons | GRANDAIRE | HRCU-A-CB (Split System: Heat Pump with Remote Outdoor Unit-Air-Source) | WDLCURAH36ABK |  |  | WLA*434CA* | WFEU060B048B* | 36600 | 16.5 | 8.5 | 38000 | 34800 | 91.58% | 2.08 | 0 | 10 |  |  |  |  | R-410A | 3.05 | Residential & Commercial | USHP | Ducted CEE Tier 1
213079578 | Central HP <5.4 tons | GRANDAIRE | HRCU-A-CB (Split System: Heat Pump with Remote Outdoor Unit-Air-Source) | WDLCURAH36ABK |  |  | WLA*434CA* | WFAX080B048B* | 36200 | 16.5 | 8.5 | 38000 | 34600 | 91.05% | 2.02 | 0 | 10 |  |  |  |  | R-410A | 3.0167 | Residential & Commercial | USHP | Ducted CEE Tier 1
211228748 | Central HP <5.4 tons | GRANDAIRE | HRCU-A-CB (Split System: Heat Pump with Remote Outdoor Unit-Air-Source) | WDLCURAH36ABK |  |  | WLA*484CA* | WFER045B036A* | 35600 | 15.5 | 8.1 | 38500 | 34800 | 90.39% | 2.04 | 0 | 9.5 |  |  |  |  | R-410A | 2.9667 | Residential & Commercial | USHP
211228783 | Central HP <5.4 tons | GRANDAIRE | HRCU-A-CB (Split System: Heat Pump with Remote Outdoor Unit-Air-Source) | WDLCURAH36ABK |  |  | WLA*484CA* | WFEL090B042B* | 36400 | 16 | 8.5 | 38500 | 34800 | 90.39% | 2.08 | 0 | 10 |  |  |  |  | R-410A | 3.0333 | Residential & Commercial | USHP | Ducted CEE Tier 1
211229268 | Central HP <5.4 tons | GRANDAIRE | HRCU-A-CB (Split System: Heat Pump with Remote Outdoor Unit-Air-Source) | WDLCURAH36ABK |  |  | WLA*484DA* | WFEL090C048B* | 36400 | 16 | 8.5 | 38500 | 34600 | 89.87% | 2.08 | 0 | 10 |  |  |  |  | R-410A | 3.0333 | Residential & Commercial | USHP | Ducted CEE Tier 1
211229501 | Central HP <5.4 tons | GRANDAIRE | HRCU-A-CB (Split System: Heat Pump with Remote Outdoor Unit-Air-Source) | WDLCURAH36ABK |  |  | WLA*484DA* | WFSX100C060A* | 36600 | 16 | 8.5 | 38500 | 34800 | 90.39% | 2.08 | 0 | 10 |  |  |  |  | R-410A | 3.05 | Residential & Commercial | USHP | Ducted CEE Tier 1
211230204 | Central HP <5.4 tons | GRANDAIRE | HRCU-A-CB (Split System: Heat Pump with Remote Outdoor Unit-Air-Source) | WDLCURAH36ABK |  |  | WLN(C,W)484CA* | WFSX100C060A* | 36800 | 16 | 8.1 | 39500 | 35000 | 88.61% | 2.06 | 0 | 10.5 |  |  |  |  | R-410A | 3.0667 | Residential & Commercial | USHP | Ducted CEE Tier 1
211230438 | Central HP <5.4 tons | GRANDAIRE | HRCU-A-CB (Split System: Heat Pump with Remote Outdoor Unit-Air-Source) | WDLCURAH36ABK |  |  | WLNC484DA* | WFEL090C060B* | 36600 | 16 | 8.1 | 39500 | 34800 | 88.1% | 2.04 | 0 | 10.5 |  |  |  |  | R-410A | 3.05 | Residential & Commercial | USHP | Ducted CEE Tier 1
216675910 | Central HP <5.4 tons | GRANDAIRE | HRCU-A-CB (Split System: Heat Pump with Remote Outdoor Unit-Air-Source) | WD5CURAH24AAK |  |  | W5A*30M17XA* | WFE*070B048C* | 23600 | 15.2 | 8.5 | 24200 | 19400 | 80.17% | 1.9 | 0 | 9.8 |  |  |  |  | R-454B | 1.9667 | Residential & Commercial | USHP
214053825 | Central HP <5.4 tons | BOSCH | HRCU-A-CB (Split System: Heat Pump with Remote Outdoor Unit-Air-Source) | BOVD-36HDN1-M20G |  |  | BMAC2430ANTD | BGH96M060B3B | 23800 | 18 | 9 | 24000 | 17200 | 71.67% | 1.85 | 0 | 12 |  |  |  |  | R-410A | 1.9833 | Residential & Commercial | USHP | Ducted CEE Tier 1
210596778 | Central HP <5.4 tons | KEEPRITE | HRCU-A-CB (Split System: Heat Pump with Remote Outdoor Unit-Air-Source) | CVH825GKA2* |  |  | EA*4X43L21A*+WALLCON | *95CSU0601716A* | 24400 | 16.5 | 8.1 | 21200 | 16700 | 78.77% | 2.02 | 0 | 10.5 |  |  |  |  | R-410A | 2.0333 | Residential & Commercial | USHP | Ducted CEE Tier 1
210596826 | Central HP <5.4 tons | KEEPRITE | HRCU-A-CB (Split System: Heat Pump with Remote Outdoor Unit-Air-Source) | CVH825GKA2* |  |  | EA*4X48L21A*+WALLCON | *95CSU0601716A* | 24000 | 16.5 | 8.1 | 21000 | 16600 | 79.05% | 2 | 0 | 10.5 |  |  |  |  | R-410A | 2 | Residential & Commercial | USHP | Ducted CEE Tier 1
210596844 | Central HP <5.4 tons | KEEPRITE | HRCU-A-CB (Split System: Heat Pump with Remote Outdoor Unit-Air-Source) | CVH825GKA2* |  |  | EA*4X48L21A*+WALLCON | *97CMN0601714A* | 24000 | 16.5 | 8.1 | 21000 | 16700 | 79.52% | 2 | 0 | 11 |  |  |  |  | R-410A | 2 | Residential & Commercial | USHP | Ducted CEE Tier 1
210596877 | Central HP <5.4 tons | KEEPRITE | HRCU-A-CB (Split System: Heat Pump with Remote Outdoor Unit-Air-Source) | CVH825GKA2* |  |  | EA*4X48L24A*+WALLCON | *97CMN1002122A* | 24200 | 16.5 | 8.1 | 21000 | 16500 | 78.57% | 2.02 | 0 | 11 |  |  |  |  | R-410A | 2.0167 | Residential & Commercial | USHP | Ducted CEE Tier 1
210596925 | Central HP <5.4 tons | KEEPRITE | HRCU-A-CB (Split System: Heat Pump with Remote Outdoor Unit-Air-Source) | CVH825GKA2* |  |  | EHD4X42AAL+WALLCON | *96CTN1202422A* | 24200 | 16 | 8.1 | 21400 | 16600 | 77.57% | 2 | 0 | 10.5 |  |  |  |  | R-410A | 2.0167 | Residential & Commercial | USHP | Ducted CEE Tier 1
210596943 | Central HP <5.4 tons | KEEPRITE | HRCU-A-CB (Split System: Heat Pump with Remote Outdoor Unit-Air-Source) | CVH825GKA2* |  |  | EHD4X48AAL+WALLCON | *80CSU0401712A* | 24200 | 16.5 | 8.1 | 21200 | 16600 | 78.3% | 2.02 | 0 | 11 |  |  |  |  | R-410A | 2.0167 | Residential & Commercial | USHP | Ducted CEE Tier 1
210596994 | Central HP <5.4 tons | KEEPRITE | HRCU-A-CB (Split System: Heat Pump with Remote Outdoor Unit-Air-Source) | CVH825GKA2* |  |  | EHD4X48AAL+WALLCON | *97CMN0801714A* | 24200 | 16 | 8.1 | 21400 | 16700 | 78.04% | 2 | 0 | 10.5 |  |  |  |  | R-410A | 2.0167 | Residential & Commercial | USHP | Ducted CEE Tier 1
210596883 | Central HP <5.4 tons | KEEPRITE | HRCU-A-CB (Split System: Heat Pump with Remote Outdoor Unit-Air-Source) | CVH825GKA2* |  |  | EHD4X42AAL+WALLCON | *80CSU0401712A* | 24200 | 16.5 | 8.1 | 21400 | 16600 | 77.57% | 2 | 0 | 11 |  |  |  |  | R-410A | 2.0167 | Residential & Commercial | USHP | Ducted CEE Tier 1
210596886 | Central HP <5.4 tons | KEEPRITE | HRCU-A-CB (Split System: Heat Pump with Remote Outdoor Unit-Air-Source) | CVH825GKA2* |  |  | EHD4X42AAL+WALLCON | *80CSU0601716A* | 24200 | 16 | 8.1 | 21400 | 16600 | 77.57% | 2 | 0 | 10.5 |  |  |  |  | R-410A | 2.0167 | Residential & Commercial | USHP | Ducted CEE Tier 1
210597403 | Central HP <5.4 tons | KEEPRITE | HRCU-A-CB (Split System: Heat Pump with Remote Outdoor Unit-Air-Source) | CVH837GKA** |  |  | EA*4X60L24A*+WALLCON | *97CMN1002122A* | 32800 | 17.5 | 8.5 | 31800 | 24800 | 77.99% | 2 | 0 | 11.7 |  |  |  |  | R-410A | 2.7333 | Residential & Commercial | USHP | Ducted CEE Tier 1
210597418 | Central HP <5.4 tons | KEEPRITE | HRCU-A-CB (Split System: Heat Pump with Remote Outdoor Unit-Air-Source) | CVH837GKA** |  |  | EA*4X61L21A*+WALLCON | *80CTL0701716A* | 33200 | 17.5 | 8.5 | 32200 | 25000 | 77.64% | 1.98 | 0 | 11.7 |  |  |  |  | R-410A | 2.7667 | Residential & Commercial | USHP | Ducted CEE Tier 1
210596686 | Central HP <5.4 tons | KEEPRITE | HRCU-A-CB (Split System: Heat Pump with Remote Outdoor Unit-Air-Source) | CVH825GKA2* |  |  | EA*4X42L21A*+WALLCON | *96CTN0601714A* | 23600 | 16.5 | 8.1 | 21400 | 16700 | 78.04% | 1.94 | 0 | 11 |  |  |  |  | R-410A | 1.9667 | Residential & Commercial | USHP | Ducted CEE Tier 1
210596784 | Central HP <5.4 tons | KEEPRITE | HRCU-A-CB (Split System: Heat Pump with Remote Outdoor Unit-Air-Source) | CVH825GKA2* |  |  | EA*4X43L21A*+WALLCON | *95CSU1002122A* | 24400 | 17 | 8.5 | 21200 | 16600 | 78.3% | 2.04 | 0 | 11 |  |  |  |  | R-410A | 2.0333 | Residential & Commercial | USHP | Ducted CEE Tier 1
210596850 | Central HP <5.4 tons | KEEPRITE | HRCU-A-CB (Split System: Heat Pump with Remote Outdoor Unit-Air-Source) | CVH825GKA2* |  |  | EA*4X48L21A*+WALLCON | *97CMN0801714A* | 24000 | 16.5 | 8.1 | 21000 | 16600 | 79.05% | 2 | 0 | 11 |  |  |  |  | R-410A | 2 | Residential & Commercial | USHP | Ducted CEE Tier 1
213079518 | Central HP <5.4 tons | GRANDAIRE | HRCU-A-CB (Split System: Heat Pump with Remote Outdoor Unit-Air-Source) | WDLCURAH36ABK |  |  | WLA*364BA* | WFAX080B048B* | 35000 | 16 | 8.1 | 38500 | 35200 | 91.43% | 1.82 | 0 | 9.5 |  |  |  |  | R-410A | 2.9167 | Residential & Commercial | USHP
213079752 | Central HP <5.4 tons | GRANDAIRE | HRCU-A-CB (Split System: Heat Pump with Remote Outdoor Unit-Air-Source) | WDLCURAH36ABK |  |  | WLA*374CA* | WFAX100C060B* | 36600 | 16.5 | 8.5 | 38000 | 35000 | 92.11% | 1.88 | 0 | 10 |  |  |  |  | R-410A | 3.05 | Residential & Commercial | USHP | Ducted CEE Tier 1
212978281 | Central HP <5.4 tons | GRANDAIRE | HRCU-A-CB (Split System: Heat Pump with Remote Outdoor Unit-Air-Source) | WDLCURAH18ABK |  |  | WLA*304AA* | WFE*070A036C* | 17700 | 16.5 | 8.5 | 18200 | 18700 | 102.7% | 2.24 | 0 | 10.5 |  |  |  |  | R-410A | 1.475 | Residential & Commercial | USHP | Ducted CEE Tier 1
210597364 | Central HP <5.4 tons | KEEPRITE | HRCU-A-CB (Split System: Heat Pump with Remote Outdoor Unit-Air-Source) | CVH837GKA** |  |  | EA*4X42L21A*+WALLCON | *80CSU1002120A* | 31800 | 17 | 8.1 | 33200 | 24400 | 73.49% | 1.88 | 0 | 11 |  |  |  |  | R-410A | 2.65 | Residential & Commercial | USHP | Ducted CEE Tier 1
210596889 | Central HP <5.4 tons | KEEPRITE | HRCU-A-CB (Split System: Heat Pump with Remote Outdoor Unit-Air-Source) | CVH825GKA2* |  |  | EHD4X42AAL+WALLCON | *80CSU1002120A* | 24200 | 16 | 8.1 | 21400 | 16700 | 78.04% | 2 | 0 | 10.5 |  |  |  |  | R-410A | 2.0167 | Residential & Commercial | USHP | Ducted CEE Tier 1
210596898 | Central HP <5.4 tons | KEEPRITE | HRCU-A-CB (Split System: Heat Pump with Remote Outdoor Unit-Air-Source) | CVH825GKA2* |  |  | EHD4X42AAL+WALLCON | *80CTL0701716A* | 24200 | 16 | 8.1 | 21400 | 16600 | 77.57% | 2 | 0 | 10.5 |  |  |  |  | R-410A | 2.0167 | Residential & Commercial | USHP | Ducted CEE Tier 1
210597373 | Central HP <5.4 tons | KEEPRITE | HRCU-A-CB (Split System: Heat Pump with Remote Outdoor Unit-Air-Source) | CVH837GKA** |  |  | EA*4X60L24A*+WALLCON | *80CTL0902120A* | 32800 | 17.5 | 8.5 | 31800 | 24800 | 77.99% | 1.98 | 0 | 11.7 |  |  |  |  | R-410A | 2.7333 | Residential & Commercial | USHP | Ducted CEE Tier 1
212979976 | Central HP <5.4 tons | GRANDAIRE | HRCU-A-CB (Split System: Heat Pump with Remote Outdoor Unit-Air-Source) | WDLCURAH18ABK |  |  | WLA*254BA* | WFE*090B042C* | 18100 | 16.5 | 8.5 | 17900 | 18700 | 104.5% | 2.24 | 0 | 11 |  |  |  |  | R-410A | 1.5083 | Residential & Commercial | USHP | Ducted CEE Tier 1
212984720 | Central HP <5.4 tons | GRANDAIRE | HRCU-A-CB (Split System: Heat Pump with Remote Outdoor Unit-Air-Source) | WDLCURAH18ABK |  |  | WLA*244BA* | WFAX080B048B* | 17700 | 16.5 | 8.5 | 18700 | 17600 | 94.12% | 2.14 | 0 | 10.5 |  |  |  |  | R-410A | 1.475 | Residential & Commercial | USHP | Ducted CEE Tier 1
212986210 | Central HP <5.4 tons | GRANDAIRE | HRCU-A-CB (Split System: Heat Pump with Remote Outdoor Unit-Air-Source) | WDLCURAH24ABK |  |  | WLA*374BA* | WFSX040A030B* | 24000 | 16 | 8.1 | 25200 | 25200 | 100% | 2.1 | 0 | 10 |  |  |  |  | R-410A | 2 | Residential & Commercial | USHP | Ducted CEE Tier 1
212987410 | Central HP <5.4 tons | GRANDAIRE | HRCU-A-CB (Split System: Heat Pump with Remote Outdoor Unit-Air-Source) | WDLCURAH24ABK |  |  | WLA*364BA* | WFSX080B048B* | 23800 | 17 | 8.5 | 26400 | 24200 | 91.67% | 2.02 | 0 | 10 |  |  |  |  | R-410A | 1.9833 | Residential & Commercial | USHP | Ducted CEE Tier 1
210597009 | Central HP <5.4 tons | KEEPRITE | HRCU-A-CB (Split System: Heat Pump with Remote Outdoor Unit-Air-Source) | CVH825GKA2* |  |  | EN(A,D)4X48L24**+WALLCON | *95CSU0802120A* | 24200 | 17 | 8.1 | 21200 | 16600 | 78.3% | 2.02 | 0 | 11.5 |  |  |  |  | R-410A | 2.0167 | Residential & Commercial | USHP | Ducted CEE Tier 1
210597078 | Central HP <5.4 tons | KEEPRITE | HRCU-A-CB (Split System: Heat Pump with Remote Outdoor Unit-Air-Source) | CVH825GKA2* |  |  | EN(A,D,W)4X48L21**+WALLCON | *80CSU0401712A* | 24200 | 17.5 | 8.1 | 21200 | 16600 | 78.3% | 2.02 | 0 | 11.5 |  |  |  |  | R-410A | 2.0167 | Residential & Commercial | USHP | Ducted CEE Tier 1
210596658 | Central HP <5.4 tons | KEEPRITE | HRCU-A-CB (Split System: Heat Pump with Remote Outdoor Unit-Air-Source) | CVH825GKA2* |  |  | EA*4X42L21A*+WALLCON | *80CSU1002120A* | 23800 | 16.5 | 8.1 | 21400 | 16700 | 78.04% | 1.96 | 0 | 10.5 |  |  |  |  | R-410A | 1.9833 | Residential & Commercial | USHP | Ducted CEE Tier 1
212984588 | Central HP <5.4 tons | GRANDAIRE | HRCU-A-CB (Split System: Heat Pump with Remote Outdoor Unit-Air-Source) | WDLCURAH24ABK |  |  | WLA*254BA* | WFAX080B048B* | 24000 | 17.5 | 8.5 | 25000 | 24800 | 99.2% | 2.08 | 0 | 10 |  |  |  |  | R-410A | 2 | Residential & Commercial | USHP | Ducted CEE Tier 1
213479360 | Central HP <5.4 tons | BOSCH | HRCU-A-CB (Split System: Heat Pump with Remote Outdoor Unit-Air-Source) | BOVB-60HDN1-M18M |  |  | BMAC3036ANTD | BGH96M060B3B | 34000 | 16.5 | 8.5 | 34400 | 24200 | 70.35% | 1.8 | 0 | 11.7 |  |  |  |  | R-410A | 2.8333 | Residential & Commercial | USHP | Ducted CEE Tier 1
214229276 | Central HP <5.4 tons | GRANDAIRE | HRCU-A-CB (Split System: Heat Pump with Remote Outdoor Unit-Air-Source) | WDLCURAH30ABK |  |  | WLNC424BA* | WFEU060B048B* | 29800 | 15.2 | 8.1 | 34000 | 27000 | 79.41% | 1.82 | 0 | 9 |  |  |  |  | R-410A | 2.4833 | Residential & Commercial | USHP
211259931 | Central HP <5.4 tons | GRANDAIRE | HRCU-A-CB (Split System: Heat Pump with Remote Outdoor Unit-Air-Source) | WDLCURAH18ABK |  |  | WLA*194BA* | WFER070B036A* | 18600 | 16.5 | 8.5 | 18400 | 17500 | 95.11% | 2.14 | 0 | 11 |  |  |  |  | R-410A | 1.55 | Residential & Commercial | USHP | Ducted CEE Tier 1
211260240 | Central HP <5.4 tons | GRANDAIRE | HRCU-A-CB (Split System: Heat Pump with Remote Outdoor Unit-Air-Source) | WDLCURAH18ABK |  |  | WLA*244AA* | WFER070A036A* | 17600 | 16 | 8.5 | 18400 | 19100 | 103.8% | 2.3 | 0 | 10.5 |  |  |  |  | R-410A | 1.4667 | Residential & Commercial | USHP | Ducted CEE Tier 1
211260599 | Central HP <5.4 tons | GRANDAIRE | HRCU-A-CB (Split System: Heat Pump with Remote Outdoor Unit-Air-Source) | WDLCURAH18ABK |  |  | WLA*244BA* | WFAX060B042A* | 17700 | 16.5 | 8.5 | 18500 | 19100 | 103.2% | 2.3 | 0 | 10.5 |  |  |  |  | R-410A | 1.475 | Residential & Commercial | USHP | Ducted CEE Tier 1
211261469 | Central HP <5.4 tons | GRANDAIRE | HRCU-A-CB (Split System: Heat Pump with Remote Outdoor Unit-Air-Source) | WDLCURAH18ABK |  |  | WLA*304AA* | WFAX060A036A* | 18200 | 16 | 8.5 | 18700 | 18400 | 98.4% | 2.22 | 0 | 10.5 |  |  |  |  | R-410A | 1.5167 | Residential & Commercial | USHP | Ducted CEE Tier 1
211227984 | Central HP <5.4 tons | KEEPRITE | HRCU-A-CB (Split System: Heat Pump with Remote Outdoor Unit-Air-Source) | DLCURAH36ABK |  |  | EA*4X42L24A* | *92ESN1002122A* | 36800 | 15.2 | 8.5 | 40000 | 35200 | 88% | 1.94 | 0 | 10 |  |  |  |  | R-410A | 3.0667 | Residential & Commercial | USHP | Ducted CEE Tier 1
210470558 | Central HP <5.4 tons | KEEPRITE | HRCU-A-CB (Split System: Heat Pump with Remote Outdoor Unit-Air-Source) | CVH837GKA2* |  |  | EA*4X61L24A*+WALLCON | *80CTL0902120A* | 33200 | 18 | 8.5 | 32000 | 24800 | 77.5% | 2 | 0 | 12 |  |  |  |  | R-410A | 2.7667 | Residential & Commercial | USHP | Ducted CEE Tier 1
210597457 | Central HP <5.4 tons | KEEPRITE | HRCU-A-CB (Split System: Heat Pump with Remote Outdoor Unit-Air-Source) | CVH837GKA** |  |  | EA*4X61L24A*+WALLCON | *80CTL1352422A* | 33200 | 18 | 8.5 | 32000 | 24800 | 77.5% | 2.02 | 0 | 12 |  |  |  |  | R-410A | 2.7667 | Residential & Commercial | USHP | Ducted CEE Tier 1
210596955 | Central HP <5.4 tons | KEEPRITE | HRCU-A-CB (Split System: Heat Pump with Remote Outdoor Unit-Air-Source) | CVH825GKA2* |  |  | EHD4X48AAL+WALLCON | *80CTL0701412A* | 24400 | 17 | 8.1 | 21200 | 16500 | 77.83% | 2.02 | 0 | 11 |  |  |  |  | R-410A | 2.0333 | Residential & Commercial | USHP | Ducted CEE Tier 1
210596796 | Central HP <5.4 tons | KEEPRITE | HRCU-A-CB (Split System: Heat Pump with Remote Outdoor Unit-Air-Source) | CVH825GKA2* |  |  | EA*4X43L21A*+WALLCON | *97CMN0601714A* | 24200 | 16.5 | 8.1 | 21200 | 16800 | 79.25% | 2 | 0 | 11 |  |  |  |  | R-410A | 2.0167 | Residential & Commercial | USHP | Ducted CEE Tier 1
215682870 | Central HP <5.4 tons | KEEPRITE | HRCU-A-CB (Split System: Heat Pump with Remote Outdoor Unit-Air-Source) | C5H0V60*K*AAA* |  |  | EVM5X60M24A*+WALLCON | *96CTN0802120B* | 56500 | 18 | 9 | 63500 | 44500 | 70.08% | 2.08 | 0 | 9 |  |  |  |  | R-454B | 4.7083 | Residential & Commercial | USHP
211712879 | Central HP <5.4 tons | GRANDAIRE | HRCU-A-CB (Split System: Heat Pump with Remote Outdoor Unit-Air-Source) | WDLCURAH30ABK |  |  | WLA*424DA* | WFEL110D060B* | 30000 | 15.2 | 8.1 | 33800 | 27200 | 80.47% | 1.8 | 0 | 9 |  |  |  |  | R-410A | 2.5 | Residential & Commercial | USHP
210596853 | Central HP <5.4 tons | KEEPRITE | HRCU-A-CB (Split System: Heat Pump with Remote Outdoor Unit-Air-Source) | CVH825GKA2* |  |  | EA*4X48L21A*+WALLCON | *97CMN1002122A* | 24000 | 16.5 | 8.1 | 21000 | 16500 | 78.57% | 2.02 | 0 | 11 |  |  |  |  | R-410A | 2 | Residential & Commercial | USHP | Ducted CEE Tier 1
216681861 | Central HP <5.4 tons | KEEPRITE | HRCU-A-CB (Split System: Heat Pump with Remote Outdoor Unit-Air-Source) | DLCURAH36ABK |  |  | EHD4X48AAL | *97VTN1002120A* | 36200 | 16 | 8.5 | 38500 | 34400 | 89.35% | 1.82 | 0 | 10 |  |  |  |  | R-410A | 3.0167 | Residential & Commercial | USHP | Ducted CEE Tier 1
210471207 | Central HP <5.4 tons | KEEPRITE | HRCU-A-CB (Split System: Heat Pump with Remote Outdoor Unit-Air-Source) | CVH837GKA2* |  |  | EHD4X60AAL+WALLCON | *96CTN0801714A* | 32800 | 16.5 | 8.1 | 32600 | 25200 | 77.3% | 1.98 | 0 | 11 |  |  |  |  | R-410A | 2.7333 | Residential & Commercial | USHP | Ducted CEE Tier 1
210470938 | Central HP <5.4 tons | KEEPRITE | HRCU-A-CB (Split System: Heat Pump with Remote Outdoor Unit-Air-Source) | CVH837GKA2* |  |  | EN(A,D,W)4X60L24**+WALLCON | *96CTN1202422A* | 32800 | 18 | 8.1 | 32200 | 24600 | 76.4% | 1.98 | 0 | 12 |  |  |  |  | R-410A | 2.7333 | Residential & Commercial | USHP | Ducted CEE Tier 1
210470371 | Central HP <5.4 tons | KEEPRITE | HRCU-A-CB (Split System: Heat Pump with Remote Outdoor Unit-Air-Source) | CVH837GKA2* |  |  | EA*4X60L24A*+WALLCON | *97CMN0602120A* | 32600 | 17 | 8.1 | 32200 | 25000 | 77.64% | 1.96 | 0 | 11.5 |  |  |  |  | R-410A | 2.7167 | Residential & Commercial | USHP | Ducted CEE Tier 1
211240449 | Central HP <5.4 tons | GRANDAIRE | HRCU-A-CB (Split System: Heat Pump with Remote Outdoor Unit-Air-Source) | WDLCURAH24ABK |  |  | WLA*244BA* | WFER070B048A* | 24600 | 16 | 8.5 | 27400 | 23000 | 83.94% | 1.88 | 0 | 10 |  |  |  |  | R-410A | 2.05 | Residential & Commercial | USHP | Ducted CEE Tier 1
211241084 | Central HP <5.4 tons | GRANDAIRE | HRCU-A-CB (Split System: Heat Pump with Remote Outdoor Unit-Air-Source) | WDLCURAH24ABK |  |  | WLA*254BA* | WFEL045B036B* | 24800 | 17 | 8.5 | 25600 | 21200 | 82.81% | 1.78 | 0 | 10.5 |  |  |  |  | R-410A | 2.0667 | Residential & Commercial | USHP | Ducted CEE Tier 1
211241771 | Central HP <5.4 tons | GRANDAIRE | HRCU-A-CB (Split System: Heat Pump with Remote Outdoor Unit-Air-Source) | WDLCURAH24ABK |  |  | WLA*304BA* | WFEL070A036B* | 24200 | 16.5 | 8.5 | 26400 | 22800 | 86.36% | 1.88 | 0 | 10 |  |  |  |  | R-410A | 2.0167 | Residential & Commercial | USHP | Ducted CEE Tier 1
211242571 | Central HP <5.4 tons | GRANDAIRE | HRCU-A-CB (Split System: Heat Pump with Remote Outdoor Unit-Air-Source) | WDLCURAH24ABK |  |  | WLA*364CA* | WFER070B036A* | 23400 | 17 | 8.5 | 25600 | 23600 | 92.19% | 1.98 | 0 | 10 |  |  |  |  | R-410A | 1.95 | Residential & Commercial | USHP | Ducted CEE Tier 1
216678150 | Central HP <5.4 tons | KEEPRITE | HRCU-A-CB (Split System: Heat Pump with Remote Outdoor Unit-Air-Source) | D5CURAH24AAK |  |  | EA*5X37M21A* | *96VTN0801716B* | 24800 | 15.5 | 8.5 | 23200 | 19100 | 82.33% | 1.96 | 0 | 10 |  |  |  |  | R-454B | 2.0667 | Residential & Commercial | USHP | Ducted CEE Tier 1
216678551 | Central HP <5.4 tons | KEEPRITE | HRCU-A-CB (Split System: Heat Pump with Remote Outdoor Unit-Air-Source) | D5CURAH24AAK |  |  | FEVB0024**+NAVA53601CK | 0 | 24600 | 15.2 | 9 | 24000 | 19400 | 80.83% | 2.06 | 0 | 10 |  |  |  |  | R-454B | 2.05 | Residential & Commercial | USHP | Ducted CEE Tier 1
216677448 | Central HP <5.4 tons | KEEPRITE | HRCU-A-CB (Split System: Heat Pump with Remote Outdoor Unit-Air-Source) | D5CURAH24AAK |  |  | EA*5X37M17A* | *96VSN0401712B* | 24200 | 15.2 | 8.5 | 23600 | 19300 | 81.78% | 1.96 | 0 | 9.8 |  |  |  |  | R-454B | 2.0167 | Residential & Commercial | USHP
216677598 | Central HP <5.4 tons | KEEPRITE | HRCU-A-CB (Split System: Heat Pump with Remote Outdoor Unit-Air-Source) | D5CURAH24AAK |  |  | EA*5X37M17A* | *96VSN0801716B* | 24400 | 15.5 | 8.5 | 23600 | 19300 | 81.78% | 1.94 | 0 | 10 |  |  |  |  | R-454B | 2.0333 | Residential & Commercial | USHP | Ducted CEE Tier 1
210597484 | Central HP <5.4 tons | KEEPRITE | HRCU-A-CB (Split System: Heat Pump with Remote Outdoor Unit-Air-Source) | CVH837GKA** |  |  | EA*4X61L24A*+WALLCON | *97CMN1202422A* | 33200 | 17.5 | 8.5 | 32000 | 25000 | 78.12% | 2 | 0 | 11.7 |  |  |  |  | R-410A | 2.7667 | Residential & Commercial | USHP | Ducted CEE Tier 1
210597625 | Central HP <5.4 tons | KEEPRITE | HRCU-A-CB (Split System: Heat Pump with Remote Outdoor Unit-Air-Source) | CVH837GKA** |  |  | EN(A,D,W)4X60L24**+WALLCON | *96CTN1002122A* | 32800 | 18 | 8.1 | 32200 | 24600 | 76.4% | 1.98 | 0 | 12 |  |  |  |  | R-410A | 2.7333 | Residential & Commercial | USHP | Ducted CEE Tier 1
213080302 | Central HP <5.4 tons | GRANDAIRE | HRCU-A-CB (Split System: Heat Pump with Remote Outdoor Unit-Air-Source) | WDLCURAH36ABK |  |  | WLA*424CA* | WFSX100C060B* | 35400 | 16 | 8.1 | 38500 | 35000 | 90.91% | 1.88 | 0 | 10 |  |  |  |  | R-410A | 2.95 | Residential & Commercial | USHP | Ducted CEE Tier 1
211263526 | Central HP <5.4 tons | GRANDAIRE | HRCU-A-CB (Split System: Heat Pump with Remote Outdoor Unit-Air-Source) | WDLCURAH18ABK |  |  | WLNC244BA* | WFEU060B048A* | 18500 | 16 | 8.5 | 19400 | 18500 | 95.36% | 2.24 | 0 | 11 |  |  |  |  | R-410A | 1.5417 | Residential & Commercial | USHP | Ducted CEE Tier 1
216678505 | Central HP <5.4 tons | KEEPRITE | HRCU-A-CB (Split System: Heat Pump with Remote Outdoor Unit-Air-Source) | D5CURAH24AAK |  |  | FM(C,U)5Z24**AL* | 0 | 24200 | 15.5 | 9 | 25400 | 19800 | 77.95% | 2 | 0 | 10 |  |  |  |  | R-454B | 2.0167 | Residential & Commercial | USHP | Ducted CEE Tier 1
216677033 | Central HP <5.4 tons | KEEPRITE | HRCU-A-CB (Split System: Heat Pump with Remote Outdoor Unit-Air-Source) | D5CURAH24AAK |  |  | EA*5X37M21A* | *92MSN1002120A* | 24400 | 16 | 8.5 | 23000 | 19000 | 82.61% | 1.96 | 0 | 10 |  |  |  |  | R-454B | 2.0333 | Residential & Commercial | USHP | Ducted CEE Tier 1
216676892 | Central HP <5.4 tons | KEEPRITE | HRCU-A-CB (Split System: Heat Pump with Remote Outdoor Unit-Air-Source) | D5CURAH24AAK |  |  | EA*5X37M17A* | *92MSN0601412A* | 24400 | 15.2 | 8.5 | 23600 | 19200 | 81.36% | 1.96 | 0 | 10 |  |  |  |  | R-454B | 2.0333 | Residential & Commercial | USHP | Ducted CEE Tier 1
212984756 | Central HP <5.4 tons | GRANDAIRE | HRCU-A-CB (Split System: Heat Pump with Remote Outdoor Unit-Air-Source) | WDLCURAH18ABK |  |  | WLNC244BA* | WFAX080B048B* | 17700 | 16.5 | 8.5 | 18700 | 18600 | 99.47% | 2.24 | 0 | 11 |  |  |  |  | R-410A | 1.475 | Residential & Commercial | USHP | Ducted CEE Tier 1
212987530 | Central HP <5.4 tons | GRANDAIRE | HRCU-A-CB (Split System: Heat Pump with Remote Outdoor Unit-Air-Source) | WDLCURAH18ABK |  |  | WLA*254BA* | WFSX080B048B* | 18200 | 16.5 | 8.5 | 18100 | 18300 | 101.1% | 2.2 | 0 | 11 |  |  |  |  | R-410A | 1.5167 | Residential & Commercial | USHP | Ducted CEE Tier 1
210597096 | Central HP <5.4 tons | KEEPRITE | HRCU-A-CB (Split System: Heat Pump with Remote Outdoor Unit-Air-Source) | CVH825GKA2* |  |  | EN(A,D,W)4X48L21**+WALLCON | *95CSU0601716A* | 24000 | 16.5 | 8.1 | 21400 | 16700 | 78.04% | 2 | 0 | 11 |  |  |  |  | R-410A | 2 | Residential & Commercial | USHP | Ducted CEE Tier 1
210597111 | Central HP <5.4 tons | KEEPRITE | HRCU-A-CB (Split System: Heat Pump with Remote Outdoor Unit-Air-Source) | CVH825GKA2* |  |  | EN(A,D,W)4X48L21**+WALLCON | *96CTN1002122A* | 24200 | 17 | 8.1 | 21400 | 16600 | 77.57% | 2.02 | 0 | 11.5 |  |  |  |  | R-410A | 2.0167 | Residential & Commercial | USHP | Ducted CEE Tier 1
210597126 | Central HP <5.4 tons | KEEPRITE | HRCU-A-CB (Split System: Heat Pump with Remote Outdoor Unit-Air-Source) | CVH825GKA2* |  |  | END4X42L17**+WALLCON | *80CSU0401712A* | 24000 | 17 | 8.1 | 21400 | 16600 | 77.57% | 1.98 | 0 | 11 |  |  |  |  | R-410A | 2 | Residential & Commercial | USHP | Ducted CEE Tier 1
210597511 | Central HP <5.4 tons | KEEPRITE | HRCU-A-CB (Split System: Heat Pump with Remote Outdoor Unit-Air-Source) | CVH837GKA** |  |  | EHD4X60AAL+WALLCON | *80CTL0701716A* | 32800 | 17 | 8.1 | 32400 | 25000 | 77.16% | 2 | 0 | 11 |  |  |  |  | R-410A | 2.7333 | Residential & Commercial | USHP | Ducted CEE Tier 1
216677954 | Central HP <5.4 tons | KEEPRITE | HRCU-A-CB (Split System: Heat Pump with Remote Outdoor Unit-Air-Source) | D5CURAH24AAK |  |  | EA*5X37M17A* | *96VTN0401712B* | 24200 | 15.2 | 8.5 | 23600 | 19300 | 81.78% | 1.96 | 0 | 9.8 |  |  |  |  | R-454B | 2.0167 | Residential & Commercial | USHP
216678111 | Central HP <5.4 tons | KEEPRITE | HRCU-A-CB (Split System: Heat Pump with Remote Outdoor Unit-Air-Source) | D5CURAH24AAK |  |  | EA*5X36M17A* | *96VTN0801716B* | 23600 | 15.2 | 8.5 | 24000 | 19400 | 80.83% | 1.9 | 0 | 9.8 |  |  |  |  | R-454B | 1.9667 | Residential & Commercial | USHP
214771716 | Central HP <5.4 tons | BOSCH | HRCU-A-CB (Split System: Heat Pump with Remote Outdoor Unit-Air-Source) | BOVA-36RTB-M20S |  |  | BMAC3036ABTA | BGH96M060B3C | 32800 | 17 | 9 | 34000 | 23800 | 70% | 1.85 | 0 | 10.6 |  |  |  |  | R-454B | 2.7333 | Residential & Commercial | USHP | Ducted CEE Tier 1
211226234 | Central HP <5.4 tons | GRANDAIRE | HRCU-A-CB (Split System: Heat Pump with Remote Outdoor Unit-Air-Source) | WDLCURAH30ABK |  |  | FM(C,U)4Z30**AL* | 0 | 30400 | 15.5 | 8.5 | 35000 | 27400 | 78.29% | 1.82 | 0 | 9 |  |  |  |  | R-410A | 2.5333 | Residential & Commercial | USHP
213078302 | Central HP <5.4 tons | GRANDAIRE | HRCU-A-CB (Split System: Heat Pump with Remote Outdoor Unit-Air-Source) | WDLCURAH36ABK |  |  | WLA*374CA* | WFE*090B042C* | 36200 | 16.5 | 8.5 | 38000 | 35000 | 92.11% | 1.88 | 0 | 10 |  |  |  |  | R-410A | 3.0167 | Residential & Commercial | USHP | Ducted CEE Tier 1
213078786 | Central HP <5.4 tons | GRANDAIRE | HRCU-A-CB (Split System: Heat Pump with Remote Outdoor Unit-Air-Source) | WDLCURAH36ABK |  |  | WLNC484DA* | WFE*135D060C* | 36000 | 16.5 | 8.1 | 38500 | 27400 | 71.17% | 1.8 | 0 | 10.5 |  |  |  |  | R-410A | 3 | Residential & Commercial | USHP | Ducted CEE Tier 1
214229188 | Central HP <5.4 tons | GRANDAIRE | HRCU-A-CB (Split System: Heat Pump with Remote Outdoor Unit-Air-Source) | WDLCURAH24ABK |  |  | WLNC244BA* | WFEU060B048B* | 23200 | 16.5 | 8.5 | 26800 | 23600 | 88.06% | 1.96 | 0 | 10 |  |  |  |  | R-410A | 1.9333 | Residential & Commercial | USHP | Ducted CEE Tier 1
212979832 | Central HP <5.4 tons | GRANDAIRE | HRCU-A-CB (Split System: Heat Pump with Remote Outdoor Unit-Air-Source) | WDLCURAH24ABK |  |  | WLA*254BA* | WFE*090B042C* | 24200 | 17 | 8.5 | 25200 | 24600 | 97.62% | 2.04 | 0 | 10 |  |  |  |  | R-410A | 2.0167 | Residential & Commercial | USHP | Ducted CEE Tier 1
212980100 | Central HP <5.4 tons | GRANDAIRE | HRCU-A-CB (Split System: Heat Pump with Remote Outdoor Unit-Air-Source) | WDLCURAH24AAK |  |  | WLNC364CA* | WFE*090C048C* | 24000 | 16 | 8.1 | 25000 | 34400 | 137.6% | 1.92 | 0 | 9.5 |  |  |  |  | R-410A | 2 | Residential & Commercial | USHP
212979130 | Central HP <5.4 tons | GRANDAIRE | HRCU-A-CB (Split System: Heat Pump with Remote Outdoor Unit-Air-Source) | WDLCURAH24ABK |  |  | WLA*244BA* | WFE*070B048C* | 23400 | 17 | 9 | 26800 | 21800 | 81.34% | 1.82 | 0 | 10 |  |  |  |  | R-410A | 1.95 | Residential & Commercial | USHP | Ducted CEE Tier 1
212984144 | Central HP <5.4 tons | GRANDAIRE | HRCU-A-CB (Split System: Heat Pump with Remote Outdoor Unit-Air-Source) | WDLCURAH24ABK |  |  | WLN(C,W)364BA* | WFAX060B042B* | 23600 | 17 | 8.5 | 26400 | 24200 | 91.67% | 2.02 | 0 | 10.5 |  |  |  |  | R-410A | 1.9667 | Residential & Commercial | USHP | Ducted CEE Tier 1
212984612 | Central HP <5.4 tons | GRANDAIRE | HRCU-A-CB (Split System: Heat Pump with Remote Outdoor Unit-Air-Source) | WDLCURAH24ABK |  |  | WLA*364BA* | WFAX080B048B* | 23600 | 17.5 | 8.5 | 26200 | 23800 | 90.84% | 2 | 0 | 10 |  |  |  |  | R-410A | 1.9667 | Residential & Commercial | USHP | Ducted CEE Tier 1
212986198 | Central HP <5.4 tons | GRANDAIRE | HRCU-A-CB (Split System: Heat Pump with Remote Outdoor Unit-Air-Source) | WDLCURAH24ABK |  |  | WLA*364BA* | WFSX040A030B* | 23600 | 16 | 8.5 | 26200 | 22200 | 84.73% | 1.84 | 0 | 10 |  |  |  |  | R-410A | 1.9667 | Residential & Commercial | USHP | Ducted CEE Tier 1
212987218 | Central HP <5.4 tons | GRANDAIRE | HRCU-A-CB (Split System: Heat Pump with Remote Outdoor Unit-Air-Source) | WDLCURAH24AAK |  |  | WLNC364CA* | WFSX080B048B* | 23800 | 16 | 8.1 | 25000 | 35400 | 141.6% | 1.82 | 0 | 9.5 |  |  |  |  | R-410A | 1.9833 | Residential & Commercial | USHP
212970941 | Central HP <5.4 tons | GRANDAIRE | HRCU-A-CB (Split System: Heat Pump with Remote Outdoor Unit-Air-Source) | WDLCURAH18ABK |  |  | WLNC244BA* | WFET045A036A* | 17700 | 16.5 | 8.5 | 18700 | 18600 | 99.47% | 2.24 | 0 | 11 |  |  |  |  | R-410A | 1.475 | Residential & Commercial | USHP | Ducted CEE Tier 1
212984744 | Central HP <5.4 tons | GRANDAIRE | HRCU-A-CB (Split System: Heat Pump with Remote Outdoor Unit-Air-Source) | WDLCURAH18ABK |  |  | WLA*304BA* | WFAX080B048B* | 17900 | 16.5 | 8.5 | 18500 | 19100 | 103.2% | 2.3 | 0 | 10.5 |  |  |  |  | R-410A | 1.4917 | Residential & Commercial | USHP | Ducted CEE Tier 1
212985298 | Central HP <5.4 tons | GRANDAIRE | HRCU-A-CB (Split System: Heat Pump with Remote Outdoor Unit-Air-Source) | WDLCURAH30ABK |  |  | WLA*424DA* | WFAX100C060B* | 30200 | 15.2 | 8.1 | 34200 | 26800 | 78.36% | 1.86 | 0 | 9 |  |  |  |  | R-410A | 2.5167 | Residential & Commercial | USHP
212984480 | Central HP <5.4 tons | GRANDAIRE | HRCU-A-CB (Split System: Heat Pump with Remote Outdoor Unit-Air-Source) | WDLCURAH30ABK |  |  | WLA*374CA* | WFAX080B048B* | 31000 | 15.2 | 8.5 | 33400 | 27600 | 82.63% | 1.8 | 0 | 9 |  |  |  |  | R-410A | 2.5833 | Residential & Commercial | USHP
212988840 | Central HP <5.4 tons | GRANDAIRE | HRCU-A-CB (Split System: Heat Pump with Remote Outdoor Unit-Air-Source) | WDLCURAH18ABK |  |  | WLNC304BA* | WFSU040B036B* | 17500 | 16 | 8.1 | 18000 | 16200 | 90% | 1.84 | 0 | 11 |  |  |  |  | R-410A | 1.4583 | Residential & Commercial | USHP | Ducted CEE Tier 1
211243459 | Central HP <5.4 tons | KEEPRITE | HRCU-A-CB (Split System: Heat Pump with Remote Outdoor Unit-Air-Source) | DLCURAH24ABK |  |  | EA*4X37L21A* | *96VTN0601714A* | 24600 | 16.5 | 8.5 | 25400 | 21000 | 82.68% | 1.78 | 0 | 10 |  |  |  |  | R-410A | 2.05 | Residential & Commercial | USHP | Ducted CEE Tier 1
214053823 | Central HP <5.4 tons | BOSCH | HRCU-A-CB (Split System: Heat Pump with Remote Outdoor Unit-Air-Source) | BOVD-36HDN1-M20G |  |  | BVA-24WN1-M20 | 0 | 24000 | 20 | 9.5 | 24000 | 17600 | 73.33% | 2 | 14 | 13 |  |  |  |  | R-410A | 2 | Residential & Commercial | USHP | Ducted CEE Tier 1
211263409 | Central HP <5.4 tons | GRANDAIRE | HRCU-A-CB (Split System: Heat Pump with Remote Outdoor Unit-Air-Source) | WDLCURAH18ABK |  |  | WLNC244BA* | WFAX060B042A* | 17700 | 16 | 8.5 | 18500 | 18800 | 101.6% | 2.26 | 0 | 11 |  |  |  |  | R-410A | 1.475 | Residential & Commercial | USHP | Ducted CEE Tier 1
211263432 | Central HP <5.4 tons | GRANDAIRE | HRCU-A-CB (Split System: Heat Pump with Remote Outdoor Unit-Air-Source) | WDLCURAH18ABK |  |  | WLNC244BA* | WFAX080B048A* | 18500 | 16 | 8.5 | 19500 | 18400 | 94.36% | 2.24 | 0 | 11 |  |  |  |  | R-410A | 1.5417 | Residential & Commercial | USHP | Ducted CEE Tier 1
214053805 | Central HP <5.4 tons | BOSCH | HRCU-A-CB (Split System: Heat Pump with Remote Outdoor Unit-Air-Source) | BOVC-36HDN1-M20G |  |  | BVA-36WN1-M20 | 0 | 34200 | 19 | 9.5 | 34200 | 24000 | 70.18% | 1.9 | 0 | 12 |  |  |  |  | R-410A | 2.85 | Residential & Commercial | USHP | Ducted CEE Tier 1
216675830 | Central HP <5.4 tons | GRANDAIRE | HRCU-A-CB (Split System: Heat Pump with Remote Outdoor Unit-Air-Source) | WD5CURAH24AAK |  |  | W5A*25M17XA* | WFE*070A036C* | 24400 | 16 | 8.5 | 23200 | 19100 | 82.33% | 1.96 | 0 | 10 |  |  |  |  | R-454B | 2.0333 | Residential & Commercial | USHP | Ducted CEE Tier 1
216097089 | Central HP <5.4 tons | Kerr | HRCU-A-CB (Split System: Heat Pump with Remote Outdoor Unit-Air-Source) | A-KHP18SA-1 |  |  | B-KHP18AA-1 | 0 | 18000 | 18 | 10 | 19500 | 18000 | 92.31% | 2.2 | 0 | 12 |  |  |  |  | R-454B | 1.5 | Residential & Commercial | USHP | Ducted CEE Tier 1
204456867 | Central HP <5.4 tons | KEEPRITE | HRCU-A-CB (Split System: Heat Pump with Remote Outdoor Unit-Air-Source) | CVH825GKA2* |  |  | EA*4X37L17A*+WALLCON | *97CMN0801714A* | 24200 | 16 | 8.1 | 21400 | 16800 | 78.5% | 1.98 | 11 | 11 |  |  |  |  | R-410A | 2.0167 | Residential & Commercial | USHP | Ducted CEE Tier 1
204456885 | Central HP <5.4 tons | KEEPRITE | HRCU-A-CB (Split System: Heat Pump with Remote Outdoor Unit-Air-Source) | CVH825GKA2* |  |  | EA*4X37L17A*+WALLCON | *80CTL0901716A* | 24200 | 17 | 8.1 | 21400 | 16600 | 77.57% | 2.02 | 11 | 11 |  |  |  |  | R-410A | 2.0167 | Residential & Commercial | USHP | Ducted CEE Tier 1
204456849 | Central HP <5.4 tons | KEEPRITE | HRCU-A-CB (Split System: Heat Pump with Remote Outdoor Unit-Air-Source) | CVH825GKA2* |  |  | EA*4X37L17A*+WALLCON | *96CTN0801714A* | 24200 | 16.5 | 8.1 | 21400 | 16700 | 78.04% | 1.98 | 11.5 | 11 |  |  |  |  | R-410A | 2.0167 | Residential & Commercial | USHP | Ducted CEE Tier 1
204456532 | Central HP <5.4 tons | KEEPRITE | HRCU-A-CB (Split System: Heat Pump with Remote Outdoor Unit-Air-Source) | CVH825GKA2* |  |  | EA*4X30L17A*+WALLCON | *80CTL0701716A* | 23400 | 16.5 | 8.1 | 21600 | 16700 | 77.31% | 1.92 | 11 | 11 |  |  |  |  | R-410A | 1.95 | Residential & Commercial | USHP | Ducted CEE Tier 1
211264896 | Central HP <5.4 tons | GRANDAIRE | HRCU-A-CB (Split System: Heat Pump with Remote Outdoor Unit-Air-Source) | WDLCURAH18ABK |  |  | WAXL244A* | 0 | 18100 | 16 | 8.5 | 18600 | 18500 | 99.46% | 2.22 | 0 | 10.5 |  |  |  |  | R-410A | 1.5083 | Residential & Commercial | USHP | Ducted CEE Tier 1
214053838 | Central HP <5.4 tons | BOSCH | HRCU-A-C (Split System: Heat Pump with Remote Outdoor Unit with No Indoor Fan --Air Source) | BOVD-36HDN1-M20G |  |  | BMAC2430BNTD | 0 | 23400 | 15.2 | 9 | 24000 | 16900 | 70.42% | 1.99 | 0 | 12 |  |  |  |  | R-410A | 1.95 | Residential & Commercial | USHP | Ducted CEE Tier 1
216678566 | Central HP <5.4 tons | GRANDAIRE | HRCU-A-CB (Split System: Heat Pump with Remote Outdoor Unit-Air-Source) | WD5CURAH24AAK |  |  | FM(C,U)5Z30**AL* | 0 | 24800 | 16 | 9.5 | 24800 | 19600 | 79.03% | 2.14 | 0 | 10 |  |  |  |  | R-454B | 2.0667 | Residential & Commercial | USHP | Ducted CEE Tier 1
212978113 | Central HP <5.4 tons | GRANDAIRE | HRCU-A-CB (Split System: Heat Pump with Remote Outdoor Unit-Air-Source) | WDLCURAH24ABK |  |  | WLA*254BA* | WFE*070A036C* | 24200 | 17.5 | 8.5 | 25200 | 24800 | 98.41% | 2.08 | 0 | 10.5 |  |  |  |  | R-410A | 2.0167 | Residential & Commercial | USHP | Ducted CEE Tier 1
210597544 | Central HP <5.4 tons | KEEPRITE | HRCU-A-CB (Split System: Heat Pump with Remote Outdoor Unit-Air-Source) | CVH837GKA** |  |  | EHD4X60AAL+WALLCON | *97CMN0602120A* | 32800 | 16.5 | 8.1 | 32400 | 25200 | 77.78% | 1.98 | 0 | 11 |  |  |  |  | R-410A | 2.7333 | Residential & Commercial | USHP | Ducted CEE Tier 1
212988648 | Central HP <5.4 tons | GRANDAIRE | HRCU-A-CB (Split System: Heat Pump with Remote Outdoor Unit-Air-Source) | WDLCURAH24ABK |  |  | WLA*244BA* | WFSU040B036B* | 23400 | 16.5 | 8.5 | 27000 | 21800 | 80.74% | 1.82 | 0 | 10 |  |  |  |  | R-410A | 1.95 | Residential & Commercial | USHP | Ducted CEE Tier 1
212988732 | Central HP <5.4 tons | GRANDAIRE | HRCU-A-CB (Split System: Heat Pump with Remote Outdoor Unit-Air-Source) | WDLCURAH24ABK |  |  | WLNC244BA* | WFSU040B036B* | 23200 | 16 | 8.5 | 27000 | 24200 | 89.63% | 2.02 | 0 | 10 |  |  |  |  | R-410A | 1.9333 | Residential & Commercial | USHP | Ducted CEE Tier 1
216675841 | Central HP <5.4 tons | GRANDAIRE | HRCU-A-CB (Split System: Heat Pump with Remote Outdoor Unit-Air-Source) | WD5CURAH24AAK |  |  | W5A*30M17XA* | WFE*070B036C* | 23400 | 15.5 | 8.5 | 24000 | 19400 | 80.83% | 1.92 | 0 | 9.8 |  |  |  |  | R-454B | 1.95 | Residential & Commercial | USHP
216676716 | Central HP <5.4 tons | GRANDAIRE | HRCU-A-CB (Split System: Heat Pump with Remote Outdoor Unit-Air-Source) | WD5CURAH24AAK |  |  | W5A*25M17XA* | WFET090B048A* | 24600 | 16 | 9 | 23400 | 19100 | 81.62% | 2.06 | 0 | 10 |  |  |  |  | R-454B | 2.05 | Residential & Commercial | USHP | Ducted CEE Tier 1
216676927 | Central HP <5.4 tons | GRANDAIRE | HRCU-A-CB (Split System: Heat Pump with Remote Outdoor Unit-Air-Source) | WD5CURAH24AAK |  |  | W5A*30M17XA* | WFAX060B042B* | 23600 | 15.2 | 8.5 | 24200 | 19400 | 80.17% | 1.9 | 0 | 9.8 |  |  |  |  | R-454B | 1.9667 | Residential & Commercial | USHP
216677763 | Central HP <5.4 tons | GRANDAIRE | HRCU-A-CB (Split System: Heat Pump with Remote Outdoor Unit-Air-Source) | WD5CURAH24AAK |  |  | W5SH36M12XA* | WFAX080B048B* | 24000 | 15.2 | 8.5 | 23600 | 19200 | 81.36% | 1.94 | 0 | 9.8 |  |  |  |  | R-454B | 2 | Residential & Commercial | USHP
211244682 | Central HP <5.4 tons | GRANDAIRE | HRCU-A-CB (Split System: Heat Pump with Remote Outdoor Unit-Air-Source) | WDLCURAH24ABK |  |  | WLNC304BA* | WFEL045A036B* | 24600 | 16 | 8.1 | 26600 | 22400 | 84.21% | 1.84 | 0 | 10.5 |  |  |  |  | R-410A | 2.05 | Residential & Commercial | USHP | Ducted CEE Tier 1
211244807 | Central HP <5.4 tons | GRANDAIRE | HRCU-A-CB (Split System: Heat Pump with Remote Outdoor Unit-Air-Source) | WDLCURAH24ABK |  |  | WLNC304BA* | WFEL070A036B* | 24200 | 16.5 | 8.1 | 26400 | 22800 | 86.36% | 1.88 | 0 | 10.5 |  |  |  |  | R-410A | 2.0167 | Residential & Commercial | USHP | Ducted CEE Tier 1
211245618 | Central HP <5.4 tons | GRANDAIRE | HRCU-A-CB (Split System: Heat Pump with Remote Outdoor Unit-Air-Source) | WDLCURAH24ABK |  |  | WLNC364CA* | WFEL070C048B* | 24200 | 17 | 8.1 | 26200 | 22800 | 87.02% | 1.9 | 0 | 10.5 |  |  |  |  | R-410A | 2.0167 | Residential & Commercial | USHP | Ducted CEE Tier 1
211245743 | Central HP <5.4 tons | GRANDAIRE | HRCU-A-CB (Split System: Heat Pump with Remote Outdoor Unit-Air-Source) | WDLCURAH24ABK |  |  | WLNC364CA* | WFEU080C060A* | 24400 | 17 | 8.5 | 26200 | 22800 | 87.02% | 1.88 | 0 | 10.5 |  |  |  |  | R-410A | 2.0333 | Residential & Commercial | USHP | Ducted CEE Tier 1
216677831 | Central HP <5.4 tons | GRANDAIRE | HRCU-A-CB (Split System: Heat Pump with Remote Outdoor Unit-Air-Source) | WD5CURAH24AAK |  |  | W5SH36M12XA* | WFSU100C060B* | 24200 | 15.2 | 8.5 | 23800 | 19300 | 81.09% | 1.92 | 0 | 10 |  |  |  |  | R-454B | 2.0167 | Residential & Commercial | USHP | Ducted CEE Tier 1
216678063 | Central HP <5.4 tons | GRANDAIRE | HRCU-A-CB (Split System: Heat Pump with Remote Outdoor Unit-Air-Source) | WD5CURAH24AAK |  |  | W5A*25M17XA* | WFST060B048A* | 24400 | 15.5 | 8.5 | 23200 | 19100 | 82.33% | 1.94 | 0 | 10 |  |  |  |  | R-454B | 2.0333 | Residential & Commercial | USHP | Ducted CEE Tier 1
216618892 | Central HP <5.4 tons | BOSCH | HRCU-A-CB (Split System: Heat Pump with Remote Outdoor Unit-Air-Source) | BOVA-24RXB-M15S |  |  | BIWA-24RXB-M16X | 0 | 23800 | 15.2 | 9 | 23800 | 16800 | 70.59% | 1.8 | 0 | 10.5 |  |  |  |  | R-454B | 1.9833 | Residential & Commercial | USHP | Ducted CEE Tier 1
210597006 | Central HP <5.4 tons | KEEPRITE | HRCU-A-CB (Split System: Heat Pump with Remote Outdoor Unit-Air-Source) | CVH825GKA2* |  |  | EN(A,D)4X48L24**+WALLCON | *80CTL1352422A* | 24200 | 17 | 8.1 | 21400 | 16600 | 77.57% | 2.02 | 0 | 11.5 |  |  |  |  | R-410A | 2.0167 | Residential & Commercial | USHP | Ducted CEE Tier 1
204456703 | Central HP <5.4 tons | KEEPRITE | HRCU-A-CB (Split System: Heat Pump with Remote Outdoor Unit-Air-Source) | CVH825GKA2* |  |  | EA*4X36L21A*+WALLCON | *96CTN0601714A* | 23400 | 16.5 | 8.1 | 21600 | 16700 | 77.31% | 1.92 | 11 | 10.5 |  |  |  |  | R-410A | 1.95 | Residential & Commercial | USHP | Ducted CEE Tier 1
212988022 | Central HP <5.4 tons | GRANDAIRE | HRCU-A-CB (Split System: Heat Pump with Remote Outdoor Unit-Air-Source) | WDLCURAH36ABK |  |  | WLA*484DA* | WFSX100C060B* | 36000 | 16.5 | 8.5 | 37800 | 34600 | 91.53% | 2.04 | 0 | 10 |  |  |  |  | R-410A | 3 | Residential & Commercial | USHP | Ducted CEE Tier 1
216678701 | Central HP <5.4 tons | GRANDAIRE | HRCU-A-CB (Split System: Heat Pump with Remote Outdoor Unit-Air-Source) | WDLCURAH36ABK |  |  | WLA*364CA* | WFJT060B048A* | 35000 | 15.5 | 8.5 | 38500 | 34800 | 90.39% | 1.75 | 0 | 9.5 |  |  |  |  | R-410A | 2.9167 | Residential & Commercial | USHP
211262693 | Central HP <5.4 tons | GRANDAIRE | HRCU-A-CB (Split System: Heat Pump with Remote Outdoor Unit-Air-Source) | WDLCURAH18ABK |  |  | WLNC244AA* | WFSX026A030A* | 18000 | 15.5 | 8.5 | 19000 | 18700 | 98.42% | 2.24 | 0 | 10.5 |  |  |  |  | R-410A | 1.5 | Residential & Commercial | USHP | Ducted CEE Tier 1
211263363 | Central HP <5.4 tons | GRANDAIRE | HRCU-A-CB (Split System: Heat Pump with Remote Outdoor Unit-Air-Source) | WDLCURAH18ABK |  |  | WLNC244BA* | WFER070B036A* | 18000 | 16 | 8.5 | 18900 | 18700 | 98.94% | 2.26 | 0 | 11 |  |  |  |  | R-410A | 1.5 | Residential & Commercial | USHP | Ducted CEE Tier 1
216678737 | Central HP <5.4 tons | GRANDAIRE | HRCU-A-CB (Split System: Heat Pump with Remote Outdoor Unit-Air-Source) | WDLCURAH36ABK |  |  | WLA*434CA* | WFJT060B048A* | 36200 | 15.5 | 8.5 | 38000 | 34400 | 90.53% | 1.96 | 0 | 10 |  |  |  |  | R-410A | 3.0167 | Residential & Commercial | USHP | Ducted CEE Tier 1
211222132 | Central HP <5.4 tons | KEEPRITE | HRCU-A-CB (Split System: Heat Pump with Remote Outdoor Unit-Air-Source) | DLCURAH30ABK |  |  | EA*4X36L21A* | *92ESN0801716A* | 29600 | 15.2 | 8.1 | 33800 | 27800 | 82.25% | 1.76 | 0 | 9 |  |  |  |  | R-410A | 2.4667 | Residential & Commercial | USHP
212989176 | Central HP <5.4 tons | GRANDAIRE | HRCU-A-CB (Split System: Heat Pump with Remote Outdoor Unit-Air-Source) | WDLCURAH24ABK |  |  | WLA*364BA* | WFSU060B048B* | 23600 | 17 | 8.5 | 26200 | 23800 | 90.84% | 1.98 | 0 | 10 |  |  |  |  | R-410A | 1.9667 | Residential & Commercial | USHP | Ducted CEE Tier 1
211245143 | Central HP <5.4 tons | GRANDAIRE | HRCU-A-CB (Split System: Heat Pump with Remote Outdoor Unit-Air-Source) | WDLCURAH24ABK |  |  | WLN(C,W)364BA* | WFER070B036A* | 24400 | 16.5 | 8.1 | 26400 | 22600 | 85.61% | 1.88 | 0 | 10.5 |  |  |  |  | R-410A | 2.0333 | Residential & Commercial | USHP | Ducted CEE Tier 1
211245142 | Central HP <5.4 tons | GRANDAIRE | HRCU-A-CB (Split System: Heat Pump with Remote Outdoor Unit-Air-Source) | WDLCURAH24ABK |  |  | WLN(C,W)364BA* | WFEL070B036B* | 24400 | 16.5 | 8.1 | 26400 | 22600 | 85.61% | 1.88 | 0 | 10.5 |  |  |  |  | R-410A | 2.0333 | Residential & Commercial | USHP | Ducted CEE Tier 1
204456586 | Central HP <5.4 tons | KEEPRITE | HRCU-A-CB (Split System: Heat Pump with Remote Outdoor Unit-Air-Source) | CVH825GKA2* |  |  | EA*4X30L17A*+WALLCON | *80CTL0901716A* | 23600 | 17 | 8.1 | 21400 | 16600 | 77.57% | 1.92 | 11 | 11 |  |  |  |  | R-410A | 1.9667 | Residential & Commercial | USHP | Ducted CEE Tier 1
204456361 | Central HP <5.4 tons | KEEPRITE | HRCU-A-CB (Split System: Heat Pump with Remote Outdoor Unit-Air-Source) | CVH825GKA2* |  |  | EA*4X24L14A*+WALLCON | *80CTL0701412A* | 23400 | 17 | 8.1 | 22000 | 16800 | 76.36% | 1.9 | 11 | 10.5 |  |  |  |  | R-410A | 1.95 | Residential & Commercial | USHP | Ducted CEE Tier 1
210597628 | Central HP <5.4 tons | KEEPRITE | HRCU-A-CB (Split System: Heat Pump with Remote Outdoor Unit-Air-Source) | CVH837GKA** |  |  | EN(A,D,W)4X60L24**+WALLCON | *96CTN1202422A* | 32800 | 18 | 8.1 | 32200 | 24600 | 76.4% | 1.98 | 0 | 12 |  |  |  |  | R-410A | 2.7333 | Residential & Commercial | USHP | Ducted CEE Tier 1
212989284 | Central HP <5.4 tons | GRANDAIRE | HRCU-A-CB (Split System: Heat Pump with Remote Outdoor Unit-Air-Source) | WDLCURAH18ABK |  |  | WLA*244BA* | WFSU060B048B* | 17300 | 16.5 | 8.5 | 18200 | 17700 | 97.25% | 2.14 | 0 | 10.5 |  |  |  |  | R-410A | 1.4417 | Residential & Commercial | USHP | Ducted CEE Tier 1
212978553 | Central HP <5.4 tons | GRANDAIRE | HRCU-A-CB (Split System: Heat Pump with Remote Outdoor Unit-Air-Source) | WDLCURAH30ABK |  |  | WLA*424CA* | WFE*070B036C* | 29800 | 15.2 | 8.1 | 34200 | 26400 | 77.19% | 1.86 | 0 | 9 |  |  |  |  | R-410A | 2.4833 | Residential & Commercial | USHP
211713135 | Central HP <5.4 tons | GRANDAIRE | HRCU-A-CB (Split System: Heat Pump with Remote Outdoor Unit-Air-Source) | WDLCURAH30ABK |  |  | WLA*434CA* | WFEU040B036A* | 31200 | 15.2 | 8.1 | 33400 | 26000 | 77.84% | 1.86 | 0 | 9 |  |  |  |  | R-410A | 2.6 | Residential & Commercial | USHP
216675852 | Central HP <5.4 tons | GRANDAIRE | HRCU-A-CB (Split System: Heat Pump with Remote Outdoor Unit-Air-Source) | WD5CURAH24AAK |  |  | W5A*24M17XA* | WFE*070B036C* | 23600 | 15.2 | 9 | 24800 | 19600 | 79.03% | 2 | 0 | 9.8 |  |  |  |  | R-454B | 1.9667 | Residential & Commercial | USHP
216676001 | Central HP <5.4 tons | GRANDAIRE | HRCU-A-CB (Split System: Heat Pump with Remote Outdoor Unit-Air-Source) | WD5CURAH24AAK |  |  | W5A*36M17XA* | WFE*090B042C* | 23800 | 15.2 | 8.5 | 24000 | 19400 | 80.83% | 1.92 | 0 | 9.8 |  |  |  |  | R-454B | 1.9833 | Residential & Commercial | USHP
210596678 | Central HP <5.4 tons | KEEPRITE | HRCU-A-CB (Split System: Heat Pump with Remote Outdoor Unit-Air-Source) | CVH825GKA2* |  |  | EA*4X42L21A*+WALLCON | *95CSU0802120A* | 23800 | 16.5 | 8.1 | 21400 | 16600 | 77.57% | 1.96 | 0 | 11 |  |  |  |  | R-410A | 1.9833 | Residential & Commercial | USHP | Ducted CEE Tier 1
211222232 | Central HP <5.4 tons | KEEPRITE | HRCU-A-CB (Split System: Heat Pump with Remote Outdoor Unit-Air-Source) | DLCURAH30ABK |  |  | EA*4X36L21A* | *96VTN1002122A* | 29600 | 15.2 | 8.1 | 33800 | 27800 | 82.25% | 1.76 | 0 | 9 |  |  |  |  | R-410A | 2.4667 | Residential & Commercial | USHP
211226294 | Central HP <5.4 tons | GRANDAIRE | HRCU-A-CB (Split System: Heat Pump with Remote Outdoor Unit-Air-Source) | WDLCURAH36ABK |  |  | WLA*364CA* | WFER110C060A* | 35200 | 16 | 8.1 | 38500 | 35200 | 91.43% | 1.82 | 0 | 9.5 |  |  |  |  | R-410A | 2.9333 | Residential & Commercial | USHP
211245244 | Central HP <5.4 tons | GRANDAIRE | HRCU-A-CB (Split System: Heat Pump with Remote Outdoor Unit-Air-Source) | WDLCURAH24ABK |  |  | WLN(C,W)364BA* | WFER070A036A* | 24200 | 16.5 | 8.1 | 26400 | 22800 | 86.36% | 1.88 | 0 | 10.5 |  |  |  |  | R-410A | 2.0167 | Residential & Commercial | USHP | Ducted CEE Tier 1
211245512 | Central HP <5.4 tons | GRANDAIRE | HRCU-A-CB (Split System: Heat Pump with Remote Outdoor Unit-Air-Source) | WDLCURAH24ABK |  |  | WLNC364CA* | WFSX080C060A* | 24600 | 16.5 | 8.5 | 26600 | 22400 | 84.21% | 1.84 | 0 | 10.5 |  |  |  |  | R-410A | 2.05 | Residential & Commercial | USHP | Ducted CEE Tier 1
211245630 | Central HP <5.4 tons | GRANDAIRE | HRCU-A-CB (Split System: Heat Pump with Remote Outdoor Unit-Air-Source) | WDLCURAH24ABK |  |  | WLNC364CA* | WFEL090B042B* | 24600 | 16.5 | 8.5 | 26400 | 22400 | 84.85% | 1.86 | 0 | 10.5 |  |  |  |  | R-410A | 2.05 | Residential & Commercial | USHP | Ducted CEE Tier 1
211245848 | Central HP <5.4 tons | GRANDAIRE | HRCU-A-CB (Split System: Heat Pump with Remote Outdoor Unit-Air-Source) | WDLCURAH24ABK |  |  | WAXL304A* | 0 | 24200 | 16.5 | 8.5 | 26000 | 22600 | 86.92% | 1.86 | 0 | 10 |  |  |  |  | R-410A | 2.0167 | Residential & Commercial | USHP | Ducted CEE Tier 1
210596728 | Central HP <5.4 tons | KEEPRITE | HRCU-A-CB (Split System: Heat Pump with Remote Outdoor Unit-Air-Source) | CVH825GKA2* |  |  | EA*4X42L24A*+WALLCON | *95CSU1002122A* | 23800 | 17 | 8.1 | 21400 | 16600 | 77.57% | 1.96 | 0 | 11 |  |  |  |  | R-410A | 1.9833 | Residential & Commercial | USHP | Ducted CEE Tier 1
216676739 | Central HP <5.4 tons | GRANDAIRE | HRCU-A-CB (Split System: Heat Pump with Remote Outdoor Unit-Air-Source) | WD5CURAH24AAK |  |  | W5SH30M12XA* | WFEU040B036B* | 23800 | 15.2 | 8.5 | 24200 | 19500 | 80.58% | 1.9 | 0 | 9.8 |  |  |  |  | R-454B | 1.9833 | Residential & Commercial | USHP
214053833 | Central HP <5.4 tons | BOSCH | HRCU-A-CB (Split System: Heat Pump with Remote Outdoor Unit-Air-Source) | BOVD-36HDN1-M20G |  |  | BMAC3036CNTD | BGH96M080C4B | 33600 | 17.5 | 9 | 34200 | 24000 | 70.18% | 1.88 | 0 | 11 |  |  |  |  | R-410A | 2.8 | Residential & Commercial | USHP | Ducted CEE Tier 1
211263503 | Central HP <5.4 tons | GRANDAIRE | HRCU-A-CB (Split System: Heat Pump with Remote Outdoor Unit-Air-Source) | WDLCURAH18ABK |  |  | WLNC244BA* | WFER070A036A* | 17500 | 16 | 8.5 | 18400 | 18800 | 102.2% | 2.26 | 0 | 11 |  |  |  |  | R-410A | 1.4583 | Residential & Commercial | USHP | Ducted CEE Tier 1
211264822 | Central HP <5.4 tons | GRANDAIRE | HRCU-A-CB (Split System: Heat Pump with Remote Outdoor Unit-Air-Source) | WDLCURAH18ABK |  |  | WAHL184B* | 0 | 17400 | 16 | 8.5 | 18300 | 19400 | 106% | 2.34 | 0 | 10.5 |  |  |  |  | R-410A | 1.45 | Residential & Commercial | USHP | Ducted CEE Tier 1
211244718 | Central HP <5.4 tons | GRANDAIRE | HRCU-A-CB (Split System: Heat Pump with Remote Outdoor Unit-Air-Source) | WDLCURAH24ABK |  |  | WLNC304BA* | WFEL090B042B* | 24600 | 16.5 | 8.1 | 26400 | 22600 | 85.61% | 1.86 | 0 | 10.5 |  |  |  |  | R-410A | 2.05 | Residential & Commercial | USHP | Ducted CEE Tier 1
216738734 | Central HP <5.4 tons | GRANDAIRE | HRCU-A-CB (Split System: Heat Pump with Remote Outdoor Unit-Air-Source) | WD5CUHAH24AAK |  |  | W5SH36M12XA* | WFSU100C060B* | 22800 | 16 | 8.1 | 20800 | 18500 | 88.94% | 1.85 | 0 | 11 |  |  |  |  | R-454B | 1.9 | Residential & Commercial | USHP | Ducted CEE Tier 1
204459247 | Central HP <5.4 tons | KEEPRITE | HRCU-A-CB (Split System: Heat Pump with Remote Outdoor Unit-Air-Source) | CVH825GKA2* |  |  | EHD4X30AAL+WALLCON | *80CTL0901716A* | 23800 | 16 | 8.1 | 21800 | 16700 | 76.61% | 1.98 | 11 | 10.5 |  |  |  |  | R-410A | 1.9833 | Residential & Commercial | USHP | Ducted CEE Tier 1
211245155 | Central HP <5.4 tons | GRANDAIRE | HRCU-A-CB (Split System: Heat Pump with Remote Outdoor Unit-Air-Source) | WDLCURAH24ABK |  |  | WLN(C,W)364BA* | WFER090B042A* | 24600 | 16.5 | 8.1 | 26400 | 22600 | 85.61% | 1.86 | 0 | 10.5 |  |  |  |  | R-410A | 2.05 | Residential & Commercial | USHP | Ducted CEE Tier 1
211245255 | Central HP <5.4 tons | GRANDAIRE | HRCU-A-CB (Split System: Heat Pump with Remote Outdoor Unit-Air-Source) | WDLCURAH24ABK |  |  | WLN(C,W)364BA* | WFEU060B048A* | 24800 | 16.5 | 8.5 | 26600 | 22200 | 83.46% | 1.84 | 0 | 10.5 |  |  |  |  | R-410A | 2.0667 | Residential & Commercial | USHP | Ducted CEE Tier 1
211245754 | Central HP <5.4 tons | GRANDAIRE | HRCU-A-CB (Split System: Heat Pump with Remote Outdoor Unit-Air-Source) | WDLCURAH24ABK |  |  | WLNC364CA* | WFEU060B048A* | 24800 | 16.5 | 8.5 | 26600 | 22200 | 83.46% | 1.84 | 0 | 10.5 |  |  |  |  | R-410A | 2.0667 | Residential & Commercial | USHP | Ducted CEE Tier 1
210596961 | Central HP <5.4 tons | KEEPRITE | HRCU-A-CB (Split System: Heat Pump with Remote Outdoor Unit-Air-Source) | CVH825GKA2* |  |  | EHD4X48AAL+WALLCON | *80CTL0901716A* | 24400 | 17 | 8.1 | 21200 | 16500 | 77.83% | 2.04 | 0 | 11 |  |  |  |  | R-410A | 2.0333 | Residential & Commercial | USHP | Ducted CEE Tier 1
204456568 | Central HP <5.4 tons | KEEPRITE | HRCU-A-CB (Split System: Heat Pump with Remote Outdoor Unit-Air-Source) | CVH825GKA2* |  |  | EA*4X30L17A*+WALLCON | *97CMN0801714A* | 23400 | 16 | 8.1 | 21600 | 16800 | 77.78% | 1.9 | 11 | 10.5 |  |  |  |  | R-410A | 1.95 | Residential & Commercial | USHP | Ducted CEE Tier 1
204456649 | Central HP <5.4 tons | KEEPRITE | HRCU-A-CB (Split System: Heat Pump with Remote Outdoor Unit-Air-Source) | CVH825GKA2* |  |  | EA*4X36L17A*+WALLCON | *80CTL0701412A* | 23600 | 17 | 8.1 | 21400 | 16600 | 77.57% | 1.94 | 11 | 11 |  |  |  |  | R-410A | 1.9667 | Residential & Commercial | USHP | Ducted CEE Tier 1
204456640 | Central HP <5.4 tons | KEEPRITE | HRCU-A-CB (Split System: Heat Pump with Remote Outdoor Unit-Air-Source) | CVH825GKA2* |  |  | EA*4X36L17A*+WALLCON | *97CMN0801714A* | 23400 | 16.5 | 8.1 | 21600 | 16700 | 77.31% | 1.92 | 11 | 10.5 |  |  |  |  | R-410A | 1.95 | Residential & Commercial | USHP | Ducted CEE Tier 1
216678336 | Central HP <5.4 tons | KEEPRITE | HRCU-A-CB (Split System: Heat Pump with Remote Outdoor Unit-Air-Source) | D5CURAH24AAK |  |  | EA*5X37M17A* | *97VTN0801716A* | 24400 | 15.5 | 8.5 | 23600 | 19300 | 81.78% | 1.94 | 0 | 10 |  |  |  |  | R-454B | 2.0333 | Residential & Commercial | USHP | Ducted CEE Tier 1
204456442 | Central HP <5.4 tons | KEEPRITE | HRCU-A-CB (Split System: Heat Pump with Remote Outdoor Unit-Air-Source) | CVH825GKA2* |  |  | EA*4X25L17A*+WALLCON | *80CTL0451712A* | 24200 | 16.5 | 8.1 | 21400 | 16800 | 78.5% | 2 | 11 | 11 |  |  |  |  | R-410A | 2.0167 | Residential & Commercial | USHP | Ducted CEE Tier 1
216738932 | Central HP <5.4 tons | GRANDAIRE | HRCU-A-CB (Split System: Heat Pump with Remote Outdoor Unit-Air-Source) | WD5CUHAH24AAK |  |  | W5SH36M12XA* | WFJT100C060A* | 22600 | 16 | 8.1 | 20800 | 18400 | 88.46% | 1.85 | 0 | 11 |  |  |  |  | R-454B | 1.8833 | Residential & Commercial | USHP | Ducted CEE Tier 1
204456550 | Central HP <5.4 tons | KEEPRITE | HRCU-A-CB (Split System: Heat Pump with Remote Outdoor Unit-Air-Source) | CVH825GKA2* |  |  | EA*4X30L17A*+WALLCON | *96CTN0801714A* | 23400 | 16.5 | 8.1 | 21600 | 16800 | 77.78% | 1.9 | 11 | 10.5 |  |  |  |  | R-410A | 1.95 | Residential & Commercial | USHP | Ducted CEE Tier 1
210597613 | Central HP <5.4 tons | KEEPRITE | HRCU-A-CB (Split System: Heat Pump with Remote Outdoor Unit-Air-Source) | CVH837GKA** |  |  | EN(A,D,W)4X60L24**+WALLCON | *80CTL1352422A* | 32800 | 18 | 8.1 | 32200 | 24600 | 76.4% | 1.98 | 0 | 12 |  |  |  |  | R-410A | 2.7333 | Residential & Commercial | USHP | Ducted CEE Tier 1
211263386 | Central HP <5.4 tons | GRANDAIRE | HRCU-A-CB (Split System: Heat Pump with Remote Outdoor Unit-Air-Source) | WDLCURAH18ABK |  |  | WLNC244BA* | WFAX060A036A* | 18100 | 16 | 8.5 | 19000 | 18600 | 97.89% | 2.24 | 0 | 11 |  |  |  |  | R-410A | 1.5083 | Residential & Commercial | USHP | Ducted CEE Tier 1
211263821 | Central HP <5.4 tons | GRANDAIRE | HRCU-A-CB (Split System: Heat Pump with Remote Outdoor Unit-Air-Source) | WDLCURAH18ABK |  |  | WLNC304AA* | WFAX060A036A* | 18200 | 16 | 8.5 | 18700 | 18300 | 97.86% | 2.22 | 0 | 11 |  |  |  |  | R-410A | 1.5167 | Residential & Commercial | USHP | Ducted CEE Tier 1
211264340 | Central HP <5.4 tons | GRANDAIRE | HRCU-A-CB (Split System: Heat Pump with Remote Outdoor Unit-Air-Source) | WDLCURAH18ABK |  |  | WLNC304BA* | WFSX060A036A* | 18000 | 16 | 8.5 | 18500 | 18400 | 99.46% | 2.22 | 0 | 11 |  |  |  |  | R-410A | 1.5 | Residential & Commercial | USHP | Ducted CEE Tier 1
211264441 | Central HP <5.4 tons | GRANDAIRE | HRCU-A-CB (Split System: Heat Pump with Remote Outdoor Unit-Air-Source) | WDLCURAH18ABK |  |  | WLNC304BA* | WFSX026A030A* | 18200 | 15.5 | 8.5 | 18800 | 18400 | 97.87% | 2.2 | 0 | 11 |  |  |  |  | R-410A | 1.5167 | Residential & Commercial | USHP | Ducted CEE Tier 1
211262350 | Central HP <5.4 tons | GRANDAIRE | HRCU-A-CB (Split System: Heat Pump with Remote Outdoor Unit-Air-Source) | WDLCURAH18ABK |  |  | WLNC184AA* | WFSX060A036A* | 17600 | 15.5 | 8.5 | 18700 | 19300 | 103.2% | 2.32 | 0 | 10.5 |  |  |  |  | R-410A | 1.4667 | Residential & Commercial | USHP | Ducted CEE Tier 1
211264533 | Central HP <5.4 tons | GRANDAIRE | HRCU-A-CB (Split System: Heat Pump with Remote Outdoor Unit-Air-Source) | WDLCURAH18ABK |  |  | WLNC304BA* | WFEL070B036B* | 18200 | 16.5 | 8.5 | 18700 | 18300 | 97.86% | 2.22 | 0 | 11 |  |  |  |  | R-410A | 1.5167 | Residential & Commercial | USHP | Ducted CEE Tier 1
211242638 | Central HP <5.4 tons | KEEPRITE | HRCU-A-CB (Split System: Heat Pump with Remote Outdoor Unit-Air-Source) | DLCURAH24ABK |  |  | EA*4X36L21A* | *92ESN0801716A* | 24400 | 17 | 8.5 | 26200 | 22400 | 85.5% | 1.86 | 0 | 10 |  |  |  |  | R-410A | 2.0333 | Residential & Commercial | USHP | Ducted CEE Tier 1
211242473 | Central HP <5.4 tons | KEEPRITE | HRCU-A-CB (Split System: Heat Pump with Remote Outdoor Unit-Air-Source) | DLCURAH24ABK |  |  | EA*4X36L21A* | *95ESN0802120A* | 24800 | 16.5 | 8.5 | 26600 | 22000 | 82.71% | 1.82 | 0 | 10 |  |  |  |  | R-410A | 2.0667 | Residential & Commercial | USHP | Ducted CEE Tier 1
211242555 | Central HP <5.4 tons | KEEPRITE | HRCU-A-CB (Split System: Heat Pump with Remote Outdoor Unit-Air-Source) | DLCURAH24ABK |  |  | EA*4X36L21A* | *80ES(N,L)0451712A* | 24200 | 17 | 8.5 | 26200 | 22600 | 86.26% | 1.86 | 0 | 10 |  |  |  |  | R-410A | 2.0167 | Residential & Commercial | USHP | Ducted CEE Tier 1
214825973 | Central HP <5.4 tons | BOSCH | HRCU-A-CB (Split System: Heat Pump with Remote Outdoor Unit-Air-Source) | BOVA-60MTB-M19E |  |  | BMAC4860DBTA | BGH96M100D5C | 52000 | 18 | 9.5 | 55000 | 48000 | 87.27% | 1.94 | 0 | 11.7 |  |  |  |  | R-454B | 4.3333 | Residential & Commercial | USHP | Ducted CEE Tier 1
214825974 | Central HP <5.4 tons | BOSCH | HRCU-A-CB (Split System: Heat Pump with Remote Outdoor Unit-Air-Source) | BOVA-60MTB-M19E |  |  | BMAC4860DBTA | BGH96M120D5C | 52500 | 18 | 9.5 | 55000 | 48000 | 87.27% | 1.94 | 0 | 11.7 |  |  |  |  | R-454B | 4.375 | Residential & Commercial | USHP | Ducted CEE Tier 1
211242603 | Central HP <5.4 tons | KEEPRITE | HRCU-A-CB (Split System: Heat Pump with Remote Outdoor Unit-Air-Source) | DLCURAH24ABK |  |  | EA*4X36L21A* | *80ES(N,L)0902120A* | 24800 | 17 | 8.5 | 26600 | 22000 | 82.71% | 1.82 | 0 | 10 |  |  |  |  | R-410A | 2.0667 | Residential & Commercial | USHP | Ducted CEE Tier 1
211242204 | Central HP <5.4 tons | KEEPRITE | HRCU-A-CB (Split System: Heat Pump with Remote Outdoor Unit-Air-Source) | DLCURAH24ABK |  |  | EA*4X36L17A* | *80ES(N,L)0701412A* | 24400 | 17 | 8.5 | 26200 | 22400 | 85.5% | 1.86 | 0 | 10 |  |  |  |  | R-410A | 2.0333 | Residential & Commercial | USHP | Ducted CEE Tier 1
214229287 | Central HP <5.4 tons | GRANDAIRE | HRCU-A-CB (Split System: Heat Pump with Remote Outdoor Unit-Air-Source) | WDLCURAH36ABK |  |  | WLA*364BA* | WFEU060B048B* | 34800 | 16 | 8.1 | 38500 | 35200 | 91.43% | 1.82 | 0 | 9.5 |  |  |  |  | R-410A | 2.9 | Residential & Commercial | USHP
212983880 | Central HP <5.4 tons | GRANDAIRE | HRCU-A-CB (Split System: Heat Pump with Remote Outdoor Unit-Air-Source) | WDLCURAH36ABK |  |  | WLA*484CA* | WFAX060B042B* | 35600 | 16 | 8.5 | 37800 | 35400 | 93.65% | 1.78 | 0 | 10 |  |  |  |  | R-410A | 2.9667 | Residential & Commercial | USHP | Ducted CEE Tier 1
211242171 | Central HP <5.4 tons | KEEPRITE | HRCU-A-CB (Split System: Heat Pump with Remote Outdoor Unit-Air-Source) | DLCURAH24ABK |  |  | EA*4X36L17A* | *95ESN0801716A* | 24800 | 15.5 | 8.5 | 26800 | 22000 | 82.09% | 1.8 | 0 | 10 |  |  |  |  | R-410A | 2.0667 | Residential & Commercial | USHP | Ducted CEE Tier 1
211242038 | Central HP <5.4 tons | KEEPRITE | HRCU-A-CB (Split System: Heat Pump with Remote Outdoor Unit-Air-Source) | DLCURAH24ABK |  |  | EA*4X36L17A* | *96VTN0401410A* | 23400 | 16 | 8.5 | 25600 | 23800 | 92.97% | 1.96 | 0 | 10 |  |  |  |  | R-410A | 1.95 | Residential & Commercial | USHP | Ducted CEE Tier 1
211242103 | Central HP <5.4 tons | KEEPRITE | HRCU-A-CB (Split System: Heat Pump with Remote Outdoor Unit-Air-Source) | DLCURAH24ABK |  |  | EA*4X36L17A* | *80ES(N,L)0701712A* | 24400 | 16.5 | 8.5 | 26400 | 22400 | 84.85% | 1.84 | 0 | 10 |  |  |  |  | R-410A | 2.0333 | Residential & Commercial | USHP | Ducted CEE Tier 1
211241835 | Central HP <5.4 tons | KEEPRITE | HRCU-A-CB (Split System: Heat Pump with Remote Outdoor Unit-Air-Source) | DLCURAH24ABK |  |  | EA*4X36L17A* | *96VSN0601714A* | 23400 | 16.5 | 8.5 | 25600 | 23600 | 92.19% | 1.96 | 0 | 10 |  |  |  |  | R-410A | 1.95 | Residential & Commercial | USHP | Ducted CEE Tier 1
211241871 | Central HP <5.4 tons | KEEPRITE | HRCU-A-CB (Split System: Heat Pump with Remote Outdoor Unit-Air-Source) | DLCURAH24ABK |  |  | EA*4X36L17A* | *96VSN0801716A* | 24200 | 16.5 | 8.5 | 26200 | 22600 | 86.26% | 1.86 | 0 | 10 |  |  |  |  | R-410A | 2.0167 | Residential & Commercial | USHP | Ducted CEE Tier 1
211242005 | Central HP <5.4 tons | KEEPRITE | HRCU-A-CB (Split System: Heat Pump with Remote Outdoor Unit-Air-Source) | DLCURAH24ABK |  |  | EA*4X36L17A* | *95ESN0401410A* | 24400 | 15.2 | 8.5 | 26600 | 22400 | 84.21% | 1.82 | 0 | 10 |  |  |  |  | R-410A | 2.0333 | Residential & Commercial | USHP | Ducted CEE Tier 1
211241602 | Central HP <5.4 tons | KEEPRITE | HRCU-A-CB (Split System: Heat Pump with Remote Outdoor Unit-Air-Source) | DLCURAH24ABK |  |  | EA*4X30L17A* | *96VTN0401410A* | 23200 | 16 | 8.5 | 25800 | 24200 | 93.8% | 2.02 | 0 | 10 |  |  |  |  | R-410A | 1.9333 | Residential & Commercial | USHP | Ducted CEE Tier 1
211241503 | Central HP <5.4 tons | KEEPRITE | HRCU-A-CB (Split System: Heat Pump with Remote Outdoor Unit-Air-Source) | DLCURAH24ABK |  |  | EA*4X30L17A* | *95ESU0601716A* | 24200 | 16.5 | 8.5 | 26400 | 23000 | 87.12% | 1.9 | 0 | 10 |  |  |  |  | R-410A | 2.0167 | Residential & Commercial | USHP | Ducted CEE Tier 1
211245696 | Central HP <5.4 tons | KEEPRITE | HRCU-A-CB (Split System: Heat Pump with Remote Outdoor Unit-Air-Source) | DLCURAH24ABK |  |  | EN(A,D)4X36L21** | *92ESN1002120A* | 24800 | 16.5 | 8.5 | 26800 | 22200 | 82.84% | 1.84 | 0 | 10.5 |  |  |  |  | R-410A | 2.0667 | Residential & Commercial | USHP | Ducted CEE Tier 1
211245163 | Central HP <5.4 tons | KEEPRITE | HRCU-A-CB (Split System: Heat Pump with Remote Outdoor Unit-Air-Source) | DLCURAH24ABK |  |  | EN(A,D,W)4X36L17** | *92ESN0601412A* | 23400 | 17 | 8.1 | 25800 | 24000 | 93.02% | 2 | 0 | 10 |  |  |  |  | R-410A | 1.95 | Residential & Commercial | USHP | Ducted CEE Tier 1
216640239 | Central HP <5.4 tons | GRANDAIRE | HRCU-A-CB (Split System: Heat Pump with Remote Outdoor Unit-Air-Source) | WD5CURAH24AAK |  |  | WCGL245*B* | 0 | 24000 | 15.5 | 9 | 24200 | 19500 | 80.58% | 1.98 | 0 | 10 |  |  |  |  | R-454B | 2 | Residential & Commercial | USHP | Ducted CEE Tier 1
204456667 | Central HP <5.4 tons | KEEPRITE | HRCU-A-CB (Split System: Heat Pump with Remote Outdoor Unit-Air-Source) | CVH825GKA2* |  |  | EA*4X36L21A*+WALLCON | *80CTL0451712A* | 23400 | 16 | 8.1 | 21600 | 16800 | 77.78% | 1.92 | 11 | 10.5 |  |  |  |  | R-410A | 1.95 | Residential & Commercial | USHP | Ducted CEE Tier 1
204456767 | Central HP <5.4 tons | KEEPRITE | HRCU-A-CB (Split System: Heat Pump with Remote Outdoor Unit-Air-Source) | CVH825GKA2* |  |  | EA*4X36L21A*+WALLCON | *97CMN1002122A* | 23600 | 16.5 | 8.1 | 21400 | 16600 | 77.57% | 1.94 | 11 | 11 |  |  |  |  | R-410A | 1.9667 | Residential & Commercial | USHP | Ducted CEE Tier 1
211264557 | Central HP <5.4 tons | GRANDAIRE | HRCU-A-CB (Split System: Heat Pump with Remote Outdoor Unit-Air-Source) | WDLCURAH18ABK |  |  | WLNC304BA* | WFAX060A036A* | 18300 | 16 | 8.5 | 18800 | 18300 | 97.34% | 2.22 | 0 | 11 |  |  |  |  | R-410A | 1.525 | Residential & Commercial | USHP | Ducted CEE Tier 1
211264940 | Central HP <5.4 tons | GRANDAIRE | HRCU-A-CB (Split System: Heat Pump with Remote Outdoor Unit-Air-Source) | WDLCURAH18ABK |  |  | FMA4X18**AL* | 0 | 17400 | 16 | 8.5 | 18500 | 20000 | 108.1% | 2.44 | 0 | 10.5 |  |  |  |  | R-410A | 1.45 | Residential & Commercial | USHP | Ducted CEE Tier 1
213076125 | Central HP <5.4 tons | GRANDAIRE | HRCU-A-CB (Split System: Heat Pump with Remote Outdoor Unit-Air-Source) | WDLCURAH24ABK |  |  | WLNC364CA* | WFSU100C060B* | 23800 | 17 | 8.5 | 26400 | 28400 | 107.6% | 1.94 | 0 | 10.5 |  |  |  |  | R-410A | 1.9833 | Residential & Commercial | USHP | Ducted CEE Tier 1
212983194 | Central HP <5.4 tons | GRANDAIRE | HRCU-A-CB (Split System: Heat Pump with Remote Outdoor Unit-Air-Source) | WDLCURAH24ABK |  |  | WLA*374BA* | WFAX040B036B* | 23800 | 16 | 8.5 | 25800 | 21800 | 84.5% | 1.8 | 0 | 10 |  |  |  |  | R-410A | 1.9833 | Residential & Commercial | USHP | Ducted CEE Tier 1
212984048 | Central HP <5.4 tons | GRANDAIRE | HRCU-A-CB (Split System: Heat Pump with Remote Outdoor Unit-Air-Source) | WDLCURAH24ABK |  |  | WLA*254BA* | WFAX060B042B* | 24200 | 17 | 8.5 | 25200 | 24600 | 97.62% | 2.04 | 0 | 10 |  |  |  |  | R-410A | 2.0167 | Residential & Commercial | USHP | Ducted CEE Tier 1
212984096 | Central HP <5.4 tons | GRANDAIRE | HRCU-A-CB (Split System: Heat Pump with Remote Outdoor Unit-Air-Source) | WDLCURAH24ABK |  |  | WLA*374BA* | WFAX060B042B* | 24000 | 17 | 8.5 | 25600 | 21600 | 84.38% | 1.82 | 0 | 10 |  |  |  |  | R-410A | 2 | Residential & Commercial | USHP | Ducted CEE Tier 1
216677488 | Central HP <5.4 tons | KEEPRITE | HRCU-A-CB (Split System: Heat Pump with Remote Outdoor Unit-Air-Source) | D5CURAH24AAK |  |  | EA*5X36M17A* | *96VSN0601412B* | 23600 | 15.2 | 8.5 | 24000 | 19400 | 80.83% | 1.9 | 0 | 9.8 |  |  |  |  | R-454B | 1.9667 | Residential & Commercial | USHP
216677538 | Central HP <5.4 tons | KEEPRITE | HRCU-A-CB (Split System: Heat Pump with Remote Outdoor Unit-Air-Source) | D5CURAH24AAK |  |  | EA*5X25M17A* | *96VSN0601716B* | 24400 | 15.5 | 8.5 | 23200 | 19100 | 82.33% | 1.94 | 0 | 10 |  |  |  |  | R-454B | 2.0333 | Residential & Commercial | USHP | Ducted CEE Tier 1
216676157 | Central HP <5.4 tons | KEEPRITE | HRCU-A-CB (Split System: Heat Pump with Remote Outdoor Unit-Air-Source) | D5CURAH24AAK |  |  | EA*5X25M17A* | *80VSL0451412B* | 24200 | 15.5 | 8.5 | 23200 | 19100 | 82.33% | 1.94 | 0 | 10 |  |  |  |  | R-454B | 2.0167 | Residential & Commercial | USHP | Ducted CEE Tier 1
204456812 | Central HP <5.4 tons | KEEPRITE | HRCU-A-CB (Split System: Heat Pump with Remote Outdoor Unit-Air-Source) | CVH825GKA2* |  |  | EA*4X36L21A*+WALLCON | *97CMN0602120A* | 23600 | 16 | 8.1 | 21600 | 16700 | 77.31% | 1.92 | 11 | 10.5 |  |  |  |  | R-410A | 1.9667 | Residential & Commercial | USHP | Ducted CEE Tier 1
204456712 | Central HP <5.4 tons | KEEPRITE | HRCU-A-CB (Split System: Heat Pump with Remote Outdoor Unit-Air-Source) | CVH825GKA2* |  |  | EA*4X36L21A*+WALLCON | *96CTN0801714A* | 23600 | 16.5 | 8.1 | 21400 | 16700 | 78.04% | 1.94 | 11 | 11 |  |  |  |  | R-410A | 1.9667 | Residential & Commercial | USHP | Ducted CEE Tier 1
211241216 | Central HP <5.4 tons | KEEPRITE | HRCU-A-CB (Split System: Heat Pump with Remote Outdoor Unit-Air-Source) | DLCURAH24ABK |  |  | EA*4X25L17A* | OMV098J12* | 24200 | 17 | 8.5 | 25200 | 21600 | 85.71% | 1.8 | 0 | 10 |  |  |  |  | R-410A | 2.0167 | Residential & Commercial | USHP | Ducted CEE Tier 1
211241234 | Central HP <5.4 tons | KEEPRITE | HRCU-A-CB (Split System: Heat Pump with Remote Outdoor Unit-Air-Source) | DLCURAH24ABK |  |  | EA*4X25L17A* | OMV112K14A | 24800 | 16 | 8.5 | 25800 | 21200 | 82.17% | 1.76 | 0 | 10 |  |  |  |  | R-410A | 2.0667 | Residential & Commercial | USHP | Ducted CEE Tier 1
211241435 | Central HP <5.4 tons | KEEPRITE | HRCU-A-CB (Split System: Heat Pump with Remote Outdoor Unit-Air-Source) | DLCURAH24ABK |  |  | EA*4X30L17A* | *96VSN0801716A* | 24200 | 16.5 | 8.5 | 26400 | 23000 | 87.12% | 1.9 | 0 | 10 |  |  |  |  | R-410A | 2.0167 | Residential & Commercial | USHP | Ducted CEE Tier 1
211241117 | Central HP <5.4 tons | KEEPRITE | HRCU-A-CB (Split System: Heat Pump with Remote Outdoor Unit-Air-Source) | DLCURAH24ABK |  |  | EA*4X25L17A* | *92ESN0601412A* | 24000 | 17 | 8.1 | 25000 | 21800 | 87.2% | 1.82 | 0 | 10 |  |  |  |  | R-410A | 2 | Residential & Commercial | USHP | Ducted CEE Tier 1
211240633 | Central HP <5.4 tons | KEEPRITE | HRCU-A-CB (Split System: Heat Pump with Remote Outdoor Unit-Air-Source) | DLCURAH24ABK |  |  | EA*4X24L17A* | *80ES(N,L)0451412A* | 24400 | 16 | 8.5 | 27200 | 23200 | 85.29% | 1.9 | 0 | 10 |  |  |  |  | R-410A | 2.0333 | Residential & Commercial | USHP | Ducted CEE Tier 1
211240398 | Central HP <5.4 tons | KEEPRITE | HRCU-A-CB (Split System: Heat Pump with Remote Outdoor Unit-Air-Source) | DLCURAH24ABK |  |  | EA*4X24L17A* | *96VSN0401410A* | 23400 | 15.5 | 8.5 | 26800 | 24800 | 92.54% | 2.04 | 0 | 9.5 |  |  |  |  | R-410A | 1.95 | Residential & Commercial | USHP
216757964 | Central HP <5.4 tons | GRANDAIRE | HRCU-A-CB (Split System: Heat Pump with Remote Outdoor Unit-Air-Source) | WD5CUHAH30AAK |  |  | W5A*43M21XA* | WFSU100C060B* | 31200 | 15.5 | 9 | 34200 | 30200 | 88.3% | 1.8 | 0 | 9.5 |  |  |  |  | R-454B | 2.6 | Residential & Commercial | USHP
213075767 | Central HP <5.4 tons | GRANDAIRE | HRCU-A-CB (Split System: Heat Pump with Remote Outdoor Unit-Air-Source) | WDLCURAH24AAK |  |  | WLNC364CA* | WFSU100C060B* | 24000 | 16 | 8.1 | 25200 | 34400 | 136.5% | 1.92 | 0 | 9.5 |  |  |  |  | R-410A | 2 | Residential & Commercial | USHP
211262152 | Central HP <5.4 tons | GRANDAIRE | HRCU-A-CB (Split System: Heat Pump with Remote Outdoor Unit-Air-Source) | WDLCURAH18ABK |  |  | WLA*304BA* | WFAX040B036A* | 17900 | 15.5 | 8.5 | 18600 | 18500 | 99.46% | 2.22 | 0 | 10.5 |  |  |  |  | R-410A | 1.4917 | Residential & Commercial | USHP | Ducted CEE Tier 1
211262715 | Central HP <5.4 tons | GRANDAIRE | HRCU-A-CB (Split System: Heat Pump with Remote Outdoor Unit-Air-Source) | WDLCURAH18ABK |  |  | WLNC244AA* | WFEL045A036B* | 18000 | 16 | 8.5 | 18900 | 18700 | 98.94% | 2.26 | 0 | 11 |  |  |  |  | R-410A | 1.5 | Residential & Commercial | USHP | Ducted CEE Tier 1
211263501 | Central HP <5.4 tons | GRANDAIRE | HRCU-A-CB (Split System: Heat Pump with Remote Outdoor Unit-Air-Source) | WDLCURAH18ABK |  |  | WLNC244BA* | WFEL070A036B* | 17500 | 16 | 8.5 | 18400 | 18800 | 102.2% | 2.26 | 0 | 11 |  |  |  |  | R-410A | 1.4583 | Residential & Commercial | USHP | Ducted CEE Tier 1
211263774 | Central HP <5.4 tons | GRANDAIRE | HRCU-A-CB (Split System: Heat Pump with Remote Outdoor Unit-Air-Source) | WDLCURAH18ABK |  |  | WLNC304AA* | WFSX026A030A* | 18100 | 15.5 | 8.5 | 18800 | 18400 | 97.87% | 2.2 | 0 | 11 |  |  |  |  | R-410A | 1.5083 | Residential & Commercial | USHP | Ducted CEE Tier 1
211230182 | Central HP <5.4 tons | GRANDAIRE | HRCU-A-CB (Split System: Heat Pump with Remote Outdoor Unit-Air-Source) | WDLCURAH36ABK |  |  | WLN(C,W)484CA* | WFSX080B048A* | 35600 | 15.5 | 8.1 | 38500 | 35000 | 90.91% | 2 | 0 | 10 |  |  |  |  | R-410A | 2.9667 | Residential & Commercial | USHP | Ducted CEE Tier 1
212383479 | Central HP <5.4 tons | GRANDAIRE | HRCU-A-CB (Split System: Heat Pump with Remote Outdoor Unit-Air-Source) | WDLCURAH36ABK |  |  | WLA*434CA* | WFAX080B048A* | 36400 | 16 | 8.5 | 38500 | 34800 | 90.39% | 2.08 | 0 | 10 |  |  |  |  | R-410A | 3.0333 | Residential & Commercial | USHP | Ducted CEE Tier 1
212384286 | Central HP <5.4 tons | GRANDAIRE | HRCU-A-CB (Split System: Heat Pump with Remote Outdoor Unit-Air-Source) | WDLCURAH36ABK |  |  | WLNC424BA* | WFER070B036A* | 35800 | 15.2 | 8.1 | 39500 | 35000 | 88.61% | 1.96 | 0 | 10 |  |  |  |  | R-410A | 2.9833 | Residential & Commercial | USHP | Ducted CEE Tier 1
212984132 | Central HP <5.4 tons | GRANDAIRE | HRCU-A-CB (Split System: Heat Pump with Remote Outdoor Unit-Air-Source) | WDLCURAH24ABK |  |  | WLNC304BA* | WFAX060B042B* | 23600 | 17 | 8.5 | 26400 | 24400 | 92.42% | 2.02 | 0 | 10.5 |  |  |  |  | R-410A | 1.9667 | Residential & Commercial | USHP | Ducted CEE Tier 1
212971205 | Central HP <5.4 tons | GRANDAIRE | HRCU-A-CB (Split System: Heat Pump with Remote Outdoor Unit-Air-Source) | WDLCURAH24ABK |  |  | WLNC244AA* | WFET045A036A* | 23400 | 17 | 8.5 | 27000 | 25000 | 92.59% | 2.08 | 0 | 10 |  |  |  |  | R-410A | 1.95 | Residential & Commercial | USHP | Ducted CEE Tier 1
206133431 | Central HP <5.4 tons | KEEPRITE | HRCU-A-CB (Split System: Heat Pump with Remote Outdoor Unit-Air-Source) | CVH825GKA2* |  |  | EA*4X37L17A*+WALLCON | *80CSU0601716A* | 24200 | 16.5 | 8.1 | 21400 | 16700 | 78.04% | 2 | 11.5 | 10.5 |  |  |  |  | R-410A | 2.0167 | Residential & Commercial | USHP | Ducted CEE Tier 1
206133331 | Central HP <5.4 tons | KEEPRITE | HRCU-A-CB (Split System: Heat Pump with Remote Outdoor Unit-Air-Source) | CVH825GKA2* |  |  | EA*4X25L17A*+WALLCON | *80CSU0601716A* | 24400 | 16.5 | 8.1 | 21200 | 16700 | 78.77% | 2.02 | 11.5 | 11 |  |  |  |  | R-410A | 2.0333 | Residential & Commercial | USHP | Ducted CEE Tier 1
204456821 | Central HP <5.4 tons | KEEPRITE | HRCU-A-CB (Split System: Heat Pump with Remote Outdoor Unit-Air-Source) | CVH825GKA2* |  |  | EA*4X37L17A*+WALLCON | *80CTL0451712A* | 24000 | 16 | 8.1 | 21600 | 16800 | 77.78% | 1.98 | 11 | 10.5 |  |  |  |  | R-410A | 2 | Residential & Commercial | USHP | Ducted CEE Tier 1
204459418 | Central HP <5.4 tons | KEEPRITE | HRCU-A-CB (Split System: Heat Pump with Remote Outdoor Unit-Air-Source) | CVH825GKA2* |  |  | EHD4X36AAL+WALLCON | *80CTL0901716A* | 24200 | 16.5 | 8.1 | 21400 | 16600 | 77.57% | 2 | 11 | 11 |  |  |  |  | R-410A | 2.0167 | Residential & Commercial | USHP | Ducted CEE Tier 1
212383007 | Central HP <5.4 tons | GRANDAIRE | HRCU-A-CB (Split System: Heat Pump with Remote Outdoor Unit-Air-Source) | WDLCURAH36ABK |  |  | WLA*364BA* | WFEL090B042B* | 35600 | 15.5 | 8.1 | 39500 | 35200 | 89.11% | 1.84 | 0 | 9.5 |  |  |  |  | R-410A | 2.9667 | Residential & Commercial | USHP
212383300 | Central HP <5.4 tons | GRANDAIRE | HRCU-A-CB (Split System: Heat Pump with Remote Outdoor Unit-Air-Source) | WDLCURAH36ABK |  |  | WLA*364CA* | WFER090B042A* | 35600 | 15.5 | 8.1 | 39500 | 35200 | 89.11% | 1.84 | 0 | 9.5 |  |  |  |  | R-410A | 2.9667 | Residential & Commercial | USHP
211226237 | Central HP <5.4 tons | GRANDAIRE | HRCU-A-CB (Split System: Heat Pump with Remote Outdoor Unit-Air-Source) | WDLCURAH30ABK |  |  | FMA4X36**AL* | 0 | 31200 | 15.5 | 8.5 | 35400 | 26800 | 75.71% | 1.86 | 0 | 9 |  |  |  |  | R-410A | 2.6 | Residential & Commercial | USHP
211262739 | Central HP <5.4 tons | GRANDAIRE | HRCU-A-CB (Split System: Heat Pump with Remote Outdoor Unit-Air-Source) | WDLCURAH18ABK |  |  | WLNC244AA* | WFAX060A036A* | 18100 | 16 | 8.5 | 19000 | 18600 | 97.89% | 2.24 | 0 | 11 |  |  |  |  | R-410A | 1.5083 | Residential & Commercial | USHP | Ducted CEE Tier 1
211264752 | Central HP <5.4 tons | GRANDAIRE | HRCU-A-CB (Split System: Heat Pump with Remote Outdoor Unit-Air-Source) | WDLCURAH18ABK |  |  | WBHL184*A* | 0 | 18000 | 15.5 | 8.5 | 19000 | 19100 | 100.5% | 2.28 | 0 | 10.5 |  |  |  |  | R-410A | 1.5 | Residential & Commercial | USHP | Ducted CEE Tier 1
212980933 | Central HP <5.4 tons | GRANDAIRE | HRCU-A-CB (Split System: Heat Pump with Remote Outdoor Unit-Air-Source) | WDLCURAH30ABK |  |  | WLA*424CA* | WFE*110C060C* | 30400 | 15.2 | 8.1 | 34400 | 27400 | 79.65% | 1.82 | 0 | 9 |  |  |  |  | R-410A | 2.5333 | Residential & Commercial | USHP
211712814 | Central HP <5.4 tons | GRANDAIRE | HRCU-A-CB (Split System: Heat Pump with Remote Outdoor Unit-Air-Source) | WDLCURAH30ABK |  |  | WLA*424DA* | WFEL070C048B* | 29600 | 15.2 | 8.1 | 33800 | 27400 | 81.07% | 1.78 | 0 | 9 |  |  |  |  | R-410A | 2.4667 | Residential & Commercial | USHP
211226378 | Central HP <5.4 tons | GRANDAIRE | HRCU-A-CB (Split System: Heat Pump with Remote Outdoor Unit-Air-Source) | WDLCURAH36ABK |  |  | WLA*364CA* | WFSX100C060A* | 35600 | 15.5 | 8.1 | 39500 | 35200 | 89.11% | 1.84 | 0 | 9.5 |  |  |  |  | R-410A | 2.9667 | Residential & Commercial | USHP
211226644 | Central HP <5.4 tons | GRANDAIRE | HRCU-A-CB (Split System: Heat Pump with Remote Outdoor Unit-Air-Source) | WDLCURAH36ABK |  |  | WLA*374BA* | WFAX080B048A* | 36800 | 15.2 | 8.5 | 39500 | 35000 | 88.61% | 2.06 | 0 | 10 |  |  |  |  | R-410A | 3.0667 | Residential & Commercial | USHP | Ducted CEE Tier 1
211226930 | Central HP <5.4 tons | GRANDAIRE | HRCU-A-CB (Split System: Heat Pump with Remote Outdoor Unit-Air-Source) | WDLCURAH36ABK |  |  | WLA*374CA* | WFEU080C060A* | 37400 | 15.5 | 8.5 | 39000 | 35000 | 89.74% | 2.16 | 0 | 10 |  |  |  |  | R-410A | 3.1167 | Residential & Commercial | USHP | Ducted CEE Tier 1
211227012 | Central HP <5.4 tons | GRANDAIRE | HRCU-A-CB (Split System: Heat Pump with Remote Outdoor Unit-Air-Source) | WDLCURAH36ABK |  |  | WLA*374CA* | WFAX080B048A* | 36200 | 16 | 8.5 | 38500 | 34800 | 90.39% | 2.08 | 0 | 10 |  |  |  |  | R-410A | 3.0167 | Residential & Commercial | USHP | Ducted CEE Tier 1
211227364 | Central HP <5.4 tons | GRANDAIRE | HRCU-A-CB (Split System: Heat Pump with Remote Outdoor Unit-Air-Source) | WDLCURAH36ABK |  |  | WLA*424CA* | WFEL090C060B* | 36000 | 16 | 8.1 | 39500 | 35000 | 88.61% | 1.9 | 0 | 10 |  |  |  |  | R-410A | 3 | Residential & Commercial | USHP | Ducted CEE Tier 1
211227529 | Central HP <5.4 tons | GRANDAIRE | HRCU-A-CB (Split System: Heat Pump with Remote Outdoor Unit-Air-Source) | WDLCURAH36ABK |  |  | WLA*424CA* | WFAX080B048A* | 35400 | 16 | 8.1 | 38500 | 35000 | 90.91% | 1.88 | 0 | 10 |  |  |  |  | R-410A | 2.95 | Residential & Commercial | USHP | Ducted CEE Tier 1
211227846 | Central HP <5.4 tons | GRANDAIRE | HRCU-A-CB (Split System: Heat Pump with Remote Outdoor Unit-Air-Source) | WDLCURAH36ABK |  |  | WLA*424DA* | WFEL135D060B* | 35600 | 16 | 8.1 | 38500 | 35000 | 90.91% | 1.9 | 0 | 10 |  |  |  |  | R-410A | 2.9667 | Residential & Commercial | USHP | Ducted CEE Tier 1
211228099 | Central HP <5.4 tons | GRANDAIRE | HRCU-A-CB (Split System: Heat Pump with Remote Outdoor Unit-Air-Source) | WDLCURAH36ABK |  |  | WLA*424DA* | WFSU100C060A* | 35800 | 16 | 8.1 | 38500 | 35000 | 90.91% | 1.9 | 0 | 10 |  |  |  |  | R-410A | 2.9833 | Residential & Commercial | USHP | Ducted CEE Tier 1
212982419 | Central HP <5.4 tons | GRANDAIRE | HRCU-A-CB (Split System: Heat Pump with Remote Outdoor Unit-Air-Source) | WDLCURAH18ABK |  |  | WLA*304BA* | WFEU040B036B* | 17500 | 16 | 8.5 | 18100 | 18500 | 102.2% | 2.24 | 0 | 10.5 |  |  |  |  | R-410A | 1.4583 | Residential & Commercial | USHP | Ducted CEE Tier 1
211230617 | Central HP <5.4 tons | GRANDAIRE | HRCU-A-CB (Split System: Heat Pump with Remote Outdoor Unit-Air-Source) | WDLCURAH36ABK |  |  | WLNC484DA* | WFAX100C060A* | 35800 | 16.5 | 8.1 | 38500 | 34800 | 90.39% | 2 | 0 | 10 |  |  |  |  | R-410A | 2.9833 | Residential & Commercial | USHP | Ducted CEE Tier 1
211226314 | Central HP <5.4 tons | GRANDAIRE | HRCU-A-CB (Split System: Heat Pump with Remote Outdoor Unit-Air-Source) | WDLCURAH36ABK |  |  | WLA*364CA* | WFEU100C060A* | 35200 | 16 | 8.1 | 38500 | 35200 | 91.43% | 1.82 | 0 | 9.5 |  |  |  |  | R-410A | 2.9333 | Residential & Commercial | USHP
211227341 | Central HP <5.4 tons | GRANDAIRE | HRCU-A-CB (Split System: Heat Pump with Remote Outdoor Unit-Air-Source) | WDLCURAH36ABK |  |  | WLA*424CA* | WFER090B042A* | 36000 | 15.5 | 8.1 | 39500 | 35200 | 89.11% | 1.9 | 0 | 10 |  |  |  |  | R-410A | 3 | Residential & Commercial | USHP | Ducted CEE Tier 1
211227352 | Central HP <5.4 tons | GRANDAIRE | HRCU-A-CB (Split System: Heat Pump with Remote Outdoor Unit-Air-Source) | WDLCURAH36ABK |  |  | WLA*424CA* | WFEL090C048B* | 35800 | 16 | 8.1 | 38500 | 35000 | 90.91% | 1.9 | 0 | 10 |  |  |  |  | R-410A | 2.9833 | Residential & Commercial | USHP | Ducted CEE Tier 1
211227377 | Central HP <5.4 tons | GRANDAIRE | HRCU-A-CB (Split System: Heat Pump with Remote Outdoor Unit-Air-Source) | WDLCURAH36ABK |  |  | WLA*424CA* | WFER110C060A* | 35400 | 16 | 8.1 | 38500 | 35000 | 90.91% | 1.88 | 0 | 10 |  |  |  |  | R-410A | 2.95 | Residential & Commercial | USHP | Ducted CEE Tier 1
211227811 | Central HP <5.4 tons | GRANDAIRE | HRCU-A-CB (Split System: Heat Pump with Remote Outdoor Unit-Air-Source) | WDLCURAH36ABK |  |  | WLA*424DA* | WFER090D060A* | 35400 | 16 | 8.1 | 38500 | 35000 | 90.91% | 1.88 | 0 | 10 |  |  |  |  | R-410A | 2.95 | Residential & Commercial | USHP | Ducted CEE Tier 1
214771723 | Central HP <5.4 tons | BOSCH | HRCU-A-CB (Split System: Heat Pump with Remote Outdoor Unit-Air-Source) | BOVA-36RTB-M20S |  |  | BMAC4248CBTA | BGH96M100C5C | 33000 | 18 | 9 | 34200 | 24200 | 70.76% | 1.9 | 0 | 11.7 |  |  |  |  | R-454B | 2.75 | Residential & Commercial | USHP | Ducted CEE Tier 1
212383445 | Central HP <5.4 tons | GRANDAIRE | HRCU-A-CB (Split System: Heat Pump with Remote Outdoor Unit-Air-Source) | WDLCURAH36ABK |  |  | WLA*374CA* | WFAX100C060A* | 37200 | 16 | 8.5 | 39000 | 34800 | 89.23% | 2.12 | 0 | 10 |  |  |  |  | R-410A | 3.1 | Residential & Commercial | USHP | Ducted CEE Tier 1
211226505 | Central HP <5.4 tons | GRANDAIRE | HRCU-A-CB (Split System: Heat Pump with Remote Outdoor Unit-Air-Source) | WDLCURAH36ABK |  |  | WLA*374BA* | WFER070A036A* | 35800 | 15.5 | 8.1 | 38500 | 35000 | 90.91% | 2 | 0 | 10 |  |  |  |  | R-410A | 2.9833 | Residential & Commercial | USHP | Ducted CEE Tier 1
211226539 | Central HP <5.4 tons | GRANDAIRE | HRCU-A-CB (Split System: Heat Pump with Remote Outdoor Unit-Air-Source) | WDLCURAH36ABK |  |  | WLA*374BA* | WFEL090B042B* | 36400 | 15.5 | 8.5 | 38500 | 35000 | 90.91% | 2.04 | 0 | 10 |  |  |  |  | R-410A | 3.0333 | Residential & Commercial | USHP | Ducted CEE Tier 1
211226800 | Central HP <5.4 tons | GRANDAIRE | HRCU-A-CB (Split System: Heat Pump with Remote Outdoor Unit-Air-Source) | WDLCURAH36ABK |  |  | WLA*374CA* | WFEL070B036B* | 36400 | 15.5 | 8.5 | 38500 | 34800 | 90.39% | 2.08 | 0 | 10 |  |  |  |  | R-410A | 3.0333 | Residential & Commercial | USHP | Ducted CEE Tier 1
211227293 | Central HP <5.4 tons | GRANDAIRE | HRCU-A-CB (Split System: Heat Pump with Remote Outdoor Unit-Air-Source) | WDLCURAH36ABK |  |  | WLA*424CA* | WFEL045B036B* | 35200 | 15.5 | 8.1 | 38500 | 35000 | 90.91% | 1.86 | 0 | 9.5 |  |  |  |  | R-410A | 2.9333 | Residential & Commercial | USHP
211227775 | Central HP <5.4 tons | GRANDAIRE | HRCU-A-CB (Split System: Heat Pump with Remote Outdoor Unit-Air-Source) | WDLCURAH36ABK |  |  | WLA*424DA* | WFER070C048A* | 35200 | 16 | 8.1 | 38500 | 35000 | 90.91% | 1.88 | 0 | 10 |  |  |  |  | R-410A | 2.9333 | Residential & Commercial | USHP | Ducted CEE Tier 1
211228293 | Central HP <5.4 tons | GRANDAIRE | HRCU-A-CB (Split System: Heat Pump with Remote Outdoor Unit-Air-Source) | WDLCURAH36ABK |  |  | WLA*434CA* | WFEL110C060B* | 37000 | 16 | 8.5 | 38500 | 34800 | 90.39% | 2.12 | 0 | 10 |  |  |  |  | R-410A | 3.0833 | Residential & Commercial | USHP | Ducted CEE Tier 1
212989296 | Central HP <5.4 tons | GRANDAIRE | HRCU-A-CB (Split System: Heat Pump with Remote Outdoor Unit-Air-Source) | WDLCURAH18ABK |  |  | WLA*254BA* | WFSU060B048B* | 17800 | 16.5 | 8.1 | 17700 | 18700 | 105.6% | 2.26 | 0 | 10.5 |  |  |  |  | R-410A | 1.4833 | Residential & Commercial | USHP | Ducted CEE Tier 1
211245252 | Central HP <5.4 tons | KEEPRITE | HRCU-A-CB (Split System: Heat Pump with Remote Outdoor Unit-Air-Source) | DLCURAH24ABK |  |  | EN(A,D,W)4X36L17** | *80ESU0601716A | 24800 | 16.5 | 8.5 | 26600 | 22200 | 83.46% | 1.84 | 0 | 10.5 |  |  |  |  | R-410A | 2.0667 | Residential & Commercial | USHP | Ducted CEE Tier 1
211244804 | Central HP <5.4 tons | KEEPRITE | HRCU-A-CB (Split System: Heat Pump with Remote Outdoor Unit-Air-Source) | DLCURAH24ABK |  |  | EN(A,D)4X30L17** | *80ES(N,L)0701412A* | 24200 | 16.5 | 8.1 | 26400 | 22800 | 86.36% | 1.88 | 0 | 10.5 |  |  |  |  | R-410A | 2.0167 | Residential & Commercial | USHP | Ducted CEE Tier 1
212984552 | Central HP <5.4 tons | GRANDAIRE | HRCU-A-CB (Split System: Heat Pump with Remote Outdoor Unit-Air-Source) | WDLCURAH30ABK |  |  | WLNC424BA* | WFAX080B048B* | 30000 | 15.2 | 8.1 | 34000 | 27600 | 81.18% | 1.78 | 0 | 9 |  |  |  |  | R-410A | 2.5 | Residential & Commercial | USHP
212383020 | Central HP <5.4 tons | GRANDAIRE | HRCU-A-CB (Split System: Heat Pump with Remote Outdoor Unit-Air-Source) | WDLCURAH36ABK |  |  | WLA*364BA* | WFAX060A036A* | 35400 | 15.2 | 8.1 | 39500 | 35400 | 89.62% | 1.82 | 0 | 9.5 |  |  |  |  | R-410A | 2.95 | Residential & Commercial | USHP
211244760 | Central HP <5.4 tons | KEEPRITE | HRCU-A-CB (Split System: Heat Pump with Remote Outdoor Unit-Air-Source) | DLCURAH24ABK |  |  | EN(A,D)4X30L17** | *95ESN0601714A* | 24600 | 16 | 8.1 | 26600 | 22400 | 84.21% | 1.84 | 0 | 10 |  |  |  |  | R-410A | 2.05 | Residential & Commercial | USHP | Ducted CEE Tier 1
211244826 | Central HP <5.4 tons | KEEPRITE | HRCU-A-CB (Split System: Heat Pump with Remote Outdoor Unit-Air-Source) | DLCURAH24ABK |  |  | EN(A,D)4X30L17** | OMV098J12* | 23600 | 16.5 | 8.1 | 26000 | 23600 | 90.77% | 1.96 | 0 | 10 |  |  |  |  | R-410A | 1.9667 | Residential & Commercial | USHP | Ducted CEE Tier 1
211244575 | Central HP <5.4 tons | KEEPRITE | HRCU-A-CB (Split System: Heat Pump with Remote Outdoor Unit-Air-Source) | DLCURAH24ABK |  |  | EN(A,D)4X30L17** | *96VTN0401712A* | 23400 | 16 | 8.1 | 25800 | 24000 | 93.02% | 1.98 | 0 | 10 |  |  |  |  | R-410A | 1.95 | Residential & Commercial | USHP | Ducted CEE Tier 1
211244595 | Central HP <5.4 tons | KEEPRITE | HRCU-A-CB (Split System: Heat Pump with Remote Outdoor Unit-Air-Source) | DLCURAH24ABK |  |  | EN(A,D)4X30L17** | *80VTL0701716A* | 24200 | 17 | 8.1 | 26200 | 23000 | 87.79% | 1.9 | 0 | 10.5 |  |  |  |  | R-410A | 2.0167 | Residential & Commercial | USHP | Ducted CEE Tier 1
210596724 | Central HP <5.4 tons | KEEPRITE | HRCU-A-CB (Split System: Heat Pump with Remote Outdoor Unit-Air-Source) | CVH825GKA2* |  |  | EA*4X42L24A*+WALLCON | *95CSU0802120A* | 23800 | 17 | 8.1 | 21400 | 16600 | 77.57% | 1.96 | 0 | 11 |  |  |  |  | R-410A | 1.9833 | Residential & Commercial | USHP | Ducted CEE Tier 1
210596740 | Central HP <5.4 tons | KEEPRITE | HRCU-A-CB (Split System: Heat Pump with Remote Outdoor Unit-Air-Source) | CVH825GKA2* |  |  | EA*4X42L24A*+WALLCON | *97CMN0602120A* | 23600 | 16.5 | 8.1 | 21400 | 16700 | 78.04% | 1.96 | 0 | 11 |  |  |  |  | R-410A | 1.9667 | Residential & Commercial | USHP | Ducted CEE Tier 1
210596913 | Central HP <5.4 tons | KEEPRITE | HRCU-A-CB (Split System: Heat Pump with Remote Outdoor Unit-Air-Source) | CVH825GKA2* |  |  | EHD4X42AAL+WALLCON | *95CSU1002122A* | 24200 | 16 | 8.1 | 21400 | 16600 | 77.57% | 2 | 0 | 11 |  |  |  |  | R-410A | 2.0167 | Residential & Commercial | USHP | Ducted CEE Tier 1
210597397 | Central HP <5.4 tons | KEEPRITE | HRCU-A-CB (Split System: Heat Pump with Remote Outdoor Unit-Air-Source) | CVH837GKA** |  |  | EA*4X60L24A*+WALLCON | *97CMN0602120A* | 32600 | 17 | 8.1 | 32200 | 25000 | 77.64% | 1.96 | 0 | 11.5 |  |  |  |  | R-410A | 2.7167 | Residential & Commercial | USHP | Ducted CEE Tier 1
210597499 | Central HP <5.4 tons | KEEPRITE | HRCU-A-CB (Split System: Heat Pump with Remote Outdoor Unit-Air-Source) | CVH837GKA** |  |  | EHD4X60AAL+WALLCON | *80CSU0401712A* | 33000 | 17 | 8.1 | 32200 | 24800 | 77.02% | 1.98 | 0 | 11 |  |  |  |  | R-410A | 2.75 | Residential & Commercial | USHP | Ducted CEE Tier 1
210597526 | Central HP <5.4 tons | KEEPRITE | HRCU-A-CB (Split System: Heat Pump with Remote Outdoor Unit-Air-Source) | CVH837GKA** |  |  | EHD4X60AAL+WALLCON | *95CSU0802120A* | 33000 | 17 | 8.1 | 32200 | 24800 | 77.02% | 2.02 | 0 | 11.5 |  |  |  |  | R-410A | 2.75 | Residential & Commercial | USHP | Ducted CEE Tier 1
214648696 | Central HP <5.4 tons | TEXANAIR | HRCU-A-C (Split System: Heat Pump with Remote Outdoor Unit with No Indoor Fan --Air Source) | TEXAN036HHCU1 |  |  | TEXANDF36A1 | 0 | 35000 | 15.2 | 10 | 39000 | 32000 | 82.05% | 2 | 10.2 | 10 |  |  |  |  | R-410A | 2.9167 | Residential & Commercial | USHP | Ducted CEE Tier 1
211226385 | Central HP <5.4 tons | KEEPRITE | HRCU-A-CB (Split System: Heat Pump with Remote Outdoor Unit-Air-Source) | DLCURAH36ABK |  |  | EA*4X36L21A* | *95ESN1002122A* | 36400 | 15.2 | 8.1 | 40000 | 35400 | 88.5% | 1.88 | 0 | 10 |  |  |  |  | R-410A | 3.0333 | Residential & Commercial | USHP | Ducted CEE Tier 1
211226536 | Central HP <5.4 tons | KEEPRITE | HRCU-A-CB (Split System: Heat Pump with Remote Outdoor Unit-Air-Source) | DLCURAH36ABK |  |  | EA*4X37L17A* | *80ES(N,L)0901714A* | 36400 | 15.5 | 8.5 | 38500 | 35000 | 90.91% | 2.04 | 0 | 10 |  |  |  |  | R-410A | 3.0333 | Residential & Commercial | USHP | Ducted CEE Tier 1
211226586 | Central HP <5.4 tons | KEEPRITE | HRCU-A-CB (Split System: Heat Pump with Remote Outdoor Unit-Air-Source) | DLCURAH36ABK |  |  | EA*4X37L17A* | *80VTL0451412A* | 36000 | 15.2 | 8.1 | 38500 | 35000 | 90.91% | 2.02 | 0 | 9.5 |  |  |  |  | R-410A | 3 | Residential & Commercial | USHP
211226701 | Central HP <5.4 tons | KEEPRITE | HRCU-A-CB (Split System: Heat Pump with Remote Outdoor Unit-Air-Source) | DLCURAH36ABK |  |  | EA*4X37L17A* | *95ESU0601716A* | 36200 | 15.5 | 8.5 | 38500 | 35000 | 90.91% | 2.02 | 0 | 10 |  |  |  |  | R-410A | 3.0167 | Residential & Commercial | USHP | Ducted CEE Tier 1
211245465 | Central HP <5.4 tons | KEEPRITE | HRCU-A-CB (Split System: Heat Pump with Remote Outdoor Unit-Air-Source) | DLCURAH24ABK |  |  | EN(A,D)4X36L21** | *95ESU0601716A* | 24200 | 16.5 | 8.1 | 26200 | 22800 | 87.02% | 1.9 | 0 | 10.5 |  |  |  |  | R-410A | 2.0167 | Residential & Commercial | USHP | Ducted CEE Tier 1
211244956 | Central HP <5.4 tons | KEEPRITE | HRCU-A-CB (Split System: Heat Pump with Remote Outdoor Unit-Air-Source) | DLCURAH24ABK |  |  | EN(A,D,W)4X36L17** | *80VSL0451716A* | 24200 | 16 | 8.1 | 26400 | 22800 | 86.36% | 1.88 | 0 | 10.5 |  |  |  |  | R-410A | 2.0167 | Residential & Commercial | USHP | Ducted CEE Tier 1
211226797 | Central HP <5.4 tons | KEEPRITE | HRCU-A-CB (Split System: Heat Pump with Remote Outdoor Unit-Air-Source) | DLCURAH36ABK |  |  | EA*4X37L21A* | *80ES(N,L)0701712A* | 36400 | 15.5 | 8.5 | 38500 | 34800 | 90.39% | 2.08 | 0 | 10 |  |  |  |  | R-410A | 3.0333 | Residential & Commercial | USHP | Ducted CEE Tier 1
211226513 | Central HP <5.4 tons | KEEPRITE | HRCU-A-CB (Split System: Heat Pump with Remote Outdoor Unit-Air-Source) | DLCURAH36ABK |  |  | EA*4X37L17A* | *80ES(N,L)0701712A* | 36000 | 15.2 | 8.1 | 38500 | 35000 | 90.91% | 2 | 0 | 9.5 |  |  |  |  | R-410A | 3 | Residential & Commercial | USHP
210470993 | Central HP <5.4 tons | KEEPRITE | HRCU-A-CB (Split System: Heat Pump with Remote Outdoor Unit-Air-Source) | CVH837GKA2* |  |  | EN(A,D,W)4X60L24**+WALLCON | *96CTN1002122A* | 32800 | 18 | 8.1 | 32200 | 24600 | 76.4% | 1.98 | 0 | 12 |  |  |  |  | R-410A | 2.7333 | Residential & Commercial | USHP | Ducted CEE Tier 1
210597583 | Central HP <5.4 tons | KEEPRITE | HRCU-A-CB (Split System: Heat Pump with Remote Outdoor Unit-Air-Source) | CVH837GKA** |  |  | EN(A,D)4X48L24**+WALLCON | *95CSU1002122A* | 32400 | 17.5 | 8.1 | 32800 | 24600 | 75% | 1.98 | 0 | 11.7 |  |  |  |  | R-410A | 2.7 | Residential & Commercial | USHP | Ducted CEE Tier 1
214771732 | Central HP <5.4 tons | BOSCH | HRCU-A-CB (Split System: Heat Pump with Remote Outdoor Unit-Air-Source) | BOVA-60RTB-M20S |  |  | BIVA-48RCB-M20X | 0 | 47000 | 18.5 | 9.5 | 48000 | 33600 | 70% | 2 | 0 | 12 |  |  |  |  | R-454B | 3.9167 | Residential & Commercial | USHP | Ducted CEE Tier 1
214771737 | Central HP <5.4 tons | BOSCH | HRCU-A-CB (Split System: Heat Pump with Remote Outdoor Unit-Air-Source) | BOVA-60RTB-M20S |  |  | BMAC4248DBTA | BGH96M100D5C | 44500 | 16.5 | 9 | 47000 | 33000 | 70.21% | 1.9 | 0 | 11.7 |  |  |  |  | R-454B | 3.7083 | Residential & Commercial | USHP | Ducted CEE Tier 1
216676025 | Central HP <5.4 tons | GRANDAIRE | HRCU-A-CB (Split System: Heat Pump with Remote Outdoor Unit-Air-Source) | WD5CURAH24AAK |  |  | W5A*25M17XA* | WFE*090B042C* | 24400 | 15.5 | 8.5 | 23200 | 19100 | 82.33% | 1.96 | 0 | 10 |  |  |  |  | R-454B | 2.0333 | Residential & Commercial | USHP | Ducted CEE Tier 1
216678140 | Central HP <5.4 tons | GRANDAIRE | HRCU-A-CB (Split System: Heat Pump with Remote Outdoor Unit-Air-Source) | WD5CURAH24AAK |  |  | WLA*374BA** | WFST080B048A* | 24400 | 15.5 | 8.5 | 23600 | 19300 | 81.78% | 1.94 | 0 | 10 |  |  |  |  | R-454B | 2.0333 | Residential & Commercial | USHP | Ducted CEE Tier 1
216676761 | Central HP <5.4 tons | GRANDAIRE | HRCU-A-CB (Split System: Heat Pump with Remote Outdoor Unit-Air-Source) | WD5CURAH24AAK |  |  | W5A*36M17XA* | WFEU060B048B* | 23600 | 15.5 | 8.5 | 23800 | 19300 | 81.09% | 1.92 | 0 | 9.8 |  |  |  |  | R-454B | 1.9667 | Residential & Commercial | USHP
216678554 | Central HP <5.4 tons | GRANDAIRE | HRCU-A-CB (Split System: Heat Pump with Remote Outdoor Unit-Air-Source) | WD5CURAH24AAK |  |  | FEVB0024**+NAVA53601CK | 0 | 24600 | 15.2 | 9 | 24000 | 19400 | 80.83% | 2.06 | 0 | 10 |  |  |  |  | R-454B | 2.05 | Residential & Commercial | USHP | Ducted CEE Tier 1
216678725 | Central HP <5.4 tons | GRANDAIRE | HRCU-A-CB (Split System: Heat Pump with Remote Outdoor Unit-Air-Source) | WDLCURAH36ABK |  |  | WLA*374CA* | WFJT060B048A* | 36200 | 15.5 | 8.5 | 38000 | 34400 | 90.53% | 1.96 | 0 | 10 |  |  |  |  | R-410A | 3.0167 | Residential & Commercial | USHP | Ducted CEE Tier 1
211226622 | Central HP <5.4 tons | GRANDAIRE | HRCU-A-CB (Split System: Heat Pump with Remote Outdoor Unit-Air-Source) | WDLCURAH36ABK |  |  | WLA*374BA* | WFAX060A036A* | 36200 | 15.2 | 8.5 | 38500 | 35000 | 90.91% | 2.02 | 0 | 10 |  |  |  |  | R-410A | 3.0167 | Residential & Commercial | USHP | Ducted CEE Tier 1
211226633 | Central HP <5.4 tons | GRANDAIRE | HRCU-A-CB (Split System: Heat Pump with Remote Outdoor Unit-Air-Source) | WDLCURAH36ABK |  |  | WLA*374BA* | WFAX060B042A* | 35800 | 16 | 8.1 | 38500 | 34800 | 90.39% | 2 | 0 | 10 |  |  |  |  | R-410A | 2.9833 | Residential & Commercial | USHP | Ducted CEE Tier 1
211226849 | Central HP <5.4 tons | GRANDAIRE | HRCU-A-CB (Split System: Heat Pump with Remote Outdoor Unit-Air-Source) | WDLCURAH36ABK |  |  | WLA*374CA* | WFER090C060A* | 36800 | 16 | 8.5 | 38500 | 34800 | 90.39% | 2.1 | 0 | 10 |  |  |  |  | R-410A | 3.0667 | Residential & Commercial | USHP | Ducted CEE Tier 1
211227001 | Central HP <5.4 tons | GRANDAIRE | HRCU-A-CB (Split System: Heat Pump with Remote Outdoor Unit-Air-Source) | WDLCURAH36ABK |  |  | WLA*374CA* | WFAX060B042A* | 36400 | 16 | 8.5 | 38500 | 34800 | 90.39% | 2.08 | 0 | 10 |  |  |  |  | R-410A | 3.0333 | Residential & Commercial | USHP | Ducted CEE Tier 1
211227435 | Central HP <5.4 tons | GRANDAIRE | HRCU-A-CB (Split System: Heat Pump with Remote Outdoor Unit-Air-Source) | WDLCURAH36ABK |  |  | WLA*424CA* | WFEU060B048A* | 35000 | 16.5 | 8.1 | 38500 | 35000 | 90.91% | 1.86 | 0 | 10 |  |  |  |  | R-410A | 2.9167 | Residential & Commercial | USHP | Ducted CEE Tier 1
211228294 | Central HP <5.4 tons | GRANDAIRE | HRCU-A-CB (Split System: Heat Pump with Remote Outdoor Unit-Air-Source) | WDLCURAH36ABK |  |  | WLA*434CA* | WFER110C060A* | 37000 | 16 | 8.5 | 38500 | 34800 | 90.39% | 2.12 | 0 | 10 |  |  |  |  | R-410A | 3.0833 | Residential & Commercial | USHP | Ducted CEE Tier 1
211228444 | Central HP <5.4 tons | GRANDAIRE | HRCU-A-CB (Split System: Heat Pump with Remote Outdoor Unit-Air-Source) | WDLCURAH36ABK |  |  | WLA*434CA* | WFAX060B042A* | 36400 | 16 | 8.5 | 38500 | 34800 | 90.39% | 2.08 | 0 | 10 |  |  |  |  | R-410A | 3.0333 | Residential & Commercial | USHP | Ducted CEE Tier 1
211228820 | Central HP <5.4 tons | GRANDAIRE | HRCU-A-CB (Split System: Heat Pump with Remote Outdoor Unit-Air-Source) | WDLCURAH36ABK |  |  | WLA*484CA* | WFER110C060A* | 35800 | 16.5 | 8.5 | 38500 | 34600 | 89.87% | 2.04 | 0 | 10 |  |  |  |  | R-410A | 2.9833 | Residential & Commercial | USHP | Ducted CEE Tier 1
211229056 | Central HP <5.4 tons | GRANDAIRE | HRCU-A-CB (Split System: Heat Pump with Remote Outdoor Unit-Air-Source) | WDLCURAH36ABK |  |  | WLA*484CA* | WFSX100C060A* | 36400 | 15.5 | 8.5 | 38500 | 34800 | 90.39% | 2.08 | 0 | 10 |  |  |  |  | R-410A | 3.0333 | Residential & Commercial | USHP | Ducted CEE Tier 1
211229304 | Central HP <5.4 tons | GRANDAIRE | HRCU-A-CB (Split System: Heat Pump with Remote Outdoor Unit-Air-Source) | WDLCURAH36ABK |  |  | WLA*484DA* | WFEL110C060B* | 36000 | 16.5 | 8.5 | 38500 | 34600 | 89.87% | 2.06 | 0 | 10 |  |  |  |  | R-410A | 3 | Residential & Commercial | USHP | Ducted CEE Tier 1
214397436 | Central HP <5.4 tons | FRASER-JOHNSTON | HRCU-A-CB (Split System: Heat Pump with Remote Outdoor Unit-Air-Source) | HH860E2S11 |  |  | CTM60C5CGS1 | TM8E080C16MP11 | 44500 | 18 | 9 | 45500 | 34200 | 75.16% | 2 | 0 | 11 |  |  |  |  | R-454B | 3.7083 | Residential & Commercial | USHP | Ducted CEE Tier 1
214771734 | Central HP <5.4 tons | BOSCH | HRCU-A-CB (Split System: Heat Pump with Remote Outdoor Unit-Air-Source) | BOVA-60RTB-M20S |  |  | BMAC4248BBTA | BGH96M080B3C | 42500 | 16 | 8.8 | 43500 | 31000 | 71.26% | 1.8 | 0 | 11.7 |  |  |  |  | R-454B | 3.5417 | Residential & Commercial | USHP | Ducted CEE Tier 1
211226837 | Central HP <5.4 tons | GRANDAIRE | HRCU-A-CB (Split System: Heat Pump with Remote Outdoor Unit-Air-Source) | WDLCURAH36ABK |  |  | WLA*374CA* | WFER090C048A* | 36600 | 16 | 8.5 | 38500 | 34800 | 90.39% | 2.1 | 0 | 10 |  |  |  |  | R-410A | 3.05 | Residential & Commercial | USHP | Ducted CEE Tier 1
211226517 | Central HP <5.4 tons | GRANDAIRE | HRCU-A-CB (Split System: Heat Pump with Remote Outdoor Unit-Air-Source) | WDLCURAH36ABK |  |  | WLA*374BA* | WFER070B036A* | 36000 | 15.2 | 8.1 | 38500 | 35000 | 90.91% | 2 | 0 | 9.5 |  |  |  |  | R-410A | 3 | Residential & Commercial | USHP
211226704 | Central HP <5.4 tons | GRANDAIRE | HRCU-A-CB (Split System: Heat Pump with Remote Outdoor Unit-Air-Source) | WDLCURAH36ABK |  |  | WLA*374BA* | WFSU060B048A* | 36200 | 15.5 | 8.5 | 38500 | 35000 | 90.91% | 2.02 | 0 | 10 |  |  |  |  | R-410A | 3.0167 | Residential & Commercial | USHP | Ducted CEE Tier 1
216640221 | Central HP <5.4 tons | GRANDAIRE | HRCU-A-CB (Split System: Heat Pump with Remote Outdoor Unit-Air-Source) | WD5CUHAH18AAK |  |  | WCGL245*B* | 0 | 18400 | 15.5 | 9.5 | 20400 | 18300 | 89.71% | 1.98 | 0 | 11.5 |  |  |  |  | R-454B | 1.5333 | Residential & Commercial | USHP | Ducted CEE Tier 1
216618895 | Central HP <5.4 tons | BOSCH | HRCU-A-CB (Split System: Heat Pump with Remote Outdoor Unit-Air-Source) | BOVA-36RXB-M15S |  |  | BIWA-30RXB-M16X | 0 | 28600 | 16 | 8.5 | 29400 | 21000 | 71.43% | 1.8 | 0 | 11.7 |  |  |  |  | R-454B | 2.3833 | Residential & Commercial | USHP | Ducted CEE Tier 1
211228836 | Central HP <5.4 tons | KEEPRITE | HRCU-A-CB (Split System: Heat Pump with Remote Outdoor Unit-Air-Source) | DLCURAH36ABK |  |  | EA*4X48L21A* | *80VSL0701716A* | 35600 | 16 | 8.1 | 37800 | 34600 | 91.53% | 2.04 | 0 | 10 |  |  |  |  | R-410A | 2.9667 | Residential & Commercial | USHP | Ducted CEE Tier 1
211263025 | Central HP <5.4 tons | GRANDAIRE | HRCU-A-CB (Split System: Heat Pump with Remote Outdoor Unit-Air-Source) | WDLCURAH18ABK |  |  | WLNC244BA* | WFSU060B048A* | 18500 | 15.5 | 8.5 | 19500 | 18400 | 94.36% | 2.24 | 0 | 11 |  |  |  |  | R-410A | 1.5417 | Residential & Commercial | USHP | Ducted CEE Tier 1
211263314 | Central HP <5.4 tons | GRANDAIRE | HRCU-A-CB (Split System: Heat Pump with Remote Outdoor Unit-Air-Source) | WDLCURAH18ABK |  |  | WLNC244BA* | WFER045A036A* | 18000 | 16 | 8.5 | 18900 | 18700 | 98.94% | 2.26 | 0 | 11 |  |  |  |  | R-410A | 1.5 | Residential & Commercial | USHP | Ducted CEE Tier 1
211228845 | Central HP <5.4 tons | KEEPRITE | HRCU-A-CB (Split System: Heat Pump with Remote Outdoor Unit-Air-Source) | DLCURAH36ABK |  |  | EA*4X48L21A* | *80VSL0702120A* | 35800 | 16 | 8.5 | 38500 | 34600 | 89.87% | 2.04 | 0 | 10 |  |  |  |  | R-410A | 2.9833 | Residential & Commercial | USHP | Ducted CEE Tier 1
211228854 | Central HP <5.4 tons | KEEPRITE | HRCU-A-CB (Split System: Heat Pump with Remote Outdoor Unit-Air-Source) | DLCURAH36ABK |  |  | EA*4X48L21A* | *80VSL0902120A* | 35400 | 16 | 8.1 | 37800 | 34600 | 91.53% | 2.02 | 0 | 10 |  |  |  |  | R-410A | 2.95 | Residential & Commercial | USHP | Ducted CEE Tier 1
212982671 | Central HP <5.4 tons | GRANDAIRE | HRCU-A-CB (Split System: Heat Pump with Remote Outdoor Unit-Air-Source) | WDLCURAH30ABK |  |  | WLA*434CA* | WFEU060B048B* | 30800 | 15.2 | 8.5 | 33000 | 26200 | 79.39% | 1.86 | 0 | 9 |  |  |  |  | R-410A | 2.5667 | Residential & Commercial | USHP
211226187 | Central HP <5.4 tons | GRANDAIRE | HRCU-A-CB (Split System: Heat Pump with Remote Outdoor Unit-Air-Source) | WDLCURAH30ABK |  |  | WLA*364CA* | WFEU080C060A* | 29600 | 15.2 | 8.1 | 33800 | 27600 | 81.66% | 1.76 | 0 | 9 |  |  |  |  | R-410A | 2.4667 | Residential & Commercial | USHP
211244978 | Central HP <5.4 tons | GRANDAIRE | HRCU-A-CB (Split System: Heat Pump with Remote Outdoor Unit-Air-Source) | WDLCURAH24ABK |  |  | WLN(C,W)364BA* | WFSU060B048A* | 24200 | 16.5 | 8.1 | 26200 | 22800 | 87.02% | 1.9 | 0 | 10.5 |  |  |  |  | R-410A | 2.0167 | Residential & Commercial | USHP | Ducted CEE Tier 1
211245130 | Central HP <5.4 tons | GRANDAIRE | HRCU-A-CB (Split System: Heat Pump with Remote Outdoor Unit-Air-Source) | WDLCURAH24ABK |  |  | WLN(C,W)364BA* | WFEL045B036B* | 24000 | 16.5 | 8.1 | 26200 | 23000 | 87.79% | 1.9 | 0 | 10.5 |  |  |  |  | R-410A | 2 | Residential & Commercial | USHP | Ducted CEE Tier 1
210470840 | Central HP <5.4 tons | KEEPRITE | HRCU-A-CB (Split System: Heat Pump with Remote Outdoor Unit-Air-Source) | CVH837GKA2* |  |  | EN(A,D)4X48L24**+WALLCON | *95CSU0802120A* | 32400 | 17.5 | 8.1 | 32800 | 24800 | 75.61% | 1.96 | 0 | 11.7 |  |  |  |  | R-410A | 2.7 | Residential & Commercial | USHP | Ducted CEE Tier 1
211245177 | Central HP <5.4 tons | GRANDAIRE | HRCU-A-CB (Split System: Heat Pump with Remote Outdoor Unit-Air-Source) | WDLCURAH24ABK |  |  | WLN(C,W)364BA* | WFAX060B042A* | 24400 | 16.5 | 8.1 | 26400 | 22800 | 86.36% | 1.88 | 0 | 10.5 |  |  |  |  | R-410A | 2.0333 | Residential & Commercial | USHP | Ducted CEE Tier 1
211244694 | Central HP <5.4 tons | GRANDAIRE | HRCU-A-CB (Split System: Heat Pump with Remote Outdoor Unit-Air-Source) | WDLCURAH24ABK |  |  | WLNC304BA* | WFEL045B036B* | 24000 | 16.5 | 8.1 | 26200 | 23000 | 87.79% | 1.9 | 0 | 10.5 |  |  |  |  | R-410A | 2 | Residential & Commercial | USHP | Ducted CEE Tier 1
211244695 | Central HP <5.4 tons | GRANDAIRE | HRCU-A-CB (Split System: Heat Pump with Remote Outdoor Unit-Air-Source) | WDLCURAH24ABK |  |  | WLNC304BA* | WFER045B036A* | 24000 | 16.5 | 8.1 | 26200 | 23000 | 87.79% | 1.9 | 0 | 10.5 |  |  |  |  | R-410A | 2 | Residential & Commercial | USHP | Ducted CEE Tier 1
211245631 | Central HP <5.4 tons | GRANDAIRE | HRCU-A-CB (Split System: Heat Pump with Remote Outdoor Unit-Air-Source) | WDLCURAH24ABK |  |  | WLNC364CA* | WFER090B042A* | 24600 | 16.5 | 8.5 | 26400 | 22400 | 84.85% | 1.86 | 0 | 10.5 |  |  |  |  | R-410A | 2.05 | Residential & Commercial | USHP | Ducted CEE Tier 1
211245814 | Central HP <5.4 tons | GRANDAIRE | HRCU-A-CB (Split System: Heat Pump with Remote Outdoor Unit-Air-Source) | WDLCURAH24ABK |  |  | WAHL244C* | 0 | 23800 | 17.5 | 8.5 | 26000 | 23800 | 91.54% | 2 | 0 | 10 |  |  |  |  | R-410A | 1.9833 | Residential & Commercial | USHP | Ducted CEE Tier 1
212383081 | Central HP <5.4 tons | GRANDAIRE | HRCU-A-CB (Split System: Heat Pump with Remote Outdoor Unit-Air-Source) | WDLCURAH36ABK |  |  | WLA*364BA* | WFEU060B048A* | 35600 | 15.5 | 8.1 | 39500 | 35200 | 89.11% | 1.84 | 0 | 9.5 |  |  |  |  | R-410A | 2.9667 | Residential & Commercial | USHP
211226528 | Central HP <5.4 tons | GRANDAIRE | HRCU-A-CB (Split System: Heat Pump with Remote Outdoor Unit-Air-Source) | WDLCURAH36ABK |  |  | WLA*374BA* | WFER070B048A* | 36200 | 15.5 | 8.5 | 39500 | 35000 | 88.61% | 2.02 | 0 | 10 |  |  |  |  | R-410A | 3.0167 | Residential & Commercial | USHP | Ducted CEE Tier 1
211226861 | Central HP <5.4 tons | GRANDAIRE | HRCU-A-CB (Split System: Heat Pump with Remote Outdoor Unit-Air-Source) | WDLCURAH36ABK |  |  | WLA*374CA* | WFER110C060A* | 37000 | 15.5 | 8.5 | 38500 | 34800 | 90.39% | 2.12 | 0 | 10 |  |  |  |  | R-410A | 3.0833 | Residential & Commercial | USHP | Ducted CEE Tier 1
214229177 | Central HP <5.4 tons | GRANDAIRE | HRCU-A-CB (Split System: Heat Pump with Remote Outdoor Unit-Air-Source) | WDLCURAH24ABK |  |  | WLA*374BA* | WFEU060B048B* | 24000 | 17.5 | 8.5 | 25600 | 21600 | 84.38% | 1.82 | 0 | 10 |  |  |  |  | R-410A | 2 | Residential & Commercial | USHP | Ducted CEE Tier 1
211244683 | Central HP <5.4 tons | GRANDAIRE | HRCU-A-CB (Split System: Heat Pump with Remote Outdoor Unit-Air-Source) | WDLCURAH24ABK |  |  | WLNC304BA* | WFER045A036A* | 24600 | 16 | 8.1 | 26600 | 22400 | 84.21% | 1.84 | 0 | 10.5 |  |  |  |  | R-410A | 2.05 | Residential & Commercial | USHP | Ducted CEE Tier 1
210470536 | Central HP <5.4 tons | KEEPRITE | HRCU-A-CB (Split System: Heat Pump with Remote Outdoor Unit-Air-Source) | CVH837GKA2* |  |  | EA*4X61L24A*+WALLCON | *95CSU1002122A* | 33200 | 18 | 8.5 | 32000 | 24800 | 77.5% | 2.02 | 0 | 11.5 |  |  |  |  | R-410A | 2.7667 | Residential & Commercial | USHP | Ducted CEE Tier 1
215225094 | Central HP <5.4 tons | BOSCH | HRCU-A-CB (Split System: Heat Pump with Remote Outdoor Unit-Air-Source) | BOVA-36RXB-M15S |  |  | BIVA-24RCB-M20X | 0 | 24000 | 18 | 8.5 | 24000 | 17600 | 73.33% | 1.88 | 0 | 11.8 |  |  |  |  | R-454B | 2 | Residential & Commercial | USHP | Ducted CEE Tier 1
210470448 | Central HP <5.4 tons | KEEPRITE | HRCU-A-CB (Split System: Heat Pump with Remote Outdoor Unit-Air-Source) | CVH837GKA2* |  |  | EA*4X61L21A*+WALLCON | *80CTL0902120A* | 33200 | 18 | 8.5 | 32000 | 25000 | 78.12% | 2 | 0 | 11.7 |  |  |  |  | R-410A | 2.7667 | Residential & Commercial | USHP | Ducted CEE Tier 1
210470261 | Central HP <5.4 tons | KEEPRITE | HRCU-A-CB (Split System: Heat Pump with Remote Outdoor Unit-Air-Source) | CVH837GKA2* |  |  | EA*4X60L24A*+WALLCON | *80CSU1002120A* | 32800 | 17 | 8.1 | 32000 | 24800 | 77.5% | 1.96 | 0 | 11 |  |  |  |  | R-410A | 2.7333 | Residential & Commercial | USHP | Ducted CEE Tier 1
211244234 | Central HP <5.4 tons | GRANDAIRE | HRCU-A-CB (Split System: Heat Pump with Remote Outdoor Unit-Air-Source) | WDLCURAH24ABK |  |  | WLNC244BA* | WFER070A036A* | 23800 | 16 | 8.5 | 26800 | 23200 | 86.57% | 1.92 | 0 | 10 |  |  |  |  | R-410A | 1.9833 | Residential & Commercial | USHP | Ducted CEE Tier 1
211244819 | Central HP <5.4 tons | GRANDAIRE | HRCU-A-CB (Split System: Heat Pump with Remote Outdoor Unit-Air-Source) | WDLCURAH24ABK |  |  | WLNC304BA* | WFEU060B048A* | 24800 | 16.5 | 8.5 | 26600 | 22200 | 83.46% | 1.84 | 0 | 10.5 |  |  |  |  | R-410A | 2.0667 | Residential & Commercial | USHP | Ducted CEE Tier 1
211244853 | Central HP <5.4 tons | KEEPRITE | HRCU-A-CB (Split System: Heat Pump with Remote Outdoor Unit-Air-Source) | DLCURAH24ABK |  |  | EN(A,D,W)4X36L17** | *80VSL0451412A* | 23400 | 16.5 | 8.1 | 25800 | 24200 | 93.8% | 2 | 0 | 10 |  |  |  |  | R-410A | 1.95 | Residential & Commercial | USHP | Ducted CEE Tier 1
212983315 | Central HP <5.4 tons | GRANDAIRE | HRCU-A-CB (Split System: Heat Pump with Remote Outdoor Unit-Air-Source) | WDLCURAH18ABK |  |  | WLNC304BA* | WFAX040B036B* | 17400 | 15.5 | 8.1 | 18100 | 16300 | 90.06% | 1.86 | 0 | 10.5 |  |  |  |  | R-410A | 1.45 | Residential & Commercial | USHP | Ducted CEE Tier 1
211240330 | Central HP <5.4 tons | GRANDAIRE | HRCU-A-CB (Split System: Heat Pump with Remote Outdoor Unit-Air-Source) | WDLCURAH24ABK |  |  | WLA*244AA* | WFER045A036A* | 24200 | 16 | 8.5 | 27200 | 23400 | 86.03% | 1.9 | 0 | 10 |  |  |  |  | R-410A | 2.0167 | Residential & Commercial | USHP | Ducted CEE Tier 1
211240684 | Central HP <5.4 tons | GRANDAIRE | HRCU-A-CB (Split System: Heat Pump with Remote Outdoor Unit-Air-Source) | WDLCURAH24ABK |  |  | WLA*244BA* | WFAX060A036A* | 23200 | 16.5 | 8.5 | 26400 | 25800 | 97.73% | 2.18 | 0 | 10 |  |  |  |  | R-410A | 1.9333 | Residential & Commercial | USHP | Ducted CEE Tier 1
211229918 | Central HP <5.4 tons | GRANDAIRE | HRCU-A-CB (Split System: Heat Pump with Remote Outdoor Unit-Air-Source) | WDLCURAH36ABK |  |  | WLN(C,W)484CA* | WFEL070B036B* | 36200 | 15.5 | 8.1 | 38500 | 35000 | 90.91% | 2.02 | 0 | 10 |  |  |  |  | R-410A | 3.0167 | Residential & Commercial | USHP | Ducted CEE Tier 1
211229919 | Central HP <5.4 tons | GRANDAIRE | HRCU-A-CB (Split System: Heat Pump with Remote Outdoor Unit-Air-Source) | WDLCURAH36ABK |  |  | WLN(C,W)484CA* | WFER070B036A* | 36200 | 15.5 | 8.1 | 38500 | 35000 | 90.91% | 2.02 | 0 | 10 |  |  |  |  | R-410A | 3.0167 | Residential & Commercial | USHP | Ducted CEE Tier 1
211241085 | Central HP <5.4 tons | GRANDAIRE | HRCU-A-CB (Split System: Heat Pump with Remote Outdoor Unit-Air-Source) | WDLCURAH24ABK |  |  | WLA*254BA* | WFER045B036A* | 24800 | 17 | 8.5 | 25600 | 21200 | 82.81% | 1.78 | 0 | 10.5 |  |  |  |  | R-410A | 2.0667 | Residential & Commercial | USHP | Ducted CEE Tier 1
211242570 | Central HP <5.4 tons | GRANDAIRE | HRCU-A-CB (Split System: Heat Pump with Remote Outdoor Unit-Air-Source) | WDLCURAH24ABK |  |  | WLA*364CA* | WFEL070B036B* | 23400 | 17 | 8.5 | 25600 | 23600 | 92.19% | 1.98 | 0 | 10 |  |  |  |  | R-410A | 1.95 | Residential & Commercial | USHP | Ducted CEE Tier 1
211242606 | Central HP <5.4 tons | GRANDAIRE | HRCU-A-CB (Split System: Heat Pump with Remote Outdoor Unit-Air-Source) | WDLCURAH24ABK |  |  | WLA*364CA* | WFEL090C060B* | 24800 | 17 | 8.5 | 26600 | 22000 | 82.71% | 1.82 | 0 | 10 |  |  |  |  | R-410A | 2.0667 | Residential & Commercial | USHP | Ducted CEE Tier 1
216676385 | Central HP <5.4 tons | GRANDAIRE | HRCU-A-CB (Split System: Heat Pump with Remote Outdoor Unit-Air-Source) | WD5CURAH24AAK |  |  | W5A*25M17XA* | WFEU040B036B* | 24400 | 16 | 8.5 | 23200 | 19100 | 82.33% | 1.94 | 0 | 10 |  |  |  |  | R-454B | 2.0333 | Residential & Commercial | USHP | Ducted CEE Tier 1
216676490 | Central HP <5.4 tons | GRANDAIRE | HRCU-A-CB (Split System: Heat Pump with Remote Outdoor Unit-Air-Source) | WD5CURAH24AAK |  |  | W5SH30M12XA* | WFEU080C060B* | 24400 | 15.2 | 8.5 | 24400 | 19500 | 79.92% | 1.9 | 0 | 10 |  |  |  |  | R-454B | 2.0333 | Residential & Commercial | USHP | Ducted CEE Tier 1
216678689 | Central HP <5.4 tons | GRANDAIRE | HRCU-A-CB (Split System: Heat Pump with Remote Outdoor Unit-Air-Source) | WDLCURAH36ABK |  |  | WLA*364BA* | WFJT060B048A* | 34800 | 15.2 | 8.5 | 38500 | 34800 | 90.39% | 1.75 | 0 | 9.5 |  |  |  |  | R-410A | 2.9 | Residential & Commercial | USHP
211263799 | Central HP <5.4 tons | GRANDAIRE | HRCU-A-CB (Split System: Heat Pump with Remote Outdoor Unit-Air-Source) | WDLCURAH18ABK |  |  | WLNC304AA* | WFER045A036A* | 18200 | 16 | 8.5 | 18600 | 18400 | 98.92% | 2.22 | 0 | 11 |  |  |  |  | R-410A | 1.5167 | Residential & Commercial | USHP | Ducted CEE Tier 1
211264487 | Central HP <5.4 tons | GRANDAIRE | HRCU-A-CB (Split System: Heat Pump with Remote Outdoor Unit-Air-Source) | WDLCURAH18ABK |  |  | WLNC304BA* | WFER045A036A* | 18200 | 16.5 | 8.5 | 18700 | 18300 | 97.86% | 2.22 | 0 | 11 |  |  |  |  | R-410A | 1.5167 | Residential & Commercial | USHP | Ducted CEE Tier 1
211264919 | Central HP <5.4 tons | GRANDAIRE | HRCU-A-CB (Split System: Heat Pump with Remote Outdoor Unit-Air-Source) | WDLCURAH18ABK |  |  | WAXL304A* | 0 | 18100 | 16 | 8.5 | 18400 | 18200 | 98.91% | 2.18 | 0 | 10.5 |  |  |  |  | R-410A | 1.5083 | Residential & Commercial | USHP | Ducted CEE Tier 1
210471119 | Central HP <5.4 tons | KEEPRITE | HRCU-A-CB (Split System: Heat Pump with Remote Outdoor Unit-Air-Source) | CVH837GKA2* |  |  | EHD4X60AAL+WALLCON | *95CSU0802120A* | 33000 | 17 | 8.1 | 32200 | 24800 | 77.02% | 2.02 | 0 | 11.5 |  |  |  |  | R-410A | 2.75 | Residential & Commercial | USHP | Ducted CEE Tier 1
210470894 | Central HP <5.4 tons | KEEPRITE | HRCU-A-CB (Split System: Heat Pump with Remote Outdoor Unit-Air-Source) | CVH837GKA2* |  |  | EN(A,D,W)4X60L24**+WALLCON | *95CSU1002122A* | 32800 | 18 | 8.1 | 32200 | 24600 | 76.4% | 1.98 | 0 | 12 |  |  |  |  | R-410A | 2.7333 | Residential & Commercial | USHP | Ducted CEE Tier 1
210470426 | Central HP <5.4 tons | KEEPRITE | HRCU-A-CB (Split System: Heat Pump with Remote Outdoor Unit-Air-Source) | CVH837GKA2* |  |  | EA*4X61L21A*+WALLCON | *80CSU1002120A* | 33200 | 17 | 8.1 | 32200 | 24800 | 77.02% | 1.98 | 0 | 11.5 |  |  |  |  | R-410A | 2.7667 | Residential & Commercial | USHP | Ducted CEE Tier 1
216677784 | Central HP <5.4 tons | KEEPRITE | HRCU-A-CB (Split System: Heat Pump with Remote Outdoor Unit-Air-Source) | D5CURAH24AAK |  |  | EA*5X37M21A* | *95MSU0601716A* | 24400 | 15.5 | 8.5 | 23000 | 19000 | 82.61% | 1.96 | 0 | 10 |  |  |  |  | R-454B | 2.0333 | Residential & Commercial | USHP | Ducted CEE Tier 1
216677313 | Central HP <5.4 tons | KEEPRITE | HRCU-A-CB (Split System: Heat Pump with Remote Outdoor Unit-Air-Source) | D5CURAH24AAK |  |  | EA*5X37M21A* | *96MSN0802120A* | 24400 | 15.5 | 8.5 | 23000 | 19000 | 82.61% | 1.96 | 0 | 10 |  |  |  |  | R-454B | 2.0333 | Residential & Commercial | USHP | Ducted CEE Tier 1
215681470 | Central HP <5.4 tons | KEEPRITE | HRCU-A-CB (Split System: Heat Pump with Remote Outdoor Unit-Air-Source) | C5H0V48*K*AAA* |  |  | EA*5X61M21A*+WALLCON | *80CSU0802120B* | 46000 | 18 | 9 | 47500 | 33400 | 70.32% | 2.08 | 0 | 10 |  |  |  |  | R-454B | 3.8333 | Residential & Commercial | USHP | Ducted CEE Tier 1
210597502 | Central HP <5.4 tons | KEEPRITE | HRCU-A-CB (Split System: Heat Pump with Remote Outdoor Unit-Air-Source) | CVH837GKA** |  |  | EHD4X60AAL+WALLCON | *80CSU0601716A* | 33000 | 16.5 | 8.1 | 32400 | 24800 | 76.54% | 1.98 | 0 | 11 |  |  |  |  | R-410A | 2.75 | Residential & Commercial | USHP | Ducted CEE Tier 1
211263046 | Central HP <5.4 tons | GRANDAIRE | HRCU-A-CB (Split System: Heat Pump with Remote Outdoor Unit-Air-Source) | WDLCURAH18ABK |  |  | WLNC244BA* | WFEU040B036A* | 18400 | 16 | 8.5 | 19200 | 18500 | 96.35% | 2.24 | 0 | 11 |  |  |  |  | R-410A | 1.5333 | Residential & Commercial | USHP | Ducted CEE Tier 1
210470404 | Central HP <5.4 tons | KEEPRITE | HRCU-A-CB (Split System: Heat Pump with Remote Outdoor Unit-Air-Source) | CVH837GKA2* |  |  | EA*4X61L21A*+WALLCON | *80CSU0401712A* | 33200 | 17.5 | 8.1 | 32000 | 24800 | 77.5% | 1.98 | 0 | 11.5 |  |  |  |  | R-410A | 2.7667 | Residential & Commercial | USHP | Ducted CEE Tier 1
211713280 | Central HP <5.4 tons | GRANDAIRE | HRCU-A-CB (Split System: Heat Pump with Remote Outdoor Unit-Air-Source) | WDLCURAH30ABK |  |  | WLA*434CA* | WFEL090B042B* | 30600 | 15.2 | 8.1 | 33200 | 26000 | 78.31% | 1.84 | 0 | 9 |  |  |  |  | R-410A | 2.55 | Residential & Commercial | USHP
213076041 | Central HP <5.4 tons | GRANDAIRE | HRCU-A-CB (Split System: Heat Pump with Remote Outdoor Unit-Air-Source) | WDLCURAH30ABK |  |  | WLA*424CA* | WFSU100C060B* | 29800 | 15.2 | 8.1 | 38500 | 27600 | 71.69% | 1.78 | 0 | 9 |  |  |  |  | R-410A | 2.4833 | Residential & Commercial | USHP
211230140 | Central HP <5.4 tons | GRANDAIRE | HRCU-A-CB (Split System: Heat Pump with Remote Outdoor Unit-Air-Source) | WDLCURAH36ABK |  |  | WLN(C,W)484CA* | WFAX080C060A* | 35800 | 16.5 | 8.1 | 38500 | 34800 | 90.39% | 2.02 | 0 | 10.5 |  |  |  |  | R-410A | 2.9833 | Residential & Commercial | USHP | Ducted CEE Tier 1
211230151 | Central HP <5.4 tons | GRANDAIRE | HRCU-A-CB (Split System: Heat Pump with Remote Outdoor Unit-Air-Source) | WDLCURAH36ABK |  |  | WLN(C,W)484CA* | WFAX100C060A* | 35800 | 16.5 | 8.1 | 38500 | 34800 | 90.39% | 2 | 0 | 10 |  |  |  |  | R-410A | 2.9833 | Residential & Commercial | USHP | Ducted CEE Tier 1
211230901 | Central HP <5.4 tons | KEEPRITE | HRCU-A-CB (Split System: Heat Pump with Remote Outdoor Unit-Air-Source) | DLCURAH36ABK |  |  | FVM4X48***L | 0 | 36200 | 17 | 8.5 | 37600 | 34400 | 91.49% | 2.06 | 0 | 10 |  |  |  |  | R-410A | 3.0167 | Residential & Commercial | USHP | Ducted CEE Tier 1
211229608 | Central HP <5.4 tons | KEEPRITE | HRCU-A-CB (Split System: Heat Pump with Remote Outdoor Unit-Air-Source) | DLCURAH36ABK |  |  | EA*4X48L24A* | *96VTN1002120A* | 36400 | 15.5 | 8.5 | 38500 | 34800 | 90.39% | 2.08 | 0 | 10 |  |  |  |  | R-410A | 3.0333 | Residential & Commercial | USHP | Ducted CEE Tier 1
211228886 | Central HP <5.4 tons | KEEPRITE | HRCU-A-CB (Split System: Heat Pump with Remote Outdoor Unit-Air-Source) | DLCURAH36ABK |  |  | EA*4X48L21A* | *80ESU0802120A | 37400 | 15.5 | 8.5 | 38500 | 35000 | 90.91% | 2.14 | 0 | 10 |  |  |  |  | R-410A | 3.1167 | Residential & Commercial | USHP | Ducted CEE Tier 1
211229313 | Central HP <5.4 tons | KEEPRITE | HRCU-A-CB (Split System: Heat Pump with Remote Outdoor Unit-Air-Source) | DLCURAH36ABK |  |  | EA*4X48L24A* | *80ES(N,L)1102420A* | 35800 | 16.5 | 8.5 | 37800 | 34600 | 91.53% | 2.06 | 0 | 10 |  |  |  |  | R-410A | 2.9833 | Residential & Commercial | USHP | Ducted CEE Tier 1
210470073 | Central HP <5.4 tons | KEEPRITE | HRCU-A-CB (Split System: Heat Pump with Remote Outdoor Unit-Air-Source) | CVH837GKA2* |  |  | EA*4X36L21A*+WALLCON | *95CSU1002122A* | 31600 | 17.5 | 8.1 | 33000 | 24200 | 73.33% | 1.86 | 0 | 11 |  |  |  |  | R-410A | 2.6333 | Residential & Commercial | USHP | Ducted CEE Tier 1
211244763 | Central HP <5.4 tons | GRANDAIRE | HRCU-A-CB (Split System: Heat Pump with Remote Outdoor Unit-Air-Source) | WDLCURAH24ABK |  |  | WLNC304BA* | WFSX060B042A* | 24600 | 16 | 8.1 | 26600 | 22400 | 84.21% | 1.84 | 0 | 10 |  |  |  |  | R-410A | 2.05 | Residential & Commercial | USHP | Ducted CEE Tier 1
211244808 | Central HP <5.4 tons | GRANDAIRE | HRCU-A-CB (Split System: Heat Pump with Remote Outdoor Unit-Air-Source) | WDLCURAH24ABK |  |  | WLNC304BA* | WFER070A036A* | 24200 | 16.5 | 8.1 | 26400 | 22800 | 86.36% | 1.88 | 0 | 10.5 |  |  |  |  | R-410A | 2.0167 | Residential & Commercial | USHP | Ducted CEE Tier 1
211244931 | Central HP <5.4 tons | GRANDAIRE | HRCU-A-CB (Split System: Heat Pump with Remote Outdoor Unit-Air-Source) | WDLCURAH24ABK |  |  | WLN(C,W)364BA* | WFER070B048A* | 24800 | 16 | 8.1 | 26800 | 22200 | 82.84% | 1.82 | 0 | 10.5 |  |  |  |  | R-410A | 2.0667 | Residential & Commercial | USHP | Ducted CEE Tier 1
211245376 | Central HP <5.4 tons | GRANDAIRE | HRCU-A-CB (Split System: Heat Pump with Remote Outdoor Unit-Air-Source) | WDLCURAH24ABK |  |  | WLNC364CA* | WFER070B048A* | 24800 | 16 | 8.1 | 26800 | 22200 | 82.84% | 1.82 | 0 | 10.5 |  |  |  |  | R-410A | 2.0667 | Residential & Commercial | USHP | Ducted CEE Tier 1
211245642 | Central HP <5.4 tons | GRANDAIRE | HRCU-A-CB (Split System: Heat Pump with Remote Outdoor Unit-Air-Source) | WDLCURAH24ABK |  |  | WLNC364CA* | WFEL090C060B* | 24600 | 16.5 | 8.5 | 26600 | 22400 | 84.21% | 1.84 | 0 | 10.5 |  |  |  |  | R-410A | 2.05 | Residential & Commercial | USHP | Ducted CEE Tier 1
211240496 | Central HP <5.4 tons | GRANDAIRE | HRCU-A-CB (Split System: Heat Pump with Remote Outdoor Unit-Air-Source) | WDLCURAH24ABK |  |  | WLA*244BA* | WFSU060B048A* | 24000 | 16.5 | 8.5 | 26800 | 24000 | 89.55% | 1.98 | 0 | 10 |  |  |  |  | R-410A | 2 | Residential & Commercial | USHP | Ducted CEE Tier 1
211226540 | Central HP <5.4 tons | GRANDAIRE | HRCU-A-CB (Split System: Heat Pump with Remote Outdoor Unit-Air-Source) | WDLCURAH36ABK |  |  | WLA*374BA* | WFER090B042A* | 36400 | 15.5 | 8.5 | 38500 | 35000 | 90.91% | 2.04 | 0 | 10 |  |  |  |  | R-410A | 3.0333 | Residential & Commercial | USHP | Ducted CEE Tier 1
212978531 | Central HP <5.4 tons | GRANDAIRE | HRCU-A-CB (Split System: Heat Pump with Remote Outdoor Unit-Air-Source) | WDLCURAH30ABK |  |  | WLA*374BA* | WFE*070B036C* | 30200 | 15.2 | 8.1 | 33800 | 26400 | 78.11% | 1.84 | 0 | 9 |  |  |  |  | R-410A | 2.5167 | Residential & Commercial | USHP
214771731 | Central HP <5.4 tons | BOSCH | HRCU-A-C (Split System: Heat Pump with Remote Outdoor Unit with No Indoor Fan --Air Source) | BOVA-36RTB-M20S |  |  | BMAC4248DBTA | 0 | 32000 | 15.2 | 9 | 34200 | 24000 | 70.18% | 1.85 | 0 | 11 |  |  |  |  | R-454B | 2.6667 | Residential & Commercial | USHP | Ducted CEE Tier 1
211227317 | Central HP <5.4 tons | GRANDAIRE | HRCU-A-CB (Split System: Heat Pump with Remote Outdoor Unit-Air-Source) | WDLCURAH36ABK |  |  | WLA*424CA* | WFER070B048A* | 35200 | 16 | 8.1 | 38500 | 35000 | 90.91% | 1.88 | 0 | 9.5 |  |  |  |  | R-410A | 2.9333 | Residential & Commercial | USHP
211228878 | Central HP <5.4 tons | GRANDAIRE | HRCU-A-CB (Split System: Heat Pump with Remote Outdoor Unit-Air-Source) | WDLCURAH36ABK |  |  | WLA*484CA* | WFEU060B048A* | 36600 | 16 | 8.5 | 38500 | 34800 | 90.39% | 2.08 | 0 | 10 |  |  |  |  | R-410A | 3.05 | Residential & Commercial | USHP | Ducted CEE Tier 1
211228889 | Central HP <5.4 tons | GRANDAIRE | HRCU-A-CB (Split System: Heat Pump with Remote Outdoor Unit-Air-Source) | WDLCURAH36ABK |  |  | WLA*484CA* | WFEU080C060A* | 37400 | 15.5 | 8.5 | 38500 | 35000 | 90.91% | 2.14 | 0 | 10 |  |  |  |  | R-410A | 3.1167 | Residential & Commercial | USHP | Ducted CEE Tier 1
211229305 | Central HP <5.4 tons | GRANDAIRE | HRCU-A-CB (Split System: Heat Pump with Remote Outdoor Unit-Air-Source) | WDLCURAH36ABK |  |  | WLA*484DA* | WFER110C060A* | 36000 | 16.5 | 8.5 | 38500 | 34600 | 89.87% | 2.06 | 0 | 10 |  |  |  |  | R-410A | 3 | Residential & Commercial | USHP | Ducted CEE Tier 1
211228505 | Central HP <5.4 tons | KEEPRITE | HRCU-A-CB (Split System: Heat Pump with Remote Outdoor Unit-Air-Source) | DLCURAH36ABK |  |  | EA*4X43L21A* | *95ESN0802120A* | 37200 | 15.5 | 8.5 | 38500 | 35000 | 90.91% | 2.12 | 0 | 10 |  |  |  |  | R-410A | 3.1 | Residential & Commercial | USHP | Ducted CEE Tier 1
210470153 | Central HP <5.4 tons | KEEPRITE | HRCU-A-CB (Split System: Heat Pump with Remote Outdoor Unit-Air-Source) | CVH837GKA2* |  |  | EA*4X42L21A*+WALLCON | *80CSU0401712A* | 31800 | 17 | 8.1 | 33200 | 24400 | 73.49% | 1.88 | 0 | 11 |  |  |  |  | R-410A | 2.65 | Residential & Commercial | USHP | Ducted CEE Tier 1
210470239 | Central HP <5.4 tons | KEEPRITE | HRCU-A-CB (Split System: Heat Pump with Remote Outdoor Unit-Air-Source) | CVH837GKA2* |  |  | EA*4X60L24A*+WALLCON | *95CSU0802120A* | 32800 | 17.5 | 8.5 | 31800 | 24800 | 77.99% | 2 | 0 | 11.5 |  |  |  |  | R-410A | 2.7333 | Residential & Commercial | USHP | Ducted CEE Tier 1
210470272 | Central HP <5.4 tons | KEEPRITE | HRCU-A-CB (Split System: Heat Pump with Remote Outdoor Unit-Air-Source) | CVH837GKA2* |  |  | EA*4X60L24A*+WALLCON | *80CTL0902120A* | 32800 | 17.5 | 8.5 | 31800 | 24800 | 77.99% | 1.98 | 0 | 11.7 |  |  |  |  | R-410A | 2.7333 | Residential & Commercial | USHP | Ducted CEE Tier 1
211263311 | Central HP <5.4 tons | GRANDAIRE | HRCU-A-CB (Split System: Heat Pump with Remote Outdoor Unit-Air-Source) | WDLCURAH18ABK |  |  | WLNC244BA* | WFEL045A036B* | 18000 | 16 | 8.5 | 18900 | 18700 | 98.94% | 2.26 | 0 | 11 |  |  |  |  | R-410A | 1.5 | Residential & Commercial | USHP | Ducted CEE Tier 1
211243489 | Central HP <5.4 tons | KEEPRITE | HRCU-A-CB (Split System: Heat Pump with Remote Outdoor Unit-Air-Source) | DLCURAH24ABK |  |  | EA*4X37L21A* | *80VTL1102122A* | 24400 | 17 | 8.5 | 25200 | 21200 | 84.13% | 1.8 | 0 | 10.5 |  |  |  |  | R-410A | 2.0333 | Residential & Commercial | USHP | Ducted CEE Tier 1
211243188 | Central HP <5.4 tons | KEEPRITE | HRCU-A-CB (Split System: Heat Pump with Remote Outdoor Unit-Air-Source) | DLCURAH24ABK |  |  | EA*4X37L17A* | OMV112K14A | 24800 | 16 | 8.5 | 25800 | 21400 | 82.95% | 1.78 | 0 | 10 |  |  |  |  | R-410A | 2.0667 | Residential & Commercial | USHP | Ducted CEE Tier 1
211227446 | Central HP <5.4 tons | GRANDAIRE | HRCU-A-CB (Split System: Heat Pump with Remote Outdoor Unit-Air-Source) | WDLCURAH36ABK |  |  | WLA*424CA* | WFEU080C060A* | 36800 | 15.5 | 8.5 | 40000 | 35200 | 88% | 1.96 | 0 | 10 |  |  |  |  | R-410A | 3.0667 | Residential & Commercial | USHP | Ducted CEE Tier 1
211227582 | Central HP <5.4 tons | GRANDAIRE | HRCU-A-CB (Split System: Heat Pump with Remote Outdoor Unit-Air-Source) | WDLCURAH36ABK |  |  | WLA*424CA* | WFSX080C060A* | 36000 | 15.5 | 8.1 | 39500 | 35200 | 89.11% | 1.92 | 0 | 10 |  |  |  |  | R-410A | 3 | Residential & Commercial | USHP | Ducted CEE Tier 1
211228233 | Central HP <5.4 tons | GRANDAIRE | HRCU-A-CB (Split System: Heat Pump with Remote Outdoor Unit-Air-Source) | WDLCURAH36ABK |  |  | WLA*434CA* | WFEL070B036B* | 36400 | 15.5 | 8.5 | 38500 | 34800 | 90.39% | 2.08 | 0 | 10 |  |  |  |  | R-410A | 3.0333 | Residential & Commercial | USHP | Ducted CEE Tier 1
211230922 | Central HP <5.4 tons | KEEPRITE | HRCU-A-CB (Split System: Heat Pump with Remote Outdoor Unit-Air-Source) | DLCURAH36ABK |  |  | FXM4X42**AL | 0 | 36000 | 16 | 8.1 | 38500 | 34800 | 90.39% | 1.94 | 0 | 10 |  |  |  |  | R-410A | 3 | Residential & Commercial | USHP | Ducted CEE Tier 1
211230573 | Central HP <5.4 tons | KEEPRITE | HRCU-A-CB (Split System: Heat Pump with Remote Outdoor Unit-Air-Source) | DLCURAH36ABK |  |  | EN(A,D)4X48L24** | *80VTL1102122A* | 37000 | 16 | 8.1 | 39500 | 35000 | 88.61% | 2.06 | 0 | 10.5 |  |  |  |  | R-410A | 3.0833 | Residential & Commercial | USHP | Ducted CEE Tier 1
211262460 | Central HP <5.4 tons | GRANDAIRE | HRCU-A-CB (Split System: Heat Pump with Remote Outdoor Unit-Air-Source) | WDLCURAH18ABK |  |  | WLNC184AA* | WFAX060A036A* | 17800 | 15.5 | 8.5 | 18900 | 19200 | 101.6% | 2.3 | 0 | 10.5 |  |  |  |  | R-410A | 1.4833 | Residential & Commercial | USHP | Ducted CEE Tier 1
204300546 | Central HP <5.4 tons | KEEPRITE | HRCU-A-CB (Split System: Heat Pump with Remote Outdoor Unit-Air-Source) | CVH837GKA** |  |  | EHD4X48AAL+WALLCON | *97CMN1202422A* | 32600 | 16.5 | 8.1 | 33000 | 25000 | 75.76% | 1.96 | 11.5 | 11 |  |  |  |  | R-410A | 2.7167 | Residential & Commercial | USHP | Ducted CEE Tier 1
215225112 | Central HP <5.4 tons | BOSCH | HRCU-A-CB (Split System: Heat Pump with Remote Outdoor Unit-Air-Source) | BOVA-60RXB-M15S |  |  | BMAC4248CBTA | BGH96M080C4C | 43000 | 16 | 8.5 | 45000 | 31600 | 70.22% | 1.85 | 0 | 10.5 |  |  |  |  | R-454B | 3.5833 | Residential & Commercial | USHP | Ducted CEE Tier 1
204456577 | Central HP <5.4 tons | KEEPRITE | HRCU-A-CB (Split System: Heat Pump with Remote Outdoor Unit-Air-Source) | CVH825GKA2* |  |  | EA*4X30L17A*+WALLCON | *80CTL0701412A* | 23600 | 17 | 8.1 | 21600 | 16600 | 76.85% | 1.92 | 11.5 | 11 |  |  |  |  | R-410A | 1.9667 | Residential & Commercial | USHP | Ducted CEE Tier 1
204456370 | Central HP <5.4 tons | KEEPRITE | HRCU-A-CB (Split System: Heat Pump with Remote Outdoor Unit-Air-Source) | CVH825GKA2* |  |  | EA*4X24L17A*+WALLCON | *80CTL0451712A* | 23200 | 16 | 8.1 | 22000 | 16900 | 76.82% | 1.88 | 11 | 10.5 |  |  |  |  | R-410A | 1.9333 | Residential & Commercial | USHP | Ducted CEE Tier 1
216676608 | Central HP <5.4 tons | GRANDAIRE | HRCU-A-CB (Split System: Heat Pump with Remote Outdoor Unit-Air-Source) | WD5CURAH24AAK |  |  | W5A*24M17XA* | WFET070A036A* | 23400 | 15.5 | 9 | 24800 | 19600 | 79.03% | 1.98 | 0 | 9.8 |  |  |  |  | R-454B | 1.95 | Residential & Commercial | USHP
211228571 | Central HP <5.4 tons | KEEPRITE | HRCU-A-CB (Split System: Heat Pump with Remote Outdoor Unit-Air-Source) | DLCURAH36ABK |  |  | EA*4X43L21A* | *96VSN1002120A* | 36400 | 16 | 8.5 | 38500 | 34800 | 90.39% | 2.08 | 0 | 10 |  |  |  |  | R-410A | 3.0333 | Residential & Commercial | USHP | Ducted CEE Tier 1
211228278 | Central HP <5.4 tons | KEEPRITE | HRCU-A-CB (Split System: Heat Pump with Remote Outdoor Unit-Air-Source) | DLCURAH36ABK |  |  | EA*4X43L21A* | *80ES(N,L)0902120A* | 36800 | 16 | 8.5 | 38500 | 34800 | 90.39% | 2.1 | 0 | 10 |  |  |  |  | R-410A | 3.0667 | Residential & Commercial | USHP | Ducted CEE Tier 1
211228301 | Central HP <5.4 tons | KEEPRITE | HRCU-A-CB (Split System: Heat Pump with Remote Outdoor Unit-Air-Source) | DLCURAH36ABK |  |  | EA*4X43L21A* | *80VSL0451716A* | 36200 | 15.5 | 8.5 | 38500 | 34800 | 90.39% | 2.06 | 0 | 10 |  |  |  |  | R-410A | 3.0167 | Residential & Commercial | USHP | Ducted CEE Tier 1
211228328 | Central HP <5.4 tons | KEEPRITE | HRCU-A-CB (Split System: Heat Pump with Remote Outdoor Unit-Air-Source) | DLCURAH36ABK |  |  | EA*4X43L21A* | *80VSL0902120A* | 36200 | 16 | 8.5 | 38500 | 34800 | 90.39% | 2.06 | 0 | 10 |  |  |  |  | R-410A | 3.0167 | Residential & Commercial | USHP | Ducted CEE Tier 1
211227994 | Central HP <5.4 tons | KEEPRITE | HRCU-A-CB (Split System: Heat Pump with Remote Outdoor Unit-Air-Source) | DLCURAH36ABK |  |  | EA*4X42L24A* | *92ESN1202420A* | 35800 | 16 | 8.1 | 38500 | 35000 | 90.91% | 1.9 | 0 | 10 |  |  |  |  | R-410A | 2.9833 | Residential & Commercial | USHP | Ducted CEE Tier 1
211228026 | Central HP <5.4 tons | KEEPRITE | HRCU-A-CB (Split System: Heat Pump with Remote Outdoor Unit-Air-Source) | DLCURAH36ABK |  |  | EA*4X42L24A* | *95ESN1002122A* | 36800 | 15.5 | 8.5 | 40000 | 35200 | 88% | 1.94 | 0 | 10 |  |  |  |  | R-410A | 3.0667 | Residential & Commercial | USHP | Ducted CEE Tier 1
211229198 | Central HP <5.4 tons | KEEPRITE | HRCU-A-CB (Split System: Heat Pump with Remote Outdoor Unit-Air-Source) | DLCURAH36ABK |  |  | EA*4X48L21A* | OLV098A12* | 35400 | 15.2 | 8.1 | 38500 | 34800 | 90.39% | 2.02 | 0 | 9.5 |  |  |  |  | R-410A | 2.95 | Residential & Commercial | USHP
204299372 | Central HP <5.4 tons | KEEPRITE | HRCU-A-CB (Split System: Heat Pump with Remote Outdoor Unit-Air-Source) | CVH837GKA** |  |  | EA*4X48L24A*+WALLCON | *80CTL1352422A* | 32400 | 17.5 | 8.5 | 32400 | 24800 | 76.54% | 2 | 12 | 11.7 |  |  |  |  | R-410A | 2.7 | Residential & Commercial | USHP | Ducted CEE Tier 1
212982275 | Central HP <5.4 tons | GRANDAIRE | HRCU-A-CB (Split System: Heat Pump with Remote Outdoor Unit-Air-Source) | WDLCURAH24ABK |  |  | WLA*304BA* | WFEU040B036B* | 23800 | 16.5 | 8.5 | 25800 | 24000 | 93.02% | 2 | 0 | 10 |  |  |  |  | R-410A | 1.9833 | Residential & Commercial | USHP | Ducted CEE Tier 1
213479364 | Central HP <5.4 tons | BOSCH | HRCU-A-CB (Split System: Heat Pump with Remote Outdoor Unit-Air-Source) | BOVB-60HDN1-M18M |  |  | BMAC3036CNTD | BGH96M080C4B | 34400 | 16.5 | 8.5 | 34600 | 24400 | 70.52% | 1.82 | 0 | 11.7 |  |  |  |  | R-410A | 2.8667 | Residential & Commercial | USHP | Ducted CEE Tier 1
212983227 | Central HP <5.4 tons | GRANDAIRE | HRCU-A-CB (Split System: Heat Pump with Remote Outdoor Unit-Air-Source) | WDLCURAH24ABK |  |  | WLNC304BA* | WFAX040B036B* | 23400 | 15.5 | 8.1 | 26200 | 24200 | 92.37% | 1.98 | 0 | 10 |  |  |  |  | R-410A | 1.95 | Residential & Commercial | USHP | Ducted CEE Tier 1
204299306 | Central HP <5.4 tons | BRYANT HEATING AND COOLING SYSTEMS | HRCU-A-CB (Split System: Heat Pump with Remote Outdoor Unit-Air-Source) | 288BNV037*0**A* |  |  | CAP**4821AL*+UI | 986TC66100C21*** | 32400 | 17.5 | 8.5 | 32600 | 25000 | 76.69% | 1.98 | 12 | 11.7 |  |  |  |  | R-410A | 2.7 | Residential & Commercial | USHP | Ducted CEE Tier 1
210471295 | Central HP <5.4 tons | KEEPRITE | HRCU-A-CB (Split System: Heat Pump with Remote Outdoor Unit-Air-Source) | CVH837GKA2* |  |  | EHD4X60AAL+WALLCON | *80CTL0701412A* | 32800 | 17 | 8.1 | 32400 | 25000 | 77.16% | 2 | 0 | 11 |  |  |  |  | R-410A | 2.7333 | Residential & Commercial | USHP | Ducted CEE Tier 1
210470141 | Central HP <5.4 tons | KEEPRITE | HRCU-A-CB (Split System: Heat Pump with Remote Outdoor Unit-Air-Source) | CVH837GKA2* |  |  | EA*4X42L21A*+WALLCON | *95CSU0802120A* | 31800 | 17.5 | 8.1 | 33000 | 24400 | 73.94% | 1.9 | 0 | 11 |  |  |  |  | R-410A | 2.65 | Residential & Commercial | USHP | Ducted CEE Tier 1
211227638 | Central HP <5.4 tons | GRANDAIRE | HRCU-A-CB (Split System: Heat Pump with Remote Outdoor Unit-Air-Source) | WDLCURAH36ABK |  |  | WLA*424CA* | WFSU060B048A* | 35200 | 16 | 8.1 | 38500 | 35000 | 90.91% | 1.88 | 0 | 9.5 |  |  |  |  | R-410A | 2.9333 | Residential & Commercial | USHP
211227822 | Central HP <5.4 tons | GRANDAIRE | HRCU-A-CB (Split System: Heat Pump with Remote Outdoor Unit-Air-Source) | WDLCURAH36ABK |  |  | WLA*424DA* | WFEL110C060B* | 35400 | 16 | 8.1 | 38500 | 35000 | 90.91% | 1.88 | 0 | 10 |  |  |  |  | R-410A | 2.95 | Residential & Commercial | USHP | Ducted CEE Tier 1
211230933 | Central HP <5.4 tons | KEEPRITE | HRCU-A-CB (Split System: Heat Pump with Remote Outdoor Unit-Air-Source) | DLCURAH36ABK |  |  | FXM4X48**AL | 0 | 36800 | 16 | 8.5 | 38500 | 34600 | 89.87% | 2.08 | 0 | 10 |  |  |  |  | R-410A | 3.0667 | Residential & Commercial | USHP | Ducted CEE Tier 1
211230746 | Central HP <5.4 tons | KEEPRITE | HRCU-A-CB (Split System: Heat Pump with Remote Outdoor Unit-Air-Source) | DLCURAH36ABK |  |  | EN(A,D)4X48L24** | *95ESU1002122A* | 37400 | 15.5 | 8.5 | 39500 | 35000 | 88.61% | 2.08 | 0 | 10.5 |  |  |  |  | R-410A | 3.1167 | Residential & Commercial | USHP | Ducted CEE Tier 1
211228008 | Central HP <5.4 tons | GRANDAIRE | HRCU-A-CB (Split System: Heat Pump with Remote Outdoor Unit-Air-Source) | WDLCURAH36ABK |  |  | WLA*424DA* | WFSX080C060A* | 36200 | 15.5 | 8.1 | 39500 | 35200 | 89.11% | 1.92 | 0 | 10 |  |  |  |  | R-410A | 3.0167 | Residential & Commercial | USHP | Ducted CEE Tier 1
211228760 | Central HP <5.4 tons | GRANDAIRE | HRCU-A-CB (Split System: Heat Pump with Remote Outdoor Unit-Air-Source) | WDLCURAH36ABK |  |  | WLA*484CA* | WFER070B036A* | 36000 | 15.5 | 8.5 | 38500 | 34800 | 90.39% | 2.06 | 0 | 10 |  |  |  |  | R-410A | 3 | Residential & Commercial | USHP | Ducted CEE Tier 1
211228807 | Central HP <5.4 tons | GRANDAIRE | HRCU-A-CB (Split System: Heat Pump with Remote Outdoor Unit-Air-Source) | WDLCURAH36ABK |  |  | WLA*484CA* | WFEL090C060B* | 36400 | 16 | 8.5 | 38500 | 34800 | 90.39% | 2.08 | 0 | 10 |  |  |  |  | R-410A | 3.0333 | Residential & Commercial | USHP | Ducted CEE Tier 1
211228606 | Central HP <5.4 tons | GRANDAIRE | HRCU-A-CB (Split System: Heat Pump with Remote Outdoor Unit-Air-Source) | WDLCURAH36ABK |  |  | WLA*434CA* | WFSU100C060A* | 36600 | 16 | 8.5 | 38500 | 34800 | 90.39% | 2.1 | 0 | 10 |  |  |  |  | R-410A | 3.05 | Residential & Commercial | USHP | Ducted CEE Tier 1
211240636 | Central HP <5.4 tons | GRANDAIRE | HRCU-A-CB (Split System: Heat Pump with Remote Outdoor Unit-Air-Source) | WDLCURAH24ABK |  |  | WLA*244BA* | WFEL045A036B* | 24400 | 16 | 8.5 | 27200 | 23200 | 85.29% | 1.9 | 0 | 10 |  |  |  |  | R-410A | 2.0333 | Residential & Commercial | USHP | Ducted CEE Tier 1
211241374 | Central HP <5.4 tons | GRANDAIRE | HRCU-A-CB (Split System: Heat Pump with Remote Outdoor Unit-Air-Source) | WDLCURAH24ABK |  |  | WLA*304AA* | WFER070A036A* | 24200 | 16.5 | 8.5 | 26400 | 23000 | 87.12% | 1.9 | 0 | 10 |  |  |  |  | R-410A | 2.0167 | Residential & Commercial | USHP | Ducted CEE Tier 1
211241683 | Central HP <5.4 tons | GRANDAIRE | HRCU-A-CB (Split System: Heat Pump with Remote Outdoor Unit-Air-Source) | WDLCURAH24ABK |  |  | WLA*304BA* | WFER090B042A* | 24600 | 16.5 | 8.5 | 26600 | 22600 | 84.96% | 1.86 | 0 | 10 |  |  |  |  | R-410A | 2.05 | Residential & Commercial | USHP | Ducted CEE Tier 1
211241783 | Central HP <5.4 tons | GRANDAIRE | HRCU-A-CB (Split System: Heat Pump with Remote Outdoor Unit-Air-Source) | WDLCURAH24ABK |  |  | WLA*304BA* | WFEU060B048A* | 24800 | 16.5 | 8.5 | 26800 | 22200 | 82.84% | 1.84 | 0 | 10 |  |  |  |  | R-410A | 2.0667 | Residential & Commercial | USHP | Ducted CEE Tier 1
211242674 | Central HP <5.4 tons | GRANDAIRE | HRCU-A-CB (Split System: Heat Pump with Remote Outdoor Unit-Air-Source) | WDLCURAH24ABK |  |  | WLA*364CA* | WFSX060B042A* | 24800 | 16 | 8.5 | 26600 | 22000 | 82.71% | 1.82 | 0 | 10 |  |  |  |  | R-410A | 2.0667 | Residential & Commercial | USHP | Ducted CEE Tier 1
211243062 | Central HP <5.4 tons | GRANDAIRE | HRCU-A-CB (Split System: Heat Pump with Remote Outdoor Unit-Air-Source) | WDLCURAH24ABK |  |  | WLA*374BA* | WFEL090B042B* | 25000 | 16.5 | 8.5 | 25800 | 21200 | 82.17% | 1.78 | 0 | 10.5 |  |  |  |  | R-410A | 2.0833 | Residential & Commercial | USHP | Ducted CEE Tier 1
211243503 | Central HP <5.4 tons | GRANDAIRE | HRCU-A-CB (Split System: Heat Pump with Remote Outdoor Unit-Air-Source) | WDLCURAH24ABK |  |  | WLA*374CA* | WFER045B036A* | 24800 | 17 | 8.5 | 25400 | 21000 | 82.68% | 1.76 | 0 | 10.5 |  |  |  |  | R-410A | 2.0667 | Residential & Commercial | USHP | Ducted CEE Tier 1
211243921 | Central HP <5.4 tons | GRANDAIRE | HRCU-A-CB (Split System: Heat Pump with Remote Outdoor Unit-Air-Source) | WDLCURAH24ABK |  |  | WLNC244BA* | WFER070B048A* | 24400 | 15.5 | 8.5 | 27400 | 22400 | 81.75% | 1.84 | 0 | 10 |  |  |  |  | R-410A | 2.0333 | Residential & Commercial | USHP | Ducted CEE Tier 1
216682368 | Central HP <5.4 tons | GRANDAIRE | HRCU-A-CB (Split System: Heat Pump with Remote Outdoor Unit-Air-Source) | WDLCURAH24ABK |  |  | WLNC364CA* | WFJT100C060A* | 23400 | 17 | 9 | 25800 | 23800 | 92.25% | 1.86 | 0 | 10.5 |  |  |  |  | R-410A | 1.95 | Residential & Commercial | USHP | Ducted CEE Tier 1
211262623 | Central HP <5.4 tons | KEEPRITE | HRCU-A-CB (Split System: Heat Pump with Remote Outdoor Unit-Air-Source) | DLCURAH18ABK |  |  | EN(A,D)4X24L14** | *95ESN0601412A* | 17800 | 16 | 8.5 | 18700 | 18800 | 100.5% | 2.26 | 0 | 11 |  |  |  |  | R-410A | 1.4833 | Residential & Commercial | USHP | Ducted CEE Tier 1
211262430 | Central HP <5.4 tons | KEEPRITE | HRCU-A-CB (Split System: Heat Pump with Remote Outdoor Unit-Air-Source) | DLCURAH18ABK |  |  | EN(A,D)4X18L14** | *80ES(N,L)0451412A* | 17800 | 15.5 | 8.5 | 18900 | 19200 | 101.6% | 2.3 | 0 | 10.5 |  |  |  |  | R-410A | 1.4833 | Residential & Commercial | USHP | Ducted CEE Tier 1
216678596 | Central HP <5.4 tons | KEEPRITE | HRCU-A-CB (Split System: Heat Pump with Remote Outdoor Unit-Air-Source) | D5CURAH24AAK |  |  | FHMA5*30L*B* | 0 | 25000 | 15.2 | 9 | 24000 | 19400 | 80.83% | 2.04 | 0 | 10 |  |  |  |  | R-454B | 2.0833 | Residential & Commercial | USHP | Ducted CEE Tier 1
211264956 | Central HP <5.4 tons | KEEPRITE | HRCU-A-CB (Split System: Heat Pump with Remote Outdoor Unit-Air-Source) | DLCURAH18ABK |  |  | FMA4X24**AL* | 0 | 17400 | 16 | 8.5 | 18500 | 20000 | 108.1% | 2.44 | 0 | 10.5 |  |  |  |  | R-410A | 1.45 | Residential & Commercial | USHP | Ducted CEE Tier 1
211263403 | Central HP <5.4 tons | KEEPRITE | HRCU-A-CB (Split System: Heat Pump with Remote Outdoor Unit-Air-Source) | DLCURAH18ABK |  |  | EN(A,D)4X24L17** | *92ESN0601714A* | 17700 | 16 | 8.5 | 18500 | 18800 | 101.6% | 2.26 | 0 | 11 |  |  |  |  | R-410A | 1.475 | Residential & Commercial | USHP | Ducted CEE Tier 1
215588439 | Central HP <5.4 tons | CARRIER | HRCU-A-CB (Split System: Heat Pump with Remote Outdoor Unit-Air-Source) | 27VNA154A*030* |  |  | CAA**6121AM*+UI | 59TN7A080C17**16 | 49000 | 18.5 | 10 | 52500 | 51500 | 98.1% | 2.02 | 0 | 11.5 |  |  |  |  | R-454B | 4.0833 | Residential & Commercial | USHP | Ducted CEE Tier 1
216739138 | Central HP <5.4 tons | GRANDAIRE | HRCU-A-CB (Split System: Heat Pump with Remote Outdoor Unit-Air-Source) | WD5CUHAH24AAK |  |  | FMA5X24**AL* | 0 | 22600 | 17 | 9 | 21400 | 19500 | 91.12% | 2.1 | 0 | 11 |  |  |  |  | R-454B | 1.8833 | Residential & Commercial | USHP | Ducted CEE Tier 1
216783110 | Central HP <5.4 tons | CHAMPION HEATING AND COOLING | HRCU-A-CB (Split System: Heat Pump with Remote Outdoor Unit-Air-Source) | HH836E2S11 |  |  | CTM36B5CDS1 | Z8ES080B12LMPS1 | 33600 | 18 | 8.5 | 31200 | 25600 | 82.05% | 2 | 0 | 11 |  |  |  |  | R-454B | 2.8 | Residential & Commercial | USHP | Ducted CEE Tier 1
216783360 | Central HP <5.4 tons | CHAMPION HEATING AND COOLING | HRCU-A-CB (Split System: Heat Pump with Remote Outdoor Unit-Air-Source) | HH836E2S11 |  |  | CTU48C5XFS1+TXV | Z8ES080C16LMPS1 | 34400 | 19 | 9 | 32200 | 25400 | 78.88% | 2 | 0 | 11 |  |  |  |  | R-454B | 2.8667 | Residential & Commercial | USHP | Ducted CEE Tier 1
216678315 | Central HP <5.4 tons | GRANDAIRE | HRCU-A-CB (Split System: Heat Pump with Remote Outdoor Unit-Air-Source) | WD5CURAH24AAK |  |  | W5A*36M17XA* | WFJT080B048A* | 23600 | 15.2 | 8.5 | 24000 | 19400 | 80.83% | 1.9 | 0 | 9.8 |  |  |  |  | R-454B | 1.9667 | Residential & Commercial | USHP
215675181 | Central HP <5.4 tons | KENMORE | HRCU-A-CB (Split System: Heat Pump with Remote Outdoor Unit-Air-Source) | (C,H,T)5H0V48*K*AAA* |  |  | ESH5X60M12A*+WALLCON | *80CTL0701716B* | 45000 | 16 | 8.5 | 48500 | 34200 | 70.52% | 1.94 | 0 | 9 |  |  |  |  | R-454B | 3.75 | Residential & Commercial | USHP
215319213 | Central HP <5.4 tons | Grandaire | HRCU-A-CB (Split System: Heat Pump with Remote Outdoor Unit-Air-Source) | D5CSHAH24AAK |  |  | D5FSAAH24XBK | 0 | 23000 | 18.8 | 10 | 26000 | 23600 | 90.77% | 2.16 | 0 | 12 |  |  |  |  | R-454B | 1.9167 | Residential & Commercial | USHP | Ducted CEE Tier 1
216634594 | Central HP <5.4 tons | ACIQ | HRCU-A-CB (Split System: Heat Pump with Remote Outdoor Unit-Air-Source) | H5H0V60*K*AAA* |  |  | EA*5X60M24A*+WALLCON | *80CSU0802120B* | 55500 | 18.5 | 8.5 | 58500 | 41000 | 70.09% | 2.04 | 0 | 9 |  |  |  |  | R-454B | 4.625 | Residential & Commercial | USHP
216634601 | Central HP <5.4 tons | ACIQ | HRCU-A-CB (Split System: Heat Pump with Remote Outdoor Unit-Air-Source) | H5H0V60*K*AAA* |  |  | EA*5X61M24A*+WALLCON | *96CTN0802120B* | 56000 | 18.5 | 9 | 60000 | 42000 | 70% | 2.02 | 0 | 9 |  |  |  |  | R-454B | 4.6667 | Residential & Commercial | USHP
211245210 | Central HP <5.4 tons | GRANDAIRE | HRCU-A-CB (Split System: Heat Pump with Remote Outdoor Unit-Air-Source) | WDLCURAH24ABK |  |  | WLN(C,W)364BA* | WFSX080B048A* | 24600 | 15.5 | 8.1 | 26800 | 22200 | 82.84% | 1.82 | 0 | 10 |  |  |  |  | R-410A | 2.05 | Residential & Commercial | USHP | Ducted CEE Tier 1
211244727 | Central HP <5.4 tons | KEEPRITE | HRCU-A-CB (Split System: Heat Pump with Remote Outdoor Unit-Air-Source) | DLCURAH24ABK |  |  | EN(A,D)4X30L17** | *92ESN0601412A* | 23400 | 17 | 8.1 | 25800 | 24000 | 93.02% | 2 | 0 | 10 |  |  |  |  | R-410A | 1.95 | Residential & Commercial | USHP | Ducted CEE Tier 1
204298642 | Central HP <5.4 tons | KEEPRITE | HRCU-A-CB (Split System: Heat Pump with Remote Outdoor Unit-Air-Source) | CVH837GKA** |  |  | EA*4X36L17A*+WALLCON | *80CTL0901716A* | 31600 | 17.5 | 8.1 | 33200 | 24200 | 72.89% | 1.86 | 11 | 11 |  |  |  |  | R-410A | 2.6333 | Residential & Commercial | USHP | Ducted CEE Tier 1
211244920 | Central HP <5.4 tons | GRANDAIRE | HRCU-A-CB (Split System: Heat Pump with Remote Outdoor Unit-Air-Source) | WDLCURAH24ABK |  |  | WLN(C,W)364BA* | WFSU040B036A* | 23600 | 16.5 | 8.1 | 25800 | 23600 | 91.47% | 1.96 | 0 | 10 |  |  |  |  | R-410A | 1.9667 | Residential & Commercial | USHP | Ducted CEE Tier 1
211245118 | Central HP <5.4 tons | GRANDAIRE | HRCU-A-CB (Split System: Heat Pump with Remote Outdoor Unit-Air-Source) | WDLCURAH24ABK |  |  | WLN(C,W)364BA* | WFEL045A036B* | 24600 | 16 | 8.1 | 26600 | 22400 | 84.21% | 1.84 | 0 | 10.5 |  |  |  |  | R-410A | 2.05 | Residential & Commercial | USHP | Ducted CEE Tier 1
211245221 | Central HP <5.4 tons | GRANDAIRE | HRCU-A-CB (Split System: Heat Pump with Remote Outdoor Unit-Air-Source) | WDLCURAH24ABK |  |  | WLN(C,W)364BA* | WFAX040A030A* | 24000 | 15.2 | 8.1 | 26600 | 22800 | 85.71% | 1.86 | 0 | 10 |  |  |  |  | R-410A | 2 | Residential & Commercial | USHP | Ducted CEE Tier 1
211245655 | Central HP <5.4 tons | GRANDAIRE | HRCU-A-CB (Split System: Heat Pump with Remote Outdoor Unit-Air-Source) | WDLCURAH24ABK |  |  | WLNC364CA* | WFER110C060A* | 24800 | 16 | 8.5 | 26800 | 22200 | 82.84% | 1.82 | 0 | 10.5 |  |  |  |  | R-410A | 2.0667 | Residential & Commercial | USHP | Ducted CEE Tier 1
212983183 | Central HP <5.4 tons | GRANDAIRE | HRCU-A-CB (Split System: Heat Pump with Remote Outdoor Unit-Air-Source) | WDLCURAH24ABK |  |  | WLA*364CA* | WFAX040B036B* | 23600 | 16 | 8.5 | 26400 | 22600 | 85.61% | 1.86 | 0 | 10 |  |  |  |  | R-410A | 1.9667 | Residential & Commercial | USHP | Ducted CEE Tier 1
212989200 | Central HP <5.4 tons | GRANDAIRE | HRCU-A-CB (Split System: Heat Pump with Remote Outdoor Unit-Air-Source) | WDLCURAH24ABK |  |  | WLA*374BA* | WFSU060B048B* | 24000 | 17 | 8.5 | 25600 | 21600 | 84.38% | 1.82 | 0 | 10 |  |  |  |  | R-410A | 2 | Residential & Commercial | USHP | Ducted CEE Tier 1
215864023 | Central HP <5.4 tons | Wells | HRCU-A-CB (Split System: Heat Pump with Remote Outdoor Unit-Air-Source) | WOS-24PRE/230 |  |  | WIAH-24MOC/230 | 0 | 23000 | 18.7 | 10 | 26000 | 23600 | 90.77% | 2.16 | 0 | 12 |  |  |  |  | R-454B | 1.9167 | Residential & Commercial | USHP | Ducted CEE Tier 1
211240660 | Central HP <5.4 tons | GRANDAIRE | HRCU-A-CB (Split System: Heat Pump with Remote Outdoor Unit-Air-Source) | WDLCURAH24ABK |  |  | WLA*244BA* | WFEL070B036B* | 24000 | 16 | 8.5 | 27000 | 23600 | 87.41% | 1.94 | 0 | 10 |  |  |  |  | R-410A | 2 | Residential & Commercial | USHP | Ducted CEE Tier 1
211241682 | Central HP <5.4 tons | GRANDAIRE | HRCU-A-CB (Split System: Heat Pump with Remote Outdoor Unit-Air-Source) | WDLCURAH24ABK |  |  | WLA*304BA* | WFEL090B042B* | 24600 | 16.5 | 8.5 | 26600 | 22600 | 84.96% | 1.86 | 0 | 10 |  |  |  |  | R-410A | 2.05 | Residential & Commercial | USHP | Ducted CEE Tier 1
211241716 | Central HP <5.4 tons | GRANDAIRE | HRCU-A-CB (Split System: Heat Pump with Remote Outdoor Unit-Air-Source) | WDLCURAH24ABK |  |  | WLA*304BA* | WFAX080B048A* | 24200 | 17 | 8.5 | 26400 | 22800 | 86.36% | 1.9 | 0 | 10 |  |  |  |  | R-410A | 2.0167 | Residential & Commercial | USHP | Ducted CEE Tier 1
211242432 | Central HP <5.4 tons | GRANDAIRE | HRCU-A-CB (Split System: Heat Pump with Remote Outdoor Unit-Air-Source) | WDLCURAH24ABK |  |  | WLA*364CA* | WFSU060B048A* | 24400 | 17 | 8.5 | 26200 | 22400 | 85.5% | 1.86 | 0 | 10 |  |  |  |  | R-410A | 2.0333 | Residential & Commercial | USHP | Ducted CEE Tier 1
211242443 | Central HP <5.4 tons | GRANDAIRE | HRCU-A-CB (Split System: Heat Pump with Remote Outdoor Unit-Air-Source) | WDLCURAH24ABK |  |  | WLA*364CA* | WFEU040B036A* | 24200 | 17.5 | 8.5 | 26000 | 22800 | 87.69% | 1.9 | 0 | 10 |  |  |  |  | R-410A | 2.0167 | Residential & Commercial | USHP | Ducted CEE Tier 1
211242582 | Central HP <5.4 tons | GRANDAIRE | HRCU-A-CB (Split System: Heat Pump with Remote Outdoor Unit-Air-Source) | WDLCURAH24ABK |  |  | WLA*364CA* | WFEL070C048B* | 24400 | 17 | 8.5 | 26200 | 22400 | 85.5% | 1.86 | 0 | 10 |  |  |  |  | R-410A | 2.0333 | Residential & Commercial | USHP | Ducted CEE Tier 1
211242839 | Central HP <5.4 tons | GRANDAIRE | HRCU-A-CB (Split System: Heat Pump with Remote Outdoor Unit-Air-Source) | WDLCURAH24ABK |  |  | WLA*374BA* | WFER070B048A* | 25400 | 16 | 8.5 | 26400 | 21000 | 79.55% | 1.76 | 0 | 10 |  |  |  |  | R-410A | 2.1167 | Residential & Commercial | USHP | Ducted CEE Tier 1
211243140 | Central HP <5.4 tons | GRANDAIRE | HRCU-A-CB (Split System: Heat Pump with Remote Outdoor Unit-Air-Source) | WDLCURAH24ABK |  |  | WLA*374BA* | WFAX040B036A* | 24200 | 16 | 8.1 | 25400 | 22000 | 86.61% | 1.82 | 0 | 10 |  |  |  |  | R-410A | 2.0167 | Residential & Commercial | USHP | Ducted CEE Tier 1
211243273 | Central HP <5.4 tons | GRANDAIRE | HRCU-A-CB (Split System: Heat Pump with Remote Outdoor Unit-Air-Source) | WDLCURAH24ABK |  |  | WLA*374CA* | WFSU040B036A* | 24400 | 17 | 8.5 | 25200 | 21200 | 84.13% | 1.78 | 0 | 10 |  |  |  |  | R-410A | 2.0333 | Residential & Commercial | USHP | Ducted CEE Tier 1
211243910 | Central HP <5.4 tons | GRANDAIRE | HRCU-A-CB (Split System: Heat Pump with Remote Outdoor Unit-Air-Source) | WDLCURAH24ABK |  |  | WLNC244BA* | WFSU040B036A* | 23200 | 16.5 | 8.5 | 26400 | 24400 | 92.42% | 2.04 | 0 | 10 |  |  |  |  | R-410A | 1.9333 | Residential & Commercial | USHP | Ducted CEE Tier 1
211243640 | Central HP <5.4 tons | GRANDAIRE | HRCU-A-CB (Split System: Heat Pump with Remote Outdoor Unit-Air-Source) | WDLCURAH24ABK |  |  | WLA*374CA* | WFAX040B036A* | 24400 | 16 | 8.1 | 25400 | 21200 | 83.46% | 1.78 | 0 | 10 |  |  |  |  | R-410A | 2.0333 | Residential & Commercial | USHP | Ducted CEE Tier 1
211244109 | Central HP <5.4 tons | GRANDAIRE | HRCU-A-CB (Split System: Heat Pump with Remote Outdoor Unit-Air-Source) | WDLCURAH24ABK |  |  | WLNC244BA* | WFER045A036A* | 24200 | 15.5 | 8.5 | 27200 | 22600 | 83.09% | 1.86 | 0 | 10 |  |  |  |  | R-410A | 2.0167 | Residential & Commercial | USHP | Ducted CEE Tier 1
211230756 | Central HP <5.4 tons | KEEPRITE | HRCU-A-CB (Split System: Heat Pump with Remote Outdoor Unit-Air-Source) | DLCURAH36ABK |  |  | EN(A,D)4X48L24** | *96VTN0802120A* | 35600 | 16 | 8.1 | 38500 | 34800 | 90.39% | 2 | 0 | 10 |  |  |  |  | R-410A | 2.9667 | Residential & Commercial | USHP | Ducted CEE Tier 1
211230603 | Central HP <5.4 tons | KEEPRITE | HRCU-A-CB (Split System: Heat Pump with Remote Outdoor Unit-Air-Source) | DLCURAH36ABK |  |  | EN(A,D)4X48L24** | *92ESN0802120A* | 35800 | 16.5 | 8.1 | 38500 | 34800 | 90.39% | 2.02 | 0 | 10.5 |  |  |  |  | R-410A | 2.9833 | Residential & Commercial | USHP | Ducted CEE Tier 1
216676708 | Central HP <5.4 tons | GRANDAIRE | HRCU-A-CB (Split System: Heat Pump with Remote Outdoor Unit-Air-Source) | WD5CURAH24AAK |  |  | W5A*30M17XA* | WFET090B048A* | 23400 | 15.2 | 8.5 | 24000 | 19400 | 80.83% | 1.92 | 0 | 9.8 |  |  |  |  | R-454B | 1.95 | Residential & Commercial | USHP
215675841 | Central HP <5.4 tons | KENMORE | HRCU-A-CB (Split System: Heat Pump with Remote Outdoor Unit-Air-Source) | (C,H,T)5H0V48*K*AAA* |  |  | EVM5X60M21A*+WALLCON | *96CTN1002122B* | 48000 | 19 | 9 | 50000 | 36800 | 73.6% | 2 | 0 | 10 |  |  |  |  | R-454B | 4 | Residential & Commercial | USHP | Ducted CEE Tier 1
215675741 | Central HP <5.4 tons | KENMORE | HRCU-A-CB (Split System: Heat Pump with Remote Outdoor Unit-Air-Source) | (C,H,T)5H0V48*K*AAA* |  |  | EVM5X60M21A*+WALLCON | *80CTL0902120B* | 48000 | 19 | 9.5 | 50000 | 36600 | 73.2% | 2.1 | 0 | 10.5 |  |  |  |  | R-454B | 4 | Residential & Commercial | USHP | Ducted CEE Tier 1
215675441 | Central HP <5.4 tons | KENMORE | HRCU-A-CB (Split System: Heat Pump with Remote Outdoor Unit-Air-Source) | (C,H,T)5H0V48*K*AAA* |  |  | EVM5X48M21A*+WALLCON | *97CMN0602120B* | 46500 | 18 | 9 | 50000 | 37000 | 74% | 1.98 | 0 | 9.5 |  |  |  |  | R-454B | 3.875 | Residential & Commercial | USHP
216676710 | Central HP <5.4 tons | BRYANT HEATING AND COOLING SYSTEMS | HRCU-A-CB (Split System: Heat Pump with Remote Outdoor Unit-Air-Source) | 37MURAQ24AA3 |  |  | CAA**3617AM* | 82*TB48090V17*** | 23600 | 15.5 | 8.5 | 24000 | 19400 | 80.83% | 1.92 | 0 | 9.8 |  |  |  |  | R-454B | 1.9667 | Residential & Commercial | USHP
216676992 | Central HP <5.4 tons | BRYANT HEATING AND COOLING SYSTEMS | HRCU-A-CB (Split System: Heat Pump with Remote Outdoor Unit-Air-Source) | 37MURAQ24AA3 |  |  | CSAH*3612AM* | 912SE60080M21*** | 24600 | 15.2 | 8.5 | 23800 | 19300 | 81.09% | 1.92 | 0 | 10 |  |  |  |  | R-454B | 2.05 | Residential & Commercial | USHP | Ducted CEE Tier 1
211230179 | Central HP <5.4 tons | KEEPRITE | HRCU-A-CB (Split System: Heat Pump with Remote Outdoor Unit-Air-Source) | DLCURAH36ABK |  |  | EN(A,D,W)4X48L21** | *95ESN0801716A* | 35600 | 15.5 | 8.1 | 38500 | 35000 | 90.91% | 2 | 0 | 10 |  |  |  |  | R-410A | 2.9667 | Residential & Commercial | USHP | Ducted CEE Tier 1
211230229 | Central HP <5.4 tons | KEEPRITE | HRCU-A-CB (Split System: Heat Pump with Remote Outdoor Unit-Air-Source) | DLCURAH36ABK |  |  | EN(A,D,W)4X48L21** | *96VSN0601714A* | 35600 | 15.5 | 8.1 | 38500 | 35000 | 90.91% | 2 | 0 | 10 |  |  |  |  | R-410A | 2.9667 | Residential & Commercial | USHP | Ducted CEE Tier 1
211229293 | Central HP <5.4 tons | GRANDAIRE | HRCU-A-CB (Split System: Heat Pump with Remote Outdoor Unit-Air-Source) | WDLCURAH36ABK |  |  | WLA*484DA* | WFER090D060A* | 36000 | 16.5 | 8.5 | 38500 | 34600 | 89.87% | 2.06 | 0 | 10 |  |  |  |  | R-410A | 3 | Residential & Commercial | USHP | Ducted CEE Tier 1
211229328 | Central HP <5.4 tons | GRANDAIRE | HRCU-A-CB (Split System: Heat Pump with Remote Outdoor Unit-Air-Source) | WDLCURAH36ABK |  |  | WLA*484DA* | WFEL135D060B* | 36200 | 16 | 8.5 | 38500 | 34600 | 89.87% | 2.06 | 0 | 10 |  |  |  |  | R-410A | 3.0167 | Residential & Commercial | USHP | Ducted CEE Tier 1
211230013 | Central HP <5.4 tons | KEEPRITE | HRCU-A-CB (Split System: Heat Pump with Remote Outdoor Unit-Air-Source) | DLCURAH36ABK |  |  | EN(A,D,W)4X48L21** | *80VSL0902120A* | 35800 | 16.5 | 8.1 | 38500 | 34800 | 90.39% | 2 | 0 | 10 |  |  |  |  | R-410A | 2.9833 | Residential & Commercial | USHP | Ducted CEE Tier 1
211229325 | Central HP <5.4 tons | KEEPRITE | HRCU-A-CB (Split System: Heat Pump with Remote Outdoor Unit-Air-Source) | DLCURAH36ABK |  |  | EA*4X48L24A* | *80ES(N,L)1352420A* | 36200 | 16 | 8.5 | 38500 | 34600 | 89.87% | 2.06 | 0 | 10 |  |  |  |  | R-410A | 3.0167 | Residential & Commercial | USHP | Ducted CEE Tier 1
211229394 | Central HP <5.4 tons | KEEPRITE | HRCU-A-CB (Split System: Heat Pump with Remote Outdoor Unit-Air-Source) | DLCURAH36ABK |  |  | EA*4X48L24A* | *80ESU1002120A* | 36000 | 16 | 8.5 | 38500 | 34600 | 89.87% | 2.06 | 0 | 10 |  |  |  |  | R-410A | 3 | Residential & Commercial | USHP | Ducted CEE Tier 1
213781622 | Central HP <5.4 tons | KEEPRITE | HRCU-A-CB (Split System: Heat Pump with Remote Outdoor Unit-Air-Source) | CVH837GKA2* |  |  | EA*4X61L21A*+WALLCON | *97CMN1002122B* | 33200 | 17.5 | 8.5 | 32000 | 24800 | 77.5% | 1.98 | 0 | 11.7 |  |  |  |  | R-410A | 2.7667 | Residential & Commercial | USHP | Ducted CEE Tier 1
216677991 | Central HP <5.4 tons | BRYANT HEATING AND COOLING SYSTEMS | HRCU-A-CB (Split System: Heat Pump with Remote Outdoor Unit-Air-Source) | 37MURAQ24AA3 |  |  | CAA**3617AM* | 926TC36060V14*** | 23600 | 15.2 | 8.5 | 24000 | 19400 | 80.83% | 1.9 | 0 | 9.8 |  |  |  |  | R-454B | 1.9667 | Residential & Commercial | USHP
216783865 | Central HP <5.4 tons | CHAMPION HEATING AND COOLING | HRCU-A-CB (Split System: Heat Pump with Remote Outdoor Unit-Air-Source) | HH824E2S11 |  |  | CTM36B5ADS1 | Z8ES060A12LMPS1 | 23000 | 18 | 9.5 | 23000 | 18500 | 80.43% | 2 | 0 | 12 |  |  |  |  | R-454B | 1.9167 | Residential & Commercial | USHP | Ducted CEE Tier 1
216783880 | Central HP <5.4 tons | CHAMPION HEATING AND COOLING | HRCU-A-CB (Split System: Heat Pump with Remote Outdoor Unit-Air-Source) | HH824E2S11 |  |  | CTF30B5ACS1 | Z8ES080B12LMPS1 | 23000 | 18 | 9.5 | 23000 | 19100 | 83.04% | 2 | 0 | 12 |  |  |  |  | R-454B | 1.9167 | Residential & Commercial | USHP | Ducted CEE Tier 1
216678508 | Central HP <5.4 tons | GRANDAIRE | HRCU-A-CB (Split System: Heat Pump with Remote Outdoor Unit-Air-Source) | WD5CURAH24AAK |  |  | FM(C,U)5Z24**AL* | 0 | 24200 | 15.5 | 9 | 25400 | 19800 | 77.95% | 2 | 0 | 10 |  |  |  |  | R-454B | 2.0167 | Residential & Commercial | USHP | Ducted CEE Tier 1
215676381 | Central HP <5.4 tons | KENMORE | HRCU-A-CB (Split System: Heat Pump with Remote Outdoor Unit-Air-Source) | (C,H,T)5H0V48*K*AAA* |  |  | EVD5X49M24A*+WALLCON | *97CMN1202422B* | 48000 | 19 | 9 | 50000 | 36600 | 73.2% | 2 | 0 | 10 |  |  |  |  | R-454B | 4 | Residential & Commercial | USHP | Ducted CEE Tier 1
211245479 | Central HP <5.4 tons | GRANDAIRE | HRCU-A-CB (Split System: Heat Pump with Remote Outdoor Unit-Air-Source) | WDLCURAH24ABK |  |  | WLNC364CA* | WFEU040B036A* | 24000 | 17 | 8.1 | 26000 | 23200 | 89.23% | 1.92 | 0 | 10.5 |  |  |  |  | R-410A | 2 | Residential & Commercial | USHP | Ducted CEE Tier 1
211241670 | Central HP <5.4 tons | GRANDAIRE | HRCU-A-CB (Split System: Heat Pump with Remote Outdoor Unit-Air-Source) | WDLCURAH24ABK |  |  | WLA*304BA* | WFEL070B036B* | 24400 | 16.5 | 8.5 | 26400 | 22800 | 86.36% | 1.88 | 0 | 10 |  |  |  |  | R-410A | 2.0333 | Residential & Commercial | USHP | Ducted CEE Tier 1
211241884 | Central HP <5.4 tons | GRANDAIRE | HRCU-A-CB (Split System: Heat Pump with Remote Outdoor Unit-Air-Source) | WDLCURAH24ABK |  |  | WLA*364BA* | WFSU040B036A* | 23800 | 16.5 | 8.5 | 25800 | 23200 | 89.92% | 1.92 | 0 | 10 |  |  |  |  | R-410A | 1.9833 | Residential & Commercial | USHP | Ducted CEE Tier 1
211242118 | Central HP <5.4 tons | GRANDAIRE | HRCU-A-CB (Split System: Heat Pump with Remote Outdoor Unit-Air-Source) | WDLCURAH24ABK |  |  | WLA*364BA* | WFEL090B042B* | 24600 | 17 | 8.5 | 26400 | 22200 | 84.09% | 1.84 | 0 | 10 |  |  |  |  | R-410A | 2.05 | Residential & Commercial | USHP | Ducted CEE Tier 1
211242119 | Central HP <5.4 tons | GRANDAIRE | HRCU-A-CB (Split System: Heat Pump with Remote Outdoor Unit-Air-Source) | WDLCURAH24ABK |  |  | WLA*364BA* | WFER090B042A* | 24600 | 17 | 8.5 | 26400 | 22200 | 84.09% | 1.84 | 0 | 10 |  |  |  |  | R-410A | 2.05 | Residential & Commercial | USHP | Ducted CEE Tier 1
211228756 | Central HP <5.4 tons | KEEPRITE | HRCU-A-CB (Split System: Heat Pump with Remote Outdoor Unit-Air-Source) | DLCURAH36ABK |  |  | EA*4X48L21A* | *80ES(N,L)0701712A* | 36000 | 15.5 | 8.5 | 38500 | 34800 | 90.39% | 2.06 | 0 | 10 |  |  |  |  | R-410A | 3 | Residential & Commercial | USHP | Ducted CEE Tier 1
211230794 | Central HP <5.4 tons | KEEPRITE | HRCU-A-CB (Split System: Heat Pump with Remote Outdoor Unit-Air-Source) | DLCURAH36ABK |  |  | EN(A,D)4X48L24** | OLV112A16A | 36000 | 15.5 | 8.1 | 38500 | 35000 | 90.91% | 2.02 | 0 | 10 |  |  |  |  | R-410A | 3 | Residential & Commercial | USHP | Ducted CEE Tier 1
211230803 | Central HP <5.4 tons | KEEPRITE | HRCU-A-CB (Split System: Heat Pump with Remote Outdoor Unit-Air-Source) | DLCURAH36ABK |  |  | EN(A,D)4X48L24** | OLV154F20A | 37400 | 15.2 | 8.5 | 39500 | 35200 | 89.11% | 2.1 | 0 | 10.5 |  |  |  |  | R-410A | 3.1167 | Residential & Commercial | USHP | Ducted CEE Tier 1
211230435 | Central HP <5.4 tons | KEEPRITE | HRCU-A-CB (Split System: Heat Pump with Remote Outdoor Unit-Air-Source) | DLCURAH36ABK |  |  | EN(A,D)4X48L24** | *80ES(N,L)0902120A* | 36600 | 16 | 8.1 | 39500 | 34800 | 88.1% | 2.04 | 0 | 10.5 |  |  |  |  | R-410A | 3.05 | Residential & Commercial | USHP | Ducted CEE Tier 1
211229915 | Central HP <5.4 tons | KEEPRITE | HRCU-A-CB (Split System: Heat Pump with Remote Outdoor Unit-Air-Source) | DLCURAH36ABK |  |  | EN(A,D,W)4X48L21** | *80ES(N,L)0701712A* | 36200 | 15.5 | 8.1 | 38500 | 35000 | 90.91% | 2.02 | 0 | 10 |  |  |  |  | R-410A | 3.0167 | Residential & Commercial | USHP | Ducted CEE Tier 1
211230067 | Central HP <5.4 tons | KEEPRITE | HRCU-A-CB (Split System: Heat Pump with Remote Outdoor Unit-Air-Source) | DLCURAH36ABK |  |  | EN(A,D,W)4X48L21** | *80VTL0701716A* | 36000 | 16 | 8.1 | 38500 | 34800 | 90.39% | 2.02 | 0 | 10 |  |  |  |  | R-410A | 3 | Residential & Commercial | USHP | Ducted CEE Tier 1
211229316 | Central HP <5.4 tons | GRANDAIRE | HRCU-A-CB (Split System: Heat Pump with Remote Outdoor Unit-Air-Source) | WDLCURAH36ABK |  |  | WLA*484DA* | WFEL110D060B* | 35800 | 16.5 | 8.5 | 37800 | 34600 | 91.53% | 2.06 | 0 | 10 |  |  |  |  | R-410A | 2.9833 | Residential & Commercial | USHP | Ducted CEE Tier 1
211229121 | Central HP <5.4 tons | GRANDAIRE | HRCU-A-CB (Split System: Heat Pump with Remote Outdoor Unit-Air-Source) | WDLCURAH36ABK |  |  | WLA*484CA* | WFSU060B048A* | 35600 | 16 | 8.5 | 38500 | 34600 | 89.87% | 2.04 | 0 | 10 |  |  |  |  | R-410A | 2.9667 | Residential & Commercial | USHP | Ducted CEE Tier 1
211230048 | Central HP <5.4 tons | GRANDAIRE | HRCU-A-CB (Split System: Heat Pump with Remote Outdoor Unit-Air-Source) | WDLCURAH36ABK |  |  | WLN(C,W)484CA* | WFEU080C060A* | 37400 | 15.5 | 8.5 | 39500 | 35000 | 88.61% | 2.1 | 0 | 10.5 |  |  |  |  | R-410A | 3.1167 | Residential & Commercial | USHP | Ducted CEE Tier 1
211230427 | Central HP <5.4 tons | GRANDAIRE | HRCU-A-CB (Split System: Heat Pump with Remote Outdoor Unit-Air-Source) | WDLCURAH36ABK |  |  | WLNC484DA* | WFER090C048A* | 36400 | 16 | 8.1 | 38500 | 34800 | 90.39% | 2.04 | 0 | 10.5 |  |  |  |  | R-410A | 3.0333 | Residential & Commercial | USHP | Ducted CEE Tier 1
211230868 | Central HP <5.4 tons | KEEPRITE | HRCU-A-CB (Split System: Heat Pump with Remote Outdoor Unit-Air-Source) | DLCURAH36ABK |  |  | FM(C,U)4Z36**AL* | 0 | 36000 | 16.5 | 8.1 | 40000 | 35400 | 88.5% | 1.82 | 0 | 10 |  |  |  |  | R-410A | 3 | Residential & Commercial | USHP | Ducted CEE Tier 1
211228780 | Central HP <5.4 tons | KEEPRITE | HRCU-A-CB (Split System: Heat Pump with Remote Outdoor Unit-Air-Source) | DLCURAH36ABK |  |  | EA*4X48L21A* | *80ES(N,L)0901714A* | 36400 | 16 | 8.5 | 38500 | 34800 | 90.39% | 2.08 | 0 | 10 |  |  |  |  | R-410A | 3.0333 | Residential & Commercial | USHP | Ducted CEE Tier 1
211228394 | Central HP <5.4 tons | KEEPRITE | HRCU-A-CB (Split System: Heat Pump with Remote Outdoor Unit-Air-Source) | DLCURAH36ABK |  |  | EA*4X43L21A* | *80VTL0902120A* | 36200 | 16 | 8.5 | 38500 | 34800 | 90.39% | 2.06 | 0 | 10 |  |  |  |  | R-410A | 3.0167 | Residential & Commercial | USHP | Ducted CEE Tier 1
211228689 | Central HP <5.4 tons | KEEPRITE | HRCU-A-CB (Split System: Heat Pump with Remote Outdoor Unit-Air-Source) | DLCURAH36ABK |  |  | EA*4X43L21A* | OMV098J12* | 36200 | 15.2 | 8.5 | 38500 | 35000 | 90.91% | 2.06 | 0 | 10 |  |  |  |  | R-410A | 3.0167 | Residential & Commercial | USHP | Ducted CEE Tier 1
216634626 | Central HP <5.4 tons | ACIQ | HRCU-A-CB (Split System: Heat Pump with Remote Outdoor Unit-Air-Source) | H5H0V60*K*AAA* |  |  | EVM5X60M24A*+WALLCON | *97CTN1002122A* | 56500 | 18.5 | 9 | 63000 | 44500 | 70.63% | 2.08 | 0 | 9 |  |  |  |  | R-454B | 4.7083 | Residential & Commercial | USHP
216678339 | Central HP <5.4 tons | GRANDAIRE | HRCU-A-CB (Split System: Heat Pump with Remote Outdoor Unit-Air-Source) | WD5CURAH24AAK |  |  | WLA*374BA** | WFJT080B048A* | 24400 | 15.5 | 8.5 | 23600 | 19300 | 81.78% | 1.94 | 0 | 10 |  |  |  |  | R-454B | 2.0333 | Residential & Commercial | USHP | Ducted CEE Tier 1
215675691 | Central HP <5.4 tons | KENMORE | HRCU-A-CB (Split System: Heat Pump with Remote Outdoor Unit-Air-Source) | (C,H,T)5H0V48*K*AAA* |  |  | EVM5X60M21A*+WALLCON | *80CSU1002120A* | 48000 | 18.5 | 9 | 50000 | 36800 | 73.6% | 2 | 0 | 10 |  |  |  |  | R-454B | 4 | Residential & Commercial | USHP | Ducted CEE Tier 1
204299556 | Central HP <5.4 tons | BRYANT HEATING AND COOLING SYSTEMS | HRCU-A-CB (Split System: Heat Pump with Remote Outdoor Unit-Air-Source) | 288BNV037*0**A* |  |  | CNPV*4217AL*+UI | 88*TA48090C17*** | 32200 | 17.5 | 8.1 | 33000 | 24600 | 74.55% | 1.92 | 11 | 11.7 |  |  |  |  | R-410A | 2.6833 | Residential & Commercial | USHP | Ducted CEE Tier 1
204300110 | Central HP <5.4 tons | BRYANT HEATING AND COOLING SYSTEMS | HRCU-A-CB (Split System: Heat Pump with Remote Outdoor Unit-Air-Source) | 288BNV037*0**A* |  |  | CSPH*3612AL*+UI | 986TC66120C24*** | 32200 | 16.5 | 8.1 | 33200 | 24600 | 74.1% | 1.94 | 11 | 11 |  |  |  |  | R-410A | 2.6833 | Residential & Commercial | USHP | Ducted CEE Tier 1
210470062 | Central HP <5.4 tons | KEEPRITE | HRCU-A-CB (Split System: Heat Pump with Remote Outdoor Unit-Air-Source) | CVH837GKA2* |  |  | EA*4X36L21A*+WALLCON | *95CSU0802120A* | 31600 | 17 | 8.1 | 33200 | 24200 | 72.89% | 1.86 | 0 | 11 |  |  |  |  | R-410A | 2.6333 | Residential & Commercial | USHP | Ducted CEE Tier 1
216782664 | Central HP <5.4 tons | CHAMPION HEATING AND COOLING | HRCU-A-CB (Split System: Heat Pump with Remote Outdoor Unit-Air-Source) | HH836E2S11 |  |  | CTF36C5CDS1 | Z8ES080C16LMPS1 | 34000 | 18 | 8.5 | 31200 | 25400 | 81.41% | 2 | 0 | 11.7 |  |  |  |  | R-454B | 2.8333 | Residential & Commercial | USHP | Ducted CEE Tier 1
216782796 | Central HP <5.4 tons | CHAMPION HEATING AND COOLING | HRCU-A-CB (Split System: Heat Pump with Remote Outdoor Unit-Air-Source) | HH836E2S11 |  |  | CTM48C5CFS1 | Z8ES100C16LMPS1 | 34000 | 19 | 9 | 31600 | 25200 | 79.75% | 2 | 0 | 11 |  |  |  |  | R-454B | 2.8333 | Residential & Commercial | USHP | Ducted CEE Tier 1
215679840 | Central HP <5.4 tons | KEEPRITE | HRCU-A-CB (Split System: Heat Pump with Remote Outdoor Unit-Air-Source) | C5H0V36*K*AAA* |  |  | ESH5X42M12A*+WALLCON | *97CTN0802120A* | 34000 | 16 | 8.5 | 35600 | 25200 | 70.79% | 1.76 | 0 | 9.5 |  |  |  |  | R-454B | 2.8333 | Residential & Commercial | USHP
215676481 | Central HP <5.4 tons | KENMORE | HRCU-A-CB (Split System: Heat Pump with Remote Outdoor Unit-Air-Source) | (C,H,T)5H0V48*K*AAA* |  |  | EVD5X60M21A*+WALLCON | *80CTL0902120B* | 48000 | 19 | 9.5 | 50000 | 36600 | 73.2% | 2.12 | 0 | 10.5 |  |  |  |  | R-454B | 4 | Residential & Commercial | USHP | Ducted CEE Tier 1
215675961 | Central HP <5.4 tons | KENMORE | HRCU-A-CB (Split System: Heat Pump with Remote Outdoor Unit-Air-Source) | (C,H,T)5H0V48*K*AAA* |  |  | EVM5X61M24A*+WALLCON | *80CSU0802120A* | 49000 | 19.5 | 9 | 50000 | 36600 | 73.2% | 2.1 | 0 | 10.5 |  |  |  |  | R-454B | 4.0833 | Residential & Commercial | USHP | Ducted CEE Tier 1
213781302 | Central HP <5.4 tons | KEEPRITE | HRCU-A-CB (Split System: Heat Pump with Remote Outdoor Unit-Air-Source) | CVH837GKA2* |  |  | EA*4X48L21A*+WALLCON | *80CTL0901716B* | 32400 | 17 | 8.1 | 32600 | 25000 | 76.69% | 1.96 | 0 | 11 |  |  |  |  | R-410A | 2.7 | Residential & Commercial | USHP | Ducted CEE Tier 1
213781452 | Central HP <5.4 tons | KEEPRITE | HRCU-A-CB (Split System: Heat Pump with Remote Outdoor Unit-Air-Source) | CVH837GKA2* |  |  | EA*4X48L24A*+WALLCON | *96CTN1002122B* | 32400 | 17 | 8.5 | 32200 | 24800 | 77.02% | 1.98 | 0 | 11 |  |  |  |  | R-410A | 2.7 | Residential & Commercial | USHP | Ducted CEE Tier 1
211230423 | Central HP <5.4 tons | KEEPRITE | HRCU-A-CB (Split System: Heat Pump with Remote Outdoor Unit-Air-Source) | DLCURAH36ABK |  |  | EN(A,D)4X48L24** | *80ES(N,L)0902116A* | 36400 | 16 | 8.1 | 38500 | 34800 | 90.39% | 2.04 | 0 | 10.5 |  |  |  |  | R-410A | 3.0333 | Residential & Commercial | USHP | Ducted CEE Tier 1
211230338 | Central HP <5.4 tons | KEEPRITE | HRCU-A-CB (Split System: Heat Pump with Remote Outdoor Unit-Air-Source) | DLCURAH36ABK |  |  | EN(A,D,W)4X48L21** | *96VTN1002120A* | 36600 | 15.5 | 8.1 | 39500 | 35000 | 88.61% | 2.04 | 0 | 10 |  |  |  |  | R-410A | 3.05 | Residential & Commercial | USHP | Ducted CEE Tier 1
216678602 | Central HP <5.4 tons | GRANDAIRE | HRCU-A-CB (Split System: Heat Pump with Remote Outdoor Unit-Air-Source) | WD5CURAH24AAK |  |  | WCHL305*B* | 0 | 25000 | 15.2 | 9 | 24000 | 19400 | 80.83% | 2.04 | 0 | 10 |  |  |  |  | R-454B | 2.0833 | Residential & Commercial | USHP | Ducted CEE Tier 1
214053841 | Central HP <5.4 tons | BOSCH | HRCU-A-C (Split System: Heat Pump with Remote Outdoor Unit with No Indoor Fan --Air Source) | BOVD-36HDN1-M20G |  |  | BMAC4248DNTF | 0 | 32600 | 15.2 | 9 | 34200 | 24000 | 70.18% | 1.88 | 0 | 11.5 |  |  |  |  | R-410A | 2.7167 | Residential & Commercial | USHP | Ducted CEE Tier 1
214279928 | Central HP <5.4 tons | GRANDAIRE | HRCU-A-CB (Split System: Heat Pump with Remote Outdoor Unit-Air-Source) | WDLCURAH24ABK |  |  | WLA*364CA* | WFSX060B048B* | 23600 | 17 | 9 | 25800 | 23600 | 91.47% | 1.96 | 0 | 10 |  |  |  |  | R-410A | 1.9667 | Residential & Commercial | USHP | Ducted CEE Tier 1
216679421 | Central HP <5.4 tons | GRANDAIRE | HRCU-A-CB (Split System: Heat Pump with Remote Outdoor Unit-Air-Source) | WDLCURAH24ABK |  |  | WLA*364BA* | WFJT060B048A* | 23600 | 17 | 9 | 25800 | 23200 | 89.92% | 1.82 | 0 | 10 |  |  |  |  | R-410A | 1.9667 | Residential & Commercial | USHP | Ducted CEE Tier 1
216679505 | Central HP <5.4 tons | GRANDAIRE | HRCU-A-CB (Split System: Heat Pump with Remote Outdoor Unit-Air-Source) | WDLCURAH24ABK |  |  | WLNC244BA* | WFJT060B048A* | 23200 | 16.5 | 9 | 26400 | 24400 | 92.42% | 1.86 | 0 | 10 |  |  |  |  | R-410A | 1.9333 | Residential & Commercial | USHP | Ducted CEE Tier 1
211242718 | Central HP <5.4 tons | GRANDAIRE | HRCU-A-CB (Split System: Heat Pump with Remote Outdoor Unit-Air-Source) | WDLCURAH24ABK |  |  | WLA*364CA* | WFEU060B048A* | 25000 | 17 | 8.5 | 26600 | 21800 | 81.95% | 1.82 | 0 | 10.5 |  |  |  |  | R-410A | 2.0833 | Residential & Commercial | USHP | Ducted CEE Tier 1
211242886 | Central HP <5.4 tons | GRANDAIRE | HRCU-A-CB (Split System: Heat Pump with Remote Outdoor Unit-Air-Source) | WDLCURAH24ABK |  |  | WLA*374BA* | WFSU060B048A* | 24800 | 17 | 8.5 | 25600 | 21400 | 83.59% | 1.8 | 0 | 10.5 |  |  |  |  | R-410A | 2.0667 | Residential & Commercial | USHP | Ducted CEE Tier 1
211243527 | Central HP <5.4 tons | GRANDAIRE | HRCU-A-CB (Split System: Heat Pump with Remote Outdoor Unit-Air-Source) | WDLCURAH24ABK |  |  | WLA*374CA* | WFER070C048A* | 25000 | 17 | 8.5 | 25600 | 20800 | 81.25% | 1.76 | 0 | 10.5 |  |  |  |  | R-410A | 2.0833 | Residential & Commercial | USHP | Ducted CEE Tier 1
211243802 | Central HP <5.4 tons | GRANDAIRE | HRCU-A-CB (Split System: Heat Pump with Remote Outdoor Unit-Air-Source) | WDLCURAH24ABK |  |  | WLNC244AA* | WFER045A036A* | 24200 | 15.5 | 8.5 | 27200 | 22600 | 83.09% | 1.86 | 0 | 10 |  |  |  |  | R-410A | 2.0167 | Residential & Commercial | USHP | Ducted CEE Tier 1
211244056 | Central HP <5.4 tons | GRANDAIRE | HRCU-A-CB (Split System: Heat Pump with Remote Outdoor Unit-Air-Source) | WDLCURAH24ABK |  |  | WLNC244BA* | WFSX060A036A* | 24000 | 15.2 | 8.5 | 27200 | 23000 | 84.56% | 1.88 | 0 | 10 |  |  |  |  | R-410A | 2 | Residential & Commercial | USHP | Ducted CEE Tier 1
213353784 | Central HP <5.4 tons | KEEPRITE | HRCU-A-CB (Split System: Heat Pump with Remote Outdoor Unit-Air-Source) | DLCURAH24ABK |  |  | F5MA4*30L*B* | 0 | 24800 | 17 | 9 | 26000 | 21800 | 83.85% | 1.82 | 0 | 10.5 |  |  |  |  | R-410A | 2.0667 | Residential & Commercial | USHP | Ducted CEE Tier 1
204300436 | Central HP <5.4 tons | KEEPRITE | HRCU-A-CB (Split System: Heat Pump with Remote Outdoor Unit-Air-Source) | CVH837GKA** |  |  | EHD4X48AAL+WALLCON | *80CTL0701716A* | 32600 | 17 | 8.1 | 33200 | 25000 | 75.3% | 1.96 | 11.5 | 11 |  |  |  |  | R-410A | 2.7167 | Residential & Commercial | USHP | Ducted CEE Tier 1
204299952 | Central HP <5.4 tons | KEEPRITE | HRCU-A-CB (Split System: Heat Pump with Remote Outdoor Unit-Air-Source) | CVH837GKA** |  |  | EN(A,D)4X48L24**+WALLCON | *96CTN1002122A* | 32400 | 17.5 | 8.1 | 33000 | 24800 | 75.15% | 1.96 | 12 | 11.7 |  |  |  |  | R-410A | 2.7 | Residential & Commercial | USHP | Ducted CEE Tier 1
204300156 | Central HP <5.4 tons | KEEPRITE | HRCU-A-CB (Split System: Heat Pump with Remote Outdoor Unit-Air-Source) | CVH837GKA** |  |  | EHD4X36AAL+WALLCON | *97CMN1002122A* | 32200 | 16.5 | 8.1 | 33200 | 24800 | 74.7% | 1.94 | 11.5 | 11 |  |  |  |  | R-410A | 2.6833 | Residential & Commercial | USHP | Ducted CEE Tier 1
216679481 | Central HP <5.4 tons | GRANDAIRE | HRCU-A-CB (Split System: Heat Pump with Remote Outdoor Unit-Air-Source) | WDLCURAH24ABK |  |  | WLSH304AA* | WFJT060B048A* | 23600 | 16 | 9 | 25800 | 23200 | 89.92% | 1.8 | 0 | 10 |  |  |  |  | R-410A | 1.9667 | Residential & Commercial | USHP | Ducted CEE Tier 1
216678679 | Central HP <5.4 tons | BRYANT HEATING AND COOLING SYSTEMS | HRCU-A-CB (Split System: Heat Pump with Remote Outdoor Unit-Air-Source) | 38MURAQ36AB3* |  |  | CAP**3617AL* | 927TA48060V17*** | 34800 | 15.2 | 8.5 | 38500 | 34800 | 90.39% | 1.75 | 0 | 9.5 |  |  |  |  | R-410A | 2.9 | Residential & Commercial | USHP
211230256 | Central HP <5.4 tons | KEEPRITE | HRCU-A-CB (Split System: Heat Pump with Remote Outdoor Unit-Air-Source) | DLCURAH36ABK |  |  | EN(A,D,W)4X48L21** | *96VSN1002120A* | 36200 | 16 | 8.1 | 38500 | 34800 | 90.39% | 2.02 | 0 | 10 |  |  |  |  | R-410A | 3.0167 | Residential & Commercial | USHP | Ducted CEE Tier 1
211230356 | Central HP <5.4 tons | KEEPRITE | HRCU-A-CB (Split System: Heat Pump with Remote Outdoor Unit-Air-Source) | DLCURAH36ABK |  |  | EN(A,D,W)4X48L21** | OLV098A12* | 35600 | 15.2 | 8.1 | 38500 | 35000 | 90.91% | 2 | 0 | 10 |  |  |  |  | R-410A | 2.9667 | Residential & Commercial | USHP | Ducted CEE Tier 1
211230522 | Central HP <5.4 tons | KEEPRITE | HRCU-A-CB (Split System: Heat Pump with Remote Outdoor Unit-Air-Source) | DLCURAH36ABK |  |  | EN(A,D)4X48L24** | *80VSL0902420A* | 35800 | 16.5 | 8.1 | 38500 | 34800 | 90.39% | 2 | 0 | 10 |  |  |  |  | R-410A | 2.9833 | Residential & Commercial | USHP | Ducted CEE Tier 1
211230004 | Central HP <5.4 tons | KEEPRITE | HRCU-A-CB (Split System: Heat Pump with Remote Outdoor Unit-Air-Source) | DLCURAH36ABK |  |  | EN(A,D,W)4X48L21** | *80VSL0702120A* | 36000 | 16 | 8.1 | 38500 | 34800 | 90.39% | 2.02 | 0 | 10 |  |  |  |  | R-410A | 3 | Residential & Commercial | USHP | Ducted CEE Tier 1
211227997 | Central HP <5.4 tons | GRANDAIRE | HRCU-A-CB (Split System: Heat Pump with Remote Outdoor Unit-Air-Source) | WDLCURAH36ABK |  |  | WLA*424DA* | WFAX120D060A* | 35800 | 16 | 8.1 | 38500 | 35000 | 90.91% | 1.9 | 0 | 10 |  |  |  |  | R-410A | 2.9833 | Residential & Commercial | USHP | Ducted CEE Tier 1
211229269 | Central HP <5.4 tons | GRANDAIRE | HRCU-A-CB (Split System: Heat Pump with Remote Outdoor Unit-Air-Source) | WDLCURAH36ABK |  |  | WLA*484DA* | WFER090C048A* | 36400 | 16 | 8.5 | 38500 | 34600 | 89.87% | 2.08 | 0 | 10 |  |  |  |  | R-410A | 3.0333 | Residential & Commercial | USHP | Ducted CEE Tier 1
204300346 | Central HP <5.4 tons | KEEPRITE | HRCU-A-CB (Split System: Heat Pump with Remote Outdoor Unit-Air-Source) | CVH837GKA** |  |  | EHD4X42AAL+WALLCON | *97CMN1002122A* | 32600 | 16.5 | 8.1 | 33000 | 24800 | 75.15% | 1.96 | 12 | 11 |  |  |  |  | R-410A | 2.7167 | Residential & Commercial | USHP | Ducted CEE Tier 1
216784483 | Central HP <5.4 tons | CHAMPION HEATING AND COOLING | HRCU-A-CB (Split System: Heat Pump with Remote Outdoor Unit-Air-Source) | HH836E2S11 |  |  | CTF36C5CDS1 | Z8ES120C16LMPS1 | 34400 | 18 | 8.5 | 31600 | 25800 | 81.65% | 2 | 0 | 11.7 |  |  |  |  | R-454B | 2.8667 | Residential & Commercial | USHP | Ducted CEE Tier 1
216785505 | Central HP <5.4 tons | CHAMPION HEATING AND COOLING | HRCU-A-CB (Split System: Heat Pump with Remote Outdoor Unit-Air-Source) | HH836E2S11 |  |  | CTM36C5CDS1 | Z8ES100C20LMPS1 | 34400 | 18 | 8.5 | 32000 | 26200 | 81.88% | 2 | 0 | 11 |  |  |  |  | R-454B | 2.8667 | Residential & Commercial | USHP | Ducted CEE Tier 1
214595032 | Central HP <5.4 tons | CHAMPION HEATING AND COOLING | HRCU-A-CB (Split System: Heat Pump with Remote Outdoor Unit-Air-Source) | HH836E2S11 |  |  | CTF48C5CFS1 | Z8ES100C16SMPS1 | 34000 | 19 | 9 | 31600 | 25200 | 79.75% | 2 | 0 | 11 |  |  |  |  | R-454B | 2.8333 | Residential & Commercial | USHP | Ducted CEE Tier 1
214595067 | Central HP <5.4 tons | CHAMPION HEATING AND COOLING | HRCU-A-CB (Split System: Heat Pump with Remote Outdoor Unit-Air-Source) | HH836E2S11 |  |  | CTM36C5CDS1 | Z8ES100C20SMPS1 | 34400 | 18 | 8.5 | 32000 | 26200 | 81.88% | 2 | 0 | 11 |  |  |  |  | R-454B | 2.8667 | Residential & Commercial | USHP | Ducted CEE Tier 1
204299066 | Central HP <5.4 tons | BRYANT HEATING AND COOLING SYSTEMS | HRCU-A-CB (Split System: Heat Pump with Remote Outdoor Unit-Air-Source) | 288BNV037*0**A* |  |  | CAP**4224AL*+UI | 88*TA60090C21*** | 31800 | 17.5 | 8.1 | 33200 | 24400 | 73.49% | 1.9 | 11 | 11.5 |  |  |  |  | R-410A | 2.65 | Residential & Commercial | USHP | Ducted CEE Tier 1
204299086 | Central HP <5.4 tons | BRYANT HEATING AND COOLING SYSTEMS | HRCU-A-CB (Split System: Heat Pump with Remote Outdoor Unit-Air-Source) | 288BNV037*0**A* |  |  | CAP**4224AL*+UI | 986TC66120C24*** | 31800 | 17.5 | 8.1 | 33000 | 24400 | 73.94% | 1.9 | 11 | 11.5 |  |  |  |  | R-410A | 2.65 | Residential & Commercial | USHP | Ducted CEE Tier 1
204299184 | Central HP <5.4 tons | BRYANT HEATING AND COOLING SYSTEMS | HRCU-A-CB (Split System: Heat Pump with Remote Outdoor Unit-Air-Source) | 288BNV037*0**A* |  |  | CAP**4321AL*+UI | 987MB66100C21*** | 33000 | 17.5 | 8.5 | 33000 | 25200 | 76.36% | 2 | 12 | 11.7 |  |  |  |  | R-410A | 2.75 | Residential & Commercial | USHP | Ducted CEE Tier 1
211229476 | Central HP <5.4 tons | KEEPRITE | HRCU-A-CB (Split System: Heat Pump with Remote Outdoor Unit-Air-Source) | DLCURAH36ABK |  |  | EA*4X48L24A* | *92ESN1202420A* | 36200 | 16 | 8.5 | 38500 | 34600 | 89.87% | 2.08 | 0 | 10 |  |  |  |  | R-410A | 3.0167 | Residential & Commercial | USHP | Ducted CEE Tier 1
211230129 | Central HP <5.4 tons | GRANDAIRE | HRCU-A-CB (Split System: Heat Pump with Remote Outdoor Unit-Air-Source) | WDLCURAH36ABK |  |  | WLN(C,W)484CA* | WFAX060B042A* | 36200 | 16 | 8.1 | 38500 | 34800 | 90.39% | 2.02 | 0 | 10 |  |  |  |  | R-410A | 3.0167 | Residential & Commercial | USHP | Ducted CEE Tier 1
211230463 | Central HP <5.4 tons | GRANDAIRE | HRCU-A-CB (Split System: Heat Pump with Remote Outdoor Unit-Air-Source) | WDLCURAH36ABK |  |  | WLNC484DA* | WFER110C060A* | 36200 | 16.5 | 8.1 | 38500 | 34800 | 90.39% | 2.02 | 0 | 10.5 |  |  |  |  | R-410A | 3.0167 | Residential & Commercial | USHP | Ducted CEE Tier 1
211229042 | Central HP <5.4 tons | KEEPRITE | HRCU-A-CB (Split System: Heat Pump with Remote Outdoor Unit-Air-Source) | DLCURAH36ABK |  |  | EA*4X48L21A* | *95ESN0802120A* | 36600 | 15.5 | 8.5 | 38500 | 34800 | 90.39% | 2.08 | 0 | 10 |  |  |  |  | R-410A | 3.05 | Residential & Commercial | USHP | Ducted CEE Tier 1
211229225 | Central HP <5.4 tons | KEEPRITE | HRCU-A-CB (Split System: Heat Pump with Remote Outdoor Unit-Air-Source) | DLCURAH36ABK |  |  | EA*4X48L21A* | OMV112K14A | 35600 | 15.5 | 8.1 | 38500 | 34800 | 90.39% | 2.04 | 0 | 9.5 |  |  |  |  | R-410A | 2.9667 | Residential & Commercial | USHP
211228908 | Central HP <5.4 tons | KEEPRITE | HRCU-A-CB (Split System: Heat Pump with Remote Outdoor Unit-Air-Source) | DLCURAH36ABK |  |  | EA*4X48L21A* | *80VTL0701716A* | 35800 | 16 | 8.5 | 38500 | 34600 | 89.87% | 2.04 | 0 | 10 |  |  |  |  | R-410A | 2.9833 | Residential & Commercial | USHP | Ducted CEE Tier 1
211228875 | Central HP <5.4 tons | KEEPRITE | HRCU-A-CB (Split System: Heat Pump with Remote Outdoor Unit-Air-Source) | DLCURAH36ABK |  |  | EA*4X48L21A* | *80ESU0601716A | 36600 | 16 | 8.5 | 38500 | 34800 | 90.39% | 2.08 | 0 | 10 |  |  |  |  | R-410A | 3.05 | Residential & Commercial | USHP | Ducted CEE Tier 1
211245688 | Central HP <5.4 tons | GRANDAIRE | HRCU-A-CB (Split System: Heat Pump with Remote Outdoor Unit-Air-Source) | WDLCURAH24ABK |  |  | WLNC364CA* | WFAX080C060A* | 24800 | 16.5 | 8.5 | 26800 | 22200 | 82.84% | 1.84 | 0 | 10.5 |  |  |  |  | R-410A | 2.0667 | Residential & Commercial | USHP | Ducted CEE Tier 1
211230158 | Central HP <5.4 tons | KEEPRITE | HRCU-A-CB (Split System: Heat Pump with Remote Outdoor Unit-Air-Source) | DLCURAH36ABK |  |  | EN(A,D,W)4X48L21** | *92ESN1002122A* | 37600 | 15.5 | 8.5 | 39500 | 35000 | 88.61% | 2.08 | 0 | 10.5 |  |  |  |  | R-410A | 3.1333 | Residential & Commercial | USHP | Ducted CEE Tier 1
211230190 | Central HP <5.4 tons | KEEPRITE | HRCU-A-CB (Split System: Heat Pump with Remote Outdoor Unit-Air-Source) | DLCURAH36ABK |  |  | EN(A,D,W)4X48L21** | *95ESN0802120A* | 36800 | 15.5 | 8.1 | 39500 | 35000 | 88.61% | 2.06 | 0 | 10.5 |  |  |  |  | R-410A | 3.0667 | Residential & Commercial | USHP | Ducted CEE Tier 1
215569766 | Central HP <5.4 tons | Viessmann | HRCU-A-C (Split System: Heat Pump with Remote Outdoor Unit with No Indoor Fan --Air Source) | DLCURAH24ABK |  |  | DLFULAH24XBX + CI | 0 | 24000 | 16.5 | 9.5 | 25000 | 20000 | 80% | 1.95 | 11 | 10.7 |  |  |  |  | R-410A | 2 | Residential & Commercial | USHP | Ducted CEE Tier 1
214240083 | Central HP <5.4 tons | CARRIER | HRCU-A-CB (Split System: Heat Pump with Remote Outdoor Unit-Air-Source) | 25VNA837A*030* |  |  | CNPV*6024AL*+UI | 59TN6C100C21**22 | 32800 | 17.5 | 8.1 | 32200 | 24600 | 76.4% | 1.96 | 0 | 12 |  |  |  |  | R-410A | 2.7333 | Residential & Commercial | USHP | Ducted CEE Tier 1
211243224 | Central HP <5.4 tons | KEEPRITE | HRCU-A-CB (Split System: Heat Pump with Remote Outdoor Unit-Air-Source) | DLCURAH24ABK |  |  | EA*4X37L21A* | *96VSN0601714A* | 24800 | 16.5 | 8.5 | 25600 | 21000 | 82.03% | 1.76 | 0 | 10 |  |  |  |  | R-410A | 2.0667 | Residential & Commercial | USHP | Ducted CEE Tier 1
211243407 | Central HP <5.4 tons | KEEPRITE | HRCU-A-CB (Split System: Heat Pump with Remote Outdoor Unit-Air-Source) | DLCURAH24ABK |  |  | EA*4X37L21A* | *96VTN0401712A* | 24000 | 16 | 8.1 | 25000 | 21600 | 86.4% | 1.8 | 0 | 10 |  |  |  |  | R-410A | 2 | Residential & Commercial | USHP | Ducted CEE Tier 1
211242788 | Central HP <5.4 tons | KEEPRITE | HRCU-A-CB (Split System: Heat Pump with Remote Outdoor Unit-Air-Source) | DLCURAH24ABK |  |  | EA*4X37L17A* | *96VSN0401410A* | 24200 | 16 | 8.5 | 25600 | 21800 | 85.16% | 1.8 | 0 | 10 |  |  |  |  | R-410A | 2.0167 | Residential & Commercial | USHP | Ducted CEE Tier 1
211242873 | Central HP <5.4 tons | KEEPRITE | HRCU-A-CB (Split System: Heat Pump with Remote Outdoor Unit-Air-Source) | DLCURAH24ABK |  |  | EA*4X37L17A* | *80VSL0701716A* | 24200 | 16.5 | 8.5 | 25400 | 21800 | 85.83% | 1.82 | 0 | 10 |  |  |  |  | R-410A | 2.0167 | Residential & Commercial | USHP | Ducted CEE Tier 1
211242971 | Central HP <5.4 tons | KEEPRITE | HRCU-A-CB (Split System: Heat Pump with Remote Outdoor Unit-Air-Source) | DLCURAH24ABK |  |  | EA*4X37L17A* | *95ESN0601412A* | 25000 | 16 | 8.5 | 26000 | 21200 | 81.54% | 1.76 | 0 | 10 |  |  |  |  | R-410A | 2.0833 | Residential & Commercial | USHP | Ducted CEE Tier 1
211242671 | Central HP <5.4 tons | KEEPRITE | HRCU-A-CB (Split System: Heat Pump with Remote Outdoor Unit-Air-Source) | DLCURAH24ABK |  |  | EA*4X36L21A* | *95ESN0601714A* | 24800 | 16 | 8.5 | 26600 | 22000 | 82.71% | 1.82 | 0 | 10 |  |  |  |  | R-410A | 2.0667 | Residential & Commercial | USHP | Ducted CEE Tier 1
211242453 | Central HP <5.4 tons | KEEPRITE | HRCU-A-CB (Split System: Heat Pump with Remote Outdoor Unit-Air-Source) | DLCURAH24ABK |  |  | EA*4X36L21A* | *80VTL0902120A* | 24200 | 17 | 8.5 | 26000 | 22800 | 87.69% | 1.88 | 0 | 10 |  |  |  |  | R-410A | 2.0167 | Residential & Commercial | USHP | Ducted CEE Tier 1
211242138 | Central HP <5.4 tons | KEEPRITE | HRCU-A-CB (Split System: Heat Pump with Remote Outdoor Unit-Air-Source) | DLCURAH24ABK |  |  | EA*4X36L17A* | *92ESN0601714A* | 24400 | 17 | 8.5 | 26200 | 22400 | 85.5% | 1.86 | 0 | 10 |  |  |  |  | R-410A | 2.0333 | Residential & Commercial | USHP | Ducted CEE Tier 1
214807829 | Central HP <5.4 tons | CHAMPION HEATING AND COOLING | HRCU-A-CB (Split System: Heat Pump with Remote Outdoor Unit-Air-Source) | HH824E2S11 |  |  | CTU30B5XCS1+JMET12BS2N1+TXV | 0 | 23000 | 18 | 9.5 | 23000 | 18500 | 80.43% | 2 | 0 | 12 |  |  |  |  | R-454B | 1.9167 | Residential & Commercial | USHP | Ducted CEE Tier 1
213774615 | Central HP <5.4 tons | CARRIER | HRCU-A-CB (Split System: Heat Pump with Remote Outdoor Unit-Air-Source) | 25VNA825A*032* |  |  | CSPH*4812AL*+UI | 58TN*B135C24**22 | 24200 | 16 | 8.1 | 21200 | 16600 | 78.3% | 2 | 0 | 10.5 |  |  |  |  | R-410A | 2.0167 | Residential & Commercial | USHP | Ducted CEE Tier 1
211227819 | Central HP <5.4 tons | KEEPRITE | HRCU-A-CB (Split System: Heat Pump with Remote Outdoor Unit-Air-Source) | DLCURAH36ABK |  |  | EA*4X42L24A* | *80ES(N,L)1102120A* | 35400 | 16 | 8.1 | 38500 | 35000 | 90.91% | 1.88 | 0 | 10 |  |  |  |  | R-410A | 2.95 | Residential & Commercial | USHP | Ducted CEE Tier 1
211229548 | Central HP <5.4 tons | KEEPRITE | HRCU-A-CB (Split System: Heat Pump with Remote Outdoor Unit-Air-Source) | DLCURAH36ABK |  |  | EA*4X48L24A* | *96VSN1002120A* | 36000 | 16 | 8.5 | 38500 | 34600 | 89.87% | 2.06 | 0 | 10 |  |  |  |  | R-410A | 3 | Residential & Commercial | USHP | Ducted CEE Tier 1
211229675 | Central HP <5.4 tons | KEEPRITE | HRCU-A-CB (Split System: Heat Pump with Remote Outdoor Unit-Air-Source) | DLCURAH36ABK |  |  | END4X42L17** | *80VTL0701716A* | 35600 | 16 | 8.1 | 38500 | 35000 | 90.91% | 1.96 | 0 | 10 |  |  |  |  | R-410A | 2.9667 | Residential & Commercial | USHP | Ducted CEE Tier 1
211228930 | Central HP <5.4 tons | KEEPRITE | HRCU-A-CB (Split System: Heat Pump with Remote Outdoor Unit-Air-Source) | DLCURAH36ABK |  |  | EA*4X48L21A* | *80VTL1102122A* | 36800 | 16 | 8.5 | 38500 | 34800 | 90.39% | 2.1 | 0 | 10 |  |  |  |  | R-410A | 3.0667 | Residential & Commercial | USHP | Ducted CEE Tier 1
211229180 | Central HP <5.4 tons | KEEPRITE | HRCU-A-CB (Split System: Heat Pump with Remote Outdoor Unit-Air-Source) | DLCURAH36ABK |  |  | EA*4X48L21A* | *96VTN1002120A* | 36200 | 15.5 | 8.5 | 38500 | 34800 | 90.39% | 2.08 | 0 | 10 |  |  |  |  | R-410A | 3.0167 | Residential & Commercial | USHP | Ducted CEE Tier 1
211242219 | Central HP <5.4 tons | GRANDAIRE | HRCU-A-CB (Split System: Heat Pump with Remote Outdoor Unit-Air-Source) | WDLCURAH24ABK |  |  | WLA*364BA* | WFEU060B048A* | 25000 | 16.5 | 8.5 | 26600 | 21800 | 81.95% | 1.82 | 0 | 10 |  |  |  |  | R-410A | 2.0833 | Residential & Commercial | USHP | Ducted CEE Tier 1
211243107 | Central HP <5.4 tons | GRANDAIRE | HRCU-A-CB (Split System: Heat Pump with Remote Outdoor Unit-Air-Source) | WDLCURAH24ABK |  |  | WLA*374BA* | WFSX060B042A* | 25200 | 16 | 8.5 | 26200 | 21200 | 80.92% | 1.76 | 0 | 10 |  |  |  |  | R-410A | 2.1 | Residential & Commercial | USHP | Ducted CEE Tier 1
210470905 | Central HP <5.4 tons | KEEPRITE | HRCU-A-CB (Split System: Heat Pump with Remote Outdoor Unit-Air-Source) | CVH837GKA2* |  |  | EN(A,D,W)4X60L24**+WALLCON | *80CSU1002120A* | 32800 | 17.5 | 8.1 | 32200 | 24600 | 76.4% | 1.96 | 0 | 11.7 |  |  |  |  | R-410A | 2.7333 | Residential & Commercial | USHP | Ducted CEE Tier 1
215225108 | Central HP <5.4 tons | BOSCH | HRCU-A-CB (Split System: Heat Pump with Remote Outdoor Unit-Air-Source) | BOVA-60RXB-M15S |  |  | BIVA-48RCB-M20X | 0 | 46000 | 17 | 8.5 | 47000 | 33600 | 71.49% | 1.87 | 0 | 11.7 |  |  |  |  | R-454B | 3.8333 | Residential & Commercial | USHP | Ducted CEE Tier 1
204298942 | Central HP <5.4 tons | KEEPRITE | HRCU-A-CB (Split System: Heat Pump with Remote Outdoor Unit-Air-Source) | CVH837GKA** |  |  | EA*4X42L21A*+WALLCON | *80CTL0902120A* | 31800 | 17.5 | 8.1 | 33200 | 24400 | 73.49% | 1.9 | 11 | 11.5 |  |  |  |  | R-410A | 2.65 | Residential & Commercial | USHP | Ducted CEE Tier 1
211229955 | Central HP <5.4 tons | GRANDAIRE | HRCU-A-CB (Split System: Heat Pump with Remote Outdoor Unit-Air-Source) | WDLCURAH36ABK |  |  | WLN(C,W)484CA* | WFER090C048A* | 36400 | 16 | 8.1 | 38500 | 34800 | 90.39% | 2.04 | 0 | 10.5 |  |  |  |  | R-410A | 3.0333 | Residential & Commercial | USHP | Ducted CEE Tier 1
211230486 | Central HP <5.4 tons | GRANDAIRE | HRCU-A-CB (Split System: Heat Pump with Remote Outdoor Unit-Air-Source) | WDLCURAH36ABK |  |  | WLNC484DA* | WFEL135D060B* | 36200 | 16 | 8.1 | 38500 | 34800 | 90.39% | 2.02 | 0 | 10 |  |  |  |  | R-410A | 3.0167 | Residential & Commercial | USHP | Ducted CEE Tier 1
211229301 | Central HP <5.4 tons | KEEPRITE | HRCU-A-CB (Split System: Heat Pump with Remote Outdoor Unit-Air-Source) | DLCURAH36ABK |  |  | EA*4X48L24A* | *80ES(N,L)1102120A* | 36000 | 16.5 | 8.5 | 38500 | 34600 | 89.87% | 2.06 | 0 | 10 |  |  |  |  | R-410A | 3 | Residential & Commercial | USHP | Ducted CEE Tier 1
211229337 | Central HP <5.4 tons | KEEPRITE | HRCU-A-CB (Split System: Heat Pump with Remote Outdoor Unit-Air-Source) | DLCURAH36ABK |  |  | EA*4X48L24A* | *80ES(N,L)1552420A* | 37000 | 16 | 8.5 | 38500 | 34800 | 90.39% | 2.12 | 0 | 10 |  |  |  |  | R-410A | 3.0833 | Residential & Commercial | USHP | Ducted CEE Tier 1
211229216 | Central HP <5.4 tons | KEEPRITE | HRCU-A-CB (Split System: Heat Pump with Remote Outdoor Unit-Air-Source) | DLCURAH36ABK |  |  | EA*4X48L21A* | OMV098J12* | 35600 | 15.2 | 8.1 | 38500 | 34800 | 90.39% | 2.04 | 0 | 9.5 |  |  |  |  | R-410A | 2.9667 | Residential & Commercial | USHP
211228967 | Central HP <5.4 tons | KEEPRITE | HRCU-A-CB (Split System: Heat Pump with Remote Outdoor Unit-Air-Source) | DLCURAH36ABK |  |  | EA*4X48L21A* | *92ESN0601714A* | 36000 | 16 | 8.5 | 38500 | 34600 | 89.87% | 2.06 | 0 | 10 |  |  |  |  | R-410A | 3 | Residential & Commercial | USHP | Ducted CEE Tier 1
204300340 | Central HP <5.4 tons | BRYANT HEATING AND COOLING SYSTEMS | HRCU-A-CB (Split System: Heat Pump with Remote Outdoor Unit-Air-Source) | 288BNV037*0**A* |  |  | CSPH*4212AL*+UI | 987MB66100C21*** | 32600 | 16.5 | 8.1 | 33000 | 24800 | 75.15% | 1.96 | 12 | 11 |  |  |  |  | R-410A | 2.7167 | Residential & Commercial | USHP | Ducted CEE Tier 1
214609071 | Central HP <5.4 tons | CHAMPION HEATING AND COOLING | HRCU-A-CB (Split System: Heat Pump with Remote Outdoor Unit-Air-Source) | HH824E2S11 |  |  | CTF30A5ADS1 | Z9ES026A08SMPS1 | 23000 | 18 | 9 | 23000 | 18100 | 78.7% | 2 | 0 | 12 |  |  |  |  | R-454B | 1.9167 | Residential & Commercial | USHP | Ducted CEE Tier 1
214396223 | Central HP <5.4 tons | CHAMPION HEATING AND COOLING | HRCU-A-CB (Split System: Heat Pump with Remote Outdoor Unit-Air-Source) | HH824E2S11 |  |  | CTF36B5ADS1 | TM8V080B12MP12 | 23000 | 18 | 9 | 23000 | 18500 | 80.43% | 2 | 0 | 12 |  |  |  |  | R-454B | 1.9167 | Residential & Commercial | USHP | Ducted CEE Tier 1
214397242 | Central HP <5.4 tons | CHAMPION HEATING AND COOLING | HRCU-A-CB (Split System: Heat Pump with Remote Outdoor Unit-Air-Source) | HH836E2S11 |  |  | CTF36B5CDS1 | TM8E100B12MP11 | 33200 | 18 | 8.5 | 31200 | 25200 | 80.77% | 2 | 0 | 11 |  |  |  |  | R-454B | 2.7667 | Residential & Commercial | USHP | Ducted CEE Tier 1
214396441 | Central HP <5.4 tons | CHAMPION HEATING AND COOLING | HRCU-A-CB (Split System: Heat Pump with Remote Outdoor Unit-Air-Source) | HH836E2S11 |  |  | CTM36B5CDS1 | TM9E080B12MP12 | 33400 | 17 | 8.5 | 31800 | 26000 | 81.76% | 2 | 0 | 11 |  |  |  |  | R-454B | 2.7833 | Residential & Commercial | USHP | Ducted CEE Tier 1
214396909 | Central HP <5.4 tons | CHAMPION HEATING AND COOLING | HRCU-A-CB (Split System: Heat Pump with Remote Outdoor Unit-Air-Source) | HH836E2S11 |  |  | CTF36B5CDS1 | TM9Y060B12MP11 | 33200 | 18 | 8.5 | 31200 | 25600 | 82.05% | 2 | 0 | 11 |  |  |  |  | R-454B | 2.7667 | Residential & Commercial | USHP | Ducted CEE Tier 1
214396875 | Central HP <5.4 tons | CHAMPION HEATING AND COOLING | HRCU-A-CB (Split System: Heat Pump with Remote Outdoor Unit-Air-Source) | HH836E2S11 |  |  | CTM36C5CDS1 | TPLC080C16MP13 | 34000 | 18 | 8.5 | 32000 | 26200 | 81.88% | 2 | 0 | 11 |  |  |  |  | R-454B | 2.8333 | Residential & Commercial | USHP | Ducted CEE Tier 1
211228234 | Central HP <5.4 tons | GRANDAIRE | HRCU-A-CB (Split System: Heat Pump with Remote Outdoor Unit-Air-Source) | WDLCURAH36ABK |  |  | WLA*434CA* | WFER070B036A* | 36400 | 15.5 | 8.5 | 38500 | 34800 | 90.39% | 2.08 | 0 | 10 |  |  |  |  | R-410A | 3.0333 | Residential & Commercial | USHP | Ducted CEE Tier 1
211228270 | Central HP <5.4 tons | GRANDAIRE | HRCU-A-CB (Split System: Heat Pump with Remote Outdoor Unit-Air-Source) | WDLCURAH36ABK |  |  | WLA*434CA* | WFER090C048A* | 36800 | 16 | 8.5 | 38500 | 34800 | 90.39% | 2.1 | 0 | 10 |  |  |  |  | R-410A | 3.0667 | Residential & Commercial | USHP | Ducted CEE Tier 1
211228747 | Central HP <5.4 tons | GRANDAIRE | HRCU-A-CB (Split System: Heat Pump with Remote Outdoor Unit-Air-Source) | WDLCURAH36ABK |  |  | WLA*484CA* | WFEL045B036B* | 35600 | 15.5 | 8.1 | 38500 | 34800 | 90.39% | 2.04 | 0 | 9.5 |  |  |  |  | R-410A | 2.9667 | Residential & Commercial | USHP
211228970 | Central HP <5.4 tons | GRANDAIRE | HRCU-A-CB (Split System: Heat Pump with Remote Outdoor Unit-Air-Source) | WDLCURAH36ABK |  |  | WLA*484CA* | WFAX060B042A* | 36000 | 16 | 8.5 | 38500 | 34600 | 89.87% | 2.06 | 0 | 10 |  |  |  |  | R-410A | 3 | Residential & Commercial | USHP | Ducted CEE Tier 1
211229256 | Central HP <5.4 tons | GRANDAIRE | HRCU-A-CB (Split System: Heat Pump with Remote Outdoor Unit-Air-Source) | WDLCURAH36ABK |  |  | WLA*484DA* | WFEL070C048B* | 35800 | 16.5 | 8.5 | 37800 | 34600 | 91.53% | 2.04 | 0 | 10 |  |  |  |  | R-410A | 2.9833 | Residential & Commercial | USHP | Ducted CEE Tier 1
211229281 | Central HP <5.4 tons | GRANDAIRE | HRCU-A-CB (Split System: Heat Pump with Remote Outdoor Unit-Air-Source) | WDLCURAH36ABK |  |  | WLA*484DA* | WFER090C060A* | 36600 | 16 | 8.5 | 38500 | 34800 | 90.39% | 2.08 | 0 | 10 |  |  |  |  | R-410A | 3.05 | Residential & Commercial | USHP | Ducted CEE Tier 1
210470503 | Central HP <5.4 tons | KEEPRITE | HRCU-A-CB (Split System: Heat Pump with Remote Outdoor Unit-Air-Source) | CVH837GKA2* |  |  | EA*4X61L21A*+WALLCON | *80CTL0901716A* | 33200 | 18 | 8.5 | 32000 | 24800 | 77.5% | 2 | 0 | 12 |  |  |  |  | R-410A | 2.7667 | Residential & Commercial | USHP | Ducted CEE Tier 1
211229289 | Central HP <5.4 tons | KEEPRITE | HRCU-A-CB (Split System: Heat Pump with Remote Outdoor Unit-Air-Source) | DLCURAH36ABK |  |  | EA*4X48L24A* | *80ES(N,L)0902420A* | 36000 | 16.5 | 8.5 | 38500 | 34600 | 89.87% | 2.06 | 0 | 10 |  |  |  |  | R-410A | 3 | Residential & Commercial | USHP | Ducted CEE Tier 1
213787640 | Central HP <5.4 tons | GRANDAIRE | HRCU-A-CB (Split System: Heat Pump with Remote Outdoor Unit-Air-Source) | WDLCURAH30ABK |  |  | WBGL484BC | 0 | 31600 | 15.75 | 9 | 32400 | 25800 | 79.63% | 1.88 | 0 | 9.5 |  |  |  |  | R-410A | 2.6333 | Residential & Commercial | USHP
204299190 | Central HP <5.4 tons | BRYANT HEATING AND COOLING SYSTEMS | HRCU-A-CB (Split System: Heat Pump with Remote Outdoor Unit-Air-Source) | 288BNV037*0**A* |  |  | CAP**4321AL*+UI | 88*TA48090C17*** | 33000 | 18 | 8.5 | 32800 | 25000 | 76.22% | 2 | 12 | 11.7 |  |  |  |  | R-410A | 2.75 | Residential & Commercial | USHP | Ducted CEE Tier 1
204299356 | Central HP <5.4 tons | BRYANT HEATING AND COOLING SYSTEMS | HRCU-A-CB (Split System: Heat Pump with Remote Outdoor Unit-Air-Source) | 288BNV037*0**A* |  |  | CAP**4824AL*+UI | 88*TA60090C21*** | 32400 | 17.5 | 8.5 | 32600 | 25000 | 76.69% | 1.98 | 12 | 11.7 |  |  |  |  | R-410A | 2.7 | Residential & Commercial | USHP | Ducted CEE Tier 1
214396924 | Central HP <5.4 tons | CHAMPION HEATING AND COOLING | HRCU-A-CB (Split System: Heat Pump with Remote Outdoor Unit-Air-Source) | HH836E2S11 |  |  | CTM48C5CFS1 | TM8E080C16MP11 | 33400 | 19 | 9 | 31400 | 25400 | 80.89% | 2 | 0 | 11 |  |  |  |  | R-454B | 2.7833 | Residential & Commercial | USHP | Ducted CEE Tier 1
214396959 | Central HP <5.4 tons | CHAMPION HEATING AND COOLING | HRCU-A-CB (Split System: Heat Pump with Remote Outdoor Unit-Air-Source) | HH836E2S11 |  |  | CTM48C5CFS1 | TM8E120C16MP11 | 33600 | 19 | 9 | 31400 | 25400 | 80.89% | 2 | 0 | 11 |  |  |  |  | R-454B | 2.8 | Residential & Commercial | USHP | Ducted CEE Tier 1
216679529 | Central HP <5.4 tons | GRANDAIRE | HRCU-A-CB (Split System: Heat Pump with Remote Outdoor Unit-Air-Source) | WDLCURAH24ABK |  |  | WLN(C,W)364BA* | WFJT060B048A* | 23600 | 16.5 | 9 | 25800 | 23600 | 91.47% | 1.76 | 0 | 10 |  |  |  |  | R-410A | 1.9667 | Residential & Commercial | USHP | Ducted CEE Tier 1
210471130 | Central HP <5.4 tons | KEEPRITE | HRCU-A-CB (Split System: Heat Pump with Remote Outdoor Unit-Air-Source) | CVH837GKA2* |  |  | EHD4X60AAL+WALLCON | *95CSU1002122A* | 33000 | 17 | 8.1 | 32200 | 24800 | 77.02% | 2.02 | 0 | 11.5 |  |  |  |  | R-410A | 2.75 | Residential & Commercial | USHP | Ducted CEE Tier 1
212982983 | Central HP <5.4 tons | GRANDAIRE | HRCU-A-CB (Split System: Heat Pump with Remote Outdoor Unit-Air-Source) | WDLCURAH30ABK |  |  | WLA*434CA* | WFEU080C060B* | 30600 | 15.5 | 8.5 | 33400 | 26200 | 78.44% | 1.88 | 0 | 9 |  |  |  |  | R-410A | 2.55 | Residential & Commercial | USHP
212982947 | Central HP <5.4 tons | GRANDAIRE | HRCU-A-CB (Split System: Heat Pump with Remote Outdoor Unit-Air-Source) | WDLCURAH30ABK |  |  | WLA*374CA* | WFEU080C060B* | 30600 | 15.2 | 8.1 | 33400 | 26200 | 78.44% | 1.86 | 0 | 9 |  |  |  |  | R-410A | 2.55 | Residential & Commercial | USHP
216634089 | Central HP <5.4 tons | ACIQ | HRCU-A-CB (Split System: Heat Pump with Remote Outdoor Unit-Air-Source) | H5H0V60*K*AAA* |  |  | EVD5X60M24A*+WALLCON | *97CMN1202422B* | 56500 | 18.5 | 9 | 63000 | 44500 | 70.63% | 2.08 | 0 | 9 |  |  |  |  | R-454B | 4.7083 | Residential & Commercial | USHP
215569754 | Central HP <5.4 tons | Viessmann | HRCU-A-CB (Split System: Heat Pump with Remote Outdoor Unit-Air-Source) | DLCURAH18ABK |  |  | DLFUAAH18XAK | 0 | 18000 | 18 | 9.3 | 19000 | 16500 | 86.84% | 2.04 | 12.5 | 12.4 |  |  |  |  | R-410A | 1.5 | Residential & Commercial | USHP | Ducted CEE Tier 1
204456740 | Central HP <5.4 tons | KEEPRITE | HRCU-A-CB (Split System: Heat Pump with Remote Outdoor Unit-Air-Source) | CVH825GKA2* |  |  | EA*4X36L21A*+WALLCON | *97CMN0801714A* | 23600 | 16.5 | 8.1 | 21600 | 16700 | 77.31% | 1.92 | 11.5 | 11 |  |  |  |  | R-410A | 1.9667 | Residential & Commercial | USHP | Ducted CEE Tier 1
213774525 | Central HP <5.4 tons | CARRIER | HRCU-A-CB (Split System: Heat Pump with Remote Outdoor Unit-Air-Source) | 25VNA825A*032* |  |  | CSPH*4212AL*+UI | 59TN6C080C17**14 | 24000 | 16 | 8.1 | 21400 | 16600 | 77.57% | 2 | 0 | 10.5 |  |  |  |  | R-410A | 2 | Residential & Commercial | USHP | Ducted CEE Tier 1
211242337 | Central HP <5.4 tons | KEEPRITE | HRCU-A-CB (Split System: Heat Pump with Remote Outdoor Unit-Air-Source) | DLCURAH24ABK |  |  | EA*4X36L21A* | *80ES(N,L)0701716A* | 25000 | 16.5 | 8.5 | 26800 | 21800 | 81.34% | 1.8 | 0 | 10 |  |  |  |  | R-410A | 2.0833 | Residential & Commercial | USHP | Ducted CEE Tier 1
211241920 | Central HP <5.4 tons | KEEPRITE | HRCU-A-CB (Split System: Heat Pump with Remote Outdoor Unit-Air-Source) | DLCURAH24ABK |  |  | EA*4X36L17A* | *80VSL0451716A* | 24200 | 16.5 | 8.5 | 26200 | 22600 | 86.26% | 1.86 | 0 | 10 |  |  |  |  | R-410A | 2.0167 | Residential & Commercial | USHP | Ducted CEE Tier 1
211241667 | Central HP <5.4 tons | KEEPRITE | HRCU-A-CB (Split System: Heat Pump with Remote Outdoor Unit-Air-Source) | DLCURAH24ABK |  |  | EA*4X30L17A* | *80ES(N,L)0701712A* | 24400 | 16.5 | 8.5 | 26400 | 22800 | 86.36% | 1.88 | 0 | 10 |  |  |  |  | R-410A | 2.0333 | Residential & Commercial | USHP | Ducted CEE Tier 1
211241183 | Central HP <5.4 tons | KEEPRITE | HRCU-A-CB (Split System: Heat Pump with Remote Outdoor Unit-Air-Source) | DLCURAH24ABK |  |  | EA*4X25L17A* | *92ESN0401712A* | 24200 | 16 | 8.1 | 25400 | 21600 | 85.04% | 1.78 | 0 | 10 |  |  |  |  | R-410A | 2.0167 | Residential & Commercial | USHP | Ducted CEE Tier 1
211241069 | Central HP <5.4 tons | KEEPRITE | HRCU-A-CB (Split System: Heat Pump with Remote Outdoor Unit-Air-Source) | DLCURAH24ABK |  |  | EA*4X25L17A* | *80ES(N,L)0451412A* | 25400 | 16.5 | 8.5 | 26000 | 20800 | 80% | 1.76 | 0 | 10.5 |  |  |  |  | R-410A | 2.1167 | Residential & Commercial | USHP | Ducted CEE Tier 1
211240834 | Central HP <5.4 tons | KEEPRITE | HRCU-A-CB (Split System: Heat Pump with Remote Outdoor Unit-Air-Source) | DLCURAH24ABK |  |  | EA*4X25L17A* | *96VSN0401410A* | 24400 | 16 | 8.5 | 25600 | 21400 | 83.59% | 1.78 | 0 | 10 |  |  |  |  | R-410A | 2.0333 | Residential & Commercial | USHP | Ducted CEE Tier 1
204299092 | Central HP <5.4 tons | KEEPRITE | HRCU-A-CB (Split System: Heat Pump with Remote Outdoor Unit-Air-Source) | CVH837GKA** |  |  | EA*4X42L24A*+WALLCON | *96CTN1202422A* | 31800 | 17.5 | 8.1 | 33000 | 24400 | 73.94% | 1.9 | 11 | 11.5 |  |  |  |  | R-410A | 2.65 | Residential & Commercial | USHP | Ducted CEE Tier 1
214242805 | Central HP <5.4 tons | CARRIER | HRCU-A-CB (Split System: Heat Pump with Remote Outdoor Unit-Air-Source) | 25VNA825A*031* |  |  | CNPV*3621AL*+UI | 59MN7C080C17**14 | 23400 | 16.5 | 8.1 | 21600 | 16700 | 77.31% | 1.92 | 0 | 10.5 |  |  |  |  | R-410A | 1.95 | Residential & Commercial | USHP | Ducted CEE Tier 1
214242955 | Central HP <5.4 tons | CARRIER | HRCU-A-CB (Split System: Heat Pump with Remote Outdoor Unit-Air-Source) | 25VNA825A*031* |  |  | CNPV*4221AL*+UI | 58TN*B045C17**12 | 23600 | 16 | 8.1 | 21600 | 16800 | 77.78% | 1.94 | 0 | 10.5 |  |  |  |  | R-410A | 1.9667 | Residential & Commercial | USHP | Ducted CEE Tier 1
214243055 | Central HP <5.4 tons | CARRIER | HRCU-A-CB (Split System: Heat Pump with Remote Outdoor Unit-Air-Source) | 25VNA825A*031* |  |  | CNPV*4221AL*+UI | 59TN6C080C17**14 | 23800 | 16.5 | 8.1 | 21400 | 16700 | 78.04% | 1.96 | 0 | 11 |  |  |  |  | R-410A | 1.9833 | Residential & Commercial | USHP | Ducted CEE Tier 1
214243105 | Central HP <5.4 tons | CARRIER | HRCU-A-CB (Split System: Heat Pump with Remote Outdoor Unit-Air-Source) | 25VNA825A*031* |  |  | CNPV*4821AL*+UI | 58TN*B090C21**20 | 24200 | 17 | 8.1 | 21200 | 16600 | 78.3% | 2.02 | 0 | 11.5 |  |  |  |  | R-410A | 2.0167 | Residential & Commercial | USHP | Ducted CEE Tier 1
204300116 | Central HP <5.4 tons | KEEPRITE | HRCU-A-CB (Split System: Heat Pump with Remote Outdoor Unit-Air-Source) | CVH837GKA** |  |  | EHD4X36AAL+WALLCON | *96CTN1202422A* | 32200 | 16.5 | 8.1 | 33200 | 24600 | 74.1% | 1.94 | 11 | 11 |  |  |  |  | R-410A | 2.6833 | Residential & Commercial | USHP | Ducted CEE Tier 1
212989500 | Central HP <5.4 tons | GRANDAIRE | HRCU-A-CB (Split System: Heat Pump with Remote Outdoor Unit-Air-Source) | WDLCURAH36ABK |  |  | WLA*484CA* | WFSU080C060B* | 35600 | 16.5 | 8.5 | 37800 | 34600 | 91.53% | 2.02 | 0 | 10 |  |  |  |  | R-410A | 2.9667 | Residential & Commercial | USHP | Ducted CEE Tier 1
211226504 | Central HP <5.4 tons | GRANDAIRE | HRCU-A-CB (Split System: Heat Pump with Remote Outdoor Unit-Air-Source) | WDLCURAH36ABK |  |  | WLA*374BA* | WFEL070A036B* | 35800 | 15.5 | 8.1 | 38500 | 35000 | 90.91% | 2 | 0 | 10 |  |  |  |  | R-410A | 2.9833 | Residential & Commercial | USHP | Ducted CEE Tier 1
211226336 | Central HP <5.4 tons | GRANDAIRE | HRCU-A-CB (Split System: Heat Pump with Remote Outdoor Unit-Air-Source) | WDLCURAH36ABK |  |  | WLA*364CA* | WFAX060B042A* | 35200 | 16 | 8.1 | 38500 | 35200 | 91.43% | 1.82 | 0 | 9.5 |  |  |  |  | R-410A | 2.9333 | Residential & Commercial | USHP
211227152 | Central HP <5.4 tons | GRANDAIRE | HRCU-A-CB (Split System: Heat Pump with Remote Outdoor Unit-Air-Source) | WDLCURAH36ABK |  |  | WLA*374CA* | WFSU100C060A* | 36600 | 16 | 8.5 | 38500 | 34800 | 90.39% | 2.1 | 0 | 10 |  |  |  |  | R-410A | 3.05 | Residential & Commercial | USHP | Ducted CEE Tier 1
210471328 | Central HP <5.4 tons | KEEPRITE | HRCU-A-CB (Split System: Heat Pump with Remote Outdoor Unit-Air-Source) | CVH837GKA2* |  |  | EHD4X60AAL+WALLCON | *97CMN0602120A* | 32800 | 16.5 | 8.1 | 32400 | 25200 | 77.78% | 1.98 | 0 | 11 |  |  |  |  | R-410A | 2.7333 | Residential & Commercial | USHP | Ducted CEE Tier 1
210470862 | Central HP <5.4 tons | KEEPRITE | HRCU-A-CB (Split System: Heat Pump with Remote Outdoor Unit-Air-Source) | CVH837GKA2* |  |  | EN(A,D)4X48L24**+WALLCON | *80CSU1002120A* | 32400 | 17 | 8.1 | 33000 | 24800 | 75.15% | 1.94 | 0 | 11.5 |  |  |  |  | R-410A | 2.7 | Residential & Commercial | USHP | Ducted CEE Tier 1
210470971 | Central HP <5.4 tons | KEEPRITE | HRCU-A-CB (Split System: Heat Pump with Remote Outdoor Unit-Air-Source) | CVH837GKA2* |  |  | EN(A,D,W)4X60L24**+WALLCON | *97CMN1202422A* | 32800 | 17.5 | 8.1 | 32200 | 24800 | 77.02% | 1.96 | 0 | 11.7 |  |  |  |  | R-410A | 2.7333 | Residential & Commercial | USHP | Ducted CEE Tier 1
210471026 | Central HP <5.4 tons | KEEPRITE | HRCU-A-CB (Split System: Heat Pump with Remote Outdoor Unit-Air-Source) | CVH837GKA2* |  |  | EHD4X36AAL+WALLCON | *95CSU0802120A* | 32200 | 16.5 | 8.1 | 33200 | 24600 | 74.1% | 1.94 | 0 | 11 |  |  |  |  | R-410A | 2.6833 | Residential & Commercial | USHP | Ducted CEE Tier 1
213079408 | Central HP <5.4 tons | GRANDAIRE | HRCU-A-CB (Split System: Heat Pump with Remote Outdoor Unit-Air-Source) | WDLCURAH36ABK |  |  | WLA*374BA* | WFAX060B042B* | 36000 | 15.5 | 8.5 | 38500 | 35000 | 90.91% | 2.06 | 0 | 10 |  |  |  |  | R-410A | 3 | Residential & Commercial | USHP | Ducted CEE Tier 1
204299806 | Central HP <5.4 tons | BRYANT HEATING AND COOLING SYSTEMS | HRCU-A-CB (Split System: Heat Pump with Remote Outdoor Unit-Air-Source) | 288BNV037*0**A* |  |  | CNPV*4821AL*+UI | 987MB66100C21*** | 32400 | 17.5 | 8.1 | 33000 | 24800 | 75.15% | 1.96 | 12 | 11.7 |  |  |  |  | R-410A | 2.7 | Residential & Commercial | USHP | Ducted CEE Tier 1
204300410 | Central HP <5.4 tons | BRYANT HEATING AND COOLING SYSTEMS | HRCU-A-CB (Split System: Heat Pump with Remote Outdoor Unit-Air-Source) | 288BNV037*0**A* |  |  | CSPH*4212AL*+UI | 987MB60060C21*** | 32400 | 16.5 | 8.1 | 33400 | 25200 | 75.45% | 1.94 | 11.5 | 10.5 |  |  |  |  | R-410A | 2.7 | Residential & Commercial | USHP | Ducted CEE Tier 1
204300460 | Central HP <5.4 tons | BRYANT HEATING AND COOLING SYSTEMS | HRCU-A-CB (Split System: Heat Pump with Remote Outdoor Unit-Air-Source) | 288BNV037*0**A* |  |  | CSPH*4812AL*+UI | 88*TA66135C24*** | 32600 | 17 | 8.1 | 33000 | 24800 | 75.15% | 1.98 | 11 | 11 |  |  |  |  | R-410A | 2.7167 | Residential & Commercial | USHP | Ducted CEE Tier 1
204300560 | Central HP <5.4 tons | BRYANT HEATING AND COOLING SYSTEMS | HRCU-A-CB (Split System: Heat Pump with Remote Outdoor Unit-Air-Source) | 288BNV037*0**A* |  |  | CSPH*4812AL*+UI | 986TC66100C21*** | 32600 | 17 | 8.1 | 33000 | 24800 | 75.15% | 1.98 | 12 | 11 |  |  |  |  | R-410A | 2.7167 | Residential & Commercial | USHP | Ducted CEE Tier 1
211227823 | Central HP <5.4 tons | GRANDAIRE | HRCU-A-CB (Split System: Heat Pump with Remote Outdoor Unit-Air-Source) | WDLCURAH36ABK |  |  | WLA*424DA* | WFER110C060A* | 35400 | 16 | 8.1 | 38500 | 35000 | 90.91% | 1.88 | 0 | 10 |  |  |  |  | R-410A | 2.95 | Residential & Commercial | USHP | Ducted CEE Tier 1
211228374 | Central HP <5.4 tons | GRANDAIRE | HRCU-A-CB (Split System: Heat Pump with Remote Outdoor Unit-Air-Source) | WDLCURAH36ABK |  |  | WLA*434CA* | WFEU100C060A* | 36400 | 16 | 8.5 | 38500 | 34800 | 90.39% | 2.08 | 0 | 10 |  |  |  |  | R-410A | 3.0333 | Residential & Commercial | USHP | Ducted CEE Tier 1
211228759 | Central HP <5.4 tons | GRANDAIRE | HRCU-A-CB (Split System: Heat Pump with Remote Outdoor Unit-Air-Source) | WDLCURAH36ABK |  |  | WLA*484CA* | WFEL070B036B* | 36000 | 15.5 | 8.5 | 38500 | 34800 | 90.39% | 2.06 | 0 | 10 |  |  |  |  | R-410A | 3 | Residential & Commercial | USHP | Ducted CEE Tier 1
211229292 | Central HP <5.4 tons | GRANDAIRE | HRCU-A-CB (Split System: Heat Pump with Remote Outdoor Unit-Air-Source) | WDLCURAH36ABK |  |  | WLA*484DA* | WFEL090D060B* | 36000 | 16.5 | 8.5 | 38500 | 34600 | 89.87% | 2.06 | 0 | 10 |  |  |  |  | R-410A | 3 | Residential & Commercial | USHP | Ducted CEE Tier 1
211229978 | Central HP <5.4 tons | GRANDAIRE | HRCU-A-CB (Split System: Heat Pump with Remote Outdoor Unit-Air-Source) | WDLCURAH36ABK |  |  | WLN(C,W)484CA* | WFEL110C060B* | 36200 | 16.5 | 8.1 | 38500 | 34800 | 90.39% | 2.02 | 0 | 10.5 |  |  |  |  | R-410A | 3.0167 | Residential & Commercial | USHP | Ducted CEE Tier 1
211229459 | Central HP <5.4 tons | GRANDAIRE | HRCU-A-CB (Split System: Heat Pump with Remote Outdoor Unit-Air-Source) | WDLCURAH36ABK |  |  | WLA*484DA* | WFAX100C060A* | 35600 | 16.5 | 8.5 | 37800 | 34600 | 91.53% | 2.04 | 0 | 10 |  |  |  |  | R-410A | 2.9667 | Residential & Commercial | USHP | Ducted CEE Tier 1
211229479 | Central HP <5.4 tons | GRANDAIRE | HRCU-A-CB (Split System: Heat Pump with Remote Outdoor Unit-Air-Source) | WDLCURAH36ABK |  |  | WLA*484DA* | WFAX120D060A* | 36200 | 16 | 8.5 | 38500 | 34600 | 89.87% | 2.08 | 0 | 10 |  |  |  |  | R-410A | 3.0167 | Residential & Commercial | USHP | Ducted CEE Tier 1
211230462 | Central HP <5.4 tons | GRANDAIRE | HRCU-A-CB (Split System: Heat Pump with Remote Outdoor Unit-Air-Source) | WDLCURAH36ABK |  |  | WLNC484DA* | WFEL110C060B* | 36200 | 16.5 | 8.1 | 38500 | 34800 | 90.39% | 2.02 | 0 | 10.5 |  |  |  |  | R-410A | 3.0167 | Residential & Commercial | USHP | Ducted CEE Tier 1
216678727 | Central HP <5.4 tons | BRYANT HEATING AND COOLING SYSTEMS | HRCU-A-CB (Split System: Heat Pump with Remote Outdoor Unit-Air-Source) | 38MURAQ36AB3* |  |  | CAP**4321AL* | 927TA48060V17*** | 36200 | 15.5 | 8.5 | 38000 | 34400 | 90.53% | 1.96 | 0 | 10 |  |  |  |  | R-410A | 3.0167 | Residential & Commercial | USHP | Ducted CEE Tier 1
215588491 | Central HP <5.4 tons | CARRIER | HRCU-A-CB (Split System: Heat Pump with Remote Outdoor Unit-Air-Source) | 27VNA154A*030* |  |  | CVAMA6024XMA*+UI | 59TN7A100C21**22 | 52000 | 19 | 8.1 | 53000 | 46500 | 87.74% | 1.85 | 0 | 11.5 |  |  |  |  | R-454B | 4.3333 | Residential & Commercial | USHP | Ducted CEE Tier 1
211229000 | Central HP <5.4 tons | KEEPRITE | HRCU-A-CB (Split System: Heat Pump with Remote Outdoor Unit-Air-Source) | DLCURAH36ABK |  |  | EA*4X48L21A* | *92ESN1002120A* | 35600 | 16.5 | 8.5 | 37800 | 34600 | 91.53% | 2.04 | 0 | 10 |  |  |  |  | R-410A | 2.9667 | Residential & Commercial | USHP | Ducted CEE Tier 1
211229099 | Central HP <5.4 tons | KEEPRITE | HRCU-A-CB (Split System: Heat Pump with Remote Outdoor Unit-Air-Source) | DLCURAH36ABK |  |  | EA*4X48L21A* | *96VSN0802120A* | 36000 | 16 | 8.5 | 38500 | 34600 | 89.87% | 2.06 | 0 | 10 |  |  |  |  | R-410A | 3 | Residential & Commercial | USHP | Ducted CEE Tier 1
213774575 | Central HP <5.4 tons | CARRIER | HRCU-A-CB (Split System: Heat Pump with Remote Outdoor Unit-Air-Source) | 25VNA825A*032* |  |  | CSPH*4812AL*+UI | 58TN*B070C17**16 | 24200 | 16 | 8.1 | 21200 | 16600 | 78.3% | 2 | 0 | 10.5 |  |  |  |  | R-410A | 2.0167 | Residential & Commercial | USHP | Ducted CEE Tier 1
211228516 | Central HP <5.4 tons | KEEPRITE | HRCU-A-CB (Split System: Heat Pump with Remote Outdoor Unit-Air-Source) | DLCURAH36ABK |  |  | EA*4X43L21A* | *95ESN1002120A* | 37000 | 15.5 | 8.5 | 38500 | 34800 | 90.39% | 2.1 | 0 | 10 |  |  |  |  | R-410A | 3.0833 | Residential & Commercial | USHP | Ducted CEE Tier 1
216678686 | Central HP <5.4 tons | KEEPRITE | HRCU-A-CB (Split System: Heat Pump with Remote Outdoor Unit-Air-Source) | DLCURAH36ABK |  |  | EA*4X36L17A* | *97VTN0601716A* | 34800 | 15.2 | 8.5 | 38500 | 34800 | 90.39% | 1.75 | 0 | 9.5 |  |  |  |  | R-410A | 2.9 | Residential & Commercial | USHP
211228897 | Central HP <5.4 tons | KEEPRITE | HRCU-A-CB (Split System: Heat Pump with Remote Outdoor Unit-Air-Source) | DLCURAH36ABK |  |  | EA*4X48L21A* | *80ESU1002120A* | 36000 | 16 | 8.5 | 38500 | 34600 | 89.87% | 2.06 | 0 | 10 |  |  |  |  | R-410A | 3 | Residential & Commercial | USHP | Ducted CEE Tier 1
211229063 | Central HP <5.4 tons | KEEPRITE | HRCU-A-CB (Split System: Heat Pump with Remote Outdoor Unit-Air-Source) | DLCURAH36ABK |  |  | EA*4X48L21A* | *95ESN1002122A* | 37200 | 15.5 | 8.5 | 38500 | 35000 | 90.91% | 2.12 | 0 | 10 |  |  |  |  | R-410A | 3.1 | Residential & Commercial | USHP | Ducted CEE Tier 1
211229265 | Central HP <5.4 tons | KEEPRITE | HRCU-A-CB (Split System: Heat Pump with Remote Outdoor Unit-Air-Source) | DLCURAH36ABK |  |  | EA*4X48L24A* | *80ES(N,L)0902116A* | 36400 | 16 | 8.5 | 38500 | 34600 | 89.87% | 2.08 | 0 | 10 |  |  |  |  | R-410A | 3.0333 | Residential & Commercial | USHP | Ducted CEE Tier 1
204456487 | Central HP <5.4 tons | KEEPRITE | HRCU-A-CB (Split System: Heat Pump with Remote Outdoor Unit-Air-Source) | CVH825GKA2* |  |  | EA*4X25L17A*+WALLCON | *97CMN0801714A* | 24200 | 16.5 | 8.1 | 21400 | 16700 | 78.04% | 2 | 11 | 11 |  |  |  |  | R-410A | 2.0167 | Residential & Commercial | USHP | Ducted CEE Tier 1
210470349 | Central HP <5.4 tons | KEEPRITE | HRCU-A-CB (Split System: Heat Pump with Remote Outdoor Unit-Air-Source) | CVH837GKA2* |  |  | EA*4X60L24A*+WALLCON | *96CTN1002122A* | 32800 | 17.5 | 8.5 | 31800 | 24800 | 77.99% | 2 | 0 | 11.7 |  |  |  |  | R-410A | 2.7333 | Residential & Commercial | USHP | Ducted CEE Tier 1
211226848 | Central HP <5.4 tons | GRANDAIRE | HRCU-A-CB (Split System: Heat Pump with Remote Outdoor Unit-Air-Source) | WDLCURAH36ABK |  |  | WLA*374CA* | WFEL090C060B* | 36800 | 16 | 8.5 | 38500 | 34800 | 90.39% | 2.1 | 0 | 10 |  |  |  |  | R-410A | 3.0667 | Residential & Commercial | USHP | Ducted CEE Tier 1
211245468 | Central HP <5.4 tons | GRANDAIRE | HRCU-A-CB (Split System: Heat Pump with Remote Outdoor Unit-Air-Source) | WDLCURAH24ABK |  |  | WLNC364CA* | WFSU060B048A* | 24200 | 16.5 | 8.1 | 26200 | 22800 | 87.02% | 1.9 | 0 | 10.5 |  |  |  |  | R-410A | 2.0167 | Residential & Commercial | USHP | Ducted CEE Tier 1
211245666 | Central HP <5.4 tons | GRANDAIRE | HRCU-A-CB (Split System: Heat Pump with Remote Outdoor Unit-Air-Source) | WDLCURAH24ABK |  |  | WLNC364CA* | WFAX060B042A* | 24400 | 16.5 | 8.1 | 26400 | 22800 | 86.36% | 1.88 | 0 | 10.5 |  |  |  |  | R-410A | 2.0333 | Residential & Commercial | USHP | Ducted CEE Tier 1
210470165 | Central HP <5.4 tons | KEEPRITE | HRCU-A-CB (Split System: Heat Pump with Remote Outdoor Unit-Air-Source) | CVH837GKA2* |  |  | EA*4X42L21A*+WALLCON | *80CSU1002120A* | 31800 | 17 | 8.1 | 33200 | 24400 | 73.49% | 1.88 | 0 | 11 |  |  |  |  | R-410A | 2.65 | Residential & Commercial | USHP | Ducted CEE Tier 1
210470294 | Central HP <5.4 tons | KEEPRITE | HRCU-A-CB (Split System: Heat Pump with Remote Outdoor Unit-Air-Source) | CVH837GKA2* |  |  | EA*4X60L24A*+WALLCON | *96CTN1202422A* | 32800 | 18 | 8.5 | 31800 | 24800 | 77.99% | 2 | 0 | 11.7 |  |  |  |  | R-410A | 2.7333 | Residential & Commercial | USHP | Ducted CEE Tier 1
211240761 | Central HP <5.4 tons | GRANDAIRE | HRCU-A-CB (Split System: Heat Pump with Remote Outdoor Unit-Air-Source) | WDLCURAH24ABK |  |  | WLA*244BA* | WFEL070A036B* | 24000 | 16.5 | 8.5 | 26800 | 23800 | 88.81% | 1.96 | 0 | 10 |  |  |  |  | R-410A | 2 | Residential & Commercial | USHP | Ducted CEE Tier 1
211241097 | Central HP <5.4 tons | GRANDAIRE | HRCU-A-CB (Split System: Heat Pump with Remote Outdoor Unit-Air-Source) | WDLCURAH24ABK |  |  | WLA*254BA* | WFER070B036A* | 25000 | 16.5 | 8.5 | 25800 | 21000 | 81.4% | 1.76 | 0 | 10.5 |  |  |  |  | R-410A | 2.0833 | Residential & Commercial | USHP | Ducted CEE Tier 1
211240773 | Central HP <5.4 tons | GRANDAIRE | HRCU-A-CB (Split System: Heat Pump with Remote Outdoor Unit-Air-Source) | WDLCURAH24ABK |  |  | WLA*244BA* | WFEU060B048A* | 24600 | 16.5 | 8.5 | 27200 | 23000 | 84.56% | 1.9 | 0 | 10 |  |  |  |  | R-410A | 2.05 | Residential & Commercial | USHP | Ducted CEE Tier 1
211240673 | Central HP <5.4 tons | GRANDAIRE | HRCU-A-CB (Split System: Heat Pump with Remote Outdoor Unit-Air-Source) | WDLCURAH24ABK |  |  | WLA*244BA* | WFER090B042A* | 24200 | 16.5 | 8.5 | 27000 | 23400 | 86.67% | 1.94 | 0 | 10 |  |  |  |  | R-410A | 2.0167 | Residential & Commercial | USHP | Ducted CEE Tier 1
211241625 | Central HP <5.4 tons | GRANDAIRE | HRCU-A-CB (Split System: Heat Pump with Remote Outdoor Unit-Air-Source) | WDLCURAH24ABK |  |  | WLA*304BA* | WFSX026A030A* | 23200 | 16.5 | 8.5 | 25800 | 24400 | 94.57% | 2.02 | 0 | 10 |  |  |  |  | R-410A | 1.9333 | Residential & Commercial | USHP | Ducted CEE Tier 1
211242094 | Central HP <5.4 tons | GRANDAIRE | HRCU-A-CB (Split System: Heat Pump with Remote Outdoor Unit-Air-Source) | WDLCURAH24ABK |  |  | WLA*364BA* | WFEL045B036B* | 24200 | 16.5 | 8.5 | 26200 | 22600 | 86.26% | 1.88 | 0 | 10 |  |  |  |  | R-410A | 2.0167 | Residential & Commercial | USHP | Ducted CEE Tier 1
211242163 | Central HP <5.4 tons | GRANDAIRE | HRCU-A-CB (Split System: Heat Pump with Remote Outdoor Unit-Air-Source) | WDLCURAH24ABK |  |  | WLA*364BA* | WFSX060B042A* | 24600 | 16 | 8.5 | 26600 | 22200 | 83.46% | 1.82 | 0 | 10 |  |  |  |  | R-410A | 2.05 | Residential & Commercial | USHP | Ducted CEE Tier 1
215675491 | Central HP <5.4 tons | KENMORE | HRCU-A-CB (Split System: Heat Pump with Remote Outdoor Unit-Air-Source) | (C,H,T)5H0V48*K*AAA* |  |  | EVM5X48M21A*+WALLCON | *96CTN1002122B* | 47000 | 18.5 | 9 | 50000 | 36400 | 72.8% | 2 | 0 | 10 |  |  |  |  | R-454B | 3.9167 | Residential & Commercial | USHP | Ducted CEE Tier 1
211264934 | Central HP <5.4 tons | KEEPRITE | HRCU-A-CB (Split System: Heat Pump with Remote Outdoor Unit-Air-Source) | DLCURAH18ABK |  |  | FMA4X18**AL* | 0 | 17400 | 16 | 8.5 | 18500 | 20000 | 108.1% | 2.44 | 0 | 10.5 |  |  |  |  | R-410A | 1.45 | Residential & Commercial | USHP | Ducted CEE Tier 1
211263380 | Central HP <5.4 tons | KEEPRITE | HRCU-A-CB (Split System: Heat Pump with Remote Outdoor Unit-Air-Source) | DLCURAH18ABK |  |  | EN(A,D)4X24L17** | *92ESN0601412A* | 18100 | 16 | 8.5 | 19000 | 18600 | 97.89% | 2.24 | 0 | 11 |  |  |  |  | R-410A | 1.5083 | Residential & Commercial | USHP | Ducted CEE Tier 1
211264330 | Central HP <5.4 tons | KEEPRITE | HRCU-A-CB (Split System: Heat Pump with Remote Outdoor Unit-Air-Source) | DLCURAH18ABK |  |  | EN(A,D)4X30L17** | *95ESN0601412A* | 18000 | 16 | 8.5 | 18500 | 18400 | 99.46% | 2.22 | 0 | 11 |  |  |  |  | R-410A | 1.5 | Residential & Commercial | USHP | Ducted CEE Tier 1
216411167 | Central HP <5.4 tons | CHAMPION HEATING AND COOLING | HRCU-A-CB (Split System: Heat Pump with Remote Outdoor Unit-Air-Source) | HH824E2S11 |  |  | CTF30A5ADS1 | Z9ET040A10SMPS1 | 23000 | 17 | 9 | 23000 | 17200 | 74.78% | 2 | 0 | 12 |  |  |  |  | R-454B | 1.9167 | Residential & Commercial | USHP | Ducted CEE Tier 1
216678114 | Central HP <5.4 tons | GRANDAIRE | HRCU-A-CB (Split System: Heat Pump with Remote Outdoor Unit-Air-Source) | WD5CURAH24AAK |  |  | W5A*36M17XA* | WFST080B048A* | 23600 | 15.2 | 8.5 | 24000 | 19400 | 80.83% | 1.9 | 0 | 9.8 |  |  |  |  | R-454B | 1.9667 | Residential & Commercial | USHP
215676291 | Central HP <5.4 tons | KENMORE | HRCU-A-CB (Split System: Heat Pump with Remote Outdoor Unit-Air-Source) | (C,H,T)5H0V48*K*AAA* |  |  | EVD5X49M24A*+WALLCON | *80CSU0802120A* | 48000 | 19 | 9 | 50000 | 36400 | 72.8% | 2.12 | 0 | 10 |  |  |  |  | R-454B | 4 | Residential & Commercial | USHP | Ducted CEE Tier 1
215676341 | Central HP <5.4 tons | KENMORE | HRCU-A-CB (Split System: Heat Pump with Remote Outdoor Unit-Air-Source) | (C,H,T)5H0V48*K*AAA* |  |  | EVD5X49M24A*+WALLCON | *95CSU1002122B* | 48000 | 19 | 9 | 50000 | 36400 | 72.8% | 2.02 | 0 | 10 |  |  |  |  | R-454B | 4 | Residential & Commercial | USHP | Ducted CEE Tier 1
215676461 | Central HP <5.4 tons | KENMORE | HRCU-A-CB (Split System: Heat Pump with Remote Outdoor Unit-Air-Source) | (C,H,T)5H0V48*K*AAA* |  |  | EVD5X60M21A*+WALLCON | *80CTL0702120B* | 48000 | 19 | 9 | 50000 | 36800 | 73.6% | 2 | 0 | 10 |  |  |  |  | R-454B | 4 | Residential & Commercial | USHP | Ducted CEE Tier 1
216676365 | Central HP <5.4 tons | BRYANT HEATING AND COOLING SYSTEMS | HRCU-A-CB (Split System: Heat Pump with Remote Outdoor Unit-Air-Source) | 37MURAQ24AA3 |  |  | CSAH*3012AM* | 83*CA48060C17*** | 24600 | 15.2 | 8.5 | 24600 | 19600 | 79.67% | 1.9 | 0 | 9.8 |  |  |  |  | R-454B | 2.05 | Residential & Commercial | USHP
216010743 | Central HP <5.4 tons | CHAMPION HEATING AND COOLING | HRCU-A-CB (Split System: Heat Pump with Remote Outdoor Unit-Air-Source) | HH824E2S11 |  |  | CTM36B5ADS1+JME08B2SN1 | 0 | 23000 | 19 | 9.5 | 23000 | 18000 | 78.26% | 2 | 0 | 12 |  |  |  |  | R-454B | 1.9167 | Residential & Commercial | USHP | Ducted CEE Tier 1
215223953 | Central HP <5.4 tons | CHAMPION HEATING AND COOLING | HRCU-A-CB (Split System: Heat Pump with Remote Outdoor Unit-Air-Source) | HH824E2S11 |  |  | CTM36B5ADS1 | Z8ES100B12SMPS1 | 23000 | 18 | 9.5 | 23000 | 18800 | 81.74% | 2 | 0 | 12 |  |  |  |  | R-454B | 1.9167 | Residential & Commercial | USHP | Ducted CEE Tier 1
211230411 | Central HP <5.4 tons | KEEPRITE | HRCU-A-CB (Split System: Heat Pump with Remote Outdoor Unit-Air-Source) | DLCURAH36ABK |  |  | EN(A,D)4X48L24** | *80ES(N,L)0702116A* | 35800 | 16.5 | 8.1 | 38500 | 34800 | 90.39% | 2 | 0 | 10 |  |  |  |  | R-410A | 2.9833 | Residential & Commercial | USHP | Ducted CEE Tier 1
211230079 | Central HP <5.4 tons | KEEPRITE | HRCU-A-CB (Split System: Heat Pump with Remote Outdoor Unit-Air-Source) | DLCURAH36ABK |  |  | EN(A,D,W)4X48L21** | *80VTL0902120A* | 35800 | 16.5 | 8.1 | 38500 | 34800 | 90.39% | 2 | 0 | 10 |  |  |  |  | R-410A | 2.9833 | Residential & Commercial | USHP | Ducted CEE Tier 1
211230211 | Central HP <5.4 tons | KEEPRITE | HRCU-A-CB (Split System: Heat Pump with Remote Outdoor Unit-Air-Source) | DLCURAH36ABK |  |  | EN(A,D,W)4X48L21** | *95ESN1002122A* | 37600 | 15.5 | 8.5 | 39500 | 35000 | 88.61% | 2.08 | 0 | 10.5 |  |  |  |  | R-410A | 3.1333 | Residential & Commercial | USHP | Ducted CEE Tier 1
211228005 | Central HP <5.4 tons | KEEPRITE | HRCU-A-CB (Split System: Heat Pump with Remote Outdoor Unit-Air-Source) | DLCURAH36ABK |  |  | EA*4X42L24A* | *95ESN0802120A* | 36200 | 15.5 | 8.1 | 39500 | 35200 | 89.11% | 1.92 | 0 | 10 |  |  |  |  | R-410A | 3.0167 | Residential & Commercial | USHP | Ducted CEE Tier 1
211227687 | Central HP <5.4 tons | KEEPRITE | HRCU-A-CB (Split System: Heat Pump with Remote Outdoor Unit-Air-Source) | DLCURAH36ABK |  |  | EA*4X42L21A* | *96VTN0801716A* | 35200 | 15.5 | 8.1 | 38500 | 35000 | 90.91% | 1.86 | 0 | 9.5 |  |  |  |  | R-410A | 2.9333 | Residential & Commercial | USHP
211227807 | Central HP <5.4 tons | KEEPRITE | HRCU-A-CB (Split System: Heat Pump with Remote Outdoor Unit-Air-Source) | DLCURAH36ABK |  |  | EA*4X42L24A* | *80ES(N,L)0902420A* | 35400 | 16 | 8.1 | 38500 | 35000 | 90.91% | 1.88 | 0 | 10 |  |  |  |  | R-410A | 2.95 | Residential & Commercial | USHP | Ducted CEE Tier 1
213479361 | Central HP <5.4 tons | BOSCH | HRCU-A-CB (Split System: Heat Pump with Remote Outdoor Unit-Air-Source) | BOVB-60HDN1-M18M |  |  | BMAC3036ANTD | BGH96M080B3B | 34000 | 16.5 | 8.5 | 34400 | 24200 | 70.35% | 1.8 | 0 | 11.7 |  |  |  |  | R-410A | 2.8333 | Residential & Commercial | USHP | Ducted CEE Tier 1
214242255 | Central HP <5.4 tons | CARRIER | HRCU-A-CB (Split System: Heat Pump with Remote Outdoor Unit-Air-Source) | 25VNA825A*032* |  |  | CNPV*4821AL*+UI | 59CU5B060C17**16 | 24000 | 16.5 | 8.1 | 21400 | 16600 | 77.57% | 2 | 0 | 11 |  |  |  |  | R-410A | 2 | Residential & Commercial | USHP | Ducted CEE Tier 1
215676101 | Central HP <5.4 tons | KENMORE | HRCU-A-CB (Split System: Heat Pump with Remote Outdoor Unit-Air-Source) | (C,H,T)5H0V48*K*AAA* |  |  | EVD5X48M21A*+WALLCON | *80CSU0601716A* | 47000 | 18 | 9 | 50000 | 36400 | 72.8% | 2 | 0 | 9.5 |  |  |  |  | R-454B | 3.9167 | Residential & Commercial | USHP
215675681 | Central HP <5.4 tons | KENMORE | HRCU-A-CB (Split System: Heat Pump with Remote Outdoor Unit-Air-Source) | (C,H,T)5H0V48*K*AAA* |  |  | EVM5X60M21A*+WALLCON | *80CSU0802120A* | 48000 | 19 | 9 | 50000 | 36600 | 73.2% | 2.12 | 0 | 10 |  |  |  |  | R-454B | 4 | Residential & Commercial | USHP | Ducted CEE Tier 1
215675731 | Central HP <5.4 tons | KENMORE | HRCU-A-CB (Split System: Heat Pump with Remote Outdoor Unit-Air-Source) | (C,H,T)5H0V48*K*AAA* |  |  | EVM5X60M21A*+WALLCON | *80CTL0901716B* | 48000 | 19 | 9 | 50000 | 37000 | 74% | 1.98 | 0 | 10 |  |  |  |  | R-454B | 4 | Residential & Commercial | USHP | Ducted CEE Tier 1
210596703 | Central HP <5.4 tons | KEEPRITE | HRCU-A-CB (Split System: Heat Pump with Remote Outdoor Unit-Air-Source) | CVH825GKA2* |  |  | EA*4X42L21A*+WALLCON | *97CMN0602120A* | 23600 | 16 | 8.1 | 21400 | 16700 | 78.04% | 1.94 | 0 | 11 |  |  |  |  | R-410A | 1.9667 | Residential & Commercial | USHP | Ducted CEE Tier 1
211241131 | Central HP <5.4 tons | GRANDAIRE | HRCU-A-CB (Split System: Heat Pump with Remote Outdoor Unit-Air-Source) | WDLCURAH24ABK |  |  | WLA*254BA* | WFAX060B042A* | 25000 | 17 | 8.5 | 25600 | 21000 | 82.03% | 1.78 | 0 | 10.5 |  |  |  |  | R-410A | 2.0833 | Residential & Commercial | USHP | Ducted CEE Tier 1
211241506 | Central HP <5.4 tons | GRANDAIRE | HRCU-A-CB (Split System: Heat Pump with Remote Outdoor Unit-Air-Source) | WDLCURAH24ABK |  |  | WLA*304BA* | WFSU060B048A* | 24200 | 16.5 | 8.5 | 26400 | 23000 | 87.12% | 1.9 | 0 | 10 |  |  |  |  | R-410A | 2.0167 | Residential & Commercial | USHP | Ducted CEE Tier 1
211241647 | Central HP <5.4 tons | GRANDAIRE | HRCU-A-CB (Split System: Heat Pump with Remote Outdoor Unit-Air-Source) | WDLCURAH24ABK |  |  | WLA*304BA* | WFER045A036A* | 24600 | 16 | 8.5 | 26600 | 22600 | 84.96% | 1.84 | 0 | 10 |  |  |  |  | R-410A | 2.05 | Residential & Commercial | USHP | Ducted CEE Tier 1
211241942 | Central HP <5.4 tons | GRANDAIRE | HRCU-A-CB (Split System: Heat Pump with Remote Outdoor Unit-Air-Source) | WDLCURAH24ABK |  |  | WLA*364BA* | WFSU060B048A* | 24400 | 17 | 8.5 | 26200 | 22400 | 85.5% | 1.86 | 0 | 10 |  |  |  |  | R-410A | 2.0333 | Residential & Commercial | USHP | Ducted CEE Tier 1
211242083 | Central HP <5.4 tons | GRANDAIRE | HRCU-A-CB (Split System: Heat Pump with Remote Outdoor Unit-Air-Source) | WDLCURAH24ABK |  |  | WLA*364BA* | WFER045A036A* | 24600 | 16 | 8.5 | 26600 | 22200 | 83.46% | 1.82 | 0 | 10 |  |  |  |  | R-410A | 2.05 | Residential & Commercial | USHP | Ducted CEE Tier 1
211242208 | Central HP <5.4 tons | GRANDAIRE | HRCU-A-CB (Split System: Heat Pump with Remote Outdoor Unit-Air-Source) | WDLCURAH24ABK |  |  | WLA*364BA* | WFER070A036A* | 24400 | 17 | 8.5 | 26200 | 22400 | 85.5% | 1.86 | 0 | 10 |  |  |  |  | R-410A | 2.0333 | Residential & Commercial | USHP | Ducted CEE Tier 1
211242685 | Central HP <5.4 tons | GRANDAIRE | HRCU-A-CB (Split System: Heat Pump with Remote Outdoor Unit-Air-Source) | WDLCURAH24ABK |  |  | WLA*364CA* | WFSX080B048A* | 24800 | 15.5 | 8.5 | 26800 | 22000 | 82.09% | 1.8 | 0 | 10 |  |  |  |  | R-410A | 2.0667 | Residential & Commercial | USHP | Ducted CEE Tier 1
211243026 | Central HP <5.4 tons | GRANDAIRE | HRCU-A-CB (Split System: Heat Pump with Remote Outdoor Unit-Air-Source) | WDLCURAH24ABK |  |  | WLA*374BA* | WFEL045A036B* | 25200 | 16 | 8.5 | 26200 | 21000 | 80.15% | 1.76 | 0 | 10 |  |  |  |  | R-410A | 2.1 | Residential & Commercial | USHP | Ducted CEE Tier 1
213774695 | Central HP <5.4 tons | CARRIER | HRCU-A-CB (Split System: Heat Pump with Remote Outdoor Unit-Air-Source) | 25VNA825A*032* |  |  | CSPH*4812AL*+UI | 59TN6C080C17**14 | 24200 | 16 | 8.1 | 21400 | 16600 | 77.57% | 2 | 0 | 10.5 |  |  |  |  | R-410A | 2.0167 | Residential & Commercial | USHP | Ducted CEE Tier 1
215934832 | Central HP <5.4 tons | KENMORE | HRCU-A-CB (Split System: Heat Pump with Remote Outdoor Unit-Air-Source) | (C,H,T)5H3V36*K*AAA* |  |  | EVM5X44M21A*+WALLCON | *80CTL0702120B* | 35600 | 21.5 | 8.5 | 38000 | 28600 | 75.26% | 2.02 | 0 | 12 |  |  |  |  | R-454B | 2.9667 | Residential & Commercial | USHP | Ducted CEE Tier 1
214053827 | Central HP <5.4 tons | BOSCH | HRCU-A-CB (Split System: Heat Pump with Remote Outdoor Unit-Air-Source) | BOVD-36HDN1-M20G |  |  | BMAC2430BNTD | BGH96M060B3B | 24000 | 18.5 | 9 | 24000 | 17400 | 72.5% | 1.9 | 0 | 12 |  |  |  |  | R-410A | 2 | Residential & Commercial | USHP | Ducted CEE Tier 1
215934882 | Central HP <5.4 tons | KENMORE | HRCU-A-CB (Split System: Heat Pump with Remote Outdoor Unit-Air-Source) | (C,H,T)5H3V36*K*AAA* |  |  | EVM5X44M21A*+WALLCON | *95CSU0802120B* | 35600 | 21.5 | 8.5 | 38000 | 28600 | 75.26% | 2.04 | 0 | 12 |  |  |  |  | R-454B | 2.9667 | Residential & Commercial | USHP | Ducted CEE Tier 1
215934932 | Central HP <5.4 tons | KENMORE | HRCU-A-CB (Split System: Heat Pump with Remote Outdoor Unit-Air-Source) | (C,H,T)5H3V36*K*AAA* |  |  | EVM5X44M21A*+WALLCON | *97CMN1002122B* | 35600 | 22 | 8.5 | 38000 | 28600 | 75.26% | 2.02 | 0 | 12.5 |  |  |  |  | R-454B | 2.9667 | Residential & Commercial | USHP | Ducted CEE Tier 1
213781712 | Central HP <5.4 tons | KEEPRITE | HRCU-A-CB (Split System: Heat Pump with Remote Outdoor Unit-Air-Source) | CVH837GKA2* |  |  | EA*4X61L24A*+WALLCON | *96CTN1002122B* | 33200 | 17.5 | 8.5 | 32000 | 24800 | 77.5% | 2 | 0 | 11.7 |  |  |  |  | R-410A | 2.7667 | Residential & Commercial | USHP | Ducted CEE Tier 1
211242329 | Central HP <5.4 tons | GRANDAIRE | HRCU-A-CB (Split System: Heat Pump with Remote Outdoor Unit-Air-Source) | WDLCURAH24ABK |  |  | WLA*364CA* | WFSU040B036A* | 23800 | 17 | 8.5 | 25800 | 23200 | 89.92% | 1.92 | 0 | 10 |  |  |  |  | R-410A | 1.9833 | Residential & Commercial | USHP | Ducted CEE Tier 1
211242696 | Central HP <5.4 tons | GRANDAIRE | HRCU-A-CB (Split System: Heat Pump with Remote Outdoor Unit-Air-Source) | WDLCURAH24ABK |  |  | WLA*364CA* | WFAX040B036A* | 23800 | 16 | 8.5 | 26000 | 23000 | 88.46% | 1.88 | 0 | 10 |  |  |  |  | R-410A | 1.9833 | Residential & Commercial | USHP | Ducted CEE Tier 1
211242897 | Central HP <5.4 tons | GRANDAIRE | HRCU-A-CB (Split System: Heat Pump with Remote Outdoor Unit-Air-Source) | WDLCURAH24ABK |  |  | WLA*374BA* | WFEU040B036A* | 24400 | 17.5 | 8.5 | 25400 | 21800 | 85.83% | 1.82 | 0 | 10.5 |  |  |  |  | R-410A | 2.0333 | Residential & Commercial | USHP | Ducted CEE Tier 1
211244133 | Central HP <5.4 tons | GRANDAIRE | HRCU-A-CB (Split System: Heat Pump with Remote Outdoor Unit-Air-Source) | WDLCURAH24ABK |  |  | WLNC244BA* | WFER070B036A* | 23800 | 16 | 8.5 | 27000 | 23200 | 85.93% | 1.9 | 0 | 10 |  |  |  |  | R-410A | 1.9833 | Residential & Commercial | USHP | Ducted CEE Tier 1
211227487 | Central HP <5.4 tons | KEEPRITE | HRCU-A-CB (Split System: Heat Pump with Remote Outdoor Unit-Air-Source) | DLCURAH36ABK |  |  | EA*4X42L21A* | *80VTL1102122A* | 36200 | 15.5 | 8.1 | 39500 | 35200 | 89.11% | 1.92 | 0 | 10 |  |  |  |  | R-410A | 3.0167 | Residential & Commercial | USHP | Ducted CEE Tier 1
211227589 | Central HP <5.4 tons | KEEPRITE | HRCU-A-CB (Split System: Heat Pump with Remote Outdoor Unit-Air-Source) | DLCURAH36ABK |  |  | EA*4X42L21A* | *95ESN1002122A* | 36600 | 15.2 | 8.5 | 40000 | 35200 | 88% | 1.94 | 0 | 10 |  |  |  |  | R-410A | 3.05 | Residential & Commercial | USHP | Ducted CEE Tier 1
216678575 | Central HP <5.4 tons | KEEPRITE | HRCU-A-CB (Split System: Heat Pump with Remote Outdoor Unit-Air-Source) | D5CURAH24AAK |  |  | FM(C,U)5Z36**AL* | 0 | 24800 | 16 | 9.5 | 24800 | 19600 | 79.03% | 2.14 | 0 | 10 |  |  |  |  | R-454B | 2.0667 | Residential & Commercial | USHP | Ducted CEE Tier 1
216784851 | Central HP <5.4 tons | CHAMPION HEATING AND COOLING | HRCU-A-CB (Split System: Heat Pump with Remote Outdoor Unit-Air-Source) | HH836E2S11 |  |  | CTM48C5CFS1 | Z8ES080C20LMPS1 | 34200 | 19 | 9 | 32000 | 25400 | 79.38% | 2 | 0 | 11 |  |  |  |  | R-454B | 2.85 | Residential & Commercial | USHP | Ducted CEE Tier 1
213780353 | Central HP <5.4 tons | KENMORE | HRCU-A-CB (Split System: Heat Pump with Remote Outdoor Unit-Air-Source) | (C,H,T)VH837GKA** |  |  | EHD4X60AAL+WALLCON | *80CTL1102120B* | 33000 | 16.5 | 8.1 | 32200 | 25400 | 78.88% | 2.04 | 0 | 11.5 |  |  |  |  | R-410A | 2.75 | Residential & Commercial | USHP | Ducted CEE Tier 1
213780383 | Central HP <5.4 tons | KENMORE | HRCU-A-CB (Split System: Heat Pump with Remote Outdoor Unit-Air-Source) | (C,H,T)VH837GKA** |  |  | EHD4X60AAL+WALLCON | *97CMN0601714B* | 32800 | 16 | 8.1 | 32400 | 25200 | 77.78% | 1.96 | 0 | 11 |  |  |  |  | R-410A | 2.7333 | Residential & Commercial | USHP | Ducted CEE Tier 1
215675781 | Central HP <5.4 tons | KENMORE | HRCU-A-CB (Split System: Heat Pump with Remote Outdoor Unit-Air-Source) | (C,H,T)5H0V48*K*AAA* |  |  | EVM5X60M21A*+WALLCON | *95CSU1002122B* | 48000 | 19 | 9 | 50000 | 36600 | 73.2% | 2.12 | 0 | 10 |  |  |  |  | R-454B | 4 | Residential & Commercial | USHP | Ducted CEE Tier 1
215675801 | Central HP <5.4 tons | KENMORE | HRCU-A-CB (Split System: Heat Pump with Remote Outdoor Unit-Air-Source) | (C,H,T)5H0V48*K*AAA* |  |  | EVM5X60M21A*+WALLCON | *97CMN0801714B* | 47500 | 18.5 | 9 | 50000 | 37400 | 74.8% | 1.98 | 0 | 10 |  |  |  |  | R-454B | 3.9583 | Residential & Commercial | USHP | Ducted CEE Tier 1
204456535 | Central HP <5.4 tons | BRYANT HEATING AND COOLING SYSTEMS | HRCU-A-CB (Split System: Heat Pump with Remote Outdoor Unit-Air-Source) | 288BNV025*0**B* |  |  | CAP**3017AL*+UI | 986TC42060C17*** | 23400 | 16 | 8.1 | 21600 | 16800 | 77.78% | 1.9 | 11 | 10.5 |  |  |  |  | R-410A | 1.95 | Residential & Commercial | USHP | Ducted CEE Tier 1
204456889 | Central HP <5.4 tons | BRYANT HEATING AND COOLING SYSTEMS | HRCU-A-CB (Split System: Heat Pump with Remote Outdoor Unit-Air-Source) | 288BNV025*0**B* |  |  | CAP**3721AL*+UI | 88*TA48070C17*** | 24400 | 17 | 8.5 | 21200 | 16600 | 78.3% | 2.02 | 11 | 11 |  |  |  |  | R-410A | 2.0333 | Residential & Commercial | USHP | Ducted CEE Tier 1
211264890 | Central HP <5.4 tons | KEEPRITE | HRCU-A-CB (Split System: Heat Pump with Remote Outdoor Unit-Air-Source) | DLCURAH18ABK |  |  | FXM4X24**AL | 0 | 18100 | 16 | 8.5 | 18600 | 18500 | 99.46% | 2.22 | 0 | 10.5 |  |  |  |  | R-410A | 1.5083 | Residential & Commercial | USHP | Ducted CEE Tier 1
213781202 | Central HP <5.4 tons | KEEPRITE | HRCU-A-CB (Split System: Heat Pump with Remote Outdoor Unit-Air-Source) | CVH837GKA2* |  |  | EA*4X43L21A*+WALLCON | *80CTL1102120B* | 33000 | 17 | 8.5 | 32600 | 25000 | 76.69% | 1.98 | 0 | 11.5 |  |  |  |  | R-410A | 2.75 | Residential & Commercial | USHP | Ducted CEE Tier 1
213781002 | Central HP <5.4 tons | KEEPRITE | HRCU-A-CB (Split System: Heat Pump with Remote Outdoor Unit-Air-Source) | CVH837GKA2* |  |  | EA*4X42L21A*+WALLCON | *80CTL0902120B* | 31800 | 17 | 8.1 | 32800 | 24200 | 73.78% | 1.88 | 0 | 11 |  |  |  |  | R-410A | 2.65 | Residential & Commercial | USHP | Ducted CEE Tier 1
213781152 | Central HP <5.4 tons | KEEPRITE | HRCU-A-CB (Split System: Heat Pump with Remote Outdoor Unit-Air-Source) | CVH837GKA2* |  |  | EA*4X42L24A*+WALLCON | *96CTN1202422B* | 31800 | 17 | 8.1 | 33000 | 24200 | 73.33% | 1.88 | 0 | 11 |  |  |  |  | R-410A | 2.65 | Residential & Commercial | USHP | Ducted CEE Tier 1
214389318 | Central HP <5.4 tons | CARRIER | HRCU-A-CB (Split System: Heat Pump with Remote Outdoor Unit-Air-Source) | 25VNA436A*031* |  |  | CNPV*6024AL*+UI | 58TN*B110C21**20 | 34000 | 20 | 9 | 36200 | 25400 | 70.17% | 2.02 | 0 | 12.5 |  |  |  |  | R-410A | 2.8333 | Residential & Commercial | USHP | Ducted CEE Tier 1
214389387 | Central HP <5.4 tons | CARRIER | HRCU-A-CB (Split System: Heat Pump with Remote Outdoor Unit-Air-Source) | 25VNA436A*031* |  |  | CNPV*3621AL*+UI | 58TN*B090C21**20 | 32400 | 18.5 | 9 | 38500 | 27000 | 70.13% | 1.92 | 0 | 11.7 |  |  |  |  | R-410A | 2.7 | Residential & Commercial | USHP | Ducted CEE Tier 1
216676534 | Central HP <5.4 tons | KEEPRITE | HRCU-A-CB (Split System: Heat Pump with Remote Outdoor Unit-Air-Source) | D5CURAH24AAK |  |  | ESH5X36M12A* | *80MS(N,L)0701712A* | 23800 | 15.2 | 8.5 | 23600 | 19200 | 81.36% | 1.94 | 0 | 9.8 |  |  |  |  | R-454B | 1.9833 | Residential & Commercial | USHP
214825962 | Central HP <5.4 tons | BOSCH | HRCU-A-CB (Split System: Heat Pump with Remote Outdoor Unit-Air-Source) | BOVA-60MTB-M19E |  |  | BIVA-60MCB-M19X | 0 | 53500 | 19 | 10 | 55000 | 55000 | 100% | 2.1 | 0 | 11.7 |  |  |  |  | R-454B | 4.4583 | Residential & Commercial | USHP | Ducted CEE Tier 1
212976310 | Central HP <5.4 tons | KEEPRITE | HRCU-A-CB (Split System: Heat Pump with Remote Outdoor Unit-Air-Source) | DLCURAH36ABK |  |  | EA*4X48L21A* | *96VTN0801716B* | 35400 | 16 | 8.1 | 37800 | 34800 | 92.06% | 2 | 0 | 10 |  |  |  |  | R-410A | 2.95 | Residential & Commercial | USHP | Ducted CEE Tier 1
212976801 | Central HP <5.4 tons | KEEPRITE | HRCU-A-CB (Split System: Heat Pump with Remote Outdoor Unit-Air-Source) | DLCURAH36ABK |  |  | EA*4X48L21A* | *96VTN1002120B* | 35800 | 16.5 | 8.5 | 37800 | 34600 | 91.53% | 2.02 | 0 | 10 |  |  |  |  | R-410A | 2.9833 | Residential & Commercial | USHP | Ducted CEE Tier 1
216678256 | Central HP <5.4 tons | GRANDAIRE | HRCU-A-CB (Split System: Heat Pump with Remote Outdoor Unit-Air-Source) | WD5CURAH24AAK |  |  | W5A*36M17XA* | WFJT060B048A* | 23600 | 15.2 | 8.5 | 24000 | 19400 | 80.83% | 1.92 | 0 | 9.8 |  |  |  |  | R-454B | 1.9667 | Residential & Commercial | USHP
204299046 | Central HP <5.4 tons | BRYANT HEATING AND COOLING SYSTEMS | HRCU-A-CB (Split System: Heat Pump with Remote Outdoor Unit-Air-Source) | 288BNV037*0**A* |  |  | CAP**4221AL*+UI | 987MB60060C21*** | 31600 | 17 | 8.1 | 33400 | 24800 | 74.25% | 1.86 | 11 | 11 |  |  |  |  | R-410A | 2.6333 | Residential & Commercial | USHP | Ducted CEE Tier 1
204299316 | Central HP <5.4 tons | BRYANT HEATING AND COOLING SYSTEMS | HRCU-A-CB (Split System: Heat Pump with Remote Outdoor Unit-Air-Source) | 288BNV037*0**A* |  |  | CAP**4821AL*+UI | 88*TA48090C17*** | 32400 | 18 | 8.5 | 32600 | 24800 | 76.07% | 2 | 12 | 11.7 |  |  |  |  | R-410A | 2.7 | Residential & Commercial | USHP | Ducted CEE Tier 1
211263480 | Central HP <5.4 tons | BRYANT HEATING AND COOLING SYSTEMS | HRCU-A-CB (Split System: Heat Pump with Remote Outdoor Unit-Air-Source) | 38MURAQ18AB3* |  |  | CNPV*2417AL* | 8(0,1)*SA36070E14*** | 17500 | 16 | 8.5 | 18400 | 18800 | 102.2% | 2.26 | 0 | 11 |  |  |  |  | R-410A | 1.4583 | Residential & Commercial | USHP | Ducted CEE Tier 1
211264398 | Central HP <5.4 tons | BRYANT HEATING AND COOLING SYSTEMS | HRCU-A-CB (Split System: Heat Pump with Remote Outdoor Unit-Air-Source) | 38MURAQ18AB3* |  |  | CNPV*3017AL* | 926TB36060V14*** | 18000 | 16 | 8.5 | 18600 | 18400 | 98.92% | 2.22 | 0 | 11 |  |  |  |  | R-410A | 1.5 | Residential & Commercial | USHP | Ducted CEE Tier 1
204456508 | Central HP <5.4 tons | BRYANT HEATING AND COOLING SYSTEMS | HRCU-A-CB (Split System: Heat Pump with Remote Outdoor Unit-Air-Source) | 288BNV025*0**B* |  |  | CAP**3014AL*+UI | 88*TA36070C14*** | 23400 | 17 | 8.1 | 21600 | 16700 | 77.31% | 1.92 | 11 | 11 |  |  |  |  | R-410A | 1.95 | Residential & Commercial | USHP | Ducted CEE Tier 1
211226938 | Central HP <5.4 tons | KEEPRITE | HRCU-A-CB (Split System: Heat Pump with Remote Outdoor Unit-Air-Source) | DLCURAH36ABK |  |  | EA*4X37L21A* | *80ESU1002120A* | 36200 | 16 | 8.5 | 38500 | 34800 | 90.39% | 2.08 | 0 | 10 |  |  |  |  | R-410A | 3.0167 | Residential & Commercial | USHP | Ducted CEE Tier 1
211228242 | Central HP <5.4 tons | KEEPRITE | HRCU-A-CB (Split System: Heat Pump with Remote Outdoor Unit-Air-Source) | DLCURAH36ABK |  |  | EA*4X43L21A* | *80ES(N,L)0702116A* | 37200 | 15.5 | 8.5 | 38500 | 35000 | 90.91% | 2.12 | 0 | 10 |  |  |  |  | R-410A | 3.1 | Residential & Commercial | USHP | Ducted CEE Tier 1
211228075 | Central HP <5.4 tons | KEEPRITE | HRCU-A-CB (Split System: Heat Pump with Remote Outdoor Unit-Air-Source) | DLCURAH36ABK |  |  | EA*4X42L24A* | *96VSN1202422A* | 35400 | 16 | 8.1 | 38500 | 35000 | 90.91% | 1.88 | 0 | 10 |  |  |  |  | R-410A | 2.95 | Residential & Commercial | USHP | Ducted CEE Tier 1
211227974 | Central HP <5.4 tons | KEEPRITE | HRCU-A-CB (Split System: Heat Pump with Remote Outdoor Unit-Air-Source) | DLCURAH36ABK |  |  | EA*4X42L24A* | *92ESN1002120A* | 35200 | 16.5 | 8.1 | 38500 | 35000 | 90.91% | 1.88 | 0 | 10 |  |  |  |  | R-410A | 2.9333 | Residential & Commercial | USHP | Ducted CEE Tier 1
213780652 | Central HP <5.4 tons | KEEPRITE | HRCU-A-CB (Split System: Heat Pump with Remote Outdoor Unit-Air-Source) | CVH837GKA2* |  |  | EA*4X36L17A*+WALLCON | *80CTL0701412B* | 31400 | 16.5 | 8.1 | 33400 | 24400 | 73.05% | 1.82 | 0 | 10.5 |  |  |  |  | R-410A | 2.6167 | Residential & Commercial | USHP | Ducted CEE Tier 1
216782145 | Central HP <5.4 tons | CHAMPION HEATING AND COOLING | HRCU-A-CB (Split System: Heat Pump with Remote Outdoor Unit-Air-Source) | HH836E2S11 |  |  | CTU48C5XFS1+TXV | Z8ES100C16LMPS1 | 34000 | 19 | 9 | 31600 | 25200 | 79.75% | 2 | 0 | 11 |  |  |  |  | R-454B | 2.8333 | Residential & Commercial | USHP | Ducted CEE Tier 1
216782745 | Central HP <5.4 tons | CHAMPION HEATING AND COOLING | HRCU-A-CB (Split System: Heat Pump with Remote Outdoor Unit-Air-Source) | HH836E2S11 |  |  | CTF48C5CFS1 | Z8ES080C20LMPS1 | 34200 | 19 | 9 | 32000 | 25400 | 79.38% | 2 | 0 | 11 |  |  |  |  | R-454B | 2.85 | Residential & Commercial | USHP | Ducted CEE Tier 1
204298882 | Central HP <5.4 tons | BRYANT HEATING AND COOLING SYSTEMS | HRCU-A-CB (Split System: Heat Pump with Remote Outdoor Unit-Air-Source) | 288BNV037*0**A* |  |  | CAP**3721AL*+UI | 88*TA60090C21*** | 32800 | 17.5 | 8.5 | 33000 | 25200 | 76.36% | 1.98 | 12 | 11.7 |  |  |  |  | R-410A | 2.7333 | Residential & Commercial | USHP | Ducted CEE Tier 1
215225088 | Central HP <5.4 tons | BOSCH | HRCU-A-CB (Split System: Heat Pump with Remote Outdoor Unit-Air-Source) | BOVA-24RXB-M15S |  |  | BIVA-24RXB-M15X | 0 | 24000 | 15.2 | 8.5 | 24000 | 17000 | 70.83% | 1.8 | 0 | 10.6 |  |  |  |  | R-454B | 2 | Residential & Commercial | USHP | Ducted CEE Tier 1
214648675 | Central HP <5.4 tons | TEXANAIR | HRCU-A-CB (Split System: Heat Pump with Remote Outdoor Unit-Air-Source) | TEXAN024HHCU1 |  |  | TEXAN024AHU1 | 0 | 24000 | 17.4 | 10 | 24000 | 22600 | 94.17% | 1.91 | 12.5 | 11.7 |  |  |  |  | R-410A | 2 | Residential & Commercial | USHP | Ducted CEE Tier 1
204456761 | Central HP <5.4 tons | BRYANT HEATING AND COOLING SYSTEMS | HRCU-A-CB (Split System: Heat Pump with Remote Outdoor Unit-Air-Source) | 288BNV025*0**B* |  |  | CAP**3621AL*+UI | 987MB66100C21*** | 23600 | 16.5 | 8.1 | 21400 | 16600 | 77.57% | 1.94 | 11 | 11 |  |  |  |  | R-410A | 1.9667 | Residential & Commercial | USHP | Ducted CEE Tier 1
204456788 | Central HP <5.4 tons | BRYANT HEATING AND COOLING SYSTEMS | HRCU-A-CB (Split System: Heat Pump with Remote Outdoor Unit-Air-Source) | 288BNV025*0**B* |  |  | CAP**3621AL*+UI | 88*TA48090C17*** | 23600 | 17.5 | 8.1 | 21400 | 16600 | 77.57% | 1.96 | 11 | 11 |  |  |  |  | R-410A | 1.9667 | Residential & Commercial | USHP | Ducted CEE Tier 1
204456895 | Central HP <5.4 tons | BRYANT HEATING AND COOLING SYSTEMS | HRCU-A-CB (Split System: Heat Pump with Remote Outdoor Unit-Air-Source) | 288BNV025*0**B* |  |  | CAP**3721AL*+UI | 987MB42080C17*** | 24400 | 16.5 | 8.1 | 21200 | 16700 | 78.77% | 2.02 | 11 | 11 |  |  |  |  | R-410A | 2.0333 | Residential & Commercial | USHP | Ducted CEE Tier 1
204298766 | Central HP <5.4 tons | BRYANT HEATING AND COOLING SYSTEMS | HRCU-A-CB (Split System: Heat Pump with Remote Outdoor Unit-Air-Source) | 288BNV037*0**A* |  |  | CAP**3621AL*+UI | 88*TA48090C17*** | 31600 | 17.5 | 8.1 | 33000 | 24200 | 73.33% | 1.86 | 11.5 | 11.5 |  |  |  |  | R-410A | 2.6333 | Residential & Commercial | USHP | Ducted CEE Tier 1
204299116 | Central HP <5.4 tons | BRYANT HEATING AND COOLING SYSTEMS | HRCU-A-CB (Split System: Heat Pump with Remote Outdoor Unit-Air-Source) | 288BNV037*0**A* |  |  | CAP**4224AL*+UI | 987MB66120C24*** | 31800 | 17 | 8.1 | 33200 | 24400 | 73.49% | 1.88 | 11.5 | 11 |  |  |  |  | R-410A | 2.65 | Residential & Commercial | USHP | Ducted CEE Tier 1
215681560 | Central HP <5.4 tons | KEEPRITE | HRCU-A-CB (Split System: Heat Pump with Remote Outdoor Unit-Air-Source) | C5H0V48*K*AAA* |  |  | EA*5X61M24A*+WALLCON | *97CTN1002122A* | 46000 | 18.5 | 9 | 47500 | 33600 | 70.74% | 2.06 | 0 | 10 |  |  |  |  | R-454B | 3.8333 | Residential & Commercial | USHP | Ducted CEE Tier 1
211262304 | Central HP <5.4 tons | BRYANT HEATING AND COOLING SYSTEMS | HRCU-A-CB (Split System: Heat Pump with Remote Outdoor Unit-Air-Source) | 38MURAQ18AB3* |  |  | CNPV*1814AL* | 82*TA36070V14*** | 17400 | 16 | 8.5 | 18500 | 19400 | 104.9% | 2.34 | 0 | 10.5 |  |  |  |  | R-410A | 1.45 | Residential & Commercial | USHP | Ducted CEE Tier 1
211262788 | Central HP <5.4 tons | BRYANT HEATING AND COOLING SYSTEMS | HRCU-A-CB (Split System: Heat Pump with Remote Outdoor Unit-Air-Source) | 38MURAQ18AB3* |  |  | CNPV*2417AL* | 82*SA36045V14*** | 17700 | 16 | 8.5 | 18600 | 18800 | 101.1% | 2.26 | 0 | 10.5 |  |  |  |  | R-410A | 1.475 | Residential & Commercial | USHP | Ducted CEE Tier 1
211262824 | Central HP <5.4 tons | BRYANT HEATING AND COOLING SYSTEMS | HRCU-A-CB (Split System: Heat Pump with Remote Outdoor Unit-Air-Source) | 38MURAQ18AB3* |  |  | CNPV*2417AL* | 926SA42060V17*** | 17600 | 15.5 | 8.5 | 18500 | 18800 | 101.6% | 2.26 | 0 | 10.5 |  |  |  |  | R-410A | 1.4667 | Residential & Commercial | USHP | Ducted CEE Tier 1
211263224 | Central HP <5.4 tons | BRYANT HEATING AND COOLING SYSTEMS | HRCU-A-CB (Split System: Heat Pump with Remote Outdoor Unit-Air-Source) | 38MURAQ18AB3* |  |  | CNPV*2417AL* | 926TB36060V14*** | 17900 | 15.5 | 8.5 | 18800 | 18700 | 99.47% | 2.26 | 0 | 11 |  |  |  |  | R-410A | 1.4917 | Residential & Commercial | USHP | Ducted CEE Tier 1
211264537 | Central HP <5.4 tons | BRYANT HEATING AND COOLING SYSTEMS | HRCU-A-CB (Split System: Heat Pump with Remote Outdoor Unit-Air-Source) | 38MURAQ18AB3* |  |  | CNPV*3017AL* | 912SD36060E14*** | 18300 | 16 | 8.5 | 18800 | 18300 | 97.34% | 2.22 | 0 | 11 |  |  |  |  | R-410A | 1.525 | Residential & Commercial | USHP | Ducted CEE Tier 1
211264728 | Central HP <5.4 tons | BRYANT HEATING AND COOLING SYSTEMS | HRCU-A-CB (Split System: Heat Pump with Remote Outdoor Unit-Air-Source) | 38MURAQ18AB3* |  |  | FJ4DN*A18L* | 0 | 18000 | 15.5 | 8.5 | 19000 | 19100 | 100.5% | 2.28 | 0 | 10.5 |  |  |  |  | R-410A | 1.5 | Residential & Commercial | USHP | Ducted CEE Tier 1
211264778 | Central HP <5.4 tons | BRYANT HEATING AND COOLING SYSTEMS | HRCU-A-CB (Split System: Heat Pump with Remote Outdoor Unit-Air-Source) | 38MURAQ18AB3* |  |  | FB4CNF024L | 0 | 17300 | 16 | 8.5 | 18200 | 19400 | 106.6% | 2.34 | 0 | 10.5 |  |  |  |  | R-410A | 1.4417 | Residential & Commercial | USHP | Ducted CEE Tier 1
204299396 | Central HP <5.4 tons | BRYANT HEATING AND COOLING SYSTEMS | HRCU-A-CB (Split System: Heat Pump with Remote Outdoor Unit-Air-Source) | 288BNV037*0**A* |  |  | CAP**4824AL*+UI | 987MB66100C21*** | 32400 | 17.5 | 8.5 | 32600 | 24800 | 76.07% | 2 | 12 | 11.7 |  |  |  |  | R-410A | 2.7 | Residential & Commercial | USHP | Ducted CEE Tier 1
204300300 | Central HP <5.4 tons | BRYANT HEATING AND COOLING SYSTEMS | HRCU-A-CB (Split System: Heat Pump with Remote Outdoor Unit-Air-Source) | 288BNV037*0**A* |  |  | CSPH*4212AL*+UI | 986TC66120C24*** | 32600 | 17 | 8.1 | 33000 | 24800 | 75.15% | 1.96 | 11 | 11 |  |  |  |  | R-410A | 2.7167 | Residential & Commercial | USHP | Ducted CEE Tier 1
215934962 | Central HP <5.4 tons | KENMORE | HRCU-A-CB (Split System: Heat Pump with Remote Outdoor Unit-Air-Source) | (C,H,T)5H3V36*K*AAA* |  |  | EVM5X48M21A*+WALLCON | *97CMN0601714B* | 34400 | 20.5 | 8.5 | 38000 | 27600 | 72.63% | 2.08 | 0 | 11 |  |  |  |  | R-454B | 2.8667 | Residential & Commercial | USHP | Ducted CEE Tier 1
215933442 | Central HP <5.4 tons | KENMORE | HRCU-A-CB (Split System: Heat Pump with Remote Outdoor Unit-Air-Source) | (C,H,T)5H3V36*K*AAA* |  |  | ESH5X42M12A*+WALLCON | *97CMN1002122B* | 33600 | 19 | 9 | 34600 | 26600 | 76.88% | 1.94 | 0 | 11.5 |  |  |  |  | R-454B | 2.8 | Residential & Commercial | USHP | Ducted CEE Tier 1
211712457 | Central HP <5.4 tons | GRANDAIRE | HRCU-A-CB (Split System: Heat Pump with Remote Outdoor Unit-Air-Source) | WDLCURAH30ABK |  |  | WLA*424CA* | WFEL070C048B* | 29600 | 15.2 | 8.1 | 33600 | 27400 | 81.55% | 1.78 | 0 | 9 |  |  |  |  | R-410A | 2.4667 | Residential & Commercial | USHP
216677442 | Central HP <5.4 tons | BRYANT HEATING AND COOLING SYSTEMS | HRCU-A-CB (Split System: Heat Pump with Remote Outdoor Unit-Air-Source) | 37MURAQ24AA3 |  |  | CAA**3717AM* | 926SB36040V17*** | 24200 | 15.2 | 8.5 | 23600 | 19300 | 81.78% | 1.96 | 0 | 9.8 |  |  |  |  | R-454B | 2.0167 | Residential & Commercial | USHP
216783847 | Central HP <5.4 tons | CHAMPION HEATING AND COOLING | HRCU-A-CB (Split System: Heat Pump with Remote Outdoor Unit-Air-Source) | HH824E2S11 |  |  | CTU30B5XCS1+TXV | Z8ES080B12LMPS1 | 23000 | 18 | 9.5 | 23000 | 19100 | 83.04% | 2 | 0 | 12 |  |  |  |  | R-454B | 1.9167 | Residential & Commercial | USHP | Ducted CEE Tier 1
216784650 | Central HP <5.4 tons | CHAMPION HEATING AND COOLING | HRCU-A-CB (Split System: Heat Pump with Remote Outdoor Unit-Air-Source) | HH824E2S11 |  |  | CTF30A5ADS1 | Z8ES060A12LMPS1 | 23000 | 18 | 9.5 | 23000 | 18000 | 78.26% | 2 | 0 | 12 |  |  |  |  | R-454B | 1.9167 | Residential & Commercial | USHP | Ducted CEE Tier 1
214825967 | Central HP <5.4 tons | BOSCH | HRCU-A-C (Split System: Heat Pump with Remote Outdoor Unit with No Indoor Fan --Air Source) | BOVA-60MTB-M19E |  |  | BMAC4860DBTA | 0 | 52000 | 15.2 | 8.5 | 55000 | 47000 | 85.45% | 1.8 | 0 | 11.2 |  |  |  |  | R-454B | 4.3333 | Residential & Commercial | USHP | Ducted CEE Tier 1
211262544 | Central HP <5.4 tons | BRYANT HEATING AND COOLING SYSTEMS | HRCU-A-CB (Split System: Heat Pump with Remote Outdoor Unit-Air-Source) | 38MURAQ18AB3* |  |  | CNPV*2414AL* | 926SA36060V14*** | 17900 | 15.5 | 8.5 | 18800 | 18700 | 99.47% | 2.26 | 0 | 11 |  |  |  |  | R-410A | 1.4917 | Residential & Commercial | USHP | Ducted CEE Tier 1
211262877 | Central HP <5.4 tons | BRYANT HEATING AND COOLING SYSTEMS | HRCU-A-CB (Split System: Heat Pump with Remote Outdoor Unit-Air-Source) | 38MURAQ18AB3* |  |  | CNPV*2417AL* | 926SA36060V14*** | 17900 | 15.5 | 8.5 | 18800 | 18700 | 99.47% | 2.26 | 0 | 11 |  |  |  |  | R-410A | 1.4917 | Residential & Commercial | USHP | Ducted CEE Tier 1
216634262 | Central HP <5.4 tons | ACIQ | HRCU-A-CB (Split System: Heat Pump with Remote Outdoor Unit-Air-Source) | H5H0V36*K*AAA* |  |  | EA*5X37M17A*+WALLCON | *97CTN0801716A* | 33800 | 17.5 | 9 | 35800 | 25600 | 71.51% | 1.86 | 0 | 9.5 |  |  |  |  | R-454B | 2.8167 | Residential & Commercial | USHP
216634265 | Central HP <5.4 tons | ACIQ | HRCU-A-CB (Split System: Heat Pump with Remote Outdoor Unit-Air-Source) | H5H0V36*K*AAA* |  |  | EA*5X37M21A*+WALLCON | *80CSU0601716B* | 34600 | 17.5 | 9 | 35200 | 25000 | 71.02% | 1.9 | 0 | 10 |  |  |  |  | R-454B | 2.8833 | Residential & Commercial | USHP | Ducted CEE Tier 1
216782811 | Central HP <5.4 tons | CHAMPION HEATING AND COOLING | HRCU-A-CB (Split System: Heat Pump with Remote Outdoor Unit-Air-Source) | HH836E2S11 |  |  | CTM48C5CFS1 | Z8ES120C20LMPS1 | 34200 | 19 | 9 | 32000 | 25400 | 79.38% | 2 | 0 | 11 |  |  |  |  | R-454B | 2.85 | Residential & Commercial | USHP | Ducted CEE Tier 1
216783999 | Central HP <5.4 tons | CHAMPION HEATING AND COOLING | HRCU-A-CB (Split System: Heat Pump with Remote Outdoor Unit-Air-Source) | HH836E2S11 |  |  | CTF36C5CDS1 | Z8ES120C20LMPS1 | 34400 | 18 | 8.5 | 32000 | 26200 | 81.88% | 2 | 0 | 11 |  |  |  |  | R-454B | 2.8667 | Residential & Commercial | USHP | Ducted CEE Tier 1
215677351 | Central HP <5.4 tons | KENMORE | HRCU-A-CB (Split System: Heat Pump with Remote Outdoor Unit-Air-Source) | (C,H,T)5H0V60*K*AAA* |  |  | EVD5X60M21A*+WALLCON | *80CTL0702120B* | 56500 | 18 | 9 | 64000 | 45000 | 70.31% | 2.06 | 0 | 9 |  |  |  |  | R-454B | 4.7083 | Residential & Commercial | USHP
215682480 | Central HP <5.4 tons | KEEPRITE | HRCU-A-CB (Split System: Heat Pump with Remote Outdoor Unit-Air-Source) | C5H0V48*K*AAA* |  |  | EVD5X61M21A*+WALLCON | *80CSU1002120B* | 48500 | 19 | 9 | 50000 | 36800 | 73.6% | 2.12 | 0 | 10 |  |  |  |  | R-454B | 4.0417 | Residential & Commercial | USHP | Ducted CEE Tier 1
212971368 | Central HP <5.4 tons | CARRIER | HRCU-A-CB (Split System: Heat Pump with Remote Outdoor Unit-Air-Source) | 38MURAQ18AB3* |  |  | CNPV*3017AL* | 58TP*B070V14**12 | 17400 | 16.5 | 8.1 | 17900 | 18600 | 103.9% | 2.24 | 0 | 11 |  |  |  |  | R-410A | 1.45 | Residential & Commercial | USHP | Ducted CEE Tier 1
211262719 | Central HP <5.4 tons | BRYANT HEATING AND COOLING SYSTEMS | HRCU-A-CB (Split System: Heat Pump with Remote Outdoor Unit-Air-Source) | 38MURAQ18AB3* |  |  | CNPV*2414AL* | 912SD36060E14*** | 18100 | 16 | 8.5 | 19000 | 18600 | 97.89% | 2.24 | 0 | 11 |  |  |  |  | R-410A | 1.5083 | Residential & Commercial | USHP | Ducted CEE Tier 1
216980859 | Central HP <5.4 tons | PolarWave | HRCU-A-CB (Split System: Heat Pump with Remote Outdoor Unit-Air-Source) | EZ-48-EHPB |  |  | EZ-48-AHB | 0 | 48000 | 16 | 8.5 | 48000 | 38000 | 79.17% | 1.85 | 0 | 10 |  |  |  |  | R-454B | 4 | Residential & Commercial | USHP | Ducted CEE Tier 1
216783376 | Central HP <5.4 tons | CHAMPION HEATING AND COOLING | HRCU-A-CB (Split System: Heat Pump with Remote Outdoor Unit-Air-Source) | HH836E2S11 |  |  | CTM48C5CFS1 | Z8ES080C16LMPS1 | 34400 | 19 | 9 | 32200 | 25400 | 78.88% | 2 | 0 | 11 |  |  |  |  | R-454B | 2.8667 | Residential & Commercial | USHP | Ducted CEE Tier 1
215682490 | Central HP <5.4 tons | KEEPRITE | HRCU-A-CB (Split System: Heat Pump with Remote Outdoor Unit-Air-Source) | C5H0V48*K*AAA* |  |  | EVD5X61M21A*+WALLCON | *97CTN0801716A* | 48000 | 18.5 | 9 | 50000 | 37400 | 74.8% | 2 | 0 | 10 |  |  |  |  | R-454B | 4 | Residential & Commercial | USHP | Ducted CEE Tier 1
211262695 | Central HP <5.4 tons | BRYANT HEATING AND COOLING SYSTEMS | HRCU-A-CB (Split System: Heat Pump with Remote Outdoor Unit-Air-Source) | 38MURAQ18AB3* |  |  | CNPV*2414AL* | 8(0,1)*SA36045E14*** | 18000 | 16 | 8.5 | 18900 | 18700 | 98.94% | 2.26 | 0 | 11 |  |  |  |  | R-410A | 1.5 | Residential & Commercial | USHP | Ducted CEE Tier 1
211263528 | Central HP <5.4 tons | BRYANT HEATING AND COOLING SYSTEMS | HRCU-A-CB (Split System: Heat Pump with Remote Outdoor Unit-Air-Source) | 38MURAQ18AB3* |  |  | CNPV*2417AL* | OVMAAB036098 | 18300 | 15.5 | 8.5 | 19300 | 18600 | 96.37% | 2.24 | 0 | 11 |  |  |  |  | R-410A | 1.525 | Residential & Commercial | USHP | Ducted CEE Tier 1
216633174 | Central HP <5.4 tons | ACIQ | HRCU-A-CB (Split System: Heat Pump with Remote Outdoor Unit-Air-Source) | H5H0V36*K*AAA* |  |  | EA*5X37M21A*+WALLCON | *80CSU0601716A* | 34400 | 18 | 9 | 35400 | 25200 | 71.19% | 1.9 | 0 | 9.5 |  |  |  |  | R-454B | 2.8667 | Residential & Commercial | USHP
216633215 | Central HP <5.4 tons | ACIQ | HRCU-A-CB (Split System: Heat Pump with Remote Outdoor Unit-Air-Source) | H5H0V36*K*AAA* |  |  | EA*5X43M21A*+WALLCON | *80CSU1002120A* | 34400 | 17.5 | 9 | 35400 | 25200 | 71.19% | 1.9 | 0 | 10 |  |  |  |  | R-454B | 2.8667 | Residential & Commercial | USHP | Ducted CEE Tier 1
216633231 | Central HP <5.4 tons | ACIQ | HRCU-A-CB (Split System: Heat Pump with Remote Outdoor Unit-Air-Source) | H5H0V36*K*AAA* |  |  | EA*5X48M21A*+WALLCON | *80CSU0401712A* | 33800 | 18 | 9 | 35000 | 25000 | 71.43% | 1.88 | 0 | 9.5 |  |  |  |  | R-454B | 2.8167 | Residential & Commercial | USHP
216633297 | Central HP <5.4 tons | ACIQ | HRCU-A-CB (Split System: Heat Pump with Remote Outdoor Unit-Air-Source) | H5H0V36*K*AAA* |  |  | ESH5X36M12A*+WALLCON | *80CSU0601716A* | 33600 | 16.5 | 8.5 | 35800 | 25600 | 71.51% | 1.76 | 0 | 9.5 |  |  |  |  | R-454B | 2.8 | Residential & Commercial | USHP
204299292 | Central HP <5.4 tons | KEEPRITE | HRCU-A-CB (Split System: Heat Pump with Remote Outdoor Unit-Air-Source) | CVH837GKA** |  |  | EA*4X48L21A*+WALLCON | *97CMN1002122A* | 32400 | 17.5 | 8.5 | 32600 | 25000 | 76.69% | 1.98 | 12 | 11.7 |  |  |  |  | R-410A | 2.7 | Residential & Commercial | USHP | Ducted CEE Tier 1
216676831 | Central HP <5.4 tons | KEEPRITE | HRCU-A-CB (Split System: Heat Pump with Remote Outdoor Unit-Air-Source) | D5CURAH24AAK |  |  | EA*5X37M21A* | *95CSU1002122B* | 25400 | 15.2 | 9 | 23400 | 19200 | 82.05% | 2.08 | 0 | 10 |  |  |  |  | R-454B | 2.1167 | Residential & Commercial | USHP | Ducted CEE Tier 1
204456544 | Central HP <5.4 tons | BRYANT HEATING AND COOLING SYSTEMS | HRCU-A-CB (Split System: Heat Pump with Remote Outdoor Unit-Air-Source) | 288BNV025*0**B* |  |  | CAP**3017AL*+UI | 986TC42080C17*** | 23400 | 16.5 | 8.1 | 21600 | 16800 | 77.78% | 1.9 | 11 | 10.5 |  |  |  |  | R-410A | 1.95 | Residential & Commercial | USHP | Ducted CEE Tier 1
213772533 | Central HP <5.4 tons | KENMORE | HRCU-A-CB (Split System: Heat Pump with Remote Outdoor Unit-Air-Source) | (C,H,T)VH825GKA2* |  |  | EHD4X48AAL+WALLCON | *97CMN1002122B* | 24200 | 16 | 8.1 | 21200 | 16600 | 78.3% | 2.02 | 0 | 11 |  |  |  |  | R-410A | 2.0167 | Residential & Commercial | USHP | Ducted CEE Tier 1
204456571 | Central HP <5.4 tons | BRYANT HEATING AND COOLING SYSTEMS | HRCU-A-CB (Split System: Heat Pump with Remote Outdoor Unit-Air-Source) | 288BNV025*0**B* |  |  | CAP**3017AL*+UI | 88*TA36070C14*** | 23600 | 17 | 8.1 | 21600 | 16600 | 76.85% | 1.92 | 11.5 | 11 |  |  |  |  | R-410A | 1.9667 | Residential & Commercial | USHP | Ducted CEE Tier 1
204456580 | Central HP <5.4 tons | BRYANT HEATING AND COOLING SYSTEMS | HRCU-A-CB (Split System: Heat Pump with Remote Outdoor Unit-Air-Source) | 288BNV025*0**B* |  |  | CAP**3017AL*+UI | 88*TA48090C17*** | 23600 | 17 | 8.1 | 21400 | 16600 | 77.57% | 1.92 | 11 | 11 |  |  |  |  | R-410A | 1.9667 | Residential & Commercial | USHP | Ducted CEE Tier 1
211264297 | Central HP <5.4 tons | BRYANT HEATING AND COOLING SYSTEMS | HRCU-A-CB (Split System: Heat Pump with Remote Outdoor Unit-Air-Source) | 38MURAQ18AB3* |  |  | CNPV*3017AL* | 915SB36060E14*** | 18000 | 16 | 8.5 | 18500 | 18400 | 99.46% | 2.22 | 0 | 11 |  |  |  |  | R-410A | 1.5 | Residential & Commercial | USHP | Ducted CEE Tier 1
211264800 | Central HP <5.4 tons | BRYANT HEATING AND COOLING SYSTEMS | HRCU-A-CB (Split System: Heat Pump with Remote Outdoor Unit-Air-Source) | 38MURAQ18AB3* |  |  | FB4CNP018L | 0 | 17400 | 16 | 8.5 | 18300 | 19400 | 106% | 2.34 | 0 | 10.5 |  |  |  |  | R-410A | 1.45 | Residential & Commercial | USHP | Ducted CEE Tier 1
211264899 | Central HP <5.4 tons | BRYANT HEATING AND COOLING SYSTEMS | HRCU-A-CB (Split System: Heat Pump with Remote Outdoor Unit-Air-Source) | 38MURAQ18AB3* |  |  | FX4DNF031L | 0 | 18100 | 16 | 8.5 | 18400 | 18200 | 98.91% | 2.18 | 0 | 10.5 |  |  |  |  | R-410A | 1.5083 | Residential & Commercial | USHP | Ducted CEE Tier 1
215681360 | Central HP <5.4 tons | KEEPRITE | HRCU-A-CB (Split System: Heat Pump with Remote Outdoor Unit-Air-Source) | C5H0V48*K*AAA* |  |  | EA*5X48M21A*+WALLCON | *97CTN0802120A* | 44000 | 17.5 | 9 | 48500 | 34200 | 70.52% | 2.06 | 0 | 9.5 |  |  |  |  | R-454B | 3.6667 | Residential & Commercial | USHP
211262232 | Central HP <5.4 tons | BRYANT HEATING AND COOLING SYSTEMS | HRCU-A-CB (Split System: Heat Pump with Remote Outdoor Unit-Air-Source) | 38MURAQ18AB3* |  |  | CNPV*1814AL* | 82*SA36045V14*** | 17400 | 15.5 | 8.5 | 18600 | 19400 | 104.3% | 2.32 | 0 | 10.5 |  |  |  |  | R-410A | 1.45 | Residential & Commercial | USHP | Ducted CEE Tier 1
211262417 | Central HP <5.4 tons | BRYANT HEATING AND COOLING SYSTEMS | HRCU-A-CB (Split System: Heat Pump with Remote Outdoor Unit-Air-Source) | 38MURAQ18AB3* |  |  | CNPV*1814AL* | 8(0,1)*SA36045E14*** | 17800 | 15.5 | 8.5 | 18900 | 19200 | 101.6% | 2.3 | 0 | 10.5 |  |  |  |  | R-410A | 1.4833 | Residential & Commercial | USHP | Ducted CEE Tier 1
216633192 | Central HP <5.4 tons | ACIQ | HRCU-A-CB (Split System: Heat Pump with Remote Outdoor Unit-Air-Source) | H5H0V36*K*AAA* |  |  | EA*5X37M21A*+WALLCON | *96CTN1002122B* | 34600 | 18 | 9 | 35200 | 25000 | 71.02% | 1.9 | 0 | 10 |  |  |  |  | R-454B | 2.8833 | Residential & Commercial | USHP | Ducted CEE Tier 1
216633208 | Central HP <5.4 tons | ACIQ | HRCU-A-CB (Split System: Heat Pump with Remote Outdoor Unit-Air-Source) | H5H0V36*K*AAA* |  |  | EA*5X42M21A*+WALLCON | *97CMN0802120B* | 33200 | 17.5 | 9 | 35800 | 25600 | 71.51% | 1.86 | 0 | 10 |  |  |  |  | R-454B | 2.7667 | Residential & Commercial | USHP | Ducted CEE Tier 1
216633249 | Central HP <5.4 tons | ACIQ | HRCU-A-CB (Split System: Heat Pump with Remote Outdoor Unit-Air-Source) | H5H0V36*K*AAA* |  |  | EA*5X48M21A*+WALLCON | *96CTN0801714B* | 33600 | 18 | 9 | 35200 | 25200 | 71.59% | 1.88 | 0 | 9.5 |  |  |  |  | R-454B | 2.8 | Residential & Commercial | USHP
216633256 | Central HP <5.4 tons | ACIQ | HRCU-A-CB (Split System: Heat Pump with Remote Outdoor Unit-Air-Source) | H5H0V36*K*AAA* |  |  | EA*5X60M24A*+WALLCON | *95CSU0802120B* | 34400 | 18 | 9 | 34200 | 24800 | 72.51% | 1.9 | 0 | 10 |  |  |  |  | R-454B | 2.8667 | Residential & Commercial | USHP | Ducted CEE Tier 1
216633317 | Central HP <5.4 tons | ACIQ | HRCU-A-CB (Split System: Heat Pump with Remote Outdoor Unit-Air-Source) | H5H0V36*K*AAA* |  |  | ESH5X36M12A*+WALLCON | *96CTN0601714B* | 33400 | 16 | 8.5 | 36000 | 25800 | 71.67% | 1.76 | 0 | 9 |  |  |  |  | R-454B | 2.7833 | Residential & Commercial | USHP
216633358 | Central HP <5.4 tons | ACIQ | HRCU-A-CB (Split System: Heat Pump with Remote Outdoor Unit-Air-Source) | H5H0V36*K*AAA* |  |  | ESH5X48M12A*+WALLCON | *97CMN0601714B* | 33800 | 16.5 | 8.5 | 35600 | 25400 | 71.35% | 1.78 | 0 | 9 |  |  |  |  | R-454B | 2.8167 | Residential & Commercial | USHP
216633367 | Central HP <5.4 tons | ACIQ | HRCU-A-CB (Split System: Heat Pump with Remote Outdoor Unit-Air-Source) | H5H0V36*K*AAA* |  |  | ESH5X48M12A*+WALLCON | *96CTN1002122B* | 34200 | 17 | 8.5 | 35400 | 25200 | 71.19% | 1.9 | 0 | 9.5 |  |  |  |  | R-454B | 2.85 | Residential & Commercial | USHP
216633372 | Central HP <5.4 tons | ACIQ | HRCU-A-CB (Split System: Heat Pump with Remote Outdoor Unit-Air-Source) | H5H0V36*K*AAA* |  |  | ESH5X60M12A*+WALLCON | *80CTL0701412B* | 34400 | 16.5 | 8.5 | 34800 | 25000 | 71.84% | 1.78 | 0 | 9.5 |  |  |  |  | R-454B | 2.8667 | Residential & Commercial | USHP
216633374 | Central HP <5.4 tons | ACIQ | HRCU-A-CB (Split System: Heat Pump with Remote Outdoor Unit-Air-Source) | H5H0V36*K*AAA* |  |  | ESH5X60M12A*+WALLCON | *80CTL0702120B* | 34600 | 17 | 8.5 | 34600 | 24800 | 71.68% | 1.8 | 0 | 9.5 |  |  |  |  | R-454B | 2.8833 | Residential & Commercial | USHP
216633383 | Central HP <5.4 tons | ACIQ | HRCU-A-CB (Split System: Heat Pump with Remote Outdoor Unit-Air-Source) | H5H0V36*K*AAA* |  |  | ESH5X60M12A*+WALLCON | *97CMN0801714B* | 34400 | 16.5 | 8.5 | 34800 | 25000 | 71.84% | 1.78 | 0 | 9.5 |  |  |  |  | R-454B | 2.8667 | Residential & Commercial | USHP
215682120 | Central HP <5.4 tons | KEEPRITE | HRCU-A-CB (Split System: Heat Pump with Remote Outdoor Unit-Air-Source) | C5H0V48*K*AAA* |  |  | EVD5X48M21A*+WALLCON | *80CSU0601716B* | 47000 | 18 | 9 | 50000 | 36400 | 72.8% | 2 | 0 | 9.5 |  |  |  |  | R-454B | 3.9167 | Residential & Commercial | USHP
204299362 | Central HP <5.4 tons | KEEPRITE | HRCU-A-CB (Split System: Heat Pump with Remote Outdoor Unit-Air-Source) | CVH837GKA** |  |  | EA*4X48L24A*+WALLCON | *80CTL0902120A* | 32400 | 17.5 | 8.5 | 32600 | 25000 | 76.69% | 1.98 | 12 | 11.7 |  |  |  |  | R-410A | 2.7 | Residential & Commercial | USHP | Ducted CEE Tier 1
215681460 | Central HP <5.4 tons | KEEPRITE | HRCU-A-CB (Split System: Heat Pump with Remote Outdoor Unit-Air-Source) | C5H0V48*K*AAA* |  |  | EA*5X61M21A*+WALLCON | *80CSU0601716B* | 46000 | 17.5 | 9 | 48000 | 33800 | 70.42% | 2.08 | 0 | 9.5 |  |  |  |  | R-454B | 3.8333 | Residential & Commercial | USHP
212989332 | Central HP <5.4 tons | GRANDAIRE | HRCU-A-CB (Split System: Heat Pump with Remote Outdoor Unit-Air-Source) | WDLCURAH18ABK |  |  | WLNC304BA* | WFSU060B048B* | 17600 | 16.5 | 8.1 | 18100 | 28400 | 156.9% | 1.94 | 0 | 11 |  |  |  |  | R-410A | 1.4667 | Residential & Commercial | USHP | Ducted CEE Tier 1
204300086 | Central HP <5.4 tons | KEEPRITE | HRCU-A-CB (Split System: Heat Pump with Remote Outdoor Unit-Air-Source) | CVH837GKA** |  |  | EHD4X36AAL+WALLCON | *80CTL1352422A* | 32200 | 16.5 | 8.1 | 33200 | 24600 | 74.1% | 1.94 | 11 | 11 |  |  |  |  | R-410A | 2.6833 | Residential & Commercial | USHP | Ducted CEE Tier 1
210473234 | Central HP <5.4 tons | KEEPRITE | HRCU-A-CB (Split System: Heat Pump with Remote Outdoor Unit-Air-Source) | CVH825GKA3* |  |  | EA*4X43L21A*+WALLCON | *96CTN1002122A* | 24400 | 16.5 | 8.5 | 21200 | 16600 | 78.3% | 2.04 | 0 | 11 |  |  |  |  | R-410A | 2.0333 | Residential & Commercial | USHP | Ducted CEE Tier 1
216618894 | Central HP <5.4 tons | BOSCH | HRCU-A-CB (Split System: Heat Pump with Remote Outdoor Unit-Air-Source) | BOVA-24RXB-M15S |  |  | BICA-24RXB-M16X | 0 | 23400 | 16 | 8.5 | 23600 | 16700 | 70.76% | 1.81 | 0 | 11.7 |  |  |  |  | R-454B | 1.95 | Residential & Commercial | USHP | Ducted CEE Tier 1
216763038 | Central HP <5.4 tons | SLIMAIR | HRCU-A-CB (Split System: Heat Pump with Remote Outdoor Unit-Air-Source) | SHC60AH224V |  |  | SHV60AE2AG | 0 | 54000 | 16 | 9 | 56000 | 52000 | 92.86% | 1.8 | 0 | 10 |  |  |  |  | R-454B | 4.5 | Residential & Commercial | USHP | Ducted CEE Tier 1
214825964 | Central HP <5.4 tons | BOSCH | HRCU-A-C (Split System: Heat Pump with Remote Outdoor Unit with No Indoor Fan --Air Source) | BOVA-60MTB-M19E |  |  | BMAC4248CBTA | 0 | 43500 | 15.2 | 8.5 | 46000 | 40500 | 88.04% | 1.8 | 0 | 11.7 |  |  |  |  | R-454B | 3.625 | Residential & Commercial | USHP | Ducted CEE Tier 1
211263270 | Central HP <5.4 tons | BRYANT HEATING AND COOLING SYSTEMS | HRCU-A-CB (Split System: Heat Pump with Remote Outdoor Unit-Air-Source) | 38MURAQ18AB3* |  |  | CNPV*2417AL* | 926TB42060V17*** | 17600 | 15.5 | 8.5 | 18600 | 18900 | 101.6% | 2.26 | 0 | 10.5 |  |  |  |  | R-410A | 1.4667 | Residential & Commercial | USHP | Ducted CEE Tier 1
211264875 | Central HP <5.4 tons | GRANDAIRE | HRCU-A-CB (Split System: Heat Pump with Remote Outdoor Unit-Air-Source) | WDLCURAH18ABK |  |  | WAXL184A* | 0 | 17800 | 16.5 | 8.5 | 18300 | 18500 | 101.1% | 2.22 | 0 | 10.5 |  |  |  |  | R-410A | 1.4833 | Residential & Commercial | USHP | Ducted CEE Tier 1
214229012 | Central HP <5.4 tons | GRANDAIRE | HRCU-A-CB (Split System: Heat Pump with Remote Outdoor Unit-Air-Source) | WDLCURAH18ABK |  |  | WLA*304BA* | WFEU060B048B* | 17800 | 16.5 | 8.5 | 18400 | 18500 | 100.5% | 2.24 | 0 | 10.5 |  |  |  |  | R-410A | 1.4833 | Residential & Commercial | USHP | Ducted CEE Tier 1
212981831 | Central HP <5.4 tons | GRANDAIRE | HRCU-A-CB (Split System: Heat Pump with Remote Outdoor Unit-Air-Source) | WDLCURAH18ABK |  |  | WLA*194BA* | WFEU100C060B* | 17800 | 16 | 8.1 | 17900 | 19400 | 108.4% | 2.32 | 0 | 10.5 |  |  |  |  | R-410A | 1.4833 | Residential & Commercial | USHP | Ducted CEE Tier 1
211264986 | Central HP <5.4 tons | BRYANT HEATING AND COOLING SYSTEMS | HRCU-A-CB (Split System: Heat Pump with Remote Outdoor Unit-Air-Source) | 38MURAQ18AB3* |  |  | FM(C,U)4Z24**AL* | 0 | 17800 | 17 | 9 | 18700 | 19800 | 105.9% | 2.4 | 0 | 11 |  |  |  |  | R-410A | 1.4833 | Residential & Commercial | USHP | Ducted CEE Tier 1
204299732 | Central HP <5.4 tons | KEEPRITE | HRCU-A-CB (Split System: Heat Pump with Remote Outdoor Unit-Air-Source) | CVH837GKA** |  |  | EN(A,D,W)4X48L21**+WALLCON | *80CTL0701716A* | 32400 | 17.5 | 8.1 | 33000 | 25000 | 75.76% | 1.94 | 12 | 11.5 |  |  |  |  | R-410A | 2.7 | Residential & Commercial | USHP | Ducted CEE Tier 1
216676331 | Central HP <5.4 tons | BRYANT HEATING AND COOLING SYSTEMS | HRCU-A-CB (Split System: Heat Pump with Remote Outdoor Unit-Air-Source) | 37MURAQ24AA3 |  |  | CAA**3617AM* | 83*SB36040M17*** | 23800 | 15.5 | 8.5 | 24000 | 19300 | 80.42% | 1.92 | 0 | 10 |  |  |  |  | R-454B | 1.9833 | Residential & Commercial | USHP | Ducted CEE Tier 1
216676480 | Central HP <5.4 tons | BRYANT HEATING AND COOLING SYSTEMS | HRCU-A-CB (Split System: Heat Pump with Remote Outdoor Unit-Air-Source) | 37MURAQ24AA3 |  |  | CSAH*3012AM* | 83*SB60080M21*** | 24400 | 15.2 | 8.5 | 24400 | 19500 | 79.92% | 1.9 | 0 | 10 |  |  |  |  | R-454B | 2.0333 | Residential & Commercial | USHP | Ducted CEE Tier 1
215674654 | Central HP <5.4 tons | KENMORE | HRCU-A-CB (Split System: Heat Pump with Remote Outdoor Unit-Air-Source) | (C,H,T)5H0V48*K*AAA* |  |  | EA*5X61M24A*+WALLCON | *96CTN1002122B* | 46000 | 18.5 | 9 | 47500 | 33600 | 70.74% | 2.06 | 0 | 10 |  |  |  |  | R-454B | 3.8333 | Residential & Commercial | USHP | Ducted CEE Tier 1
213773453 | Central HP <5.4 tons | KENMORE | HRCU-A-CB (Split System: Heat Pump with Remote Outdoor Unit-Air-Source) | (C,H,T)VH825GKA3* |  |  | EA*4X42L21A*+WALLCON | *97CMN0801714B* | 23600 | 16.5 | 8.1 | 21400 | 16700 | 78.04% | 1.94 | 0 | 10.5 |  |  |  |  | R-410A | 1.9667 | Residential & Commercial | USHP | Ducted CEE Tier 1
213773553 | Central HP <5.4 tons | KENMORE | HRCU-A-CB (Split System: Heat Pump with Remote Outdoor Unit-Air-Source) | (C,H,T)VH825GKA3* |  |  | EA*4X42L24A*+WALLCON | *96CTN1002122B* | 23800 | 16.5 | 8.1 | 21400 | 16600 | 77.57% | 1.96 | 0 | 11 |  |  |  |  | R-410A | 1.9833 | Residential & Commercial | USHP | Ducted CEE Tier 1
213773053 | Central HP <5.4 tons | KENMORE | HRCU-A-CB (Split System: Heat Pump with Remote Outdoor Unit-Air-Source) | (C,H,T)VH825GKA3* |  |  | EA*4X36L21A*+WALLCON | *80CTL0701716B* | 23600 | 16.5 | 8.1 | 21400 | 16700 | 78.04% | 1.92 | 0 | 10.5 |  |  |  |  | R-410A | 1.9667 | Residential & Commercial | USHP | Ducted CEE Tier 1
213773153 | Central HP <5.4 tons | KENMORE | HRCU-A-CB (Split System: Heat Pump with Remote Outdoor Unit-Air-Source) | (C,H,T)VH825GKA3* |  |  | EA*4X36L21A*+WALLCON | *96CTN1002122B* | 23600 | 16.5 | 8.1 | 21400 | 16600 | 77.57% | 1.94 | 0 | 10.5 |  |  |  |  | R-410A | 1.9667 | Residential & Commercial | USHP | Ducted CEE Tier 1
216677777 | Central HP <5.4 tons | BRYANT HEATING AND COOLING SYSTEMS | HRCU-A-CB (Split System: Heat Pump with Remote Outdoor Unit-Air-Source) | 37MURAQ24AA3 |  |  | CAA**3721AM* | 935SB48060M17*** | 24400 | 15.5 | 8.5 | 23000 | 19000 | 82.61% | 1.96 | 0 | 10 |  |  |  |  | R-454B | 2.0333 | Residential & Commercial | USHP | Ducted CEE Tier 1
216677854 | Central HP <5.4 tons | BRYANT HEATING AND COOLING SYSTEMS | HRCU-A-CB (Split System: Heat Pump with Remote Outdoor Unit-Air-Source) | 37MURAQ24AA3 |  |  | CAA**3721AM* | 935SB66100M21*** | 25200 | 16 | 9 | 23400 | 19100 | 81.62% | 2.06 | 0 | 10 |  |  |  |  | R-454B | 2.1 | Residential & Commercial | USHP | Ducted CEE Tier 1
212977005 | Central HP <5.4 tons | KEEPRITE | HRCU-A-CB (Split System: Heat Pump with Remote Outdoor Unit-Air-Source) | DLCURAH24ABK |  |  | EN(A,D)4X36L21** | *96VTN1002122B* | 23800 | 17 | 8.5 | 26400 | 23800 | 90.15% | 1.98 | 0 | 10.5 |  |  |  |  | R-410A | 1.9833 | Residential & Commercial | USHP | Ducted CEE Tier 1
213773353 | Central HP <5.4 tons | KENMORE | HRCU-A-CB (Split System: Heat Pump with Remote Outdoor Unit-Air-Source) | (C,H,T)VH825GKA3* |  |  | EA*4X37L21A*+WALLCON | *96CTN0601714B* | 24400 | 16.5 | 8.1 | 21200 | 16700 | 78.77% | 2 | 0 | 10.5 |  |  |  |  | R-410A | 2.0333 | Residential & Commercial | USHP | Ducted CEE Tier 1
213773303 | Central HP <5.4 tons | KENMORE | HRCU-A-CB (Split System: Heat Pump with Remote Outdoor Unit-Air-Source) | (C,H,T)VH825GKA3* |  |  | EA*4X37L21A*+WALLCON | *80CTL1102120B* | 24400 | 17 | 8.1 | 21200 | 16600 | 78.3% | 2.02 | 0 | 11 |  |  |  |  | R-410A | 2.0333 | Residential & Commercial | USHP | Ducted CEE Tier 1
216675832 | Central HP <5.4 tons | BRYANT HEATING AND COOLING SYSTEMS | HRCU-A-CB (Split System: Heat Pump with Remote Outdoor Unit-Air-Source) | 37MURAQ24AA3 |  |  | CAA**3017AM* | 8(0,1)*SB36070M17*** | 23400 | 15.5 | 8.5 | 24000 | 19400 | 80.83% | 1.92 | 0 | 9.8 |  |  |  |  | R-454B | 1.95 | Residential & Commercial | USHP
216675900 | Central HP <5.4 tons | BRYANT HEATING AND COOLING SYSTEMS | HRCU-A-CB (Split System: Heat Pump with Remote Outdoor Unit-Air-Source) | 37MURAQ24AA3 |  |  | CAA**3017AM* | 8(0,1)*SB48070M17*** | 23600 | 15.2 | 8.5 | 24200 | 19400 | 80.17% | 1.9 | 0 | 9.8 |  |  |  |  | R-454B | 1.9667 | Residential & Commercial | USHP
216676141 | Central HP <5.4 tons | BRYANT HEATING AND COOLING SYSTEMS | HRCU-A-CB (Split System: Heat Pump with Remote Outdoor Unit-Air-Source) | 37MURAQ24AA3 |  |  | CAA**3617AM* | 82*SB36045V14*** | 23600 | 15.5 | 8.5 | 24000 | 19300 | 80.42% | 1.92 | 0 | 9.8 |  |  |  |  | R-454B | 1.9667 | Residential & Commercial | USHP
216676602 | Central HP <5.4 tons | BRYANT HEATING AND COOLING SYSTEMS | HRCU-A-CB (Split System: Heat Pump with Remote Outdoor Unit-Air-Source) | 37MURAQ24AA3 |  |  | CAA**3014AM* | 82*TB36070V14*** | 23600 | 15.2 | 8.5 | 24200 | 19400 | 80.17% | 1.9 | 0 | 9.8 |  |  |  |  | R-454B | 1.9667 | Residential & Commercial | USHP
211262784 | Central HP <5.4 tons | GRANDAIRE | HRCU-A-CB (Split System: Heat Pump with Remote Outdoor Unit-Air-Source) | WDLCURAH18ABK |  |  | WLNC244AA* | WFEL070A036B* | 17500 | 16 | 8.5 | 18400 | 18800 | 102.2% | 2.26 | 0 | 11 |  |  |  |  | R-410A | 1.4583 | Residential & Commercial | USHP | Ducted CEE Tier 1
204300306 | Central HP <5.4 tons | KEEPRITE | HRCU-A-CB (Split System: Heat Pump with Remote Outdoor Unit-Air-Source) | CVH837GKA** |  |  | EHD4X42AAL+WALLCON | *96CTN1202422A* | 32600 | 17 | 8.1 | 33000 | 24800 | 75.15% | 1.96 | 11 | 11 |  |  |  |  | R-410A | 2.7167 | Residential & Commercial | USHP | Ducted CEE Tier 1
204300606 | Central HP <5.4 tons | KEEPRITE | HRCU-A-CB (Split System: Heat Pump with Remote Outdoor Unit-Air-Source) | CVH837GKA** |  |  | EHD4X48AAL+WALLCON | *97CMN0602120A* | 32400 | 16.5 | 8.1 | 33200 | 25200 | 75.9% | 1.94 | 11.5 | 11 |  |  |  |  | R-410A | 2.7 | Residential & Commercial | USHP | Ducted CEE Tier 1
204299252 | Central HP <5.4 tons | KEEPRITE | HRCU-A-CB (Split System: Heat Pump with Remote Outdoor Unit-Air-Source) | CVH837GKA** |  |  | EA*4X48L21A*+WALLCON | *96CTN0801714A* | 32200 | 17 | 8.1 | 32800 | 25200 | 76.83% | 1.96 | 11.5 | 11 |  |  |  |  | R-410A | 2.6833 | Residential & Commercial | USHP | Ducted CEE Tier 1
213780952 | Central HP <5.4 tons | KEEPRITE | HRCU-A-CB (Split System: Heat Pump with Remote Outdoor Unit-Air-Source) | CVH837GKA2* |  |  | EA*4X37L21A*+WALLCON | *96CTN0801714B* | 32800 | 17 | 8.5 | 33000 | 25200 | 76.36% | 1.96 | 0 | 11 |  |  |  |  | R-410A | 2.7333 | Residential & Commercial | USHP | Ducted CEE Tier 1
211262330 | Central HP <5.4 tons | BRYANT HEATING AND COOLING SYSTEMS | HRCU-A-CB (Split System: Heat Pump with Remote Outdoor Unit-Air-Source) | 38MURAQ18AB3* |  |  | CNPV*1814AL* | 915SB36060E14*** | 17600 | 15.5 | 8.5 | 18700 | 19300 | 103.2% | 2.32 | 0 | 10.5 |  |  |  |  | R-410A | 1.4667 | Residential & Commercial | USHP | Ducted CEE Tier 1
211264670 | Central HP <5.4 tons | GRANDAIRE | HRCU-A-CB (Split System: Heat Pump with Remote Outdoor Unit-Air-Source) | WDLCURAH18ABK |  |  | WLNC304BA* | WFEU060B048A* | 18700 | 16.5 | 8.5 | 19200 | 18200 | 94.79% | 2.2 | 0 | 11 |  |  |  |  | R-410A | 1.5583 | Residential & Commercial | USHP | Ducted CEE Tier 1
211264829 | Central HP <5.4 tons | GRANDAIRE | HRCU-A-CB (Split System: Heat Pump with Remote Outdoor Unit-Air-Source) | WDLCURAH18ABK |  |  | WAHL244B* | 0 | 17300 | 16 | 8.5 | 18200 | 19400 | 106.6% | 2.34 | 0 | 10.5 |  |  |  |  | R-410A | 1.4417 | Residential & Commercial | USHP | Ducted CEE Tier 1
211228145 | Central HP <5.4 tons | KEEPRITE | HRCU-A-CB (Split System: Heat Pump with Remote Outdoor Unit-Air-Source) | DLCURAH36ABK |  |  | EA*4X42L24A* | *96VTN1202422A* | 35600 | 16 | 8.1 | 38500 | 35000 | 90.91% | 1.88 | 0 | 10 |  |  |  |  | R-410A | 2.9667 | Residential & Commercial | USHP | Ducted CEE Tier 1
211228254 | Central HP <5.4 tons | KEEPRITE | HRCU-A-CB (Split System: Heat Pump with Remote Outdoor Unit-Air-Source) | DLCURAH36ABK |  |  | EA*4X43L21A* | *80ES(N,L)0901714A* | 37000 | 16 | 8.5 | 38500 | 34800 | 90.39% | 2.1 | 0 | 10 |  |  |  |  | R-410A | 3.0833 | Residential & Commercial | USHP | Ducted CEE Tier 1
214825969 | Central HP <5.4 tons | BOSCH | HRCU-A-CB (Split System: Heat Pump with Remote Outdoor Unit-Air-Source) | BOVA-60MTB-M19E |  |  | BMAC4248CBTA | BGH96M080C4C | 43500 | 16 | 9.5 | 46000 | 40500 | 88.04% | 1.8 | 0 | 11.7 |  |  |  |  | R-454B | 3.625 | Residential & Commercial | USHP | Ducted CEE Tier 1
214825971 | Central HP <5.4 tons | BOSCH | HRCU-A-CB (Split System: Heat Pump with Remote Outdoor Unit-Air-Source) | BOVA-60MTB-M19E |  |  | BMAC4248DBTA | BGH96M100D5C | 44500 | 16.5 | 9.5 | 47000 | 43000 | 91.49% | 2 | 0 | 11.7 |  |  |  |  | R-454B | 3.7083 | Residential & Commercial | USHP | Ducted CEE Tier 1
211245977 | Central HP <5.4 tons | KEEPRITE | HRCU-A-CB (Split System: Heat Pump with Remote Outdoor Unit-Air-Source) | DLCURAH24ABK |  |  | FVM4X24***L | 0 | 23800 | 17 | 8.5 | 25800 | 23000 | 89.15% | 1.92 | 0 | 10 |  |  |  |  | R-410A | 1.9833 | Residential & Commercial | USHP | Ducted CEE Tier 1
216763033 | Central HP <5.4 tons | SLIMAIR | HRCU-A-CB (Split System: Heat Pump with Remote Outdoor Unit-Air-Source) | SHC18AH224V |  |  | SHV18AE2AG | 0 | 18000 | 19 | 9.7 | 19000 | 18000 | 94.74% | 2 | 0 | 12.5 |  |  |  |  | R-454B | 1.5 | Residential & Commercial | USHP | Ducted CEE Tier 1
216676729 | Central HP <5.4 tons | BRYANT HEATING AND COOLING SYSTEMS | HRCU-A-CB (Split System: Heat Pump with Remote Outdoor Unit-Air-Source) | 37MURAQ24AA3 |  |  | CSAH*3012AM* | 83*SB36040M17*** | 23800 | 15.2 | 8.5 | 24200 | 19500 | 80.58% | 1.9 | 0 | 9.8 |  |  |  |  | R-454B | 1.9833 | Residential & Commercial | USHP
216676964 | Central HP <5.4 tons | BRYANT HEATING AND COOLING SYSTEMS | HRCU-A-CB (Split System: Heat Pump with Remote Outdoor Unit-Air-Source) | 37MURAQ24AA3 |  |  | CAA**3017AM* | 912SE48080M17*** | 23400 | 15.5 | 8.5 | 24000 | 19400 | 80.83% | 1.9 | 0 | 9.8 |  |  |  |  | R-454B | 1.95 | Residential & Commercial | USHP
216677798 | Central HP <5.4 tons | BRYANT HEATING AND COOLING SYSTEMS | HRCU-A-CB (Split System: Heat Pump with Remote Outdoor Unit-Air-Source) | 37MURAQ24AA3 |  |  | CAA**3721AM* | 935SB60080M21*** | 24200 | 15.5 | 8.5 | 23000 | 19000 | 82.61% | 1.96 | 0 | 10 |  |  |  |  | R-454B | 2.0167 | Residential & Commercial | USHP | Ducted CEE Tier 1
214771725 | Central HP <5.4 tons | BOSCH | HRCU-A-C (Split System: Heat Pump with Remote Outdoor Unit with No Indoor Fan --Air Source) | BOVA-36RTB-M20S |  |  | BMAC2430BBTA | 0 | 23400 | 15.2 | 9 | 24000 | 16800 | 70% | 1.9 | 0 | 12 |  |  |  |  | R-454B | 1.95 | Residential & Commercial | USHP | Ducted CEE Tier 1
204298742 | Central HP <5.4 tons | KEEPRITE | HRCU-A-CB (Split System: Heat Pump with Remote Outdoor Unit-Air-Source) | CVH837GKA** |  |  | EA*4X36L21A*+WALLCON | *97CMN1002122A* | 31600 | 17 | 8.1 | 33200 | 24200 | 72.89% | 1.86 | 11.5 | 11 |  |  |  |  | R-410A | 2.6333 | Residential & Commercial | USHP | Ducted CEE Tier 1
204298576 | Central HP <5.4 tons | BRYANT HEATING AND COOLING SYSTEMS | HRCU-A-CB (Split System: Heat Pump with Remote Outdoor Unit-Air-Source) | 288BNV037*0**A* |  |  | CAP**3617AL*+UI | 88*TA48070C17*** | 31400 | 17 | 8.1 | 33400 | 24400 | 73.05% | 1.84 | 11 | 11 |  |  |  |  | R-410A | 2.6167 | Residential & Commercial | USHP | Ducted CEE Tier 1
213780662 | Central HP <5.4 tons | KEEPRITE | HRCU-A-CB (Split System: Heat Pump with Remote Outdoor Unit-Air-Source) | CVH837GKA2* |  |  | EA*4X36L17A*+WALLCON | *80CTL0701716B* | 31400 | 16.5 | 8.1 | 33400 | 24400 | 73.05% | 1.82 | 0 | 10.5 |  |  |  |  | R-410A | 2.6167 | Residential & Commercial | USHP | Ducted CEE Tier 1
213780692 | Central HP <5.4 tons | KEEPRITE | HRCU-A-CB (Split System: Heat Pump with Remote Outdoor Unit-Air-Source) | CVH837GKA2* |  |  | EA*4X36L17A*+WALLCON | *97CMN0601714B* | 31200 | 16.5 | 8.1 | 33400 | 24600 | 73.65% | 1.82 | 0 | 10.5 |  |  |  |  | R-410A | 2.6 | Residential & Commercial | USHP | Ducted CEE Tier 1
213780792 | Central HP <5.4 tons | KEEPRITE | HRCU-A-CB (Split System: Heat Pump with Remote Outdoor Unit-Air-Source) | CVH837GKA2* |  |  | EA*4X36L21A*+WALLCON | *97CMN0601714B* | 31200 | 16.5 | 8.1 | 33200 | 24600 | 74.1% | 1.82 | 0 | 10.5 |  |  |  |  | R-410A | 2.6 | Residential & Commercial | USHP | Ducted CEE Tier 1
213780812 | Central HP <5.4 tons | KEEPRITE | HRCU-A-CB (Split System: Heat Pump with Remote Outdoor Unit-Air-Source) | CVH837GKA2* |  |  | EA*4X36L21A*+WALLCON | *97CMN1002122B* | 31600 | 17 | 8.1 | 32800 | 24200 | 73.78% | 1.86 | 0 | 11 |  |  |  |  | R-410A | 2.6333 | Residential & Commercial | USHP | Ducted CEE Tier 1
204299136 | Central HP <5.4 tons | BRYANT HEATING AND COOLING SYSTEMS | HRCU-A-CB (Split System: Heat Pump with Remote Outdoor Unit-Air-Source) | 288BNV037*0**A* |  |  | CAP**4224AL*+UI | 986TC66100C21*** | 31800 | 17.5 | 8.1 | 33000 | 24400 | 73.94% | 1.9 | 12 | 11.5 |  |  |  |  | R-410A | 2.65 | Residential & Commercial | USHP | Ducted CEE Tier 1
204299168 | Central HP <5.4 tons | BRYANT HEATING AND COOLING SYSTEMS | HRCU-A-CB (Split System: Heat Pump with Remote Outdoor Unit-Air-Source) | 288BNV037*0**A* |  |  | CAP**4321AL*+UI | 88*TA48070C17*** | 32800 | 17.5 | 8.5 | 33000 | 25200 | 76.36% | 1.98 | 11 | 11.7 |  |  |  |  | R-410A | 2.7333 | Residential & Commercial | USHP | Ducted CEE Tier 1
216677876 | Central HP <5.4 tons | BRYANT HEATING AND COOLING SYSTEMS | HRCU-A-CB (Split System: Heat Pump with Remote Outdoor Unit-Air-Source) | 37MURAQ24AA3 |  |  | CSAH*3012AM* | 935SB60080M21*** | 24200 | 15.2 | 8.5 | 24400 | 19600 | 80.33% | 1.9 | 0 | 9.8 |  |  |  |  | R-454B | 2.0167 | Residential & Commercial | USHP
216678040 | Central HP <5.4 tons | BRYANT HEATING AND COOLING SYSTEMS | HRCU-A-CB (Split System: Heat Pump with Remote Outdoor Unit-Air-Source) | 37MURAQ24AA3 |  |  | CAA**3617AM* | 926TC48060V17*** | 23600 | 15.2 | 8.5 | 24000 | 19400 | 80.83% | 1.92 | 0 | 9.8 |  |  |  |  | R-454B | 1.9667 | Residential & Commercial | USHP
216678143 | Central HP <5.4 tons | BRYANT HEATING AND COOLING SYSTEMS | HRCU-A-CB (Split System: Heat Pump with Remote Outdoor Unit-Air-Source) | 37MURAQ24AA3 |  |  | CAA**3721AM* | 926TC48080V17*** | 24800 | 15.5 | 8.5 | 23200 | 19100 | 82.33% | 1.96 | 0 | 10 |  |  |  |  | R-454B | 2.0667 | Residential & Commercial | USHP | Ducted CEE Tier 1
216678258 | Central HP <5.4 tons | BRYANT HEATING AND COOLING SYSTEMS | HRCU-A-CB (Split System: Heat Pump with Remote Outdoor Unit-Air-Source) | 37MURAQ24AA3 |  |  | CAA**2517AM* | 927TA48060V17*** | 24400 | 15.5 | 8.5 | 23200 | 19100 | 82.33% | 1.94 | 0 | 10 |  |  |  |  | R-454B | 2.0333 | Residential & Commercial | USHP | Ducted CEE Tier 1
212977085 | Central HP <5.4 tons | KEEPRITE | HRCU-A-CB (Split System: Heat Pump with Remote Outdoor Unit-Air-Source) | DLCURAH36ABK |  |  | EA*4X48L21A* | *96VTN1002122B* | 35800 | 16.5 | 8.5 | 37800 | 34600 | 91.53% | 2.02 | 0 | 10 |  |  |  |  | R-410A | 2.9833 | Residential & Commercial | USHP | Ducted CEE Tier 1
211263355 | Central HP <5.4 tons | KEEPRITE | HRCU-A-CB (Split System: Heat Pump with Remote Outdoor Unit-Air-Source) | DLCURAH18ABK |  |  | EN(A,D)4X24L17** | *80ES(N,L)0701712A* | 18000 | 16 | 8.5 | 18900 | 18700 | 98.94% | 2.26 | 0 | 11 |  |  |  |  | R-410A | 1.5 | Residential & Commercial | USHP | Ducted CEE Tier 1
211264962 | Central HP <5.4 tons | GRANDAIRE | HRCU-A-CB (Split System: Heat Pump with Remote Outdoor Unit-Air-Source) | WDLCURAH18ABK |  |  | FMA4X24**AL* | 0 | 17400 | 16 | 8.5 | 18500 | 20000 | 108.1% | 2.44 | 0 | 10.5 |  |  |  |  | R-410A | 1.45 | Residential & Commercial | USHP | Ducted CEE Tier 1
204300576 | Central HP <5.4 tons | KEEPRITE | HRCU-A-CB (Split System: Heat Pump with Remote Outdoor Unit-Air-Source) | CVH837GKA** |  |  | EHD4X48AAL+WALLCON | *80CTL0701412A* | 32600 | 17 | 8.1 | 33200 | 25000 | 75.3% | 1.96 | 11.5 | 11 |  |  |  |  | R-410A | 2.7167 | Residential & Commercial | USHP | Ducted CEE Tier 1
211245958 | Central HP <5.4 tons | GRANDAIRE | HRCU-A-CB (Split System: Heat Pump with Remote Outdoor Unit-Air-Source) | WDLCURAH24ABK |  |  | FM(C,U)4Z30**AL* | 0 | 24200 | 18 | 9 | 26600 | 23000 | 86.47% | 1.92 | 0 | 10.5 |  |  |  |  | R-410A | 2.0167 | Residential & Commercial | USHP | Ducted CEE Tier 1
211264978 | Central HP <5.4 tons | KEEPRITE | HRCU-A-CB (Split System: Heat Pump with Remote Outdoor Unit-Air-Source) | DLCURAH18ABK |  |  | FM(C,U)4Z18**AL* | 0 | 17800 | 17 | 9 | 18700 | 19800 | 105.9% | 2.4 | 0 | 11 |  |  |  |  | R-410A | 1.4833 | Residential & Commercial | USHP | Ducted CEE Tier 1
211264684 | Central HP <5.4 tons | KEEPRITE | HRCU-A-CB (Split System: Heat Pump with Remote Outdoor Unit-Air-Source) | DLCURAH18ABK |  |  | EN(A,D)4X30L17** | OMV098J12* | 18400 | 16 | 8.5 | 18900 | 18300 | 96.83% | 2.2 | 0 | 11 |  |  |  |  | R-410A | 1.5333 | Residential & Commercial | USHP | Ducted CEE Tier 1
211245707 | Central HP <5.4 tons | KEEPRITE | HRCU-A-CB (Split System: Heat Pump with Remote Outdoor Unit-Air-Source) | DLCURAH24ABK |  |  | EN(A,D)4X36L21** | *95ESN0601714A* | 24600 | 16 | 8.1 | 26600 | 22400 | 84.21% | 1.84 | 0 | 10.5 |  |  |  |  | R-410A | 2.05 | Residential & Commercial | USHP | Ducted CEE Tier 1
211226189 | Central HP <5.4 tons | GRANDAIRE | HRCU-A-CB (Split System: Heat Pump with Remote Outdoor Unit-Air-Source) | WDLCURAH30ABK |  |  | WLA*364CA* | WFAX080B048A* | 29600 | 15.2 | 8.1 | 33800 | 27800 | 82.25% | 1.76 | 0 | 9 |  |  |  |  | R-410A | 2.4667 | Residential & Commercial | USHP
211226223 | Central HP <5.4 tons | GRANDAIRE | HRCU-A-CB (Split System: Heat Pump with Remote Outdoor Unit-Air-Source) | WDLCURAH30ABK |  |  | WLA*374CA* | WFEU060B048A* | 31200 | 15.2 | 8.5 | 33400 | 26000 | 77.84% | 1.86 | 0 | 9 |  |  |  |  | R-410A | 2.6 | Residential & Commercial | USHP
211245761 | Central HP <5.4 tons | KEEPRITE | HRCU-A-CB (Split System: Heat Pump with Remote Outdoor Unit-Air-Source) | DLCURAH24ABK |  |  | EN(A,D)4X36L21** | OMV098J12* | 23600 | 16.5 | 8.1 | 26000 | 23600 | 90.77% | 1.96 | 0 | 10 |  |  |  |  | R-410A | 1.9667 | Residential & Commercial | USHP | Ducted CEE Tier 1
211245627 | Central HP <5.4 tons | KEEPRITE | HRCU-A-CB (Split System: Heat Pump with Remote Outdoor Unit-Air-Source) | DLCURAH24ABK |  |  | EN(A,D)4X36L21** | *80ES(N,L)0901714A* | 24600 | 16.5 | 8.5 | 26400 | 22400 | 84.85% | 1.86 | 0 | 10.5 |  |  |  |  | R-410A | 2.05 | Residential & Commercial | USHP | Ducted CEE Tier 1
211244707 | Central HP <5.4 tons | GRANDAIRE | HRCU-A-CB (Split System: Heat Pump with Remote Outdoor Unit-Air-Source) | WDLCURAH24ABK |  |  | WLNC304BA* | WFER070B036A* | 24400 | 16.5 | 8.1 | 26400 | 22600 | 85.61% | 1.88 | 0 | 10.5 |  |  |  |  | R-410A | 2.0333 | Residential & Commercial | USHP | Ducted CEE Tier 1
214825975 | Central HP <5.4 tons | BOSCH | HRCU-A-CB (Split System: Heat Pump with Remote Outdoor Unit-Air-Source) | BOVA-60MTB-M19E |  |  | BMAC4860CBTA | BGH96M100C5C | 52000 | 18 | 9.5 | 55000 | 48000 | 87.27% | 1.94 | 0 | 11.7 |  |  |  |  | R-454B | 4.3333 | Residential & Commercial | USHP | Ducted CEE Tier 1
211264664 | Central HP <5.4 tons | KEEPRITE | HRCU-A-CB (Split System: Heat Pump with Remote Outdoor Unit-Air-Source) | DLCURAH18ABK |  |  | EN(A,D)4X30L17** | *80ESU0601716A | 18700 | 16.5 | 8.5 | 19200 | 18200 | 94.79% | 2.2 | 0 | 11 |  |  |  |  | R-410A | 1.5583 | Residential & Commercial | USHP | Ducted CEE Tier 1
211262709 | Central HP <5.4 tons | KEEPRITE | HRCU-A-CB (Split System: Heat Pump with Remote Outdoor Unit-Air-Source) | DLCURAH18ABK |  |  | EN(A,D)4X24L14** | *80ES(N,L)0451412A* | 18000 | 16 | 8.5 | 18900 | 18700 | 98.94% | 2.26 | 0 | 11 |  |  |  |  | R-410A | 1.5 | Residential & Commercial | USHP | Ducted CEE Tier 1
211244375 | Central HP <5.4 tons | GRANDAIRE | HRCU-A-CB (Split System: Heat Pump with Remote Outdoor Unit-Air-Source) | WDLCURAH24ABK |  |  | WLNC304AA* | WFEL045A036B* | 24400 | 16 | 8.1 | 26600 | 22600 | 84.96% | 1.84 | 0 | 10 |  |  |  |  | R-410A | 2.0333 | Residential & Commercial | USHP | Ducted CEE Tier 1
213076381 | Central HP <5.4 tons | GRANDAIRE | HRCU-A-CB (Split System: Heat Pump with Remote Outdoor Unit-Air-Source) | WDLCURAH24ABK |  |  | WLA*244BA* | WFST060B048A* | 23200 | 16.5 | 8.5 | 26800 | 19500 | 72.76% | 2.34 | 0 | 10 |  |  |  |  | R-410A | 1.9333 | Residential & Commercial | USHP | Ducted CEE Tier 1
204300206 | Central HP <5.4 tons | KEEPRITE | HRCU-A-CB (Split System: Heat Pump with Remote Outdoor Unit-Air-Source) | CVH837GKA** |  |  | EHD4X36AAL+WALLCON | *80CTL0901716A* | 32400 | 17 | 8.1 | 33200 | 24600 | 74.1% | 1.94 | 12 | 11 |  |  |  |  | R-410A | 2.7 | Residential & Commercial | USHP | Ducted CEE Tier 1
204299402 | Central HP <5.4 tons | KEEPRITE | HRCU-A-CB (Split System: Heat Pump with Remote Outdoor Unit-Air-Source) | CVH837GKA** |  |  | EA*4X48L24A*+WALLCON | *97CMN1002122A* | 32400 | 17.5 | 8.5 | 32600 | 24800 | 76.07% | 2 | 12 | 11.7 |  |  |  |  | R-410A | 2.7 | Residential & Commercial | USHP | Ducted CEE Tier 1
214777064 | Central HP <5.4 tons | CHAMPION HEATING AND COOLING | HRCU-A-CB (Split System: Heat Pump with Remote Outdoor Unit-Air-Source) | HMH72B361 |  |  | XAFC36DBCN1 | Z9ES080C16SMPS1 | 36000 | 17 | 8.5 | 36000 | 25200 | 70% | 2.06 | 0 | 8.5 |  |  |  |  | R-410A | 3 | Residential & Commercial | USHP
211263019 | Central HP <5.4 tons | KEEPRITE | HRCU-A-CB (Split System: Heat Pump with Remote Outdoor Unit-Air-Source) | DLCURAH18ABK |  |  | EN(A,D)4X24L17** | *95ESU0601716A* | 18500 | 15.5 | 8.5 | 19500 | 18400 | 94.36% | 2.24 | 0 | 11 |  |  |  |  | R-410A | 1.5417 | Residential & Commercial | USHP | Ducted CEE Tier 1
211263238 | Central HP <5.4 tons | KEEPRITE | HRCU-A-CB (Split System: Heat Pump with Remote Outdoor Unit-Air-Source) | DLCURAH18ABK |  |  | EN(A,D)4X24L17** | *96VTN0601412A* | 17900 | 15.5 | 8.5 | 18800 | 18700 | 99.47% | 2.26 | 0 | 11 |  |  |  |  | R-410A | 1.4917 | Residential & Commercial | USHP | Ducted CEE Tier 1
211262601 | Central HP <5.4 tons | KEEPRITE | HRCU-A-CB (Split System: Heat Pump with Remote Outdoor Unit-Air-Source) | DLCURAH18ABK |  |  | EN(A,D)4X24L14** | *95ESN0401410A* | 17800 | 15.5 | 8.5 | 18700 | 18800 | 100.5% | 2.26 | 0 | 10.5 |  |  |  |  | R-410A | 1.4833 | Residential & Commercial | USHP | Ducted CEE Tier 1
211262800 | Central HP <5.4 tons | KEEPRITE | HRCU-A-CB (Split System: Heat Pump with Remote Outdoor Unit-Air-Source) | DLCURAH18ABK |  |  | EN(A,D)4X24L17** | *80VSL0451412A* | 17700 | 16 | 8.5 | 18600 | 18800 | 101.1% | 2.26 | 0 | 10.5 |  |  |  |  | R-410A | 1.475 | Residential & Commercial | USHP | Ducted CEE Tier 1
212982263 | Central HP <5.4 tons | GRANDAIRE | HRCU-A-CB (Split System: Heat Pump with Remote Outdoor Unit-Air-Source) | WDLCURAH24ABK |  |  | WLA*254BA* | WFEU040B036B* | 24400 | 17 | 8.5 | 25200 | 21600 | 85.71% | 1.82 | 0 | 10 |  |  |  |  | R-410A | 2.0333 | Residential & Commercial | USHP | Ducted CEE Tier 1
212982347 | Central HP <5.4 tons | GRANDAIRE | HRCU-A-CB (Split System: Heat Pump with Remote Outdoor Unit-Air-Source) | WDLCURAH24ABK |  |  | WLNC304BA* | WFEU040B036B* | 23800 | 16.5 | 8.5 | 25800 | 23800 | 92.25% | 1.98 | 0 | 10.5 |  |  |  |  | R-410A | 1.9833 | Residential & Commercial | USHP | Ducted CEE Tier 1
211245232 | Central HP <5.4 tons | GRANDAIRE | HRCU-A-CB (Split System: Heat Pump with Remote Outdoor Unit-Air-Source) | WDLCURAH24ABK |  |  | WLN(C,W)364BA* | WFAX040B036A* | 23600 | 15.5 | 8.1 | 26200 | 23400 | 89.31% | 1.92 | 0 | 10 |  |  |  |  | R-410A | 1.9667 | Residential & Commercial | USHP | Ducted CEE Tier 1
211712880 | Central HP <5.4 tons | GRANDAIRE | HRCU-A-CB (Split System: Heat Pump with Remote Outdoor Unit-Air-Source) | WDLCURAH30ABK |  |  | WLA*424DA* | WFER110D060A* | 30000 | 15.2 | 8.1 | 33800 | 27200 | 80.47% | 1.8 | 0 | 9 |  |  |  |  | R-410A | 2.5 | Residential & Commercial | USHP
211712905 | Central HP <5.4 tons | GRANDAIRE | HRCU-A-CB (Split System: Heat Pump with Remote Outdoor Unit-Air-Source) | WDLCURAH30ABK |  |  | WLA*424DA* | WFAX080C060A* | 30600 | 15.2 | 8.1 | 34200 | 26800 | 78.36% | 1.82 | 0 | 9 |  |  |  |  | R-410A | 2.55 | Residential & Commercial | USHP
211245509 | Central HP <5.4 tons | KEEPRITE | HRCU-A-CB (Split System: Heat Pump with Remote Outdoor Unit-Air-Source) | DLCURAH24ABK |  |  | EN(A,D)4X36L21** | *95ESN0802120A* | 24600 | 16.5 | 8.5 | 26600 | 22400 | 84.21% | 1.84 | 0 | 10.5 |  |  |  |  | R-410A | 2.05 | Residential & Commercial | USHP | Ducted CEE Tier 1
211245325 | Central HP <5.4 tons | KEEPRITE | HRCU-A-CB (Split System: Heat Pump with Remote Outdoor Unit-Air-Source) | DLCURAH24ABK |  |  | EN(A,D)4X36L21** | *96VSN0802120A* | 24000 | 17 | 8.1 | 26000 | 23200 | 89.23% | 1.92 | 0 | 10.5 |  |  |  |  | R-410A | 2 | Residential & Commercial | USHP | Ducted CEE Tier 1
206133365 | Central HP <5.4 tons | BRYANT HEATING AND COOLING SYSTEMS | HRCU-A-CB (Split System: Heat Pump with Remote Outdoor Unit-Air-Source) | 288BNV025*0**B* |  |  | CAP**3617AL*+UI | 83*CA48060C17*** | 23600 | 16.5 | 8.1 | 21400 | 16700 | 78.04% | 1.94 | 11 | 10.5 |  |  |  |  | R-410A | 1.9667 | Residential & Commercial | USHP | Ducted CEE Tier 1
211245802 | Central HP <5.4 tons | GRANDAIRE | HRCU-A-CB (Split System: Heat Pump with Remote Outdoor Unit-Air-Source) | WDLCURAH24ABK |  |  | WAPL304A* | 0 | 24000 | 17 | 8.5 | 26200 | 23400 | 89.31% | 1.94 | 0 | 10 |  |  |  |  | R-410A | 2 | Residential & Commercial | USHP | Ducted CEE Tier 1
212977762 | Central HP <5.4 tons | KEEPRITE | HRCU-A-CB (Split System: Heat Pump with Remote Outdoor Unit-Air-Source) | DLCURAH18ABK |  |  | EA*4X30L14A* | *80MS(N,L)0451412A* | 17600 | 16.5 | 8.5 | 18100 | 18700 | 103.3% | 2.24 | 0 | 10.5 |  |  |  |  | R-410A | 1.4667 | Residential & Commercial | USHP | Ducted CEE Tier 1
216676785 | Central HP <5.4 tons | BRYANT HEATING AND COOLING SYSTEMS | HRCU-A-CB (Split System: Heat Pump with Remote Outdoor Unit-Air-Source) | 37MURAQ24AA3 |  |  | CAA**3721AM* | 935CB48060C17*** | 24400 | 15.5 | 8.5 | 23000 | 19000 | 82.61% | 1.96 | 0 | 10 |  |  |  |  | R-454B | 2.0333 | Residential & Commercial | USHP | Ducted CEE Tier 1
215676511 | Central HP <5.4 tons | KENMORE | HRCU-A-CB (Split System: Heat Pump with Remote Outdoor Unit-Air-Source) | (C,H,T)5H0V48*K*AAA* |  |  | EVD5X60M21A*+WALLCON | *95CSU0802120B* | 48000 | 18.5 | 9 | 50000 | 36800 | 73.6% | 2 | 0 | 10 |  |  |  |  | R-454B | 4 | Residential & Commercial | USHP | Ducted CEE Tier 1
215676611 | Central HP <5.4 tons | KENMORE | HRCU-A-CB (Split System: Heat Pump with Remote Outdoor Unit-Air-Source) | (C,H,T)5H0V48*K*AAA* |  |  | EVD5X60M24A*+WALLCON | *80CTL0702120B* | 47500 | 19 | 9 | 50000 | 36800 | 73.6% | 2 | 0 | 10 |  |  |  |  | R-454B | 3.9583 | Residential & Commercial | USHP | Ducted CEE Tier 1
215676661 | Central HP <5.4 tons | KENMORE | HRCU-A-CB (Split System: Heat Pump with Remote Outdoor Unit-Air-Source) | (C,H,T)5H0V48*K*AAA* |  |  | EVD5X60M24A*+WALLCON | *97CMN0602120B* | 47500 | 18.5 | 9 | 50000 | 37000 | 74% | 1.98 | 0 | 10 |  |  |  |  | R-454B | 3.9583 | Residential & Commercial | USHP | Ducted CEE Tier 1
215676091 | Central HP <5.4 tons | KENMORE | HRCU-A-CB (Split System: Heat Pump with Remote Outdoor Unit-Air-Source) | (C,H,T)5H0V48*K*AAA* |  |  | EVM5X61M24A*+WALLCON | *96CTN1202422B* | 48500 | 19.5 | 9.5 | 50000 | 36600 | 73.2% | 2.12 | 0 | 10.5 |  |  |  |  | R-454B | 4.0417 | Residential & Commercial | USHP | Ducted CEE Tier 1
211244222 | Central HP <5.4 tons | GRANDAIRE | HRCU-A-CB (Split System: Heat Pump with Remote Outdoor Unit-Air-Source) | WDLCURAH24ABK |  |  | WLNC244BA* | WFAX040B036A* | 23200 | 15.5 | 8.5 | 26600 | 24200 | 90.98% | 1.98 | 0 | 10 |  |  |  |  | R-410A | 1.9333 | Residential & Commercial | USHP | Ducted CEE Tier 1
212975832 | Central HP <5.4 tons | KEEPRITE | HRCU-A-CB (Split System: Heat Pump with Remote Outdoor Unit-Air-Source) | DLCURAH18ABK |  |  | EN(A,D)4X24L17** | *96VTN0801716B* | 17700 | 16 | 8.5 | 18700 | 19100 | 102.1% | 2.3 | 0 | 11 |  |  |  |  | R-410A | 1.475 | Residential & Commercial | USHP | Ducted CEE Tier 1
216634282 | Central HP <5.4 tons | ACIQ | HRCU-A-CB (Split System: Heat Pump with Remote Outdoor Unit-Air-Source) | H5H0V36*K*AAA* |  |  | EA*5X43M21A*+WALLCON | *97CTN0802120A* | 34400 | 18 | 9 | 35400 | 25200 | 71.19% | 1.88 | 0 | 10 |  |  |  |  | R-454B | 2.8667 | Residential & Commercial | USHP | Ducted CEE Tier 1
216634315 | Central HP <5.4 tons | ACIQ | HRCU-A-CB (Split System: Heat Pump with Remote Outdoor Unit-Air-Source) | H5H0V36*K*AAA* |  |  | ESH5X42M12A*+WALLCON | *80CSU0401712B* | 34000 | 16.5 | 8.5 | 35600 | 25200 | 70.79% | 1.78 | 0 | 9.5 |  |  |  |  | R-454B | 2.8333 | Residential & Commercial | USHP
212988789 | Central HP <5.4 tons | KEEPRITE | HRCU-A-CB (Split System: Heat Pump with Remote Outdoor Unit-Air-Source) | DLCURAH18ABK |  |  | EA*4X24L17A* | *95MSU0401712A* | 17200 | 16 | 8.5 | 18200 | 19400 | 106.6% | 2.34 | 0 | 10.5 |  |  |  |  | R-410A | 1.4333 | Residential & Commercial | USHP | Ducted CEE Tier 1
216677765 | Central HP <5.4 tons | BRYANT HEATING AND COOLING SYSTEMS | HRCU-A-CB (Split System: Heat Pump with Remote Outdoor Unit-Air-Source) | 37MURAQ24AA3 |  |  | CAA**3617AM* | 935SB48060M17*** | 23800 | 15.5 | 8.5 | 24000 | 19400 | 80.83% | 1.9 | 0 | 9.8 |  |  |  |  | R-454B | 1.9833 | Residential & Commercial | USHP
211245881 | Central HP <5.4 tons | GRANDAIRE | HRCU-A-CB (Split System: Heat Pump with Remote Outdoor Unit-Air-Source) | WDLCURAH24ABK |  |  | FMA4P30**AL* | 0 | 25200 | 15.2 | 9 | 27800 | 21600 | 77.7% | 1.78 | 0 | 10 |  |  |  |  | R-410A | 2.1 | Residential & Commercial | USHP | Ducted CEE Tier 1
214229375 | Central HP <5.4 tons | GRANDAIRE | HRCU-A-CB (Split System: Heat Pump with Remote Outdoor Unit-Air-Source) | WDLCURAH24ABK |  |  | WLA*364CA* | WFEU080C060B* | 23600 | 17.5 | 8.5 | 25600 | 23400 | 91.41% | 1.94 | 0 | 10 |  |  |  |  | R-410A | 1.9667 | Residential & Commercial | USHP | Ducted CEE Tier 1
212973329 | Central HP <5.4 tons | KEEPRITE | HRCU-A-CB (Split System: Heat Pump with Remote Outdoor Unit-Air-Source) | DLCURAH18ABK |  |  | EA*4X25L17A* | *96VSN0601412B* | 17800 | 16.5 | 8.1 | 17600 | 17800 | 101.1% | 2.14 | 0 | 10.5 |  |  |  |  | R-410A | 1.4833 | Residential & Commercial | USHP | Ducted CEE Tier 1
212970023 | Central HP <5.4 tons | KEEPRITE | HRCU-A-CB (Split System: Heat Pump with Remote Outdoor Unit-Air-Source) | DLCURAH18ABK |  |  | EN(A,D)4X30L17** | *80VSL0701716B* | 17500 | 16 | 8.1 | 18000 | 18600 | 103.3% | 2.24 | 0 | 11 |  |  |  |  | R-410A | 1.4583 | Residential & Commercial | USHP | Ducted CEE Tier 1
211263340 | Central HP <5.4 tons | BRYANT HEATING AND COOLING SYSTEMS | HRCU-A-CB (Split System: Heat Pump with Remote Outdoor Unit-Air-Source) | 38MURAQ18AB3* |  |  | CNPV*2417AL* | 8(0,1)*SA36070E17*** | 18000 | 16 | 8.5 | 18900 | 18700 | 98.94% | 2.26 | 0 | 11 |  |  |  |  | R-410A | 1.5 | Residential & Commercial | USHP | Ducted CEE Tier 1
211263365 | Central HP <5.4 tons | BRYANT HEATING AND COOLING SYSTEMS | HRCU-A-CB (Split System: Heat Pump with Remote Outdoor Unit-Air-Source) | 38MURAQ18AB3* |  |  | CNPV*2417AL* | 912SD36060E14*** | 18100 | 16 | 8.5 | 19000 | 18600 | 97.89% | 2.24 | 0 | 11 |  |  |  |  | R-410A | 1.5083 | Residential & Commercial | USHP | Ducted CEE Tier 1
211263290 | Central HP <5.4 tons | BRYANT HEATING AND COOLING SYSTEMS | HRCU-A-CB (Split System: Heat Pump with Remote Outdoor Unit-Air-Source) | 38MURAQ18AB3* |  |  | CNPV*2417AL* | 8(0,1)*SA36045E14*** | 18000 | 16 | 8.5 | 18900 | 18700 | 98.94% | 2.26 | 0 | 11 |  |  |  |  | R-410A | 1.5 | Residential & Commercial | USHP | Ducted CEE Tier 1
211264535 | Central HP <5.4 tons | GRANDAIRE | HRCU-A-CB (Split System: Heat Pump with Remote Outdoor Unit-Air-Source) | WDLCURAH18ABK |  |  | WLNC304BA* | WFER070B036A* | 18200 | 16.5 | 8.5 | 18700 | 18300 | 97.86% | 2.22 | 0 | 11 |  |  |  |  | R-410A | 1.5167 | Residential & Commercial | USHP | Ducted CEE Tier 1
213778852 | Central HP <5.4 tons | KEEPRITE | HRCU-A-CB (Split System: Heat Pump with Remote Outdoor Unit-Air-Source) | CVH837GKA** |  |  | EA*4X36L21A*+WALLCON | *80CTL0902120B* | 31600 | 17 | 8.1 | 32800 | 24200 | 73.78% | 1.86 | 0 | 11 |  |  |  |  | R-410A | 2.6333 | Residential & Commercial | USHP | Ducted CEE Tier 1
211264746 | Central HP <5.4 tons | KEEPRITE | HRCU-A-CB (Split System: Heat Pump with Remote Outdoor Unit-Air-Source) | DLCURAH18ABK |  |  | FJMA4*18L*A* | 0 | 18000 | 15.5 | 8.5 | 19000 | 19100 | 100.5% | 2.28 | 0 | 10.5 |  |  |  |  | R-410A | 1.5 | Residential & Commercial | USHP | Ducted CEE Tier 1
211265021 | Central HP <5.4 tons | KEEPRITE | HRCU-A-CB (Split System: Heat Pump with Remote Outdoor Unit-Air-Source) | DLCURAH18ABK |  |  | FM(C,U)4Z30**AL* | 0 | 18000 | 17.5 | 8.5 | 18500 | 18900 | 102.2% | 2.3 | 0 | 11 |  |  |  |  | R-410A | 1.5 | Residential & Commercial | USHP | Ducted CEE Tier 1
211263426 | Central HP <5.4 tons | KEEPRITE | HRCU-A-CB (Split System: Heat Pump with Remote Outdoor Unit-Air-Source) | DLCURAH18ABK |  |  | EN(A,D)4X24L17** | *92ESN0801716A* | 18500 | 16 | 8.5 | 19500 | 18400 | 94.36% | 2.24 | 0 | 11 |  |  |  |  | R-410A | 1.5417 | Residential & Commercial | USHP | Ducted CEE Tier 1
211262279 | Central HP <5.4 tons | KEEPRITE | HRCU-A-CB (Split System: Heat Pump with Remote Outdoor Unit-Air-Source) | DLCURAH18ABK |  |  | EN(A,D)4X18L14** | *96VSN0601412A* | 17600 | 15.5 | 8.5 | 18700 | 19300 | 103.2% | 2.32 | 0 | 10.5 |  |  |  |  | R-410A | 1.4667 | Residential & Commercial | USHP | Ducted CEE Tier 1
214229386 | Central HP <5.4 tons | GRANDAIRE | HRCU-A-CB (Split System: Heat Pump with Remote Outdoor Unit-Air-Source) | WDLCURAH24ABK |  |  | WLA*374CA* | WFEU080C060B* | 24200 | 17.5 | 8.5 | 25000 | 21400 | 85.6% | 1.8 | 0 | 10 |  |  |  |  | R-410A | 2.0167 | Residential & Commercial | USHP | Ducted CEE Tier 1
212981759 | Central HP <5.4 tons | GRANDAIRE | HRCU-A-CB (Split System: Heat Pump with Remote Outdoor Unit-Air-Source) | WDLCURAH24ABK |  |  | WLA*374BA* | WFEU100C060B* | 24200 | 16.5 | 8.5 | 25200 | 21400 | 84.92% | 1.78 | 0 | 10 |  |  |  |  | R-410A | 2.0167 | Residential & Commercial | USHP | Ducted CEE Tier 1
212983161 | Central HP <5.4 tons | GRANDAIRE | HRCU-A-CB (Split System: Heat Pump with Remote Outdoor Unit-Air-Source) | WDLCURAH24ABK |  |  | WLA*304BA* | WFAX040B036B* | 23400 | 16 | 8.5 | 26400 | 24000 | 90.91% | 1.98 | 0 | 9.5 |  |  |  |  | R-410A | 1.95 | Residential & Commercial | USHP
212983172 | Central HP <5.4 tons | GRANDAIRE | HRCU-A-CB (Split System: Heat Pump with Remote Outdoor Unit-Air-Source) | WDLCURAH24ABK |  |  | WLA*364BA* | WFAX040B036B* | 23400 | 16 | 8.5 | 26400 | 24000 | 90.91% | 1.96 | 0 | 10 |  |  |  |  | R-410A | 1.95 | Residential & Commercial | USHP | Ducted CEE Tier 1
211245334 | Central HP <5.4 tons | KEEPRITE | HRCU-A-CB (Split System: Heat Pump with Remote Outdoor Unit-Air-Source) | DLCURAH24ABK |  |  | EN(A,D)4X36L21** | *96VSN1002120A* | 23800 | 17 | 8.1 | 26000 | 23400 | 90% | 1.94 | 0 | 10.5 |  |  |  |  | R-410A | 1.9833 | Residential & Commercial | USHP | Ducted CEE Tier 1
211245343 | Central HP <5.4 tons | KEEPRITE | HRCU-A-CB (Split System: Heat Pump with Remote Outdoor Unit-Air-Source) | DLCURAH24ABK |  |  | EN(A,D)4X36L21** | *96VSN0401712A* | 23400 | 16 | 8.1 | 25800 | 24000 | 93.02% | 1.98 | 0 | 10 |  |  |  |  | R-410A | 1.95 | Residential & Commercial | USHP | Ducted CEE Tier 1
211228404 | Central HP <5.4 tons | KEEPRITE | HRCU-A-CB (Split System: Heat Pump with Remote Outdoor Unit-Air-Source) | DLCURAH36ABK |  |  | EA*4X43L21A* | *80VTL1102122A* | 37200 | 15.5 | 8.5 | 38500 | 34800 | 90.39% | 2.12 | 0 | 10 |  |  |  |  | R-410A | 3.1 | Residential & Commercial | USHP | Ducted CEE Tier 1
211227402 | Central HP <5.4 tons | KEEPRITE | HRCU-A-CB (Split System: Heat Pump with Remote Outdoor Unit-Air-Source) | DLCURAH36ABK |  |  | EA*4X42L21A* | *80VSL0702120A* | 35400 | 16 | 8.1 | 38500 | 35000 | 90.91% | 1.88 | 0 | 9.5 |  |  |  |  | R-410A | 2.95 | Residential & Commercial | USHP
211227432 | Central HP <5.4 tons | KEEPRITE | HRCU-A-CB (Split System: Heat Pump with Remote Outdoor Unit-Air-Source) | DLCURAH36ABK |  |  | EA*4X42L21A* | *80ESU0601716A | 35000 | 16.5 | 8.1 | 38500 | 35000 | 90.91% | 1.86 | 0 | 10 |  |  |  |  | R-410A | 2.9167 | Residential & Commercial | USHP | Ducted CEE Tier 1
211227616 | Central HP <5.4 tons | KEEPRITE | HRCU-A-CB (Split System: Heat Pump with Remote Outdoor Unit-Air-Source) | DLCURAH36ABK |  |  | EA*4X42L21A* | *96VSN0802120A* | 35600 | 16 | 8.1 | 38500 | 35000 | 90.91% | 1.88 | 0 | 10 |  |  |  |  | R-410A | 2.9667 | Residential & Commercial | USHP | Ducted CEE Tier 1
211244975 | Central HP <5.4 tons | KEEPRITE | HRCU-A-CB (Split System: Heat Pump with Remote Outdoor Unit-Air-Source) | DLCURAH24ABK |  |  | EN(A,D,W)4X36L17** | *95ESU0601716A* | 24200 | 16.5 | 8.1 | 26200 | 22800 | 87.02% | 1.9 | 0 | 10.5 |  |  |  |  | R-410A | 2.0167 | Residential & Commercial | USHP | Ducted CEE Tier 1
212977774 | Central HP <5.4 tons | KEEPRITE | HRCU-A-CB (Split System: Heat Pump with Remote Outdoor Unit-Air-Source) | DLCURAH18ABK |  |  | EA*4X30L17A* | *80MS(N,L)0451412A* | 17700 | 16.5 | 8.5 | 18200 | 18800 | 103.3% | 2.26 | 0 | 10.5 |  |  |  |  | R-410A | 1.475 | Residential & Commercial | USHP | Ducted CEE Tier 1
212973369 | Central HP <5.4 tons | KEEPRITE | HRCU-A-CB (Split System: Heat Pump with Remote Outdoor Unit-Air-Source) | DLCURAH18ABK |  |  | EN(A,D)4X24L14** | *96VSN0601412B* | 17500 | 16 | 8.5 | 18500 | 19200 | 103.8% | 2.3 | 0 | 10.5 |  |  |  |  | R-410A | 1.4583 | Residential & Commercial | USHP | Ducted CEE Tier 1
212972749 | Central HP <5.4 tons | KEEPRITE | HRCU-A-CB (Split System: Heat Pump with Remote Outdoor Unit-Air-Source) | DLCURAH18ABK |  |  | EN(A,D)4X24L17** | *96VSN0401410B* | 17400 | 15.5 | 8.5 | 18500 | 19200 | 103.8% | 2.3 | 0 | 10.5 |  |  |  |  | R-410A | 1.45 | Residential & Commercial | USHP | Ducted CEE Tier 1
215675591 | Central HP <5.4 tons | KENMORE | HRCU-A-CB (Split System: Heat Pump with Remote Outdoor Unit-Air-Source) | (C,H,T)5H0V48*K*AAA* |  |  | EVM5X49M21A*+WALLCON | *95CSU0601716B* | 47500 | 18 | 9 | 50000 | 37200 | 74.4% | 1.98 | 0 | 10 |  |  |  |  | R-454B | 3.9583 | Residential & Commercial | USHP | Ducted CEE Tier 1
211264702 | Central HP <5.4 tons | KEEPRITE | HRCU-A-CB (Split System: Heat Pump with Remote Outdoor Unit-Air-Source) | DLCURAH18ABK |  |  | EN(A,D)4X30L17** | OLV098A12* | 18200 | 15.5 | 8.5 | 18800 | 18400 | 97.87% | 2.2 | 0 | 11 |  |  |  |  | R-410A | 1.5167 | Residential & Commercial | USHP | Ducted CEE Tier 1
211263284 | Central HP <5.4 tons | KEEPRITE | HRCU-A-CB (Split System: Heat Pump with Remote Outdoor Unit-Air-Source) | DLCURAH18ABK |  |  | EN(A,D)4X24L17** | *96VTN0601714A* | 17600 | 15.5 | 8.5 | 18600 | 18900 | 101.6% | 2.26 | 0 | 10.5 |  |  |  |  | R-410A | 1.4667 | Residential & Commercial | USHP | Ducted CEE Tier 1
211263816 | Central HP <5.4 tons | KEEPRITE | HRCU-A-CB (Split System: Heat Pump with Remote Outdoor Unit-Air-Source) | DLCURAH18ABK |  |  | EN(A,D)4X30L14** | *92ESN0601412A* | 18200 | 16 | 8.5 | 18700 | 18300 | 97.86% | 2.22 | 0 | 11 |  |  |  |  | R-410A | 1.5167 | Residential & Commercial | USHP | Ducted CEE Tier 1
211244719 | Central HP <5.4 tons | GRANDAIRE | HRCU-A-CB (Split System: Heat Pump with Remote Outdoor Unit-Air-Source) | WDLCURAH24ABK |  |  | WLNC304BA* | WFER090B042A* | 24600 | 16.5 | 8.1 | 26400 | 22600 | 85.61% | 1.86 | 0 | 10.5 |  |  |  |  | R-410A | 2.05 | Residential & Commercial | USHP | Ducted CEE Tier 1
211245837 | Central HP <5.4 tons | GRANDAIRE | HRCU-A-CB (Split System: Heat Pump with Remote Outdoor Unit-Air-Source) | WDLCURAH24ABK |  |  | WAXL244A* | 0 | 24000 | 17 | 8.5 | 26200 | 23400 | 89.31% | 1.94 | 0 | 10 |  |  |  |  | R-410A | 2 | Residential & Commercial | USHP | Ducted CEE Tier 1
204300270 | Central HP <5.4 tons | BRYANT HEATING AND COOLING SYSTEMS | HRCU-A-CB (Split System: Heat Pump with Remote Outdoor Unit-Air-Source) | 288BNV037*0**A* |  |  | CSPH*4212AL*+UI | 88*TA66135C24*** | 32600 | 17 | 8.1 | 33000 | 24800 | 75.15% | 1.96 | 11 | 11 |  |  |  |  | R-410A | 2.7167 | Residential & Commercial | USHP | Ducted CEE Tier 1
204300370 | Central HP <5.4 tons | BRYANT HEATING AND COOLING SYSTEMS | HRCU-A-CB (Split System: Heat Pump with Remote Outdoor Unit-Air-Source) | 288BNV037*0**A* |  |  | CSPH*4212AL*+UI | 986TC66100C21*** | 32600 | 16.5 | 8.1 | 33000 | 24800 | 75.15% | 1.96 | 12 | 11 |  |  |  |  | R-410A | 2.7167 | Residential & Commercial | USHP | Ducted CEE Tier 1
210474559 | Central HP <5.4 tons | BRYANT HEATING AND COOLING SYSTEMS | HRCU-A-CB (Split System: Heat Pump with Remote Outdoor Unit-Air-Source) | 288BNV025*0**C* |  |  | CSPH*4812AL*+UI | 986TC66120C24*** | 24200 | 16.5 | 8.1 | 21200 | 16600 | 78.3% | 2.02 | 0 | 11 |  |  |  |  | R-410A | 2.0167 | Residential & Commercial | USHP | Ducted CEE Tier 1
211244782 | Central HP <5.4 tons | KEEPRITE | HRCU-A-CB (Split System: Heat Pump with Remote Outdoor Unit-Air-Source) | DLCURAH24ABK |  |  | EN(A,D)4X30L17** | *92ESN0401410A* | 24000 | 15.2 | 8.1 | 26600 | 22800 | 85.71% | 1.86 | 0 | 10 |  |  |  |  | R-410A | 2 | Residential & Commercial | USHP | Ducted CEE Tier 1
211244989 | Central HP <5.4 tons | GRANDAIRE | HRCU-A-CB (Split System: Heat Pump with Remote Outdoor Unit-Air-Source) | WDLCURAH24ABK |  |  | WLN(C,W)364BA* | WFEU040B036A* | 24000 | 17 | 8.1 | 26000 | 23200 | 89.23% | 1.94 | 0 | 10.5 |  |  |  |  | R-410A | 2 | Residential & Commercial | USHP | Ducted CEE Tier 1
211245607 | Central HP <5.4 tons | GRANDAIRE | HRCU-A-CB (Split System: Heat Pump with Remote Outdoor Unit-Air-Source) | WDLCURAH24ABK |  |  | WLNC364CA* | WFER070B036A* | 24400 | 16.5 | 8.1 | 26400 | 22600 | 85.61% | 1.88 | 0 | 10.5 |  |  |  |  | R-410A | 2.0333 | Residential & Commercial | USHP | Ducted CEE Tier 1
211245643 | Central HP <5.4 tons | GRANDAIRE | HRCU-A-CB (Split System: Heat Pump with Remote Outdoor Unit-Air-Source) | WDLCURAH24ABK |  |  | WLNC364CA* | WFER090C060A* | 24600 | 16.5 | 8.5 | 26600 | 22400 | 84.21% | 1.84 | 0 | 10.5 |  |  |  |  | R-410A | 2.05 | Residential & Commercial | USHP | Ducted CEE Tier 1
211245677 | Central HP <5.4 tons | GRANDAIRE | HRCU-A-CB (Split System: Heat Pump with Remote Outdoor Unit-Air-Source) | WDLCURAH24ABK |  |  | WLNC364CA* | WFAX080B048A* | 24200 | 17 | 8.1 | 26200 | 22800 | 87.02% | 1.88 | 0 | 10.5 |  |  |  |  | R-410A | 2.0167 | Residential & Commercial | USHP | Ducted CEE Tier 1
204298736 | Central HP <5.4 tons | BRYANT HEATING AND COOLING SYSTEMS | HRCU-A-CB (Split System: Heat Pump with Remote Outdoor Unit-Air-Source) | 288BNV037*0**A* |  |  | CAP**3621AL*+UI | 987MB66100C21*** | 31600 | 17 | 8.1 | 33200 | 24200 | 72.89% | 1.86 | 11.5 | 11 |  |  |  |  | R-410A | 2.6333 | Residential & Commercial | USHP | Ducted CEE Tier 1
204298756 | Central HP <5.4 tons | BRYANT HEATING AND COOLING SYSTEMS | HRCU-A-CB (Split System: Heat Pump with Remote Outdoor Unit-Air-Source) | 288BNV037*0**A* |  |  | CAP**3621AL*+UI | 986TC66100C21*** | 31600 | 17 | 8.1 | 33200 | 24200 | 72.89% | 1.86 | 11 | 11 |  |  |  |  | R-410A | 2.6333 | Residential & Commercial | USHP | Ducted CEE Tier 1
204299106 | Central HP <5.4 tons | BRYANT HEATING AND COOLING SYSTEMS | HRCU-A-CB (Split System: Heat Pump with Remote Outdoor Unit-Air-Source) | 288BNV037*0**A* |  |  | CAP**4224AL*+UI | 987MB66100C21*** | 31800 | 17.5 | 8.1 | 33000 | 24400 | 73.94% | 1.9 | 12 | 11.5 |  |  |  |  | R-410A | 2.65 | Residential & Commercial | USHP | Ducted CEE Tier 1
211263519 | Central HP <5.4 tons | KEEPRITE | HRCU-A-CB (Split System: Heat Pump with Remote Outdoor Unit-Air-Source) | DLCURAH18ABK |  |  | EN(A,D)4X24L17** | *80ESU0601716A | 18500 | 16 | 8.5 | 19400 | 18500 | 95.36% | 2.24 | 0 | 11 |  |  |  |  | R-410A | 1.5417 | Residential & Commercial | USHP | Ducted CEE Tier 1
212974962 | Central HP <5.4 tons | GRANDAIRE | HRCU-A-CB (Split System: Heat Pump with Remote Outdoor Unit-Air-Source) | WDLCURAH24ABK |  |  | WLA*304AA* | WFST040A030A* | 23200 | 16 | 8.5 | 26400 | 24800 | 93.94% | 2.06 | 0 | 10 |  |  |  |  | R-410A | 1.9333 | Residential & Commercial | USHP | Ducted CEE Tier 1
216618896 | Central HP <5.4 tons | BOSCH | HRCU-A-CB (Split System: Heat Pump with Remote Outdoor Unit-Air-Source) | BOVA-36RXB-M15S |  |  | BICA-30RXB-M16X | 0 | 27800 | 16 | 8.5 | 28000 | 20000 | 71.43% | 1.8 | 0 | 10.6 |  |  |  |  | R-454B | 2.3167 | Residential & Commercial | USHP | Ducted CEE Tier 1
211227159 | Central HP <5.4 tons | KEEPRITE | HRCU-A-CB (Split System: Heat Pump with Remote Outdoor Unit-Air-Source) | DLCURAH36ABK |  |  | EA*4X37L21A* | *95ESU1002122A* | 37600 | 15.5 | 8.5 | 39500 | 35000 | 88.61% | 2.14 | 0 | 10 |  |  |  |  | R-410A | 3.1333 | Residential & Commercial | USHP | Ducted CEE Tier 1
211226525 | Central HP <5.4 tons | KEEPRITE | HRCU-A-CB (Split System: Heat Pump with Remote Outdoor Unit-Air-Source) | DLCURAH36ABK |  |  | EA*4X37L17A* | *80ES(N,L)0701716A* | 36200 | 15.5 | 8.5 | 39500 | 35000 | 88.61% | 2.02 | 0 | 10 |  |  |  |  | R-410A | 3.0167 | Residential & Commercial | USHP | Ducted CEE Tier 1
215934462 | Central HP <5.4 tons | KENMORE | HRCU-A-CB (Split System: Heat Pump with Remote Outdoor Unit-Air-Source) | (C,H,T)5H3V48*K*AAA* |  |  | ESH5X48M12A*+WALLCON | *80CTL0902120B* | 44500 | 20.5 | 9 | 48500 | 36400 | 75.05% | 1.82 | 0 | 11 |  |  |  |  | R-454B | 3.7083 | Residential & Commercial | USHP | Ducted CEE Tier 1
216676618 | Central HP <5.4 tons | BRYANT HEATING AND COOLING SYSTEMS | HRCU-A-CB (Split System: Heat Pump with Remote Outdoor Unit-Air-Source) | 37MURAQ24AA3 |  |  | CAA**3617AM* | 82*TB36070V14*** | 23800 | 15.5 | 8.5 | 24000 | 19400 | 80.83% | 1.92 | 0 | 10 |  |  |  |  | R-454B | 1.9833 | Residential & Commercial | USHP | Ducted CEE Tier 1
213773033 | Central HP <5.4 tons | KENMORE | HRCU-A-CB (Split System: Heat Pump with Remote Outdoor Unit-Air-Source) | (C,H,T)VH825GKA3* |  |  | EA*4X36L17A*+WALLCON | *96CTN0801714B* | 23600 | 16.5 | 8.1 | 21600 | 16700 | 77.31% | 1.92 | 0 | 10.5 |  |  |  |  | R-410A | 1.9667 | Residential & Commercial | USHP | Ducted CEE Tier 1
213772733 | Central HP <5.4 tons | KENMORE | HRCU-A-CB (Split System: Heat Pump with Remote Outdoor Unit-Air-Source) | (C,H,T)VH825GKA3* |  |  | EA*4X25L17A*+WALLCON | *80CTL0701412B* | 24400 | 16.5 | 8.1 | 21200 | 16600 | 78.3% | 2 | 0 | 11 |  |  |  |  | R-410A | 2.0333 | Residential & Commercial | USHP | Ducted CEE Tier 1
213772853 | Central HP <5.4 tons | KENMORE | HRCU-A-CB (Split System: Heat Pump with Remote Outdoor Unit-Air-Source) | (C,H,T)VH825GKA3* |  |  | EA*4X30L17A*+WALLCON | *80CTL0701412B* | 23600 | 16.5 | 8.1 | 21600 | 16700 | 77.31% | 1.9 | 0 | 10.5 |  |  |  |  | R-410A | 1.9667 | Residential & Commercial | USHP | Ducted CEE Tier 1
216782649 | Central HP <5.4 tons | CHAMPION HEATING AND COOLING | HRCU-A-CB (Split System: Heat Pump with Remote Outdoor Unit-Air-Source) | HH860E2S11 |  |  | CTU60C5XGS1+TXV | Z8ES120C16LMPS1 | 44000 | 18 | 9 | 43500 | 33000 | 75.86% | 2 | 0 | 12 |  |  |  |  | R-454B | 3.6667 | Residential & Commercial | USHP | Ducted CEE Tier 1
216782826 | Central HP <5.4 tons | CHAMPION HEATING AND COOLING | HRCU-A-CB (Split System: Heat Pump with Remote Outdoor Unit-Air-Source) | HH860E2S11 |  |  | CTM60C5CGS1 | Z8ES100C16LMPS1 | 44000 | 18 | 9 | 44000 | 33200 | 75.45% | 2 | 0 | 12 |  |  |  |  | R-454B | 3.6667 | Residential & Commercial | USHP | Ducted CEE Tier 1
211227023 | Central HP <5.4 tons | GRANDAIRE | HRCU-A-CB (Split System: Heat Pump with Remote Outdoor Unit-Air-Source) | WDLCURAH36ABK |  |  | WLA*374CA* | WFAX080C060A* | 37400 | 16 | 8.5 | 38500 | 34800 | 90.39% | 2.14 | 0 | 10 |  |  |  |  | R-410A | 3.1167 | Residential & Commercial | USHP | Ducted CEE Tier 1
211226630 | Central HP <5.4 tons | KEEPRITE | HRCU-A-CB (Split System: Heat Pump with Remote Outdoor Unit-Air-Source) | DLCURAH36ABK |  |  | EA*4X37L17A* | *92ESN0601714A* | 35800 | 16 | 8.1 | 38500 | 34800 | 90.39% | 2 | 0 | 10 |  |  |  |  | R-410A | 2.9833 | Residential & Commercial | USHP | Ducted CEE Tier 1
211226641 | Central HP <5.4 tons | KEEPRITE | HRCU-A-CB (Split System: Heat Pump with Remote Outdoor Unit-Air-Source) | DLCURAH36ABK |  |  | EA*4X37L17A* | *92ESN0801716A* | 36800 | 15.2 | 8.5 | 39500 | 35000 | 88.61% | 2.06 | 0 | 10 |  |  |  |  | R-410A | 3.0667 | Residential & Commercial | USHP | Ducted CEE Tier 1
211226691 | Central HP <5.4 tons | KEEPRITE | HRCU-A-CB (Split System: Heat Pump with Remote Outdoor Unit-Air-Source) | DLCURAH36ABK |  |  | EA*4X37L17A* | *96VSN0801716A* | 36200 | 15.2 | 8.5 | 39500 | 35000 | 88.61% | 2.02 | 0 | 10 |  |  |  |  | R-410A | 3.0167 | Residential & Commercial | USHP | Ducted CEE Tier 1
210470960 | Central HP <5.4 tons | KEEPRITE | HRCU-A-CB (Split System: Heat Pump with Remote Outdoor Unit-Air-Source) | CVH837GKA2* |  |  | EN(A,D,W)4X60L24**+WALLCON | *97CMN1002122A* | 32800 | 18 | 8.1 | 32200 | 24600 | 76.4% | 1.98 | 0 | 12 |  |  |  |  | R-410A | 2.7333 | Residential & Commercial | USHP | Ducted CEE Tier 1
212383325 | Central HP <5.4 tons | GRANDAIRE | HRCU-A-CB (Split System: Heat Pump with Remote Outdoor Unit-Air-Source) | WDLCURAH36ABK |  |  | WLA*364CA* | WFEL090C060B* | 35600 | 16 | 8.1 | 39500 | 35200 | 89.11% | 1.84 | 0 | 10 |  |  |  |  | R-410A | 2.9667 | Residential & Commercial | USHP | Ducted CEE Tier 1
212973669 | Central HP <5.4 tons | KEEPRITE | HRCU-A-CB (Split System: Heat Pump with Remote Outdoor Unit-Air-Source) | DLCURAH18ABK |  |  | EA*4X24L17A* | *96VSN0801716B* | 17200 | 16 | 8.5 | 18200 | 19400 | 106.6% | 2.34 | 0 | 10.5 |  |  |  |  | R-410A | 1.4333 | Residential & Commercial | USHP | Ducted CEE Tier 1
212973319 | Central HP <5.4 tons | KEEPRITE | HRCU-A-CB (Split System: Heat Pump with Remote Outdoor Unit-Air-Source) | DLCURAH18ABK |  |  | EA*4X24L17A* | *96VSN0601412B* | 17300 | 16 | 8.5 | 18200 | 19400 | 106.6% | 2.34 | 0 | 10.5 |  |  |  |  | R-410A | 1.4417 | Residential & Commercial | USHP | Ducted CEE Tier 1
212973049 | Central HP <5.4 tons | KEEPRITE | HRCU-A-CB (Split System: Heat Pump with Remote Outdoor Unit-Air-Source) | DLCURAH18ABK |  |  | EA*4X30L17A* | *96VSN0401712B* | 17400 | 16 | 8.5 | 18000 | 18800 | 104.4% | 2.24 | 0 | 10.5 |  |  |  |  | R-410A | 1.45 | Residential & Commercial | USHP | Ducted CEE Tier 1
212972769 | Central HP <5.4 tons | KEEPRITE | HRCU-A-CB (Split System: Heat Pump with Remote Outdoor Unit-Air-Source) | DLCURAH18ABK |  |  | EN(A,D)4X30L17** | *96VSN0401410B* | 17400 | 16 | 8.1 | 18000 | 18700 | 103.9% | 2.24 | 0 | 10.5 |  |  |  |  | R-410A | 1.45 | Residential & Commercial | USHP | Ducted CEE Tier 1
211227835 | Central HP <5.4 tons | GRANDAIRE | HRCU-A-CB (Split System: Heat Pump with Remote Outdoor Unit-Air-Source) | WDLCURAH36ABK |  |  | WLA*424DA* | WFER110D060A* | 35400 | 16.5 | 8.1 | 38500 | 35000 | 90.91% | 1.88 | 0 | 10 |  |  |  |  | R-410A | 2.95 | Residential & Commercial | USHP | Ducted CEE Tier 1
211228221 | Central HP <5.4 tons | GRANDAIRE | HRCU-A-CB (Split System: Heat Pump with Remote Outdoor Unit-Air-Source) | WDLCURAH36ABK |  |  | WLA*434CA* | WFEL045B036B* | 36000 | 15.5 | 8.5 | 38500 | 34800 | 90.39% | 2.06 | 0 | 10 |  |  |  |  | R-410A | 3 | Residential & Commercial | USHP | Ducted CEE Tier 1
211228246 | Central HP <5.4 tons | GRANDAIRE | HRCU-A-CB (Split System: Heat Pump with Remote Outdoor Unit-Air-Source) | WDLCURAH36ABK |  |  | WLA*434CA* | WFER070C048A* | 37200 | 15.5 | 8.5 | 38500 | 35000 | 90.91% | 2.12 | 0 | 10 |  |  |  |  | R-410A | 3.1 | Residential & Commercial | USHP | Ducted CEE Tier 1
211228455 | Central HP <5.4 tons | GRANDAIRE | HRCU-A-CB (Split System: Heat Pump with Remote Outdoor Unit-Air-Source) | WDLCURAH36ABK |  |  | WLA*434CA* | WFAX080C060A* | 37400 | 16 | 8.5 | 38500 | 34800 | 90.39% | 2.14 | 0 | 10 |  |  |  |  | R-410A | 3.1167 | Residential & Commercial | USHP | Ducted CEE Tier 1
216783079 | Central HP <5.4 tons | CHAMPION HEATING AND COOLING | HRCU-A-CB (Split System: Heat Pump with Remote Outdoor Unit-Air-Source) | HH860E2S11 |  |  | CTF60D5CJS1 | Z8ES130D20LMPS1 | 53500 | 19 | 9 | 54500 | 39000 | 71.56% | 2 | 0 | 11 |  |  |  |  | R-454B | 4.4583 | Residential & Commercial | USHP | Ducted CEE Tier 1
214396340 | Central HP <5.4 tons | CHAMPION HEATING AND COOLING | HRCU-A-CB (Split System: Heat Pump with Remote Outdoor Unit-Air-Source) | HH860E2S11 |  |  | CTM60C5CHS1 | TM9V100C20MP12 | 53000 | 19 | 8.5 | 53500 | 38500 | 71.96% | 2 | 0 | 11 |  |  |  |  | R-454B | 4.4167 | Residential & Commercial | USHP | Ducted CEE Tier 1
211226836 | Central HP <5.4 tons | GRANDAIRE | HRCU-A-CB (Split System: Heat Pump with Remote Outdoor Unit-Air-Source) | WDLCURAH36ABK |  |  | WLA*374CA* | WFEL090C048B* | 36600 | 16 | 8.5 | 38500 | 34800 | 90.39% | 2.1 | 0 | 10 |  |  |  |  | R-410A | 3.05 | Residential & Commercial | USHP | Ducted CEE Tier 1
211227571 | Central HP <5.4 tons | GRANDAIRE | HRCU-A-CB (Split System: Heat Pump with Remote Outdoor Unit-Air-Source) | WDLCURAH36ABK |  |  | WLA*424CA* | WFSX060B042A* | 35000 | 15.5 | 8.1 | 38500 | 35000 | 90.91% | 1.86 | 0 | 9.5 |  |  |  |  | R-410A | 2.9167 | Residential & Commercial | USHP
204299886 | Central HP <5.4 tons | BRYANT HEATING AND COOLING SYSTEMS | HRCU-A-CB (Split System: Heat Pump with Remote Outdoor Unit-Air-Source) | 288BNV037*0**A* |  |  | CNPV*4824AL*+UI | 88*TA66135C24*** | 32400 | 17.5 | 8.1 | 32800 | 24800 | 75.61% | 1.98 | 12 | 11.7 |  |  |  |  | R-410A | 2.7 | Residential & Commercial | USHP | Ducted CEE Tier 1
216785705 | Central HP <5.4 tons | CHAMPION HEATING AND COOLING | HRCU-A-CB (Split System: Heat Pump with Remote Outdoor Unit-Air-Source) | HH860E2S11 |  |  | CTU60C5XGS1+TXV | Z8ES100C16LMPS1 | 44000 | 18 | 9 | 44000 | 33200 | 75.45% | 2 | 0 | 12 |  |  |  |  | R-454B | 3.6667 | Residential & Commercial | USHP | Ducted CEE Tier 1
213780903 | Central HP <5.4 tons | KENMORE | HRCU-A-CB (Split System: Heat Pump with Remote Outdoor Unit-Air-Source) | (C,H,T)VH837GKA2* |  |  | EA*4X37L21A*+WALLCON | *95CSU0601716B* | 32800 | 17 | 8.5 | 33000 | 25200 | 76.36% | 1.96 | 0 | 11 |  |  |  |  | R-410A | 2.7333 | Residential & Commercial | USHP | Ducted CEE Tier 1
211226516 | Central HP <5.4 tons | GRANDAIRE | HRCU-A-CB (Split System: Heat Pump with Remote Outdoor Unit-Air-Source) | WDLCURAH36ABK |  |  | WLA*374BA* | WFEL070B036B* | 36000 | 15.2 | 8.1 | 38500 | 35000 | 90.91% | 2 | 0 | 9.5 |  |  |  |  | R-410A | 3 | Residential & Commercial | USHP
210470569 | Central HP <5.4 tons | KEEPRITE | HRCU-A-CB (Split System: Heat Pump with Remote Outdoor Unit-Air-Source) | CVH837GKA2* |  |  | EA*4X61L24A*+WALLCON | *80CTL1352422A* | 33200 | 18 | 8.5 | 32000 | 24800 | 77.5% | 2.02 | 0 | 12 |  |  |  |  | R-410A | 2.7667 | Residential & Commercial | USHP | Ducted CEE Tier 1
211245732 | Central HP <5.4 tons | GRANDAIRE | HRCU-A-CB (Split System: Heat Pump with Remote Outdoor Unit-Air-Source) | WDLCURAH24ABK |  |  | WLNC364CA* | WFAX040B036A* | 23600 | 15.5 | 8.1 | 26200 | 23400 | 89.31% | 1.92 | 0 | 10 |  |  |  |  | R-410A | 1.9667 | Residential & Commercial | USHP | Ducted CEE Tier 1
211264913 | Central HP <5.4 tons | KEEPRITE | HRCU-A-CB (Split System: Heat Pump with Remote Outdoor Unit-Air-Source) | DLCURAH18ABK |  |  | FXM4X30**AL | 0 | 18100 | 16 | 8.5 | 18400 | 18200 | 98.91% | 2.18 | 0 | 10.5 |  |  |  |  | R-410A | 1.5083 | Residential & Commercial | USHP | Ducted CEE Tier 1
211227294 | Central HP <5.4 tons | GRANDAIRE | HRCU-A-CB (Split System: Heat Pump with Remote Outdoor Unit-Air-Source) | WDLCURAH36ABK |  |  | WLA*424CA* | WFER045B036A* | 35200 | 15.5 | 8.1 | 38500 | 35000 | 90.91% | 1.86 | 0 | 9.5 |  |  |  |  | R-410A | 2.9333 | Residential & Commercial | USHP
211227329 | Central HP <5.4 tons | GRANDAIRE | HRCU-A-CB (Split System: Heat Pump with Remote Outdoor Unit-Air-Source) | WDLCURAH36ABK |  |  | WLA*424CA* | WFER070C048A* | 35200 | 16 | 8.1 | 38500 | 35000 | 90.91% | 1.88 | 0 | 9.5 |  |  |  |  | R-410A | 2.9333 | Residential & Commercial | USHP
211227915 | Central HP <5.4 tons | GRANDAIRE | HRCU-A-CB (Split System: Heat Pump with Remote Outdoor Unit-Air-Source) | WDLCURAH36ABK |  |  | WLA*424DA* | WFEU100C060A* | 35600 | 16 | 8.1 | 38500 | 35000 | 90.91% | 1.88 | 0 | 10 |  |  |  |  | R-410A | 2.9667 | Residential & Commercial | USHP | Ducted CEE Tier 1
211229034 | Central HP <5.4 tons | GRANDAIRE | HRCU-A-CB (Split System: Heat Pump with Remote Outdoor Unit-Air-Source) | WDLCURAH36ABK |  |  | WLA*484CA* | WFSX080B048A* | 35400 | 15.5 | 8.1 | 37800 | 34800 | 92.06% | 2.02 | 0 | 9.5 |  |  |  |  | R-410A | 2.95 | Residential & Commercial | USHP
211229317 | Central HP <5.4 tons | GRANDAIRE | HRCU-A-CB (Split System: Heat Pump with Remote Outdoor Unit-Air-Source) | WDLCURAH36ABK |  |  | WLA*484DA* | WFER110D060A* | 35800 | 16.5 | 8.5 | 37800 | 34600 | 91.53% | 2.06 | 0 | 10 |  |  |  |  | R-410A | 2.9833 | Residential & Commercial | USHP | Ducted CEE Tier 1
211228819 | Central HP <5.4 tons | GRANDAIRE | HRCU-A-CB (Split System: Heat Pump with Remote Outdoor Unit-Air-Source) | WDLCURAH36ABK |  |  | WLA*484CA* | WFEL110C060B* | 35800 | 16.5 | 8.5 | 38500 | 34600 | 89.87% | 2.04 | 0 | 10 |  |  |  |  | R-410A | 2.9833 | Residential & Commercial | USHP | Ducted CEE Tier 1
211229448 | Central HP <5.4 tons | GRANDAIRE | HRCU-A-CB (Split System: Heat Pump with Remote Outdoor Unit-Air-Source) | WDLCURAH36ABK |  |  | WLA*484DA* | WFAX080C060A* | 35800 | 16.5 | 8.5 | 37800 | 34600 | 91.53% | 2.04 | 0 | 10 |  |  |  |  | R-410A | 2.9833 | Residential & Commercial | USHP | Ducted CEE Tier 1
211229532 | Central HP <5.4 tons | GRANDAIRE | HRCU-A-CB (Split System: Heat Pump with Remote Outdoor Unit-Air-Source) | WDLCURAH36ABK |  |  | WLA*484DA* | WFSX140D066A* | 37400 | 15.2 | 8.5 | 39500 | 35000 | 88.61% | 2.12 | 0 | 10 |  |  |  |  | R-410A | 3.1167 | Residential & Commercial | USHP | Ducted CEE Tier 1
211230059 | Central HP <5.4 tons | GRANDAIRE | HRCU-A-CB (Split System: Heat Pump with Remote Outdoor Unit-Air-Source) | WDLCURAH36ABK |  |  | WLN(C,W)484CA* | WFEU100C060A* | 36200 | 16 | 8.1 | 38500 | 34800 | 90.39% | 2.02 | 0 | 10 |  |  |  |  | R-410A | 3.0167 | Residential & Commercial | USHP | Ducted CEE Tier 1
211244965 | Central HP <5.4 tons | KEEPRITE | HRCU-A-CB (Split System: Heat Pump with Remote Outdoor Unit-Air-Source) | DLCURAH24ABK |  |  | EN(A,D,W)4X36L17** | *80VSL0701716A* | 23800 | 16.5 | 8.1 | 26000 | 23200 | 89.23% | 1.92 | 0 | 10.5 |  |  |  |  | R-410A | 1.9833 | Residential & Commercial | USHP | Ducted CEE Tier 1
212976066 | Central HP <5.4 tons | KEEPRITE | HRCU-A-CB (Split System: Heat Pump with Remote Outdoor Unit-Air-Source) | DLCURAH24ABK |  |  | EA*4X37L17A* | *96VTN0801716B* | 24200 | 17 | 8.5 | 25800 | 22200 | 86.05% | 1.84 | 0 | 10 |  |  |  |  | R-410A | 2.0167 | Residential & Commercial | USHP | Ducted CEE Tier 1
210473135 | Central HP <5.4 tons | KEEPRITE | HRCU-A-CB (Split System: Heat Pump with Remote Outdoor Unit-Air-Source) | CVH825GKA3* |  |  | EA*4X43L21A*+WALLCON | *80CSU0601716A* | 24400 | 17 | 8.1 | 21200 | 16600 | 78.3% | 2.02 | 0 | 11 |  |  |  |  | R-410A | 2.0333 | Residential & Commercial | USHP | Ducted CEE Tier 1
210596922 | Central HP <5.4 tons | KEEPRITE | HRCU-A-CB (Split System: Heat Pump with Remote Outdoor Unit-Air-Source) | CVH825GKA2* |  |  | EHD4X42AAL+WALLCON | *96CTN1002122A* | 24200 | 16 | 8.1 | 21400 | 16600 | 77.57% | 2 | 0 | 10.5 |  |  |  |  | R-410A | 2.0167 | Residential & Commercial | USHP | Ducted CEE Tier 1
214396758 | Central HP <5.4 tons | CHAMPION HEATING AND COOLING | HRCU-A-CB (Split System: Heat Pump with Remote Outdoor Unit-Air-Source) | HH860E2S11 |  |  | CTM60C5CHS1 | TM9E100C20MP12 | 53500 | 19 | 8.5 | 55000 | 39000 | 70.91% | 2 | 0 | 11 |  |  |  |  | R-454B | 4.4583 | Residential & Commercial | USHP | Ducted CEE Tier 1
214396607 | Central HP <5.4 tons | CHAMPION HEATING AND COOLING | HRCU-A-CB (Split System: Heat Pump with Remote Outdoor Unit-Air-Source) | HH860E2S11 |  |  | CTM60C5CGS1 | TMLE120C20MP11 | 44500 | 17 | 9 | 45000 | 33600 | 74.67% | 2 | 0 | 11.7 |  |  |  |  | R-454B | 3.7083 | Residential & Commercial | USHP | Ducted CEE Tier 1
214397043 | Central HP <5.4 tons | CHAMPION HEATING AND COOLING | HRCU-A-CB (Split System: Heat Pump with Remote Outdoor Unit-Air-Source) | HH860E2S11 |  |  | CTM60C5CGS1 | TM8Y080C16MP11 | 44000 | 18 | 9 | 44000 | 33400 | 75.91% | 2 | 0 | 11.7 |  |  |  |  | R-454B | 3.6667 | Residential & Commercial | USHP | Ducted CEE Tier 1
214397058 | Central HP <5.4 tons | CHAMPION HEATING AND COOLING | HRCU-A-CB (Split System: Heat Pump with Remote Outdoor Unit-Air-Source) | HH860E2S11 |  |  | CTM60C5CGS1 | TMLE080C20MP11 | 44500 | 17 | 9 | 45000 | 33800 | 75.11% | 2 | 0 | 11.7 |  |  |  |  | R-454B | 3.7083 | Residential & Commercial | USHP | Ducted CEE Tier 1
214396706 | Central HP <5.4 tons | CHAMPION HEATING AND COOLING | HRCU-A-CB (Split System: Heat Pump with Remote Outdoor Unit-Air-Source) | HH824E2S11 |  |  | JHE24B5AC2SS1 | 0 | 23000 | 19 | 9 | 23000 | 18300 | 79.57% | 2 | 0 | 12 |  |  |  |  | R-454B | 1.9167 | Residential & Commercial | USHP | Ducted CEE Tier 1
214397108 | Central HP <5.4 tons | CHAMPION HEATING AND COOLING | HRCU-A-CB (Split System: Heat Pump with Remote Outdoor Unit-Air-Source) | HH824E2S11 |  |  | CTF36B5ADS1 | TM8Y080B12MP11 | 23000 | 18 | 9.5 | 23000 | 18300 | 79.57% | 2 | 0 | 12 |  |  |  |  | R-454B | 1.9167 | Residential & Commercial | USHP | Ducted CEE Tier 1
212973249 | Central HP <5.4 tons | KEEPRITE | HRCU-A-CB (Split System: Heat Pump with Remote Outdoor Unit-Air-Source) | DLCURAH24ABK |  |  | EA*4X37L21A* | *96VSN0401712B* | 24200 | 16.5 | 8.5 | 25400 | 21600 | 85.04% | 1.8 | 0 | 10 |  |  |  |  | R-410A | 2.0167 | Residential & Commercial | USHP | Ducted CEE Tier 1
211264551 | Central HP <5.4 tons | KEEPRITE | HRCU-A-CB (Split System: Heat Pump with Remote Outdoor Unit-Air-Source) | DLCURAH18ABK |  |  | EN(A,D)4X30L17** | *92ESN0601412A* | 18300 | 16 | 8.5 | 18800 | 18300 | 97.34% | 2.22 | 0 | 11 |  |  |  |  | R-410A | 1.525 | Residential & Commercial | USHP | Ducted CEE Tier 1
211262872 | Central HP <5.4 tons | KEEPRITE | HRCU-A-CB (Split System: Heat Pump with Remote Outdoor Unit-Air-Source) | DLCURAH18ABK |  |  | EN(A,D)4X24L17** | *96VSN0401712A* | 17700 | 15.5 | 8.5 | 18700 | 18800 | 100.5% | 2.26 | 0 | 10.5 |  |  |  |  | R-410A | 1.475 | Residential & Commercial | USHP | Ducted CEE Tier 1
211263040 | Central HP <5.4 tons | KEEPRITE | HRCU-A-CB (Split System: Heat Pump with Remote Outdoor Unit-Air-Source) | DLCURAH18ABK |  |  | EN(A,D)4X24L17** | *80ESU0401712A* | 18400 | 16 | 8.5 | 19200 | 18500 | 96.35% | 2.24 | 0 | 11 |  |  |  |  | R-410A | 1.5333 | Residential & Commercial | USHP | Ducted CEE Tier 1
211263090 | Central HP <5.4 tons | KEEPRITE | HRCU-A-CB (Split System: Heat Pump with Remote Outdoor Unit-Air-Source) | DLCURAH18ABK |  |  | EN(A,D)4X24L17** | *96VTN0401712A* | 17700 | 15.5 | 8.5 | 18700 | 18800 | 100.5% | 2.26 | 0 | 10.5 |  |  |  |  | R-410A | 1.475 | Residential & Commercial | USHP | Ducted CEE Tier 1
211263192 | Central HP <5.4 tons | KEEPRITE | HRCU-A-CB (Split System: Heat Pump with Remote Outdoor Unit-Air-Source) | DLCURAH18ABK |  |  | EN(A,D)4X24L17** | *95ESN0601412A* | 17800 | 16 | 8.5 | 18700 | 18800 | 100.5% | 2.26 | 0 | 11 |  |  |  |  | R-410A | 1.4833 | Residential & Commercial | USHP | Ducted CEE Tier 1
204456379 | Central HP <5.4 tons | KEEPRITE | HRCU-A-CB (Split System: Heat Pump with Remote Outdoor Unit-Air-Source) | CVH825GKA2* |  |  | EA*4X24L17A*+WALLCON | *80CTL0701716A* | 23200 | 16.5 | 8.1 | 22000 | 16800 | 76.36% | 1.9 | 11 | 10.5 |  |  |  |  | R-410A | 1.9333 | Residential & Commercial | USHP | Ducted CEE Tier 1
211229386 | Central HP <5.4 tons | GRANDAIRE | HRCU-A-CB (Split System: Heat Pump with Remote Outdoor Unit-Air-Source) | WDLCURAH36ABK |  |  | WLA*484DA* | WFEU080C060A* | 37600 | 15.5 | 8.5 | 39500 | 35000 | 88.61% | 2.14 | 0 | 10 |  |  |  |  | R-410A | 3.1333 | Residential & Commercial | USHP | Ducted CEE Tier 1
211230439 | Central HP <5.4 tons | GRANDAIRE | HRCU-A-CB (Split System: Heat Pump with Remote Outdoor Unit-Air-Source) | WDLCURAH36ABK |  |  | WLNC484DA* | WFER090C060A* | 36600 | 16 | 8.1 | 39500 | 34800 | 88.1% | 2.04 | 0 | 10.5 |  |  |  |  | R-410A | 3.05 | Residential & Commercial | USHP | Ducted CEE Tier 1
212976423 | Central HP <5.4 tons | KEEPRITE | HRCU-A-CB (Split System: Heat Pump with Remote Outdoor Unit-Air-Source) | DLCURAH24ABK |  |  | EN(A,D)4X36L21** | *96VTN0802120B* | 23800 | 17 | 8.5 | 26400 | 24000 | 90.91% | 1.98 | 0 | 10.5 |  |  |  |  | R-410A | 1.9833 | Residential & Commercial | USHP | Ducted CEE Tier 1
211230487 | Central HP <5.4 tons | GRANDAIRE | HRCU-A-CB (Split System: Heat Pump with Remote Outdoor Unit-Air-Source) | WDLCURAH36ABK |  |  | WLNC484DA* | WFER135D060A* | 36200 | 16 | 8.1 | 38500 | 34800 | 90.39% | 2.02 | 0 | 10 |  |  |  |  | R-410A | 3.0167 | Residential & Commercial | USHP | Ducted CEE Tier 1
211230606 | Central HP <5.4 tons | GRANDAIRE | HRCU-A-CB (Split System: Heat Pump with Remote Outdoor Unit-Air-Source) | WDLCURAH36ABK |  |  | WLNC484DA* | WFAX080C060A* | 35800 | 16.5 | 8.1 | 38500 | 34800 | 90.39% | 2.02 | 0 | 10.5 |  |  |  |  | R-410A | 2.9833 | Residential & Commercial | USHP | Ducted CEE Tier 1
215933562 | Central HP <5.4 tons | KENMORE | HRCU-A-CB (Split System: Heat Pump with Remote Outdoor Unit-Air-Source) | (C,H,T)5H3V36*K*AAA* |  |  | ESH5X48M12A*+WALLCON | *80CTL0701716B* | 33600 | 19 | 9 | 35000 | 26800 | 76.57% | 1.92 | 0 | 11 |  |  |  |  | R-454B | 2.8 | Residential & Commercial | USHP | Ducted CEE Tier 1
212988058 | Central HP <5.4 tons | GRANDAIRE | HRCU-A-CB (Split System: Heat Pump with Remote Outdoor Unit-Air-Source) | WDLCURAH30ABK |  |  | WLA*424CA* | WFSX100C060B* | 30200 | 15.2 | 8.5 | 34000 | 27400 | 80.59% | 1.8 | 0 | 9 |  |  |  |  | R-410A | 2.5167 | Residential & Commercial | USHP
215682310 | Central HP <5.4 tons | KEEPRITE | HRCU-A-CB (Split System: Heat Pump with Remote Outdoor Unit-Air-Source) | C5H0V48*K*AAA* |  |  | EVD5X60M21A*+WALLCON | *80CSU0401712B* | 48000 | 18.5 | 9 | 50000 | 36600 | 73.2% | 2 | 0 | 10 |  |  |  |  | R-454B | 4 | Residential & Commercial | USHP | Ducted CEE Tier 1
204300586 | Central HP <5.4 tons | KEEPRITE | HRCU-A-CB (Split System: Heat Pump with Remote Outdoor Unit-Air-Source) | CVH837GKA** |  |  | EHD4X48AAL+WALLCON | *80CTL0901716A* | 32800 | 17.5 | 8.1 | 33000 | 24800 | 75.15% | 1.98 | 12 | 11.5 |  |  |  |  | R-410A | 2.7333 | Residential & Commercial | USHP | Ducted CEE Tier 1
204300416 | Central HP <5.4 tons | KEEPRITE | HRCU-A-CB (Split System: Heat Pump with Remote Outdoor Unit-Air-Source) | CVH837GKA** |  |  | EHD4X42AAL+WALLCON | *97CMN0602120A* | 32400 | 16.5 | 8.1 | 33400 | 25200 | 75.45% | 1.94 | 11.5 | 10.5 |  |  |  |  | R-410A | 2.7 | Residential & Commercial | USHP | Ducted CEE Tier 1
211230193 | Central HP <5.4 tons | GRANDAIRE | HRCU-A-CB (Split System: Heat Pump with Remote Outdoor Unit-Air-Source) | WDLCURAH36ABK |  |  | WLN(C,W)484CA* | WFSX080C060A* | 36800 | 15.5 | 8.1 | 39500 | 35000 | 88.61% | 2.06 | 0 | 10.5 |  |  |  |  | R-410A | 3.0667 | Residential & Commercial | USHP | Ducted CEE Tier 1
211230925 | Central HP <5.4 tons | GRANDAIRE | HRCU-A-CB (Split System: Heat Pump with Remote Outdoor Unit-Air-Source) | WDLCURAH36ABK |  |  | WAXL424A* | 0 | 36000 | 16 | 8.1 | 38500 | 34800 | 90.39% | 1.94 | 0 | 10 |  |  |  |  | R-410A | 3 | Residential & Commercial | USHP | Ducted CEE Tier 1
211230936 | Central HP <5.4 tons | GRANDAIRE | HRCU-A-CB (Split System: Heat Pump with Remote Outdoor Unit-Air-Source) | WDLCURAH36ABK |  |  | WAXL484A* | 0 | 36800 | 16 | 8.5 | 38500 | 34600 | 89.87% | 2.08 | 0 | 10 |  |  |  |  | R-410A | 3.0667 | Residential & Commercial | USHP | Ducted CEE Tier 1
214606570 | Central HP <5.4 tons | CHAMPION HEATING AND COOLING | HRCU-A-C (Split System: Heat Pump with Remote Outdoor Unit with No Indoor Fan --Air Source) | HH860E2S11 |  |  | CTM60D5CHS1 | 0 | 53500 | 15.2 | 8.1 | 55000 | 40000 | 72.73% | 2 | 0 | 11 |  |  |  |  | R-454B | 4.4583 | Residential & Commercial | USHP | Ducted CEE Tier 1
211227834 | Central HP <5.4 tons | GRANDAIRE | HRCU-A-CB (Split System: Heat Pump with Remote Outdoor Unit-Air-Source) | WDLCURAH36ABK |  |  | WLA*424DA* | WFEL110D060B* | 35400 | 16.5 | 8.1 | 38500 | 35000 | 90.91% | 1.88 | 0 | 10 |  |  |  |  | R-410A | 2.95 | Residential & Commercial | USHP | Ducted CEE Tier 1
210473025 | Central HP <5.4 tons | KEEPRITE | HRCU-A-CB (Split System: Heat Pump with Remote Outdoor Unit-Air-Source) | CVH825GKA3* |  |  | EA*4X42L24A*+WALLCON | *80CTL1352422A* | 23800 | 16.5 | 8.1 | 21400 | 16600 | 77.57% | 1.96 | 0 | 11 |  |  |  |  | R-410A | 1.9833 | Residential & Commercial | USHP | Ducted CEE Tier 1
211228363 | Central HP <5.4 tons | GRANDAIRE | HRCU-A-CB (Split System: Heat Pump with Remote Outdoor Unit-Air-Source) | WDLCURAH36ABK |  |  | WLA*434CA* | WFEU080C060A* | 38000 | 15.5 | 8.5 | 39000 | 35000 | 89.74% | 2.16 | 0 | 10 |  |  |  |  | R-410A | 3.1667 | Residential & Commercial | USHP | Ducted CEE Tier 1
211229906 | Central HP <5.4 tons | GRANDAIRE | HRCU-A-CB (Split System: Heat Pump with Remote Outdoor Unit-Air-Source) | WDLCURAH36ABK |  |  | WLN(C,W)484CA* | WFEL045B036B* | 35800 | 15.5 | 8.1 | 38500 | 35000 | 90.91% | 2 | 0 | 10 |  |  |  |  | R-410A | 2.9833 | Residential & Commercial | USHP | Ducted CEE Tier 1
211229931 | Central HP <5.4 tons | GRANDAIRE | HRCU-A-CB (Split System: Heat Pump with Remote Outdoor Unit-Air-Source) | WDLCURAH36ABK |  |  | WLN(C,W)484CA* | WFER070C048A* | 35800 | 16.5 | 8.1 | 38500 | 34800 | 90.39% | 2 | 0 | 10 |  |  |  |  | R-410A | 2.9833 | Residential & Commercial | USHP | Ducted CEE Tier 1
211229942 | Central HP <5.4 tons | GRANDAIRE | HRCU-A-CB (Split System: Heat Pump with Remote Outdoor Unit-Air-Source) | WDLCURAH36ABK |  |  | WLN(C,W)484CA* | WFEL090B042B* | 36600 | 16 | 8.1 | 39500 | 35000 | 88.61% | 2.04 | 0 | 10.5 |  |  |  |  | R-410A | 3.05 | Residential & Commercial | USHP | Ducted CEE Tier 1
215675641 | Central HP <5.4 tons | KENMORE | HRCU-A-CB (Split System: Heat Pump with Remote Outdoor Unit-Air-Source) | (C,H,T)5H0V48*K*AAA* |  |  | EVM5X49M21A*+WALLCON | *97CMN1002122B* | 48000 | 19 | 9 | 50000 | 36800 | 73.6% | 2 | 0 | 10.5 |  |  |  |  | R-454B | 4 | Residential & Commercial | USHP | Ducted CEE Tier 1
213778902 | Central HP <5.4 tons | KEEPRITE | HRCU-A-CB (Split System: Heat Pump with Remote Outdoor Unit-Air-Source) | CVH837GKA** |  |  | EA*4X36L21A*+WALLCON | *97CMN1002122B* | 31600 | 17 | 8.1 | 32800 | 24200 | 73.78% | 1.86 | 0 | 11 |  |  |  |  | R-410A | 2.6333 | Residential & Commercial | USHP | Ducted CEE Tier 1
216678104 | Central HP <5.4 tons | BRYANT HEATING AND COOLING SYSTEMS | HRCU-A-CB (Split System: Heat Pump with Remote Outdoor Unit-Air-Source) | 37MURAQ24AA3 |  |  | CAA**3617AM* | 926TC48080V17*** | 23600 | 15.2 | 8.5 | 24000 | 19400 | 80.83% | 1.9 | 0 | 9.8 |  |  |  |  | R-454B | 1.9667 | Residential & Commercial | USHP
213772683 | Central HP <5.4 tons | KENMORE | HRCU-A-CB (Split System: Heat Pump with Remote Outdoor Unit-Air-Source) | (C,H,T)VH825GKA3* |  |  | EA*4X24L17A*+WALLCON | *97CMN0801714B* | 23200 | 16 | 8.1 | 22000 | 16800 | 76.36% | 1.88 | 0 | 10.5 |  |  |  |  | R-410A | 1.9333 | Residential & Commercial | USHP | Ducted CEE Tier 1
213772803 | Central HP <5.4 tons | KENMORE | HRCU-A-CB (Split System: Heat Pump with Remote Outdoor Unit-Air-Source) | (C,H,T)VH825GKA3* |  |  | EA*4X25L17A*+WALLCON | *96CTN0601714B* | 24200 | 16.5 | 8.1 | 21400 | 16700 | 78.04% | 2 | 0 | 10.5 |  |  |  |  | R-410A | 2.0167 | Residential & Commercial | USHP | Ducted CEE Tier 1
213080823 | Central HP <5.4 tons | GRANDAIRE | HRCU-A-CB (Split System: Heat Pump with Remote Outdoor Unit-Air-Source) | WDLCURAH36ABK |  |  | WLA*424DA* | WFSU080C060B* | 35200 | 16 | 8.1 | 38500 | 35000 | 90.91% | 2.08 | 0 | 9.5 |  |  |  |  | R-410A | 2.9333 | Residential & Commercial | USHP
216681816 | Central HP <5.4 tons | GRANDAIRE | HRCU-A-CB (Split System: Heat Pump with Remote Outdoor Unit-Air-Source) | WDLCURAH36ABK |  |  | WLA*484CA* | WFJT100C060A* | 35800 | 16.5 | 9 | 38000 | 34200 | 90% | 1.94 | 0 | 10 |  |  |  |  | R-410A | 2.9833 | Residential & Commercial | USHP | Ducted CEE Tier 1
211245823 | Central HP <5.4 tons | KEEPRITE | HRCU-A-CB (Split System: Heat Pump with Remote Outdoor Unit-Air-Source) | DLCURAH24ABK |  |  | FEM4X30**BL | 0 | 24000 | 17 | 8.5 | 26200 | 23400 | 89.31% | 1.94 | 0 | 10 |  |  |  |  | R-410A | 2 | Residential & Commercial | USHP | Ducted CEE Tier 1
212976697 | Central HP <5.4 tons | KEEPRITE | HRCU-A-CB (Split System: Heat Pump with Remote Outdoor Unit-Air-Source) | DLCURAH24ABK |  |  | EN(A,D)4X36L21** | *96VTN1002120B* | 23600 | 17 | 8.5 | 26200 | 24600 | 93.89% | 2.04 | 0 | 10.5 |  |  |  |  | R-410A | 1.9667 | Residential & Commercial | USHP | Ducted CEE Tier 1
212975713 | Central HP <5.4 tons | KEEPRITE | HRCU-A-CB (Split System: Heat Pump with Remote Outdoor Unit-Air-Source) | DLCURAH24ABK |  |  | EN(A,D)4X24L14** | *96VTN0601412B* | 23200 | 16.5 | 8.5 | 26800 | 25400 | 94.78% | 2.12 | 0 | 10 |  |  |  |  | R-410A | 1.9333 | Residential & Commercial | USHP | Ducted CEE Tier 1
212975746 | Central HP <5.4 tons | KEEPRITE | HRCU-A-CB (Split System: Heat Pump with Remote Outdoor Unit-Air-Source) | DLCURAH24ABK |  |  | EN(A,D)4X30L17** | *96VTN0601412B* | 23400 | 16.5 | 8.1 | 26200 | 24600 | 93.89% | 2.04 | 0 | 10 |  |  |  |  | R-410A | 1.95 | Residential & Commercial | USHP | Ducted CEE Tier 1
212975647 | Central HP <5.4 tons | KEEPRITE | HRCU-A-CB (Split System: Heat Pump with Remote Outdoor Unit-Air-Source) | DLCURAH24ABK |  |  | EA*4X24L17A* | *96VTN0601412B* | 23200 | 16.5 | 8.5 | 26800 | 26800 | 100% | 2.28 | 0 | 10 |  |  |  |  | R-410A | 1.9333 | Residential & Commercial | USHP | Ducted CEE Tier 1
206767201 | Central HP <5.4 tons | KEEPRITE | HRCU-A-CB (Split System: Heat Pump with Remote Outdoor Unit-Air-Source) | CVH825GKA3* |  |  | EA*4X37L21A*+WALLCON | *80CSU0401712A* | 24400 | 17 | 8.5 | 21200 | 16600 | 78.3% | 2.02 | 11.5 | 11 |  |  |  |  | R-410A | 2.0333 | Residential & Commercial | USHP | Ducted CEE Tier 1
206767210 | Central HP <5.4 tons | KEEPRITE | HRCU-A-CB (Split System: Heat Pump with Remote Outdoor Unit-Air-Source) | CVH825GKA3* |  |  | EA*4X37L21A*+WALLCON | *80CSU0601716A* | 24400 | 17 | 8.1 | 21200 | 16600 | 78.3% | 2.02 | 11.5 | 11 |  |  |  |  | R-410A | 2.0333 | Residential & Commercial | USHP | Ducted CEE Tier 1
206767228 | Central HP <5.4 tons | KEEPRITE | HRCU-A-CB (Split System: Heat Pump with Remote Outdoor Unit-Air-Source) | CVH825GKA3* |  |  | EA*4X37L21A*+WALLCON | *80CSU1002120A* | 24400 | 16.5 | 8.1 | 21200 | 16700 | 78.77% | 2.02 | 11.5 | 10.5 |  |  |  |  | R-410A | 2.0333 | Residential & Commercial | USHP | Ducted CEE Tier 1
206765615 | Central HP <5.4 tons | KEEPRITE | HRCU-A-CB (Split System: Heat Pump with Remote Outdoor Unit-Air-Source) | CVH825GKA3* |  |  | EA*4X30L17A*+WALLCON | *97CMN0601714A* | 23200 | 16 | 8.1 | 21600 | 16900 | 78.24% | 1.9 | 11 | 10.5 |  |  |  |  | R-410A | 1.9333 | Residential & Commercial | USHP | Ducted CEE Tier 1
213075993 | Central HP <5.4 tons | GRANDAIRE | HRCU-A-CB (Split System: Heat Pump with Remote Outdoor Unit-Air-Source) | WDLCURAH36ABK |  |  | WLN(C,W)484CA* | WFSU100C060B* | 36200 | 16.5 | 8.1 | 38500 | 35000 | 90.91% | 2.02 | 0 | 10.5 |  |  |  |  | R-410A | 3.0167 | Residential & Commercial | USHP | Ducted CEE Tier 1
212981747 | Central HP <5.4 tons | GRANDAIRE | HRCU-A-CB (Split System: Heat Pump with Remote Outdoor Unit-Air-Source) | WDLCURAH24ABK |  |  | WLA*364CA* | WFEU100C060B* | 23600 | 17 | 8.5 | 26200 | 22000 | 83.97% | 1.84 | 0 | 10 |  |  |  |  | R-410A | 1.9667 | Residential & Commercial | USHP | Ducted CEE Tier 1
214229199 | Central HP <5.4 tons | GRANDAIRE | HRCU-A-CB (Split System: Heat Pump with Remote Outdoor Unit-Air-Source) | WDLCURAH24ABK |  |  | WLNC304BA* | WFEU060B048B* | 23600 | 17 | 8.5 | 25600 | 24000 | 93.75% | 2 | 0 | 10.5 |  |  |  |  | R-410A | 1.9667 | Residential & Commercial | USHP | Ducted CEE Tier 1
213780152 | Central HP <5.4 tons | KEEPRITE | HRCU-A-CB (Split System: Heat Pump with Remote Outdoor Unit-Air-Source) | CVH837GKA** |  |  | EHD4X48AAL+WALLCON | *80CTL0701412B* | 32600 | 16.5 | 8.1 | 33200 | 25000 | 75.3% | 1.94 | 0 | 11 |  |  |  |  | R-410A | 2.7167 | Residential & Commercial | USHP | Ducted CEE Tier 1
214397143 | Central HP <5.4 tons | CHAMPION HEATING AND COOLING | HRCU-A-CB (Split System: Heat Pump with Remote Outdoor Unit-Air-Source) | HH824E2S11 |  |  | CTF30B5ACS1 | TM8E080B12MP11 | 23000 | 17 | 9.5 | 23000 | 18400 | 80% | 2 | 0 | 12 |  |  |  |  | R-454B | 1.9167 | Residential & Commercial | USHP | Ducted CEE Tier 1
214397158 | Central HP <5.4 tons | CHAMPION HEATING AND COOLING | HRCU-A-CB (Split System: Heat Pump with Remote Outdoor Unit-Air-Source) | HH824E2S11 |  |  | CTF30B5ACS1 | TPLC080B12MP13 | 23000 | 17 | 9.5 | 23000 | 17900 | 77.83% | 2 | 0 | 12 |  |  |  |  | R-454B | 1.9167 | Residential & Commercial | USHP | Ducted CEE Tier 1
215225110 | Central HP <5.4 tons | BOSCH | HRCU-A-CB (Split System: Heat Pump with Remote Outdoor Unit-Air-Source) | BOVA-60RXB-M15S |  |  | BIVA-60RCB-M20X | 0 | 55000 | 16.5 | 8.5 | 56000 | 39500 | 70.54% | 1.87 | 0 | 10 |  |  |  |  | R-454B | 4.5833 | Residential & Commercial | USHP | Ducted CEE Tier 1
211262226 | Central HP <5.4 tons | KEEPRITE | HRCU-A-CB (Split System: Heat Pump with Remote Outdoor Unit-Air-Source) | DLCURAH18ABK |  |  | EA*4X30L17A* | OMV112K14A | 18200 | 15.5 | 8.5 | 18900 | 18400 | 97.35% | 2.2 | 0 | 10.5 |  |  |  |  | R-410A | 1.5167 | Residential & Commercial | USHP | Ducted CEE Tier 1
213076113 | Central HP <5.4 tons | GRANDAIRE | HRCU-A-CB (Split System: Heat Pump with Remote Outdoor Unit-Air-Source) | WDLCURAH24ABK |  |  | WLA*374CA* | WFSU100C060B* | 24400 | 17 | 8.5 | 25200 | 24000 | 95.24% | 2 | 0 | 10.5 |  |  |  |  | R-410A | 2.0333 | Residential & Commercial | USHP | Ducted CEE Tier 1
211230037 | Central HP <5.4 tons | GRANDAIRE | HRCU-A-CB (Split System: Heat Pump with Remote Outdoor Unit-Air-Source) | WDLCURAH36ABK |  |  | WLN(C,W)484CA* | WFEU060B048A* | 35600 | 16.5 | 8.1 | 38500 | 34800 | 90.39% | 2 | 0 | 10 |  |  |  |  | R-410A | 2.9667 | Residential & Commercial | USHP | Ducted CEE Tier 1
216679973 | Central HP <5.4 tons | GRANDAIRE | HRCU-A-CB (Split System: Heat Pump with Remote Outdoor Unit-Air-Source) | WDLCURAH36ABK |  |  | WLN(C,W)424CA* | WFJT080B048A* | 35400 | 15.2 | 8.5 | 39000 | 34800 | 89.23% | 1.75 | 0 | 10 |  |  |  |  | R-410A | 2.95 | Residential & Commercial | USHP | Ducted CEE Tier 1
213076798 | Central HP <5.4 tons | GRANDAIRE | HRCU-A-CB (Split System: Heat Pump with Remote Outdoor Unit-Air-Source) | WDLCURAH36ABK |  |  | WLA*484CA* | WFET110C066A* | 36200 | 16 | 8.5 | 38000 | 34800 | 91.58% | 2.04 | 0 | 10 |  |  |  |  | R-410A | 3.0167 | Residential & Commercial | USHP | Ducted CEE Tier 1
213075897 | Central HP <5.4 tons | GRANDAIRE | HRCU-A-CB (Split System: Heat Pump with Remote Outdoor Unit-Air-Source) | WDLCURAH36ABK |  |  | WLA*374CA* | WFSU100C060B* | 36400 | 16 | 8.5 | 38000 | 35200 | 92.63% | 1.9 | 0 | 10 |  |  |  |  | R-410A | 3.0333 | Residential & Commercial | USHP | Ducted CEE Tier 1
216783896 | Central HP <5.4 tons | CHAMPION HEATING AND COOLING | HRCU-A-CB (Split System: Heat Pump with Remote Outdoor Unit-Air-Source) | HH860E2S11 |  |  | CTF60D5CGS1 | Z8ES130D20LMPS1 | 45000 | 18 | 9 | 45000 | 33200 | 73.78% | 2 | 0 | 12 |  |  |  |  | R-454B | 3.75 | Residential & Commercial | USHP | Ducted CEE Tier 1
216682452 | Central HP <5.4 tons | GRANDAIRE | HRCU-A-CB (Split System: Heat Pump with Remote Outdoor Unit-Air-Source) | WDLCURAH18ABK |  |  | WLSH244AA* | WFJT100C060A* | 17400 | 15.2 | 8.1 | 18100 | 18400 | 101.7% | 2.05 | 0 | 10 |  |  |  |  | R-410A | 1.45 | Residential & Commercial | USHP | Ducted CEE Tier 1
212976671 | Central HP <5.4 tons | KEEPRITE | HRCU-A-CB (Split System: Heat Pump with Remote Outdoor Unit-Air-Source) | DLCURAH24ABK |  |  | EA*4X36L21A* | *96VTN1002120B* | 23600 | 17.5 | 8.5 | 26200 | 23800 | 90.84% | 1.98 | 0 | 10 |  |  |  |  | R-410A | 1.9667 | Residential & Commercial | USHP | Ducted CEE Tier 1
212977570 | Central HP <5.4 tons | KEEPRITE | HRCU-A-CB (Split System: Heat Pump with Remote Outdoor Unit-Air-Source) | DLCURAH24ABK |  |  | EA*4X24L14A* | *80MS(N,L)0451412A* | 23400 | 17 | 8.5 | 27000 | 26200 | 97.04% | 2.22 | 0 | 10 |  |  |  |  | R-410A | 1.95 | Residential & Commercial | USHP | Ducted CEE Tier 1
212977654 | Central HP <5.4 tons | KEEPRITE | HRCU-A-CB (Split System: Heat Pump with Remote Outdoor Unit-Air-Source) | DLCURAH24ABK |  |  | EN(A,D)4X24L14** | *80MS(N,L)0451412A* | 23200 | 16.5 | 8.5 | 26800 | 25000 | 93.28% | 2.08 | 0 | 10 |  |  |  |  | R-410A | 1.9333 | Residential & Commercial | USHP | Ducted CEE Tier 1
213774722 | Central HP <5.4 tons | KEEPRITE | HRCU-A-CB (Split System: Heat Pump with Remote Outdoor Unit-Air-Source) | CVH825GKA3* |  |  | EHD4X48AAL+WALLCON | *96CTN1202422B* | 24200 | 16.5 | 8.1 | 21200 | 16600 | 78.3% | 2.02 | 0 | 11 |  |  |  |  | R-410A | 2.0167 | Residential & Commercial | USHP | Ducted CEE Tier 1
213774422 | Central HP <5.4 tons | KEEPRITE | HRCU-A-CB (Split System: Heat Pump with Remote Outdoor Unit-Air-Source) | CVH825GKA3* |  |  | EHD4X42AAL+WALLCON | *80CTL0901716B* | 24200 | 16 | 8.1 | 21200 | 16600 | 78.3% | 2 | 0 | 10.5 |  |  |  |  | R-410A | 2.0167 | Residential & Commercial | USHP | Ducted CEE Tier 1
213078080 | Central HP <5.4 tons | GRANDAIRE | HRCU-A-CB (Split System: Heat Pump with Remote Outdoor Unit-Air-Source) | WDLCURAH36ABK |  |  | WLA*374CA* | WFE*070B048C* | 36600 | 16 | 8.5 | 38500 | 35000 | 90.91% | 1.88 | 0 | 10 |  |  |  |  | R-410A | 3.05 | Residential & Commercial | USHP | Ducted CEE Tier 1
214229320 | Central HP <5.4 tons | GRANDAIRE | HRCU-A-CB (Split System: Heat Pump with Remote Outdoor Unit-Air-Source) | WDLCURAH36ABK |  |  | WLNC424BA* | WFEU060B048B* | 35400 | 16 | 8.1 | 38500 | 35000 | 90.91% | 1.96 | 0 | 10 |  |  |  |  | R-410A | 2.95 | Residential & Commercial | USHP | Ducted CEE Tier 1
212976027 | Central HP <5.4 tons | KEEPRITE | HRCU-A-CB (Split System: Heat Pump with Remote Outdoor Unit-Air-Source) | DLCURAH24ABK |  |  | EA*4X30L17A* | *96VTN0801716B* | 23400 | 17 | 8.5 | 26200 | 25000 | 95.42% | 2.08 | 0 | 10 |  |  |  |  | R-410A | 1.95 | Residential & Commercial | USHP | Ducted CEE Tier 1
213076627 | Central HP <5.4 tons | GRANDAIRE | HRCU-A-CB (Split System: Heat Pump with Remote Outdoor Unit-Air-Source) | WDLCURAH36ABK |  |  | WLN(C,W)484CA* | WFET090B048A* | 35600 | 16.5 | 8.1 | 38500 | 28600 | 74.29% | 1.94 | 0 | 10 |  |  |  |  | R-410A | 2.9667 | Residential & Commercial | USHP | Ducted CEE Tier 1
213078474 | Central HP <5.4 tons | GRANDAIRE | HRCU-A-CB (Split System: Heat Pump with Remote Outdoor Unit-Air-Source) | WDLCURAH36ABK |  |  | WLN(C,W)484CA* | WFE*090C048C* | 35800 | 16.5 | 8.1 | 38500 | 34800 | 90.39% | 2 | 0 | 10 |  |  |  |  | R-410A | 2.9833 | Residential & Commercial | USHP | Ducted CEE Tier 1
212977055 | Central HP <5.4 tons | KEEPRITE | HRCU-A-CB (Split System: Heat Pump with Remote Outdoor Unit-Air-Source) | DLCURAH30ABK |  |  | EA*4X43L21A* | *96VTN1002122B* | 30400 | 15.2 | 8.1 | 33000 | 26400 | 80% | 1.84 | 0 | 9 |  |  |  |  | R-410A | 2.5333 | Residential & Commercial | USHP
214809001 | Central HP <5.4 tons | CHAMPION HEATING AND COOLING | HRCU-A-CB (Split System: Heat Pump with Remote Outdoor Unit-Air-Source) | HH860E2S11 |  |  | CTU60C5XGS1+JMVT17CC2N1+TXV | 0 | 44500 | 18 | 9 | 44000 | 33000 | 75% | 2 | 0 | 12 |  |  |  |  | R-454B | 3.7083 | Residential & Commercial | USHP | Ducted CEE Tier 1
214809258 | Central HP <5.4 tons | CHAMPION HEATING AND COOLING | HRCU-A-CB (Split System: Heat Pump with Remote Outdoor Unit-Air-Source) | HH860E2S11 |  |  | CTU60C5XGS1+TXV | TL9E100C20UH11 | 44000 | 17 | 9 | 44500 | 33400 | 75.06% | 2 | 0 | 11.7 |  |  |  |  | R-454B | 3.6667 | Residential & Commercial | USHP | Ducted CEE Tier 1
214809190 | Central HP <5.4 tons | CHAMPION HEATING AND COOLING | HRCU-A-CB (Split System: Heat Pump with Remote Outdoor Unit-Air-Source) | HH860E2S11 |  |  | CTU60C5XGS1+TXV | TPLC100C16MP13 | 43500 | 18 | 9 | 44000 | 33400 | 75.91% | 2 | 0 | 11.7 |  |  |  |  | R-454B | 3.625 | Residential & Commercial | USHP | Ducted CEE Tier 1
214650833 | Central HP <5.4 tons | CHAMPION HEATING AND COOLING | HRCU-A-CB (Split System: Heat Pump with Remote Outdoor Unit-Air-Source) | HH860E2S11 |  |  | CTU60D5XGS1+TXV | Z8ES130D20SMPS1 | 45000 | 18 | 9 | 45000 | 33200 | 73.78% | 2 | 0 | 12 |  |  |  |  | R-454B | 3.75 | Residential & Commercial | USHP | Ducted CEE Tier 1
216633072 | Central HP <5.4 tons | ACIQ | HRCU-A-CB (Split System: Heat Pump with Remote Outdoor Unit-Air-Source) | H5H0V24*K*AAA* |  |  | EA*5X37M21A*+WALLCON | *80CSU0601716A* | 24000 | 17.5 | 9 | 23200 | 16300 | 70.26% | 2.02 | 0 | 10.5 |  |  |  |  | R-454B | 2 | Residential & Commercial | USHP | Ducted CEE Tier 1
216676614 | Central HP <5.4 tons | BRYANT HEATING AND COOLING SYSTEMS | HRCU-A-CB (Split System: Heat Pump with Remote Outdoor Unit-Air-Source) | 37MURAQ24AA3 |  |  | CAA**3017AM* | 82*TB36070V14*** | 23800 | 15.5 | 8.5 | 24200 | 19400 | 80.17% | 1.9 | 0 | 9.8 |  |  |  |  | R-454B | 1.9833 | Residential & Commercial | USHP
216677532 | Central HP <5.4 tons | BRYANT HEATING AND COOLING SYSTEMS | HRCU-A-CB (Split System: Heat Pump with Remote Outdoor Unit-Air-Source) | 37MURAQ24AA3 |  |  | CAA**2517AM* | 926SB48060V17*** | 24400 | 15.5 | 8.5 | 23200 | 19100 | 82.33% | 1.94 | 0 | 10 |  |  |  |  | R-454B | 2.0333 | Residential & Commercial | USHP | Ducted CEE Tier 1
216678066 | Central HP <5.4 tons | BRYANT HEATING AND COOLING SYSTEMS | HRCU-A-CB (Split System: Heat Pump with Remote Outdoor Unit-Air-Source) | 37MURAQ24AA3 |  |  | CAA**3721AM* | 926TC48060V17*** | 24400 | 15.5 | 8.5 | 23000 | 19000 | 82.61% | 1.96 | 0 | 10 |  |  |  |  | R-454B | 2.0333 | Residential & Commercial | USHP | Ducted CEE Tier 1
216678568 | Central HP <5.4 tons | BRYANT HEATING AND COOLING SYSTEMS | HRCU-A-CB (Split System: Heat Pump with Remote Outdoor Unit-Air-Source) | 37MURAQ24AA3 |  |  | FM(C,U)5Z36**AL* | 0 | 24800 | 16 | 9.5 | 24800 | 19600 | 79.03% | 2.14 | 0 | 10 |  |  |  |  | R-454B | 2.0667 | Residential & Commercial | USHP | Ducted CEE Tier 1
211227787 | Central HP <5.4 tons | GRANDAIRE | HRCU-A-CB (Split System: Heat Pump with Remote Outdoor Unit-Air-Source) | WDLCURAH36ABK |  |  | WLA*424DA* | WFER090C048A* | 35800 | 16 | 8.1 | 39500 | 35000 | 88.61% | 1.9 | 0 | 10 |  |  |  |  | R-410A | 2.9833 | Residential & Commercial | USHP | Ducted CEE Tier 1
212972430 | Central HP <5.4 tons | KEEPRITE | HRCU-A-CB (Split System: Heat Pump with Remote Outdoor Unit-Air-Source) | DLCURAH24ABK |  |  | EN(A,D)4X36L21** | *80VTL1102122B* | 23800 | 17 | 8.5 | 26400 | 24000 | 90.91% | 1.98 | 0 | 10.5 |  |  |  |  | R-410A | 1.9833 | Residential & Commercial | USHP | Ducted CEE Tier 1
211230171 | Central HP <5.4 tons | GRANDAIRE | HRCU-A-CB (Split System: Heat Pump with Remote Outdoor Unit-Air-Source) | WDLCURAH36ABK |  |  | WLN(C,W)484CA* | WFSX060B042A* | 35600 | 15.5 | 8.1 | 38500 | 35000 | 90.91% | 2 | 0 | 10 |  |  |  |  | R-410A | 2.9667 | Residential & Commercial | USHP | Ducted CEE Tier 1
212971728 | Central HP <5.4 tons | KEEPRITE | HRCU-A-CB (Split System: Heat Pump with Remote Outdoor Unit-Air-Source) | DLCURAH24ABK |  |  | EN(A,D,W)4X36L17** | *80VTL0701716B* | 23600 | 17 | 8.5 | 26400 | 24200 | 91.67% | 2.02 | 0 | 10.5 |  |  |  |  | R-410A | 1.9667 | Residential & Commercial | USHP | Ducted CEE Tier 1
213780442 | Central HP <5.4 tons | KEEPRITE | HRCU-A-CB (Split System: Heat Pump with Remote Outdoor Unit-Air-Source) | CVH837GKA** |  |  | EHD4X60AAL+WALLCON | *96CTN1002122B* | 33000 | 16.5 | 8.1 | 32200 | 24800 | 77.02% | 2 | 0 | 11.5 |  |  |  |  | R-410A | 2.75 | Residential & Commercial | USHP | Ducted CEE Tier 1
213780042 | Central HP <5.4 tons | KEEPRITE | HRCU-A-CB (Split System: Heat Pump with Remote Outdoor Unit-Air-Source) | CVH837GKA** |  |  | EHD4X42AAL+WALLCON | *80CTL1352422B* | 32600 | 16.5 | 8.1 | 33000 | 24600 | 74.55% | 1.96 | 0 | 11 |  |  |  |  | R-410A | 2.7167 | Residential & Commercial | USHP | Ducted CEE Tier 1
213779792 | Central HP <5.4 tons | KEEPRITE | HRCU-A-CB (Split System: Heat Pump with Remote Outdoor Unit-Air-Source) | CVH837GKA** |  |  | EA*4X61L24A*+WALLCON | *97CMN1202422B* | 33200 | 17.5 | 8.5 | 32000 | 24800 | 77.5% | 1.98 | 0 | 11.7 |  |  |  |  | R-410A | 2.7667 | Residential & Commercial | USHP | Ducted CEE Tier 1
215225109 | Central HP <5.4 tons | BOSCH | HRCU-A-CB (Split System: Heat Pump with Remote Outdoor Unit-Air-Source) | BOVA-60RXB-M15S |  |  | BIVA-36RCB-M20X | 0 | 34200 | 17 | 8.5 | 34200 | 34200 | 100% | 1.8 | 0 | 11.7 |  |  |  |  | R-454B | 2.85 | Residential & Commercial | USHP | Ducted CEE Tier 1
216681864 | Central HP <5.4 tons | GRANDAIRE | HRCU-A-CB (Split System: Heat Pump with Remote Outdoor Unit-Air-Source) | WDLCURAH36ABK |  |  | WLSH484AA* | WFJT100C060A* | 36200 | 16 | 8.5 | 38500 | 34400 | 89.35% | 1.82 | 0 | 10 |  |  |  |  | R-410A | 3.0167 | Residential & Commercial | USHP | Ducted CEE Tier 1
211226801 | Central HP <5.4 tons | GRANDAIRE | HRCU-A-CB (Split System: Heat Pump with Remote Outdoor Unit-Air-Source) | WDLCURAH36ABK |  |  | WLA*374CA* | WFER070B036A* | 36400 | 15.5 | 8.5 | 38500 | 34800 | 90.39% | 2.08 | 0 | 10 |  |  |  |  | R-410A | 3.0333 | Residential & Commercial | USHP | Ducted CEE Tier 1
214771736 | Central HP <5.4 tons | BOSCH | HRCU-A-CB (Split System: Heat Pump with Remote Outdoor Unit-Air-Source) | BOVA-60RTB-M20S |  |  | BMAC4248CBTA | BGH96M100C5C | 44000 | 16.5 | 8.8 | 46500 | 32800 | 70.54% | 1.9 | 0 | 11.7 |  |  |  |  | R-454B | 3.6667 | Residential & Commercial | USHP | Ducted CEE Tier 1
216634492 | Central HP <5.4 tons | ACIQ | HRCU-A-CB (Split System: Heat Pump with Remote Outdoor Unit-Air-Source) | H5H0V48*K*AAA* |  |  | EA*5X61M24A*+WALLCON | *97CTN1202422A* | 46000 | 18.5 | 9 | 47500 | 33600 | 70.74% | 2.06 | 0 | 10 |  |  |  |  | R-454B | 3.8333 | Residential & Commercial | USHP | Ducted CEE Tier 1
216634528 | Central HP <5.4 tons | ACIQ | HRCU-A-CB (Split System: Heat Pump with Remote Outdoor Unit-Air-Source) | H5H0V48*K*AAA* |  |  | EVM5X60M21A*+WALLCON | *80CSU0802120B* | 48500 | 19 | 9 | 50000 | 36400 | 72.8% | 2.12 | 0 | 10 |  |  |  |  | R-454B | 4.0417 | Residential & Commercial | USHP | Ducted CEE Tier 1
213076394 | Central HP <5.4 tons | GRANDAIRE | HRCU-A-CB (Split System: Heat Pump with Remote Outdoor Unit-Air-Source) | WDLCURAH18ABK |  |  | WLA*244BA* | WFST060B048A* | 17400 | 16 | 8.5 | 18400 | 25400 | 138% | 2.12 | 0 | 10.5 |  |  |  |  | R-410A | 1.45 | Residential & Commercial | USHP | Ducted CEE Tier 1
212977690 | Central HP <5.4 tons | KEEPRITE | HRCU-A-CB (Split System: Heat Pump with Remote Outdoor Unit-Air-Source) | DLCURAH24ABK |  |  | EN(A,D)4X30L17** | *80MS(N,L)0451412A* | 23600 | 17 | 8.5 | 26400 | 24200 | 91.67% | 2 | 0 | 10.5 |  |  |  |  | R-410A | 1.9667 | Residential & Commercial | USHP | Ducted CEE Tier 1
211230825 | Central HP <5.4 tons | GRANDAIRE | HRCU-A-CB (Split System: Heat Pump with Remote Outdoor Unit-Air-Source) | WDLCURAH36ABK |  |  | WAPL424A* | 0 | 37000 | 16 | 8.1 | 38500 | 34800 | 90.39% | 2 | 0 | 10 |  |  |  |  | R-410A | 3.0833 | Residential & Commercial | USHP | Ducted CEE Tier 1
212973569 | Central HP <5.4 tons | KEEPRITE | HRCU-A-CB (Split System: Heat Pump with Remote Outdoor Unit-Air-Source) | DLCURAH24ABK |  |  | EA*4X30L17A* | *96VSN0601412B* | 23400 | 16.5 | 8.5 | 26400 | 24800 | 93.94% | 2.06 | 0 | 10 |  |  |  |  | R-410A | 1.95 | Residential & Commercial | USHP | Ducted CEE Tier 1
212971238 | Central HP <5.4 tons | KEEPRITE | HRCU-A-CB (Split System: Heat Pump with Remote Outdoor Unit-Air-Source) | DLCURAH24ABK |  |  | EN(A,D)4X30L17** | *80VTL0451412B* | 23600 | 17 | 8.5 | 26200 | 24600 | 93.89% | 2.04 | 0 | 10.5 |  |  |  |  | R-410A | 1.9667 | Residential & Commercial | USHP | Ducted CEE Tier 1
212981216 | Central HP <5.4 tons | GRANDAIRE | HRCU-A-CB (Split System: Heat Pump with Remote Outdoor Unit-Air-Source) | WDLCURAH36ABK |  |  | WLA*484DA* | WFE*135D060C* | 35800 | 16.5 | 8.5 | 37800 | 35000 | 92.59% | 2 | 0 | 10 |  |  |  |  | R-410A | 2.9833 | Residential & Commercial | USHP | Ducted CEE Tier 1
213078650 | Central HP <5.4 tons | GRANDAIRE | HRCU-A-CB (Split System: Heat Pump with Remote Outdoor Unit-Air-Source) | WDLCURAH36ABK |  |  | WLA*424DA* | WFE*110C060C* | 35800 | 16.5 | 8.1 | 38500 | 34800 | 90.39% | 2.06 | 0 | 10 |  |  |  |  | R-410A | 2.9833 | Residential & Commercial | USHP | Ducted CEE Tier 1
204299172 | Central HP <5.4 tons | BRYANT HEATING AND COOLING SYSTEMS | HRCU-A-CB (Split System: Heat Pump with Remote Outdoor Unit-Air-Source) | 288BNV037*0**A* |  |  | CAP**4321AL*+UI | 88*TA60090C21*** | 32800 | 17.5 | 8.5 | 33000 | 25200 | 76.36% | 2 | 12 | 11.7 |  |  |  |  | R-410A | 2.7333 | Residential & Commercial | USHP | Ducted CEE Tier 1
204299926 | Central HP <5.4 tons | BRYANT HEATING AND COOLING SYSTEMS | HRCU-A-CB (Split System: Heat Pump with Remote Outdoor Unit-Air-Source) | 288BNV037*0**A* |  |  | CNPV*4824AL*+UI | 987MB66120C24*** | 32400 | 17.5 | 8.1 | 33000 | 24800 | 75.15% | 1.96 | 12 | 11.5 |  |  |  |  | R-410A | 2.7 | Residential & Commercial | USHP | Ducted CEE Tier 1
216633015 | Central HP <5.4 tons | ACIQ | HRCU-A-CB (Split System: Heat Pump with Remote Outdoor Unit-Air-Source) | H5H0V24*K*AAA* |  |  | EA*5X24M14A*+WALLCON | *96CTN0401410B* | 22400 | 15.5 | 8.5 | 24600 | 17300 | 70.33% | 1.82 | 0 | 9 |  |  |  |  | R-454B | 1.8667 | Residential & Commercial | USHP
216633058 | Central HP <5.4 tons | ACIQ | HRCU-A-CB (Split System: Heat Pump with Remote Outdoor Unit-Air-Source) | H5H0V24*K*AAA* |  |  | EA*5X36M17A*+WALLCON | *96CTN0601714B* | 23000 | 17 | 9 | 23800 | 16700 | 70.17% | 1.96 | 0 | 10 |  |  |  |  | R-454B | 1.9167 | Residential & Commercial | USHP | Ducted CEE Tier 1
216634562 | Central HP <5.4 tons | ACIQ | HRCU-A-CB (Split System: Heat Pump with Remote Outdoor Unit-Air-Source) | H5H0V48*K*AAA* |  |  | EVD5X49M24A*+WALLCON | *97CTN0802120A* | 48000 | 19 | 9 | 50000 | 36600 | 73.2% | 2 | 0 | 10 |  |  |  |  | R-454B | 4 | Residential & Commercial | USHP | Ducted CEE Tier 1
216634569 | Central HP <5.4 tons | ACIQ | HRCU-A-CB (Split System: Heat Pump with Remote Outdoor Unit-Air-Source) | H5H0V48*K*AAA* |  |  | EVD5X60M21A*+WALLCON | *80CSU1002120B* | 48000 | 18.5 | 9 | 50000 | 36600 | 73.2% | 2 | 0 | 10 |  |  |  |  | R-454B | 4 | Residential & Commercial | USHP | Ducted CEE Tier 1
216634585 | Central HP <5.4 tons | ACIQ | HRCU-A-CB (Split System: Heat Pump with Remote Outdoor Unit-Air-Source) | H5H0V48*K*AAA* |  |  | EVD5X61M21A*+WALLCON | *97CTN0802120A* | 48500 | 19 | 9 | 50000 | 36800 | 73.6% | 2 | 0 | 10.5 |  |  |  |  | R-454B | 4.0417 | Residential & Commercial | USHP | Ducted CEE Tier 1
212975262 | Central HP <5.4 tons | KEEPRITE | HRCU-A-CB (Split System: Heat Pump with Remote Outdoor Unit-Air-Source) | DLCURAH24ABK |  |  | EA*4X24L17A* | *96VTN0401712B* | 23400 | 16 | 8.5 | 27000 | 26200 | 97.04% | 2.18 | 0 | 9.5 |  |  |  |  | R-410A | 1.95 | Residential & Commercial | USHP
214771738 | Central HP <5.4 tons | BOSCH | HRCU-A-CB (Split System: Heat Pump with Remote Outdoor Unit-Air-Source) | BOVA-60RTB-M20S |  |  | BMAC4248DBTA | BGH96M120D5C | 44500 | 17 | 9 | 47000 | 33000 | 70.21% | 1.9 | 0 | 11.7 |  |  |  |  | R-454B | 3.7083 | Residential & Commercial | USHP | Ducted CEE Tier 1
212975284 | Central HP <5.4 tons | KEEPRITE | HRCU-A-CB (Split System: Heat Pump with Remote Outdoor Unit-Air-Source) | DLCURAH24ABK |  |  | EA*4X30L17A* | *96VTN0401712B* | 23200 | 16 | 8.5 | 26400 | 25200 | 95.45% | 2.08 | 0 | 10 |  |  |  |  | R-410A | 1.9333 | Residential & Commercial | USHP | Ducted CEE Tier 1
212973619 | Central HP <5.4 tons | KEEPRITE | HRCU-A-CB (Split System: Heat Pump with Remote Outdoor Unit-Air-Source) | DLCURAH24ABK |  |  | EN(A,D)4X30L14** | *96VSN0601412B* | 23400 | 16.5 | 8.1 | 26000 | 24400 | 93.85% | 2.02 | 0 | 10 |  |  |  |  | R-410A | 1.95 | Residential & Commercial | USHP | Ducted CEE Tier 1
212973869 | Central HP <5.4 tons | KEEPRITE | HRCU-A-CB (Split System: Heat Pump with Remote Outdoor Unit-Air-Source) | DLCURAH24ABK |  |  | EA*4X36L21A* | *96VSN0801716B* | 23600 | 17 | 8.5 | 26200 | 24000 | 91.6% | 2 | 0 | 10 |  |  |  |  | R-410A | 1.9667 | Residential & Commercial | USHP | Ducted CEE Tier 1
211227305 | Central HP <5.4 tons | GRANDAIRE | HRCU-A-CB (Split System: Heat Pump with Remote Outdoor Unit-Air-Source) | WDLCURAH36ABK |  |  | WLA*424CA* | WFEL070B036B* | 35600 | 15.2 | 8.1 | 39500 | 35200 | 89.11% | 1.88 | 0 | 9.5 |  |  |  |  | R-410A | 2.9667 | Residential & Commercial | USHP
213774502 | Central HP <5.4 tons | KEEPRITE | HRCU-A-CB (Split System: Heat Pump with Remote Outdoor Unit-Air-Source) | CVH825GKA3* |  |  | EHD4X42AAL+WALLCON | *97CMN1202422B* | 24200 | 16 | 8.1 | 21400 | 16600 | 77.57% | 2 | 0 | 10.5 |  |  |  |  | R-410A | 2.0167 | Residential & Commercial | USHP | Ducted CEE Tier 1
211227353 | Central HP <5.4 tons | GRANDAIRE | HRCU-A-CB (Split System: Heat Pump with Remote Outdoor Unit-Air-Source) | WDLCURAH36ABK |  |  | WLA*424CA* | WFER090C048A* | 35800 | 16 | 8.1 | 38500 | 35000 | 90.91% | 1.9 | 0 | 10 |  |  |  |  | R-410A | 2.9833 | Residential & Commercial | USHP | Ducted CEE Tier 1
211228257 | Central HP <5.4 tons | GRANDAIRE | HRCU-A-CB (Split System: Heat Pump with Remote Outdoor Unit-Air-Source) | WDLCURAH36ABK |  |  | WLA*434CA* | WFEL090B042B* | 37000 | 16 | 8.5 | 38500 | 34800 | 90.39% | 2.1 | 0 | 10 |  |  |  |  | R-410A | 3.0833 | Residential & Commercial | USHP | Ducted CEE Tier 1
211229257 | Central HP <5.4 tons | GRANDAIRE | HRCU-A-CB (Split System: Heat Pump with Remote Outdoor Unit-Air-Source) | WDLCURAH36ABK |  |  | WLA*484DA* | WFER070C048A* | 35800 | 16.5 | 8.5 | 37800 | 34600 | 91.53% | 2.04 | 0 | 10 |  |  |  |  | R-410A | 2.9833 | Residential & Commercial | USHP | Ducted CEE Tier 1
214771740 | Central HP <5.4 tons | BOSCH | HRCU-A-CB (Split System: Heat Pump with Remote Outdoor Unit-Air-Source) | BOVA-60RTB-M20S |  |  | BMAC4860DBTA | BGH96M100D5C | 51500 | 18 | 8.5 | 54000 | 37800 | 70% | 1.9 | 0 | 11.7 |  |  |  |  | R-454B | 4.2917 | Residential & Commercial | USHP | Ducted CEE Tier 1
215668914 | Central HP <5.4 tons | KENMORE | HRCU-A-CB (Split System: Heat Pump with Remote Outdoor Unit-Air-Source) | (C,H,T)5H0V36*K*AAA* |  |  | EA*5X42M21A*+WALLCON | *97CMN0802120B* | 33200 | 17.5 | 9 | 35800 | 25600 | 71.51% | 1.86 | 0 | 10 |  |  |  |  | R-454B | 2.7667 | Residential & Commercial | USHP | Ducted CEE Tier 1
215675581 | Central HP <5.4 tons | KENMORE | HRCU-A-CB (Split System: Heat Pump with Remote Outdoor Unit-Air-Source) | (C,H,T)5H0V48*K*AAA* |  |  | EVM5X49M21A*+WALLCON | *80CTL1102120B* | 48000 | 19 | 9 | 50000 | 36600 | 73.2% | 2 | 0 | 10.5 |  |  |  |  | R-454B | 4 | Residential & Commercial | USHP | Ducted CEE Tier 1
216634587 | Central HP <5.4 tons | ACIQ | HRCU-A-CB (Split System: Heat Pump with Remote Outdoor Unit-Air-Source) | H5H0V48*K*AAA* |  |  | EVD5X61M24A*+WALLCON | *96CTN0802120B* | 48500 | 19 | 9.5 | 50000 | 36800 | 73.6% | 2.1 | 0 | 10.5 |  |  |  |  | R-454B | 4.0417 | Residential & Commercial | USHP | Ducted CEE Tier 1
216633976 | Central HP <5.4 tons | ACIQ | HRCU-A-CB (Split System: Heat Pump with Remote Outdoor Unit-Air-Source) | H5H0V48*K*AAA* |  |  | EVD5X60M21A*+WALLCON | *80CSU0601716A* | 48000 | 19 | 9 | 50000 | 36800 | 73.6% | 2 | 0 | 10 |  |  |  |  | R-454B | 4 | Residential & Commercial | USHP | Ducted CEE Tier 1
216633765 | Central HP <5.4 tons | ACIQ | HRCU-A-CB (Split System: Heat Pump with Remote Outdoor Unit-Air-Source) | H5H0V48*K*AAA* |  |  | EA*5X48M21A*+WALLCON | *80CSU0601716A* | 44000 | 17.5 | 9 | 48500 | 34200 | 70.52% | 2.04 | 0 | 9.5 |  |  |  |  | R-454B | 3.6667 | Residential & Commercial | USHP
216633885 | Central HP <5.4 tons | ACIQ | HRCU-A-CB (Split System: Heat Pump with Remote Outdoor Unit-Air-Source) | H5H0V48*K*AAA* |  |  | EVM5X49M21A*+WALLCON | *80CSU0601716A* | 48000 | 19 | 9 | 50000 | 36800 | 73.6% | 2 | 0 | 10 |  |  |  |  | R-454B | 4 | Residential & Commercial | USHP | Ducted CEE Tier 1
213780862 | Central HP <5.4 tons | KEEPRITE | HRCU-A-CB (Split System: Heat Pump with Remote Outdoor Unit-Air-Source) | CVH837GKA2* |  |  | EA*4X37L21A*+WALLCON | *80CTL0701716B* | 32800 | 17 | 8.5 | 33000 | 25200 | 76.36% | 1.96 | 0 | 11 |  |  |  |  | R-410A | 2.7333 | Residential & Commercial | USHP | Ducted CEE Tier 1
215668762 | Central HP <5.4 tons | KENMORE | HRCU-A-CB (Split System: Heat Pump with Remote Outdoor Unit-Air-Source) | (C,H,T)5H0V36*K*AAA* |  |  | EA*5X37M21A*+WALLCON | *97CMN1002122B* | 34600 | 18 | 9 | 35200 | 25000 | 71.02% | 1.9 | 0 | 10 |  |  |  |  | R-454B | 2.8833 | Residential & Commercial | USHP | Ducted CEE Tier 1
214719705 | Central HP <5.4 tons | CHAMPION HEATING AND COOLING | HRCU-A-CB (Split System: Heat Pump with Remote Outdoor Unit-Air-Source) | HH836E2S11 |  |  | CTU36B5XDS1+TXV | TMLE080B12MP11 | 33600 | 18 | 8.5 | 31800 | 26000 | 81.76% | 2 | 0 | 11 |  |  |  |  | R-454B | 2.8 | Residential & Commercial | USHP | Ducted CEE Tier 1
216678582 | Central HP <5.4 tons | BRYANT HEATING AND COOLING SYSTEMS | HRCU-A-CB (Split System: Heat Pump with Remote Outdoor Unit-Air-Source) | 37MURAQ24AA3 |  |  | PF5MN*B30L* | 0 | 25000 | 15.2 | 9 | 24000 | 19400 | 80.83% | 2.04 | 0 | 10 |  |  |  |  | R-454B | 2.0833 | Residential & Commercial | USHP | Ducted CEE Tier 1
212977045 | Central HP <5.4 tons | KEEPRITE | HRCU-A-CB (Split System: Heat Pump with Remote Outdoor Unit-Air-Source) | DLCURAH30ABK |  |  | EA*4X42L24A* | *96VTN1002122B* | 30000 | 15.2 | 8.1 | 34200 | 27600 | 80.7% | 1.8 | 0 | 9 |  |  |  |  | R-410A | 2.5 | Residential & Commercial | USHP
216783553 | Central HP <5.4 tons | CHAMPION HEATING AND COOLING | HRCU-A-CB (Split System: Heat Pump with Remote Outdoor Unit-Air-Source) | HH860E2S11 |  |  | CTU60C5XGS1+TXV | Z8ES100C20LMPS1 | 44500 | 18 | 9 | 44500 | 33400 | 75.06% | 2 | 0 | 12 |  |  |  |  | R-454B | 3.7083 | Residential & Commercial | USHP | Ducted CEE Tier 1
214606546 | Central HP <5.4 tons | CHAMPION HEATING AND COOLING | HRCU-A-C (Split System: Heat Pump with Remote Outdoor Unit with No Indoor Fan --Air Source) | HH860E2S11 |  |  | CTM60C5CGS1 | 0 | 44500 | 15.2 | 8.5 | 46000 | 34200 | 74.35% | 2 | 0 | 11 |  |  |  |  | R-454B | 3.7083 | Residential & Commercial | USHP | Ducted CEE Tier 1
211230415 | Central HP <5.4 tons | GRANDAIRE | HRCU-A-CB (Split System: Heat Pump with Remote Outdoor Unit-Air-Source) | WDLCURAH36ABK |  |  | WLNC484DA* | WFER070C048A* | 35800 | 16.5 | 8.1 | 38500 | 34800 | 90.39% | 2 | 0 | 10 |  |  |  |  | R-410A | 2.9833 | Residential & Commercial | USHP | Ducted CEE Tier 1
211230474 | Central HP <5.4 tons | GRANDAIRE | HRCU-A-CB (Split System: Heat Pump with Remote Outdoor Unit-Air-Source) | WDLCURAH36ABK |  |  | WLNC484DA* | WFEL110D060B* | 36000 | 16.5 | 8.1 | 38500 | 34800 | 90.39% | 2.02 | 0 | 10.5 |  |  |  |  | R-410A | 3 | Residential & Commercial | USHP | Ducted CEE Tier 1
210472816 | Central HP <5.4 tons | KEEPRITE | HRCU-A-CB (Split System: Heat Pump with Remote Outdoor Unit-Air-Source) | CVH825GKA3* |  |  | EA*4X42L21A*+WALLCON | *95CSU0601716A* | 23600 | 16.5 | 8.1 | 21400 | 16700 | 78.04% | 1.94 | 0 | 10.5 |  |  |  |  | R-410A | 1.9667 | Residential & Commercial | USHP | Ducted CEE Tier 1
211230544 | Central HP <5.4 tons | GRANDAIRE | HRCU-A-CB (Split System: Heat Pump with Remote Outdoor Unit-Air-Source) | WDLCURAH36ABK |  |  | WLNC484DA* | WFEU080C060A* | 37400 | 15.5 | 8.5 | 39500 | 35000 | 88.61% | 2.1 | 0 | 10.5 |  |  |  |  | R-410A | 3.1167 | Residential & Commercial | USHP | Ducted CEE Tier 1
214771739 | Central HP <5.4 tons | BOSCH | HRCU-A-CB (Split System: Heat Pump with Remote Outdoor Unit-Air-Source) | BOVA-60RTB-M20S |  |  | BMAC4860CBTA | BGH96M100C5C | 51500 | 17.5 | 8.5 | 53500 | 37600 | 70.28% | 1.8 | 0 | 11.4 |  |  |  |  | R-454B | 4.2917 | Residential & Commercial | USHP | Ducted CEE Tier 1
216634163 | Central HP <5.4 tons | ACIQ | HRCU-A-CB (Split System: Heat Pump with Remote Outdoor Unit-Air-Source) | H5H0V24*K*AAA* |  |  | EA*5X30M17A*+WALLCON | *80CSU0601716B* | 23200 | 17 | 8.5 | 23600 | 16600 | 70.34% | 1.98 | 0 | 10 |  |  |  |  | R-454B | 1.9333 | Residential & Commercial | USHP | Ducted CEE Tier 1
216634164 | Central HP <5.4 tons | ACIQ | HRCU-A-CB (Split System: Heat Pump with Remote Outdoor Unit-Air-Source) | H5H0V24*K*AAA* |  |  | EA*5X30M17A*+WALLCON | *97CTN0601716A* | 23000 | 16.5 | 9 | 24000 | 16800 | 70% | 1.86 | 0 | 10 |  |  |  |  | R-454B | 1.9167 | Residential & Commercial | USHP | Ducted CEE Tier 1
215675281 | Central HP <5.4 tons | KENMORE | HRCU-A-CB (Split System: Heat Pump with Remote Outdoor Unit-Air-Source) | (C,H,T)5H0V48*K*AAA* |  |  | ESH5X60M12A*+WALLCON | *97CMN0801714B* | 45000 | 16 | 8.5 | 48500 | 34200 | 70.52% | 1.94 | 0 | 9 |  |  |  |  | R-454B | 3.75 | Residential & Commercial | USHP
215668922 | Central HP <5.4 tons | KENMORE | HRCU-A-CB (Split System: Heat Pump with Remote Outdoor Unit-Air-Source) | (C,H,T)5H0V36*K*AAA* |  |  | EA*5X42M21A*+WALLCON | *97CMN1002122B* | 33200 | 17.5 | 9 | 35800 | 25600 | 71.51% | 1.84 | 0 | 10 |  |  |  |  | R-454B | 2.7667 | Residential & Commercial | USHP | Ducted CEE Tier 1
215668706 | Central HP <5.4 tons | KENMORE | HRCU-A-CB (Split System: Heat Pump with Remote Outdoor Unit-Air-Source) | (C,H,T)5H0V36*K*AAA* |  |  | EA*5X37M21A*+WALLCON | *95CSU0601716B* | 34200 | 17.5 | 9 | 35400 | 25200 | 71.19% | 1.88 | 0 | 9.5 |  |  |  |  | R-454B | 2.85 | Residential & Commercial | USHP
214719881 | Central HP <5.4 tons | CHAMPION HEATING AND COOLING | HRCU-A-CB (Split System: Heat Pump with Remote Outdoor Unit-Air-Source) | HH836E2S11 |  |  | CTU48C5XFS1+TXV | TL8E100C20UH11 | 33400 | 18 | 9 | 31400 | 25200 | 80.25% | 2 | 0 | 11 |  |  |  |  | R-454B | 2.7833 | Residential & Commercial | USHP | Ducted CEE Tier 1
214719913 | Central HP <5.4 tons | CHAMPION HEATING AND COOLING | HRCU-A-CB (Split System: Heat Pump with Remote Outdoor Unit-Air-Source) | HH836E2S11 |  |  | CTU48C5XFS1+TXV | TM8Y120C20MP11 | 34400 | 19 | 9 | 32600 | 25800 | 79.14% | 2 | 0 | 11 |  |  |  |  | R-454B | 2.8667 | Residential & Commercial | USHP | Ducted CEE Tier 1
215675391 | Central HP <5.4 tons | KENMORE | HRCU-A-CB (Split System: Heat Pump with Remote Outdoor Unit-Air-Source) | (C,H,T)5H0V48*K*AAA* |  |  | EVM5X48M21A*+WALLCON | *80CTL0902120B* | 47000 | 18.5 | 9 | 50000 | 36400 | 72.8% | 2 | 0 | 10 |  |  |  |  | R-454B | 3.9167 | Residential & Commercial | USHP | Ducted CEE Tier 1
215674712 | Central HP <5.4 tons | KENMORE | HRCU-A-CB (Split System: Heat Pump with Remote Outdoor Unit-Air-Source) | (C,H,T)5H0V48*K*AAA* |  |  | ESH5X48M12A*+WALLCON | *80CSU0802120A* | 45000 | 16.5 | 8.5 | 48500 | 34200 | 70.52% | 2.06 | 0 | 9.5 |  |  |  |  | R-454B | 3.75 | Residential & Commercial | USHP
215674991 | Central HP <5.4 tons | KENMORE | HRCU-A-CB (Split System: Heat Pump with Remote Outdoor Unit-Air-Source) | (C,H,T)5H0V48*K*AAA* |  |  | ESH5X48M12A*+WALLCON | *97CMN0801714B* | 44500 | 16 | 8.5 | 49500 | 34800 | 70.3% | 1.92 | 0 | 9 |  |  |  |  | R-454B | 3.7083 | Residential & Commercial | USHP
216643658 | Central HP <5.4 tons | GRANDAIRE | HRCU-A-CB (Split System: Heat Pump with Remote Outdoor Unit-Air-Source) | WD5CUHAH18AAK |  |  | W5A*25M17XA* | WFEU060B048B* | 18500 | 15.5 | 9.5 | 19800 | 17600 | 88.89% | 2.02 | 0 | 11.5 |  |  |  |  | R-454B | 1.5417 | Residential & Commercial | USHP | Ducted CEE Tier 1
214574686 | Central HP <5.4 tons | KENMORE | HRCU-A-CB (Split System: Heat Pump with Remote Outdoor Unit-Air-Source) | (C,H,T)VH837GKA2* |  |  | EN(A,D)4X48L24**+WALLCON | *96CTN0802120B* | 32400 | 17.5 | 8.5 | 32600 | 24800 | 76.07% | 1.98 | 0 | 11.5 |  |  |  |  | R-410A | 2.7 | Residential & Commercial | USHP | Ducted CEE Tier 1
212973219 | Central HP <5.4 tons | KEEPRITE | HRCU-A-CB (Split System: Heat Pump with Remote Outdoor Unit-Air-Source) | DLCURAH24ABK |  |  | EA*4X36L17A* | *96VSN0401712B* | 23400 | 16.5 | 8.5 | 26200 | 24400 | 93.13% | 2.02 | 0 | 10 |  |  |  |  | R-410A | 1.95 | Residential & Commercial | USHP | Ducted CEE Tier 1
212973269 | Central HP <5.4 tons | KEEPRITE | HRCU-A-CB (Split System: Heat Pump with Remote Outdoor Unit-Air-Source) | DLCURAH24ABK |  |  | EN(A,D)4X30L17** | *96VSN0401712B* | 23200 | 16 | 8.1 | 26200 | 24800 | 94.66% | 2.06 | 0 | 10 |  |  |  |  | R-410A | 1.9333 | Residential & Commercial | USHP | Ducted CEE Tier 1
212972899 | Central HP <5.4 tons | KEEPRITE | HRCU-A-CB (Split System: Heat Pump with Remote Outdoor Unit-Air-Source) | DLCURAH24ABK |  |  | EA*4X24L14A* | *96VSN0401410B* | 23200 | 16 | 8.5 | 27000 | 26800 | 99.26% | 2.26 | 0 | 9.5 |  |  |  |  | R-410A | 1.9333 | Residential & Commercial | USHP
212384721 | Central HP <5.4 tons | GRANDAIRE | HRCU-A-CB (Split System: Heat Pump with Remote Outdoor Unit-Air-Source) | WDLCURAH36ABK |  |  | WLN(C,W)424CA* | WFEU080C060A* | 36800 | 15.2 | 8.1 | 40000 | 35200 | 88% | 1.94 | 0 | 10 |  |  |  |  | R-410A | 3.0667 | Residential & Commercial | USHP | Ducted CEE Tier 1
213079284 | Central HP <5.4 tons | GRANDAIRE | HRCU-A-CB (Split System: Heat Pump with Remote Outdoor Unit-Air-Source) | WDLCURAH36ABK |  |  | WLA*484DA* | WFEU080C060B* | 35600 | 16.5 | 8.5 | 37800 | 34600 | 91.53% | 2.06 | 0 | 10 |  |  |  |  | R-410A | 2.9667 | Residential & Commercial | USHP | Ducted CEE Tier 1
212383008 | Central HP <5.4 tons | GRANDAIRE | HRCU-A-CB (Split System: Heat Pump with Remote Outdoor Unit-Air-Source) | WDLCURAH36ABK |  |  | WLA*364BA* | WFER090B042A* | 35600 | 15.5 | 8.1 | 39500 | 35200 | 89.11% | 1.84 | 0 | 9.5 |  |  |  |  | R-410A | 2.9667 | Residential & Commercial | USHP
212383217 | Central HP <5.4 tons | GRANDAIRE | HRCU-A-CB (Split System: Heat Pump with Remote Outdoor Unit-Air-Source) | WDLCURAH36ABK |  |  | WLA*364CA* | WFSU100C060A* | 35400 | 16 | 8.1 | 39500 | 35200 | 89.11% | 1.82 | 0 | 9.5 |  |  |  |  | R-410A | 2.95 | Residential & Commercial | USHP
216676885 | Central HP <5.4 tons | BRYANT HEATING AND COOLING SYSTEMS | HRCU-A-CB (Split System: Heat Pump with Remote Outdoor Unit-Air-Source) | 37MURAQ24AA3 |  |  | CAA**3717AM* | 912SE36060M14*** | 24400 | 15.2 | 8.5 | 23600 | 19200 | 81.36% | 1.96 | 0 | 10 |  |  |  |  | R-454B | 2.0333 | Residential & Commercial | USHP | Ducted CEE Tier 1
204300356 | Central HP <5.4 tons | KEEPRITE | HRCU-A-CB (Split System: Heat Pump with Remote Outdoor Unit-Air-Source) | CVH837GKA** |  |  | EHD4X42AAL+WALLCON | *97CMN1202422A* | 32400 | 16.5 | 8.1 | 33200 | 25000 | 75.3% | 1.96 | 11.5 | 11 |  |  |  |  | R-410A | 2.7 | Residential & Commercial | USHP | Ducted CEE Tier 1
216676355 | Central HP <5.4 tons | BRYANT HEATING AND COOLING SYSTEMS | HRCU-A-CB (Split System: Heat Pump with Remote Outdoor Unit-Air-Source) | 37MURAQ24AA3 |  |  | CSAH*2412AM* | 83*CA36040C17*** | 24400 | 15.2 | 8.5 | 24800 | 19700 | 79.44% | 1.88 | 0 | 9.8 |  |  |  |  | R-454B | 2.0333 | Residential & Commercial | USHP
211230637 | Central HP <5.4 tons | GRANDAIRE | HRCU-A-CB (Split System: Heat Pump with Remote Outdoor Unit-Air-Source) | WDLCURAH36ABK |  |  | WLNC484DA* | WFAX120D060A* | 36400 | 16 | 8.1 | 38500 | 34800 | 90.39% | 2.04 | 0 | 10.5 |  |  |  |  | R-410A | 3.0333 | Residential & Commercial | USHP | Ducted CEE Tier 1
211230690 | Central HP <5.4 tons | GRANDAIRE | HRCU-A-CB (Split System: Heat Pump with Remote Outdoor Unit-Air-Source) | WDLCURAH36ABK |  |  | WLNC484DA* | WFSX140D066A* | 37400 | 15.2 | 8.1 | 40000 | 35200 | 88% | 2.08 | 0 | 10 |  |  |  |  | R-410A | 3.1167 | Residential & Commercial | USHP | Ducted CEE Tier 1
211230871 | Central HP <5.4 tons | GRANDAIRE | HRCU-A-CB (Split System: Heat Pump with Remote Outdoor Unit-Air-Source) | WDLCURAH36ABK |  |  | FM(C,U)4Z36**AL* | 0 | 36000 | 16.5 | 8.1 | 40000 | 35400 | 88.5% | 1.82 | 0 | 10 |  |  |  |  | R-410A | 3 | Residential & Commercial | USHP | Ducted CEE Tier 1
214771741 | Central HP <5.4 tons | BOSCH | HRCU-A-CB (Split System: Heat Pump with Remote Outdoor Unit-Air-Source) | BOVA-60RTB-M20S |  |  | BMAC4860DBTA | BGH96M120D5C | 51500 | 18 | 8.5 | 54000 | 37800 | 70% | 1.9 | 0 | 11.7 |  |  |  |  | R-454B | 4.2917 | Residential & Commercial | USHP | Ducted CEE Tier 1
215933612 | Central HP <5.4 tons | KENMORE | HRCU-A-CB (Split System: Heat Pump with Remote Outdoor Unit-Air-Source) | (C,H,T)5H3V36*K*AAA* |  |  | ESH5X48M12A*+WALLCON | *95CSU0601716B* | 33600 | 19 | 9 | 35200 | 27000 | 76.7% | 1.92 | 0 | 11 |  |  |  |  | R-454B | 2.8 | Residential & Commercial | USHP | Ducted CEE Tier 1
215668578 | Central HP <5.4 tons | KENMORE | HRCU-A-CB (Split System: Heat Pump with Remote Outdoor Unit-Air-Source) | (C,H,T)5H0V36*K*AAA* |  |  | EA*5X37M17A*+WALLCON | *80CTL0901716B* | 34000 | 17.5 | 9 | 35800 | 25400 | 70.95% | 1.88 | 0 | 9.5 |  |  |  |  | R-454B | 2.8333 | Residential & Commercial | USHP
213781062 | Central HP <5.4 tons | KEEPRITE | HRCU-A-CB (Split System: Heat Pump with Remote Outdoor Unit-Air-Source) | CVH837GKA2* |  |  | EA*4X42L21A*+WALLCON | *96CTN0601714B* | 31600 | 16.5 | 8.1 | 33200 | 24600 | 74.1% | 1.86 | 0 | 10.5 |  |  |  |  | R-410A | 2.6333 | Residential & Commercial | USHP | Ducted CEE Tier 1
213781112 | Central HP <5.4 tons | KEEPRITE | HRCU-A-CB (Split System: Heat Pump with Remote Outdoor Unit-Air-Source) | CVH837GKA2* |  |  | EA*4X42L24A*+WALLCON | *80CTL1352422B* | 31800 | 17 | 8.1 | 33000 | 24200 | 73.33% | 1.88 | 0 | 11 |  |  |  |  | R-410A | 2.65 | Residential & Commercial | USHP | Ducted CEE Tier 1
213780962 | Central HP <5.4 tons | KEEPRITE | HRCU-A-CB (Split System: Heat Pump with Remote Outdoor Unit-Air-Source) | CVH837GKA2* |  |  | EA*4X37L21A*+WALLCON | *96CTN1002122B* | 33000 | 17 | 8.5 | 32600 | 25000 | 76.69% | 1.98 | 0 | 11.5 |  |  |  |  | R-410A | 2.75 | Residential & Commercial | USHP | Ducted CEE Tier 1
213781012 | Central HP <5.4 tons | KEEPRITE | HRCU-A-CB (Split System: Heat Pump with Remote Outdoor Unit-Air-Source) | CVH837GKA2* |  |  | EA*4X42L21A*+WALLCON | *80CTL1102120B* | 31800 | 17 | 8.1 | 32800 | 24200 | 73.78% | 1.88 | 0 | 11 |  |  |  |  | R-410A | 2.65 | Residential & Commercial | USHP | Ducted CEE Tier 1
215677440 | Central HP <5.4 tons | KEEPRITE | HRCU-A-CB (Split System: Heat Pump with Remote Outdoor Unit-Air-Source) | C5H0V60*K*AAA* |  |  | EVD5X60M24A*+WALLCON | *80CSU1002120A* | 56500 | 18 | 9 | 63000 | 44500 | 70.63% | 2.08 | 0 | 9 |  |  |  |  | R-454B | 4.7083 | Residential & Commercial | USHP
206765490 | Central HP <5.4 tons | BRYANT HEATING AND COOLING SYSTEMS | HRCU-A-CB (Split System: Heat Pump with Remote Outdoor Unit-Air-Source) | 288BNV025*0**C* |  |  | CAP**2517AL*+UI | 88*TA36045C17*** | 24200 | 16.5 | 8.1 | 21400 | 16800 | 78.5% | 2 | 11 | 11 |  |  |  |  | R-410A | 2.0167 | Residential & Commercial | USHP | Ducted CEE Tier 1
211265027 | Central HP <5.4 tons | GRANDAIRE | HRCU-A-CB (Split System: Heat Pump with Remote Outdoor Unit-Air-Source) | WDLCURAH18ABK |  |  | FM(C,U)4Z30**AL* | 0 | 18000 | 17.5 | 8.5 | 18500 | 18900 | 102.2% | 2.3 | 0 | 11 |  |  |  |  | R-410A | 1.5 | Residential & Commercial | USHP | Ducted CEE Tier 1
215668954 | Central HP <5.4 tons | KENMORE | HRCU-A-CB (Split System: Heat Pump with Remote Outdoor Unit-Air-Source) | (C,H,T)5H0V36*K*AAA* |  |  | EA*5X43M21A*+WALLCON | *80CSU0401712A* | 34400 | 18 | 9 | 35200 | 25200 | 71.59% | 1.88 | 0 | 10 |  |  |  |  | R-454B | 2.8667 | Residential & Commercial | USHP | Ducted CEE Tier 1
215668690 | Central HP <5.4 tons | KENMORE | HRCU-A-CB (Split System: Heat Pump with Remote Outdoor Unit-Air-Source) | (C,H,T)5H0V36*K*AAA* |  |  | EA*5X37M21A*+WALLCON | *80CTL0902120B* | 34600 | 18 | 9 | 35200 | 25000 | 71.02% | 1.9 | 0 | 10 |  |  |  |  | R-454B | 2.8833 | Residential & Commercial | USHP | Ducted CEE Tier 1
215668722 | Central HP <5.4 tons | KENMORE | HRCU-A-CB (Split System: Heat Pump with Remote Outdoor Unit-Air-Source) | (C,H,T)5H0V36*K*AAA* |  |  | EA*5X37M21A*+WALLCON | *95CSU1002122B* | 34600 | 18 | 9 | 35200 | 25000 | 71.02% | 1.9 | 0 | 10 |  |  |  |  | R-454B | 2.8833 | Residential & Commercial | USHP | Ducted CEE Tier 1
215668770 | Central HP <5.4 tons | KENMORE | HRCU-A-CB (Split System: Heat Pump with Remote Outdoor Unit-Air-Source) | (C,H,T)5H0V36*K*AAA* |  |  | EA*5X37M21A*+WALLCON | *96CTN0601714B* | 34200 | 17.5 | 9 | 35400 | 25400 | 71.75% | 1.88 | 0 | 9.5 |  |  |  |  | R-454B | 2.85 | Residential & Commercial | USHP
215668938 | Central HP <5.4 tons | KENMORE | HRCU-A-CB (Split System: Heat Pump with Remote Outdoor Unit-Air-Source) | (C,H,T)5H0V36*K*AAA* |  |  | EA*5X42M21A*+WALLCON | *96CTN0801714B* | 33000 | 17.5 | 9 | 36000 | 25800 | 71.67% | 1.84 | 0 | 9.5 |  |  |  |  | R-454B | 2.75 | Residential & Commercial | USHP
216676976 | Central HP <5.4 tons | BRYANT HEATING AND COOLING SYSTEMS | HRCU-A-CB (Split System: Heat Pump with Remote Outdoor Unit-Air-Source) | 37MURAQ24AA3 |  |  | CAA**3717AM* | 912SE48080M17*** | 24600 | 15.5 | 9 | 23600 | 19200 | 81.36% | 2.06 | 0 | 10 |  |  |  |  | R-454B | 2.05 | Residential & Commercial | USHP | Ducted CEE Tier 1
216677246 | Central HP <5.4 tons | BRYANT HEATING AND COOLING SYSTEMS | HRCU-A-CB (Split System: Heat Pump with Remote Outdoor Unit-Air-Source) | 37MURAQ24AA3 |  |  | CAA**3617AM* | 916SA48080M17*** | 23800 | 15.2 | 8.5 | 24000 | 19400 | 80.83% | 1.92 | 0 | 9.8 |  |  |  |  | R-454B | 1.9833 | Residential & Commercial | USHP
211226222 | Central HP <5.4 tons | GRANDAIRE | HRCU-A-CB (Split System: Heat Pump with Remote Outdoor Unit-Air-Source) | WDLCURAH30ABK |  |  | WLA*374CA* | WFEU040B036A* | 31000 | 15.2 | 8.1 | 33400 | 26000 | 77.84% | 1.86 | 0 | 9 |  |  |  |  | R-410A | 2.5833 | Residential & Commercial | USHP
216678691 | Central HP <5.4 tons | BRYANT HEATING AND COOLING SYSTEMS | HRCU-A-CB (Split System: Heat Pump with Remote Outdoor Unit-Air-Source) | 38MURAQ36AB3* |  |  | CAP**3621AL* | 927TA48060V17*** | 35000 | 15.5 | 8.5 | 38500 | 34800 | 90.39% | 1.75 | 0 | 9.5 |  |  |  |  | R-410A | 2.9167 | Residential & Commercial | USHP
204300540 | Central HP <5.4 tons | BRYANT HEATING AND COOLING SYSTEMS | HRCU-A-CB (Split System: Heat Pump with Remote Outdoor Unit-Air-Source) | 288BNV037*0**A* |  |  | CSPH*4812AL*+UI | 987MB66120C24*** | 32600 | 16.5 | 8.1 | 33000 | 25000 | 75.76% | 1.96 | 11.5 | 11 |  |  |  |  | R-410A | 2.7167 | Residential & Commercial | USHP | Ducted CEE Tier 1
215675881 | Central HP <5.4 tons | KENMORE | HRCU-A-CB (Split System: Heat Pump with Remote Outdoor Unit-Air-Source) | (C,H,T)5H0V48*K*AAA* |  |  | EVM5X60M24A*+WALLCON | *80CTL0902120B* | 48000 | 19 | 9 | 50000 | 36400 | 72.8% | 2 | 0 | 10.5 |  |  |  |  | R-454B | 4 | Residential & Commercial | USHP | Ducted CEE Tier 1
204456382 | Central HP <5.4 tons | BRYANT HEATING AND COOLING SYSTEMS | HRCU-A-CB (Split System: Heat Pump with Remote Outdoor Unit-Air-Source) | 288BNV025*0**B* |  |  | CAP**2417AL*+UI | 986TC42060C17*** | 23200 | 16 | 8.1 | 22000 | 16900 | 76.82% | 1.88 | 11 | 10.5 |  |  |  |  | R-410A | 1.9333 | Residential & Commercial | USHP | Ducted CEE Tier 1
213773803 | Central HP <5.4 tons | KENMORE | HRCU-A-CB (Split System: Heat Pump with Remote Outdoor Unit-Air-Source) | (C,H,T)VH825GKA3* |  |  | EA*4X48L21A*+WALLCON | *96CTN1002122B* | 24000 | 16.5 | 8.1 | 21000 | 16500 | 78.57% | 2.02 | 0 | 11 |  |  |  |  | R-410A | 2 | Residential & Commercial | USHP | Ducted CEE Tier 1
216633979 | Central HP <5.4 tons | ACIQ | HRCU-A-CB (Split System: Heat Pump with Remote Outdoor Unit-Air-Source) | H5H0V48*K*AAA* |  |  | EVD5X60M21A*+WALLCON | *80CTL0451712B* | 47500 | 18 | 9 | 50000 | 37600 | 75.2% | 1.98 | 0 | 9.5 |  |  |  |  | R-454B | 3.9583 | Residential & Commercial | USHP
216634012 | Central HP <5.4 tons | ACIQ | HRCU-A-CB (Split System: Heat Pump with Remote Outdoor Unit-Air-Source) | H5H0V48*K*AAA* |  |  | EVD5X61M21A*+WALLCON | *95CSU0601716B* | 48000 | 18.5 | 9 | 50000 | 37400 | 74.8% | 2 | 0 | 10 |  |  |  |  | R-454B | 4 | Residential & Commercial | USHP | Ducted CEE Tier 1
213773663 | Central HP <5.4 tons | KENMORE | HRCU-A-CB (Split System: Heat Pump with Remote Outdoor Unit-Air-Source) | (C,H,T)VH825GKA3* |  |  | EA*4X43L21A*+WALLCON | *96CTN0601714B* | 24400 | 16.5 | 8.1 | 21200 | 16700 | 78.77% | 2 | 0 | 10.5 |  |  |  |  | R-410A | 2.0333 | Residential & Commercial | USHP | Ducted CEE Tier 1
213773863 | Central HP <5.4 tons | KENMORE | HRCU-A-CB (Split System: Heat Pump with Remote Outdoor Unit-Air-Source) | (C,H,T)VH825GKA3* |  |  | EA*4X48L24A*+WALLCON | *96CTN1002122B* | 24200 | 16.5 | 8.1 | 21000 | 16500 | 78.57% | 2.02 | 0 | 11 |  |  |  |  | R-410A | 2.0167 | Residential & Commercial | USHP | Ducted CEE Tier 1
213773593 | Central HP <5.4 tons | KENMORE | HRCU-A-CB (Split System: Heat Pump with Remote Outdoor Unit-Air-Source) | (C,H,T)VH825GKA3* |  |  | EA*4X43L21A*+WALLCON | *80CTL0901716B* | 24200 | 17 | 8.1 | 21000 | 16600 | 79.05% | 2.02 | 0 | 11 |  |  |  |  | R-410A | 2.0167 | Residential & Commercial | USHP | Ducted CEE Tier 1
213773443 | Central HP <5.4 tons | KENMORE | HRCU-A-CB (Split System: Heat Pump with Remote Outdoor Unit-Air-Source) | (C,H,T)VH825GKA3* |  |  | EA*4X42L21A*+WALLCON | *97CMN0601714B* | 23600 | 16 | 8.1 | 21600 | 16700 | 77.31% | 1.94 | 0 | 10.5 |  |  |  |  | R-410A | 1.9667 | Residential & Commercial | USHP | Ducted CEE Tier 1
215933692 | Central HP <5.4 tons | KENMORE | HRCU-A-CB (Split System: Heat Pump with Remote Outdoor Unit-Air-Source) | (C,H,T)5H3V36*K*AAA* |  |  | ESH5X48M12A*+WALLCON | *96CTN0401410B* | 32200 | 17.5 | 9 | 33800 | 26000 | 76.92% | 1.94 | 0 | 10.5 |  |  |  |  | R-454B | 2.6833 | Residential & Commercial | USHP | Ducted CEE Tier 1
215933812 | Central HP <5.4 tons | KENMORE | HRCU-A-CB (Split System: Heat Pump with Remote Outdoor Unit-Air-Source) | (C,H,T)5H3V36*K*AAA* |  |  | ESH5X60M12A*+WALLCON | *80CTL1102120B* | 34200 | 19.5 | 9 | 34400 | 26000 | 75.58% | 1.96 | 0 | 11.7 |  |  |  |  | R-454B | 2.85 | Residential & Commercial | USHP | Ducted CEE Tier 1
215933292 | Central HP <5.4 tons | KENMORE | HRCU-A-CB (Split System: Heat Pump with Remote Outdoor Unit-Air-Source) | (C,H,T)5H3V36*K*AAA* |  |  | ESH5X42M12A*+WALLCON | *80CSU1002120A* | 33600 | 19 | 9 | 35000 | 26600 | 76% | 1.92 | 0 | 11 |  |  |  |  | R-454B | 2.8 | Residential & Commercial | USHP | Ducted CEE Tier 1
215668554 | Central HP <5.4 tons | KENMORE | HRCU-A-CB (Split System: Heat Pump with Remote Outdoor Unit-Air-Source) | (C,H,T)5H0V36*K*AAA* |  |  | EA*5X37M17A*+WALLCON | *80CTL0451712B* | 33600 | 17 | 9 | 36000 | 25800 | 71.67% | 1.86 | 0 | 9 |  |  |  |  | R-454B | 2.8 | Residential & Commercial | USHP
206765915 | Central HP <5.4 tons | BRYANT HEATING AND COOLING SYSTEMS | HRCU-A-CB (Split System: Heat Pump with Remote Outdoor Unit-Air-Source) | 288BNV025*0**C* |  |  | CAP**3717AL*+UI | 88*TA48090C17*** | 24200 | 17 | 8.1 | 21400 | 16600 | 77.57% | 2.02 | 11 | 11 |  |  |  |  | R-410A | 2.0167 | Residential & Commercial | USHP | Ducted CEE Tier 1
206767078 | Central HP <5.4 tons | BRYANT HEATING AND COOLING SYSTEMS | HRCU-A-CB (Split System: Heat Pump with Remote Outdoor Unit-Air-Source) | 288BNV025*0**C* |  |  | CAP**2417AL*+UI | 83*CA48060C17*** | 23200 | 16.5 | 8.1 | 22000 | 16800 | 76.36% | 1.88 | 11 | 10.5 |  |  |  |  | R-410A | 1.9333 | Residential & Commercial | USHP | Ducted CEE Tier 1
212977035 | Central HP <5.4 tons | KEEPRITE | HRCU-A-CB (Split System: Heat Pump with Remote Outdoor Unit-Air-Source) | DLCURAH30ABK |  |  | EA*4X42L21A* | *96VTN1002122B* | 30000 | 15.2 | 8.1 | 34200 | 27600 | 80.7% | 1.8 | 0 | 9 |  |  |  |  | R-410A | 2.5 | Residential & Commercial | USHP
216677652 | Central HP <5.4 tons | BRYANT HEATING AND COOLING SYSTEMS | HRCU-A-CB (Split System: Heat Pump with Remote Outdoor Unit-Air-Source) | 37MURAQ24AA3 |  |  | CAA**3721AM* | 926SB60100V21*** | 25000 | 16 | 9 | 23200 | 19100 | 82.33% | 2.06 | 0 | 10 |  |  |  |  | R-454B | 2.0833 | Residential & Commercial | USHP | Ducted CEE Tier 1
204456499 | Central HP <5.4 tons | BRYANT HEATING AND COOLING SYSTEMS | HRCU-A-CB (Split System: Heat Pump with Remote Outdoor Unit-Air-Source) | 288BNV025*0**B* |  |  | CAP**2517AL*+UI | 88*TA48090C17*** | 24400 | 17.5 | 8.5 | 21200 | 16600 | 78.3% | 2.04 | 12 | 11.5 |  |  |  |  | R-410A | 2.0333 | Residential & Commercial | USHP | Ducted CEE Tier 1
204456815 | Central HP <5.4 tons | BRYANT HEATING AND COOLING SYSTEMS | HRCU-A-CB (Split System: Heat Pump with Remote Outdoor Unit-Air-Source) | 288BNV025*0**B* |  |  | CAP**3717AL*+UI | 88*TA36045C17*** | 24000 | 16 | 8.1 | 21600 | 16800 | 77.78% | 1.98 | 11 | 10.5 |  |  |  |  | R-410A | 2 | Residential & Commercial | USHP | Ducted CEE Tier 1
215675511 | Central HP <5.4 tons | KENMORE | HRCU-A-CB (Split System: Heat Pump with Remote Outdoor Unit-Air-Source) | (C,H,T)5H0V48*K*AAA* |  |  | EVM5X49M21A*+WALLCON | *80CSU0802120A* | 48000 | 19 | 9 | 50000 | 36600 | 73.2% | 2.12 | 0 | 10 |  |  |  |  | R-454B | 4 | Residential & Commercial | USHP | Ducted CEE Tier 1
215675461 | Central HP <5.4 tons | KENMORE | HRCU-A-CB (Split System: Heat Pump with Remote Outdoor Unit-Air-Source) | (C,H,T)5H0V48*K*AAA* |  |  | EVM5X48M21A*+WALLCON | *97CMN1002122B* | 47000 | 18.5 | 9 | 50000 | 36400 | 72.8% | 2 | 0 | 10 |  |  |  |  | R-454B | 3.9167 | Residential & Commercial | USHP | Ducted CEE Tier 1
213771933 | Central HP <5.4 tons | KENMORE | HRCU-A-CB (Split System: Heat Pump with Remote Outdoor Unit-Air-Source) | (C,H,T)VH825GKA2* |  |  | EHD4X30AAL+WALLCON | *80CTL0701412B* | 23800 | 16 | 8.1 | 21800 | 16800 | 77.06% | 1.98 | 0 | 10.5 |  |  |  |  | R-410A | 1.9833 | Residential & Commercial | USHP | Ducted CEE Tier 1
214808996 | Central HP <5.4 tons | CHAMPION HEATING AND COOLING | HRCU-A-CB (Split System: Heat Pump with Remote Outdoor Unit-Air-Source) | HH860E2S11 |  |  | CTU60C5XGS1+JMET16CS2N1+TXV | 0 | 45500 | 19 | 9 | 45500 | 34200 | 75.16% | 2 | 0 | 11.7 |  |  |  |  | R-454B | 3.7917 | Residential & Commercial | USHP | Ducted CEE Tier 1
213781212 | Central HP <5.4 tons | KEEPRITE | HRCU-A-CB (Split System: Heat Pump with Remote Outdoor Unit-Air-Source) | CVH837GKA2* |  |  | EA*4X43L21A*+WALLCON | *95CSU0601716B* | 32800 | 17 | 8.5 | 33000 | 25200 | 76.36% | 1.96 | 0 | 11 |  |  |  |  | R-410A | 2.7333 | Residential & Commercial | USHP | Ducted CEE Tier 1
213781562 | Central HP <5.4 tons | KEEPRITE | HRCU-A-CB (Split System: Heat Pump with Remote Outdoor Unit-Air-Source) | CVH837GKA2* |  |  | EA*4X61L21A*+WALLCON | *80CTL0901716B* | 33200 | 17.5 | 8.1 | 32000 | 24800 | 77.5% | 1.98 | 0 | 11.5 |  |  |  |  | R-410A | 2.7667 | Residential & Commercial | USHP | Ducted CEE Tier 1
213773753 | Central HP <5.4 tons | KENMORE | HRCU-A-CB (Split System: Heat Pump with Remote Outdoor Unit-Air-Source) | (C,H,T)VH825GKA3* |  |  | EA*4X48L21A*+WALLCON | *97CMN0601714B* | 24000 | 16.5 | 8.1 | 21000 | 16600 | 79.05% | 2 | 0 | 10.5 |  |  |  |  | R-410A | 2 | Residential & Commercial | USHP | Ducted CEE Tier 1
213773703 | Central HP <5.4 tons | KENMORE | HRCU-A-CB (Split System: Heat Pump with Remote Outdoor Unit-Air-Source) | (C,H,T)VH825GKA3* |  |  | EA*4X48L21A*+WALLCON | *80CTL0701716B* | 24000 | 17 | 8.1 | 21000 | 16600 | 79.05% | 2 | 0 | 11 |  |  |  |  | R-410A | 2 | Residential & Commercial | USHP | Ducted CEE Tier 1
214720024 | Central HP <5.4 tons | CHAMPION HEATING AND COOLING | HRCU-A-CB (Split System: Heat Pump with Remote Outdoor Unit-Air-Source) | HH860E2S11 |  |  | CTU60C5XGS1+TXV | TM9E080C20MP12 | 44500 | 17 | 9 | 45000 | 33800 | 75.11% | 2 | 0 | 11.7 |  |  |  |  | R-454B | 3.7083 | Residential & Commercial | USHP | Ducted CEE Tier 1
214720172 | Central HP <5.4 tons | CHAMPION HEATING AND COOLING | HRCU-A-CB (Split System: Heat Pump with Remote Outdoor Unit-Air-Source) | HH860E2S11 |  |  | CTU60C5XGS1+TXV | TM9Y100C20MP11 | 44500 | 17 | 9 | 46000 | 34000 | 73.91% | 2 | 0 | 11 |  |  |  |  | R-454B | 3.7083 | Residential & Commercial | USHP | Ducted CEE Tier 1
213773403 | Central HP <5.4 tons | KENMORE | HRCU-A-CB (Split System: Heat Pump with Remote Outdoor Unit-Air-Source) | (C,H,T)VH825GKA3* |  |  | EA*4X42L21A*+WALLCON | *80CTL0901716B* | 23800 | 16.5 | 8.1 | 21400 | 16600 | 77.57% | 1.96 | 0 | 10.5 |  |  |  |  | R-410A | 1.9833 | Residential & Commercial | USHP | Ducted CEE Tier 1
213772633 | Central HP <5.4 tons | KENMORE | HRCU-A-CB (Split System: Heat Pump with Remote Outdoor Unit-Air-Source) | (C,H,T)VH825GKA3* |  |  | EA*4X24L17A*+WALLCON | *80CTL0701412B* | 23400 | 16.5 | 8.1 | 22000 | 16800 | 76.36% | 1.88 | 0 | 10.5 |  |  |  |  | R-410A | 1.95 | Residential & Commercial | USHP | Ducted CEE Tier 1
213773003 | Central HP <5.4 tons | KENMORE | HRCU-A-CB (Split System: Heat Pump with Remote Outdoor Unit-Air-Source) | (C,H,T)VH825GKA3* |  |  | EA*4X36L17A*+WALLCON | *97CMN0801714B* | 23400 | 16.5 | 8.1 | 21600 | 16700 | 77.31% | 1.92 | 0 | 10.5 |  |  |  |  | R-410A | 1.95 | Residential & Commercial | USHP | Ducted CEE Tier 1
204456481 | Central HP <5.4 tons | BRYANT HEATING AND COOLING SYSTEMS | HRCU-A-CB (Split System: Heat Pump with Remote Outdoor Unit-Air-Source) | 288BNV025*0**B* |  |  | CAP**2517AL*+UI | 987MB42080C17*** | 24200 | 16.5 | 8.1 | 21400 | 16700 | 78.04% | 2 | 11 | 11 |  |  |  |  | R-410A | 2.0167 | Residential & Commercial | USHP | Ducted CEE Tier 1
216497965 | Central HP <5.4 tons | AC PRO | HRCU-A-CB (Split System: Heat Pump with Remote Outdoor Unit-Air-Source) | SPHP-Z-V036BB |  |  | AIRH-Z-V036V12C | 0 | 36000 | 17.7 | 10 | 36000 | 32600 | 90.56% | 2.06 | 0 | 12 |  |  |  |  | R-454B | 3 | Residential & Commercial | USHP | Ducted CEE Tier 1
216783983 | Central HP <5.4 tons | CHAMPION HEATING AND COOLING | HRCU-A-CB (Split System: Heat Pump with Remote Outdoor Unit-Air-Source) | HH860E2S11 |  |  | CTM60C5CHS1 | Z8ES080C20LMPS1 | 54000 | 19 | 9 | 54000 | 39000 | 72.22% | 2 | 0 | 11.7 |  |  |  |  | R-454B | 4.5 | Residential & Commercial | USHP | Ducted CEE Tier 1
213773413 | Central HP <5.4 tons | KENMORE | HRCU-A-CB (Split System: Heat Pump with Remote Outdoor Unit-Air-Source) | (C,H,T)VH825GKA3* |  |  | EA*4X42L21A*+WALLCON | *80CTL0902120B* | 23800 | 16.5 | 8.1 | 21400 | 16600 | 77.57% | 1.96 | 0 | 10.5 |  |  |  |  | R-410A | 1.9833 | Residential & Commercial | USHP | Ducted CEE Tier 1
216678698 | Central HP <5.4 tons | KEEPRITE | HRCU-A-CB (Split System: Heat Pump with Remote Outdoor Unit-Air-Source) | DLCURAH36ABK |  |  | EA*4X36L21A* | *97VTN0601716A* | 35000 | 15.5 | 8.5 | 38500 | 34800 | 90.39% | 1.75 | 0 | 9.5 |  |  |  |  | R-410A | 2.9167 | Residential & Commercial | USHP
206724400 | Central HP <5.4 tons | REZNOR | HRCU-A-CB (Split System: Heat Pump with Remote Outdoor Unit-Air-Source) | GXH24-36MSK4DH |  |  | GMH24-**MSK4DH1 | 0 | 24000 | 17 | 9 | 24000 | 22000 | 91.67% | 1.8 | 12.5 | 12 |  |  |  |  | R-410A | 2 | Residential & Commercial | USHP | Ducted CEE Tier 1
216497968 | Central HP <5.4 tons | AC PRO | HRCU-A-CB (Split System: Heat Pump with Remote Outdoor Unit-Air-Source) | MHPC-H-018BSB |  |  | MMUL-H-018BMB | 0 | 18000 | 18.5 | 9.8 | 18000 | 13000 | 72.22% | 2.3 | 0 | 12.1 |  |  |  |  | R-454B | 1.5 | Residential & Commercial | USHP | Ducted CEE Tier 1
212976409 | Central HP <5.4 tons | KEEPRITE | HRCU-A-CB (Split System: Heat Pump with Remote Outdoor Unit-Air-Source) | DLCURAH24ABK |  |  | EA*4X37L21A* | *96VTN0802120B* | 24400 | 17 | 8.5 | 25200 | 21400 | 84.92% | 1.8 | 0 | 10.5 |  |  |  |  | R-410A | 2.0333 | Residential & Commercial | USHP | Ducted CEE Tier 1
212976684 | Central HP <5.4 tons | KEEPRITE | HRCU-A-CB (Split System: Heat Pump with Remote Outdoor Unit-Air-Source) | DLCURAH24ABK |  |  | EA*4X37L21A* | *96VTN1002120B* | 24000 | 17.5 | 8.5 | 25200 | 21800 | 86.51% | 1.82 | 0 | 10 |  |  |  |  | R-410A | 2 | Residential & Commercial | USHP | Ducted CEE Tier 1
213077648 | Central HP <5.4 tons | GRANDAIRE | HRCU-A-CB (Split System: Heat Pump with Remote Outdoor Unit-Air-Source) | WDLCURAH36ABK |  |  | WLA*434CA* | WFST100C060A* | 36200 | 16.5 | 8.5 | 38000 | 34600 | 91.05% | 2.02 | 0 | 10 |  |  |  |  | R-410A | 3.0167 | Residential & Commercial | USHP | Ducted CEE Tier 1
216634530 | Central HP <5.4 tons | ACIQ | HRCU-A-CB (Split System: Heat Pump with Remote Outdoor Unit-Air-Source) | H5H0V48*K*AAA* |  |  | EVM5X60M21A*+WALLCON | *97CTN0801716A* | 47500 | 18.5 | 9 | 50000 | 37200 | 74.4% | 1.98 | 0 | 10 |  |  |  |  | R-454B | 3.9583 | Residential & Commercial | USHP | Ducted CEE Tier 1
216634531 | Central HP <5.4 tons | ACIQ | HRCU-A-CB (Split System: Heat Pump with Remote Outdoor Unit-Air-Source) | H5H0V48*K*AAA* |  |  | EVM5X60M21A*+WALLCON | *97CTN0802120A* | 48000 | 19 | 9 | 50000 | 36800 | 73.6% | 2 | 0 | 10 |  |  |  |  | R-454B | 4 | Residential & Commercial | USHP | Ducted CEE Tier 1
213781412 | Central HP <5.4 tons | KEEPRITE | HRCU-A-CB (Split System: Heat Pump with Remote Outdoor Unit-Air-Source) | CVH837GKA2* |  |  | EA*4X48L24A*+WALLCON | *80CTL1102120B* | 32400 | 17.5 | 8.5 | 32200 | 24800 | 77.02% | 1.98 | 0 | 11.5 |  |  |  |  | R-410A | 2.7 | Residential & Commercial | USHP | Ducted CEE Tier 1
213781462 | Central HP <5.4 tons | KEEPRITE | HRCU-A-CB (Split System: Heat Pump with Remote Outdoor Unit-Air-Source) | CVH837GKA2* |  |  | EA*4X48L24A*+WALLCON | *96CTN1202422B* | 32400 | 17 | 8.5 | 32400 | 24800 | 76.54% | 1.98 | 0 | 11 |  |  |  |  | R-410A | 2.7 | Residential & Commercial | USHP | Ducted CEE Tier 1
215932572 | Central HP <5.4 tons | KENMORE | HRCU-A-CB (Split System: Heat Pump with Remote Outdoor Unit-Air-Source) | (C,H,T)5H3V36*K*AAA* |  |  | EA*5X60M24A*+WALLCON | *80CTL1352422B* | 34000 | 20.5 | 9.5 | 34000 | 25800 | 75.88% | 2.06 | 0 | 12 |  |  |  |  | R-454B | 2.8333 | Residential & Commercial | USHP | Ducted CEE Tier 1
215932522 | Central HP <5.4 tons | KENMORE | HRCU-A-CB (Split System: Heat Pump with Remote Outdoor Unit-Air-Source) | (C,H,T)5H3V36*K*AAA* |  |  | EA*5X48M21A*+WALLCON | *96CTN0801714B* | 33200 | 20 | 9.5 | 34800 | 26600 | 76.44% | 2.02 | 0 | 11 |  |  |  |  | R-454B | 2.7667 | Residential & Commercial | USHP | Ducted CEE Tier 1
204456526 | Central HP <5.4 tons | BRYANT HEATING AND COOLING SYSTEMS | HRCU-A-CB (Split System: Heat Pump with Remote Outdoor Unit-Air-Source) | 288BNV025*0**B* |  |  | CAP**3017AL*+UI | 88*TA48070C17*** | 23400 | 16.5 | 8.1 | 21600 | 16700 | 77.31% | 1.92 | 11 | 11 |  |  |  |  | R-410A | 1.95 | Residential & Commercial | USHP | Ducted CEE Tier 1
211709579 | Central HP <5.4 tons | AIREASE | HRCU-A-CB (Split System: Heat Pump with Remote Outdoor Unit-Air-Source) | 4SHP22LX124P-**A |  |  | BCE7E30M*4X | 0 | 24000 | 22 | 9 | 22400 | 16100 | 71.88% | 2.34 | 0 | 14 |  |  |  |  | R-410A | 2 | Residential & Commercial | USHP | Ducted CEE Tier 1
216677305 | Central HP <5.4 tons | BRYANT HEATING AND COOLING SYSTEMS | HRCU-A-CB (Split System: Heat Pump with Remote Outdoor Unit-Air-Source) | 37MURAQ24AA3 |  |  | CAA**3721AM* | 916SA60080M21*** | 24400 | 15.5 | 8.5 | 23000 | 19000 | 82.61% | 1.96 | 0 | 10 |  |  |  |  | R-454B | 2.0333 | Residential & Commercial | USHP | Ducted CEE Tier 1
216677522 | Central HP <5.4 tons | BRYANT HEATING AND COOLING SYSTEMS | HRCU-A-CB (Split System: Heat Pump with Remote Outdoor Unit-Air-Source) | 37MURAQ24AA3 |  |  | CAA**3617AM* | 926SB48060V17*** | 23600 | 15.2 | 8.5 | 24000 | 19400 | 80.83% | 1.92 | 0 | 9.8 |  |  |  |  | R-454B | 1.9667 | Residential & Commercial | USHP
216677572 | Central HP <5.4 tons | BRYANT HEATING AND COOLING SYSTEMS | HRCU-A-CB (Split System: Heat Pump with Remote Outdoor Unit-Air-Source) | 37MURAQ24AA3 |  |  | CAA**3617AM* | 926SB48080V17*** | 23600 | 15.2 | 8.5 | 24000 | 19400 | 80.83% | 1.9 | 0 | 9.8 |  |  |  |  | R-454B | 1.9667 | Residential & Commercial | USHP
213780452 | Central HP <5.4 tons | KEEPRITE | HRCU-A-CB (Split System: Heat Pump with Remote Outdoor Unit-Air-Source) | CVH837GKA** |  |  | EHD4X60AAL+WALLCON | *96CTN1202422B* | 33000 | 16.5 | 8.1 | 32200 | 24800 | 77.02% | 2 | 0 | 11.5 |  |  |  |  | R-410A | 2.75 | Residential & Commercial | USHP | Ducted CEE Tier 1
213779482 | Central HP <5.4 tons | KEEPRITE | HRCU-A-CB (Split System: Heat Pump with Remote Outdoor Unit-Air-Source) | CVH837GKA** |  |  | EA*4X48L21A*+WALLCON | *96CTN1002122B* | 32400 | 17 | 8.1 | 32600 | 24800 | 76.07% | 1.98 | 0 | 11 |  |  |  |  | R-410A | 2.7 | Residential & Commercial | USHP | Ducted CEE Tier 1
213779282 | Central HP <5.4 tons | KEEPRITE | HRCU-A-CB (Split System: Heat Pump with Remote Outdoor Unit-Air-Source) | CVH837GKA** |  |  | EA*4X43L21A*+WALLCON | *80CTL0902120B* | 32800 | 17 | 8.5 | 32600 | 25000 | 76.69% | 1.98 | 0 | 11.5 |  |  |  |  | R-410A | 2.7333 | Residential & Commercial | USHP | Ducted CEE Tier 1
213778912 | Central HP <5.4 tons | KEEPRITE | HRCU-A-CB (Split System: Heat Pump with Remote Outdoor Unit-Air-Source) | CVH837GKA** |  |  | EA*4X36L21A*+WALLCON | *96CTN0601714B* | 31400 | 16.5 | 8.1 | 33200 | 24400 | 73.49% | 1.82 | 0 | 10.5 |  |  |  |  | R-410A | 2.6167 | Residential & Commercial | USHP | Ducted CEE Tier 1
204456418 | Central HP <5.4 tons | BRYANT HEATING AND COOLING SYSTEMS | HRCU-A-CB (Split System: Heat Pump with Remote Outdoor Unit-Air-Source) | 288BNV025*0**B* |  |  | CAP**2417AL*+UI | 88*TA36070C14*** | 23400 | 17 | 8.1 | 22000 | 16700 | 75.91% | 1.9 | 11 | 11 |  |  |  |  | R-410A | 1.95 | Residential & Commercial | USHP | Ducted CEE Tier 1
204456436 | Central HP <5.4 tons | BRYANT HEATING AND COOLING SYSTEMS | HRCU-A-CB (Split System: Heat Pump with Remote Outdoor Unit-Air-Source) | 288BNV025*0**B* |  |  | CAP**2517AL*+UI | 88*TA36045C17*** | 24200 | 16.5 | 8.1 | 21400 | 16800 | 78.5% | 2 | 11 | 11 |  |  |  |  | R-410A | 2.0167 | Residential & Commercial | USHP | Ducted CEE Tier 1
204456879 | Central HP <5.4 tons | BRYANT HEATING AND COOLING SYSTEMS | HRCU-A-CB (Split System: Heat Pump with Remote Outdoor Unit-Air-Source) | 288BNV025*0**B* |  |  | CAP**3717AL*+UI | 88*TA48090C17*** | 24200 | 17 | 8.1 | 21400 | 16600 | 77.57% | 2.02 | 11 | 11 |  |  |  |  | R-410A | 2.0167 | Residential & Commercial | USHP | Ducted CEE Tier 1
204456888 | Central HP <5.4 tons | BRYANT HEATING AND COOLING SYSTEMS | HRCU-A-CB (Split System: Heat Pump with Remote Outdoor Unit-Air-Source) | 288BNV025*0**B* |  |  | CAP**3721AL*+UI | 88*TA36045C17*** | 24200 | 16.5 | 8.1 | 21200 | 16700 | 78.77% | 2 | 11 | 11 |  |  |  |  | R-410A | 2.0167 | Residential & Commercial | USHP | Ducted CEE Tier 1
216633778 | Central HP <5.4 tons | ACIQ | HRCU-A-CB (Split System: Heat Pump with Remote Outdoor Unit-Air-Source) | H5H0V48*K*AAA* |  |  | EA*5X48M21A*+WALLCON | *97CMN0802120B* | 44000 | 17.5 | 9 | 48500 | 34200 | 70.52% | 2.06 | 0 | 9.5 |  |  |  |  | R-454B | 3.6667 | Residential & Commercial | USHP
216633779 | Central HP <5.4 tons | ACIQ | HRCU-A-CB (Split System: Heat Pump with Remote Outdoor Unit-Air-Source) | H5H0V48*K*AAA* |  |  | EA*5X48M21A*+WALLCON | *97CMN1002122B* | 44000 | 17.5 | 9 | 48500 | 34000 | 70.1% | 2.04 | 0 | 9.5 |  |  |  |  | R-454B | 3.6667 | Residential & Commercial | USHP
216633794 | Central HP <5.4 tons | ACIQ | HRCU-A-CB (Split System: Heat Pump with Remote Outdoor Unit-Air-Source) | H5H0V48*K*AAA* |  |  | EA*5X60M24A*+WALLCON | *96CTN1002122B* | 45000 | 18 | 9 | 47500 | 33600 | 70.74% | 2.06 | 0 | 10 |  |  |  |  | R-454B | 3.75 | Residential & Commercial | USHP | Ducted CEE Tier 1
216633814 | Central HP <5.4 tons | ACIQ | HRCU-A-CB (Split System: Heat Pump with Remote Outdoor Unit-Air-Source) | H5H0V48*K*AAA* |  |  | EA*5X61M24A*+WALLCON | *80CTL0702120B* | 46000 | 18 | 9 | 48000 | 33800 | 70.42% | 2.08 | 0 | 10 |  |  |  |  | R-454B | 3.8333 | Residential & Commercial | USHP | Ducted CEE Tier 1
215932172 | Central HP <5.4 tons | KENMORE | HRCU-A-CB (Split System: Heat Pump with Remote Outdoor Unit-Air-Source) | (C,H,T)5H3V36*K*AAA* |  |  | EA*5X37M21A*+WALLCON | *97CMN0601714B* | 33600 | 19.5 | 9.5 | 34200 | 26200 | 76.61% | 2.06 | 0 | 11 |  |  |  |  | R-454B | 2.8 | Residential & Commercial | USHP | Ducted CEE Tier 1
215932272 | Central HP <5.4 tons | KENMORE | HRCU-A-CB (Split System: Heat Pump with Remote Outdoor Unit-Air-Source) | (C,H,T)5H3V36*K*AAA* |  |  | EA*5X42M21A*+WALLCON | *95CSU0601716B* | 32400 | 19.5 | 9.5 | 35400 | 27200 | 76.84% | 2 | 0 | 11 |  |  |  |  | R-454B | 2.7 | Residential & Commercial | USHP | Ducted CEE Tier 1
207698173 | Central HP <5.4 tons | Honeywell | HRCU-A-CB (Split System: Heat Pump with Remote Outdoor Unit-Air-Source) | HOH16S-36AA |  |  | HVTAN-24A | 0 | 23600 | 17 | 8.5 | 24000 | 17600 | 73.33% | 2.1 | 12.5 | 11.7 |  |  |  |  | R-410A | 1.9667 | Residential & Commercial | USHP | Ducted CEE Tier 1
215932342 | Central HP <5.4 tons | KENMORE | HRCU-A-CB (Split System: Heat Pump with Remote Outdoor Unit-Air-Source) | (C,H,T)5H3V36*K*AAA* |  |  | EA*5X42M21A*+WALLCON | *96CTN0601714B* | 32400 | 19.5 | 9.5 | 34200 | 26400 | 77.19% | 2.02 | 0 | 10.5 |  |  |  |  | R-454B | 2.7 | Residential & Commercial | USHP | Ducted CEE Tier 1
215679790 | Central HP <5.4 tons | KEEPRITE | HRCU-A-CB (Split System: Heat Pump with Remote Outdoor Unit-Air-Source) | C5H0V36*K*AAA* |  |  | ESH5X42M12A*+WALLCON | *96CTN0802120B* | 34000 | 16 | 8.5 | 35600 | 25200 | 70.79% | 1.76 | 0 | 9.5 |  |  |  |  | R-454B | 2.8333 | Residential & Commercial | USHP
206772324 | Central HP <5.4 tons | BRYANT HEATING AND COOLING SYSTEMS | HRCU-A-CB (Split System: Heat Pump with Remote Outdoor Unit-Air-Source) | 288BNV037*0**B* |  |  | CNPV*4821AL*+UI | 88*TA48090C17*** | 32400 | 18 | 8.1 | 32800 | 24800 | 75.61% | 1.98 | 12.5 | 11.7 |  |  |  |  | R-410A | 2.7 | Residential & Commercial | USHP | Ducted CEE Tier 1
206771856 | Central HP <5.4 tons | BRYANT HEATING AND COOLING SYSTEMS | HRCU-A-CB (Split System: Heat Pump with Remote Outdoor Unit-Air-Source) | 288BNV037*0**B* |  |  | CAP**4821AL*+UI | 88*TA48090C17*** | 32400 | 18 | 8.5 | 32600 | 24800 | 76.07% | 2 | 12 | 11.7 |  |  |  |  | R-410A | 2.7 | Residential & Commercial | USHP | Ducted CEE Tier 1
206771640 | Central HP <5.4 tons | BRYANT HEATING AND COOLING SYSTEMS | HRCU-A-CB (Split System: Heat Pump with Remote Outdoor Unit-Air-Source) | 288BNV037*0**B* |  |  | CAP**4321AL*+UI | 88*TA60090C21*** | 32800 | 17.5 | 8.5 | 33000 | 25200 | 76.36% | 2 | 12 | 11.7 |  |  |  |  | R-410A | 2.7333 | Residential & Commercial | USHP | Ducted CEE Tier 1
212524531 | Central HP <5.4 tons | Hessaire | HRCU-A-CB (Split System: Heat Pump with Remote Outdoor Unit-Air-Source) | HOC48 |  |  | HAH48 | 0 | 48000 | 17.5 | 8.5 | 47000 | 33000 | 70.21% | 1.9 | 10.2 | 10.1 |  |  |  |  | R-410A | 4 | Residential & Commercial | USHP | Ducted CEE Tier 1
206773428 | Central HP <5.4 tons | BRYANT HEATING AND COOLING SYSTEMS | HRCU-A-CB (Split System: Heat Pump with Remote Outdoor Unit-Air-Source) | 288BNV037*0**B* |  |  | CAP**3721AL*+UI | 935CA66100C21*** | 33000 | 17.5 | 8.5 | 32800 | 25000 | 76.22% | 2 | 12 | 11.5 |  |  |  |  | R-410A | 2.75 | Residential & Commercial | USHP | Ducted CEE Tier 1
214810553 | Central HP <5.4 tons | PolarWave | HRCU-A-CB (Split System: Heat Pump with Remote Outdoor Unit-Air-Source) | ACIQ-18-HPB |  |  | ACIQ-18-AHB | 0 | 18000 | 18 | 9.3 | 19000 | 16500 | 86.84% | 2.04 | 12.5 | 12.4 |  |  |  |  | R-410A | 1.5 | Residential & Commercial | USHP | Ducted CEE Tier 1
214728379 | Central HP <5.4 tons | CHAMPION HEATING AND COOLING | HRCU-A-CB (Split System: Heat Pump with Remote Outdoor Unit-Air-Source) | HH836E2S11 |  |  | CTU36B5XDS1+TXV | TPLC080B12MP13 | 33000 | 17 | 8.5 | 31000 | 25200 | 81.29% | 2 | 0 | 11 |  |  |  |  | R-454B | 2.75 | Residential & Commercial | USHP | Ducted CEE Tier 1
212972999 | Central HP <5.4 tons | KEEPRITE | HRCU-A-CB (Split System: Heat Pump with Remote Outdoor Unit-Air-Source) | DLCURAH24ABK |  |  | EN(A,D)4X30L17** | *96VSN0401410B* | 23400 | 16 | 8.1 | 26400 | 24600 | 93.18% | 2.02 | 0 | 10 |  |  |  |  | R-410A | 1.95 | Residential & Commercial | USHP | Ducted CEE Tier 1
212974946 | Central HP <5.4 tons | KEEPRITE | HRCU-A-CB (Split System: Heat Pump with Remote Outdoor Unit-Air-Source) | DLCURAH24ABK |  |  | EA*4X25L17A* | *96VTN0401410B* | 24000 | 16 | 8.1 | 25200 | 22000 | 87.3% | 1.82 | 0 | 10 |  |  |  |  | R-410A | 2 | Residential & Commercial | USHP | Ducted CEE Tier 1
204456779 | Central HP <5.4 tons | BRYANT HEATING AND COOLING SYSTEMS | HRCU-A-CB (Split System: Heat Pump with Remote Outdoor Unit-Air-Source) | 288BNV025*0**B* |  |  | CAP**3621AL*+UI | 986TC66100C21*** | 23600 | 16.5 | 8.1 | 21400 | 16600 | 77.57% | 1.94 | 11 | 11 |  |  |  |  | R-410A | 1.9667 | Residential & Commercial | USHP | Ducted CEE Tier 1
204459412 | Central HP <5.4 tons | BRYANT HEATING AND COOLING SYSTEMS | HRCU-A-CB (Split System: Heat Pump with Remote Outdoor Unit-Air-Source) | 288BNV025*0**B* |  |  | CSPH*3612AL*+UI | 88*TA48090C17*** | 24200 | 16.5 | 8.1 | 21400 | 16600 | 77.57% | 2 | 11 | 11 |  |  |  |  | R-410A | 2.0167 | Residential & Commercial | USHP | Ducted CEE Tier 1
213778882 | Central HP <5.4 tons | KEEPRITE | HRCU-A-CB (Split System: Heat Pump with Remote Outdoor Unit-Air-Source) | CVH837GKA** |  |  | EA*4X36L21A*+WALLCON | *97CMN0601714B* | 31200 | 16.5 | 8.1 | 33200 | 24600 | 74.1% | 1.82 | 0 | 10.5 |  |  |  |  | R-410A | 2.6 | Residential & Commercial | USHP | Ducted CEE Tier 1
213607912 | Central HP <5.4 tons | GRANDAIRE | HRCU-A-CB (Split System: Heat Pump with Remote Outdoor Unit-Air-Source) | WDLCURAH60ABK |  |  | WBGL604BD | 0 | 55000 | 15.2 | 8.1 | 52500 | 48000 | 91.43% | 1.84 | 0 | 8.5 |  |  |  |  | R-410A | 4.5833 | Residential & Commercial | USHP
213774402 | Central HP <5.4 tons | KEEPRITE | HRCU-A-CB (Split System: Heat Pump with Remote Outdoor Unit-Air-Source) | CVH825GKA3* |  |  | EHD4X42AAL+WALLCON | *80CTL0701412B* | 24200 | 16 | 8.1 | 21200 | 16600 | 78.3% | 2 | 0 | 10.5 |  |  |  |  | R-410A | 2.0167 | Residential & Commercial | USHP | Ducted CEE Tier 1
213778982 | Central HP <5.4 tons | KEEPRITE | HRCU-A-CB (Split System: Heat Pump with Remote Outdoor Unit-Air-Source) | CVH837GKA** |  |  | EA*4X37L21A*+WALLCON | *80CTL1102120B* | 33000 | 17 | 8.5 | 32800 | 25000 | 76.22% | 1.98 | 0 | 11.5 |  |  |  |  | R-410A | 2.75 | Residential & Commercial | USHP | Ducted CEE Tier 1
213779012 | Central HP <5.4 tons | KEEPRITE | HRCU-A-CB (Split System: Heat Pump with Remote Outdoor Unit-Air-Source) | CVH837GKA** |  |  | EA*4X37L21A*+WALLCON | *97CMN0801714B* | 32800 | 17 | 8.1 | 33000 | 25200 | 76.36% | 1.96 | 0 | 11 |  |  |  |  | R-410A | 2.7333 | Residential & Commercial | USHP | Ducted CEE Tier 1
216633862 | Central HP <5.4 tons | ACIQ | HRCU-A-CB (Split System: Heat Pump with Remote Outdoor Unit-Air-Source) | H5H0V48*K*AAA* |  |  | ESH5X60M12A*+WALLCON | *97CMN0602120B* | 45000 | 16 | 8.5 | 48500 | 34200 | 70.52% | 1.96 | 0 | 9 |  |  |  |  | R-454B | 3.75 | Residential & Commercial | USHP
216633863 | Central HP <5.4 tons | ACIQ | HRCU-A-CB (Split System: Heat Pump with Remote Outdoor Unit-Air-Source) | H5H0V48*K*AAA* |  |  | ESH5X60M12A*+WALLCON | *97CMN0801714B* | 45000 | 16 | 8.5 | 48500 | 34200 | 70.52% | 1.94 | 0 | 9 |  |  |  |  | R-454B | 3.75 | Residential & Commercial | USHP
216633878 | Central HP <5.4 tons | ACIQ | HRCU-A-CB (Split System: Heat Pump with Remote Outdoor Unit-Air-Source) | H5H0V48*K*AAA* |  |  | EVM5X48M21A*+WALLCON | *95CSU1002122B* | 47000 | 18 | 9 | 50000 | 36400 | 72.8% | 2.02 | 0 | 10 |  |  |  |  | R-454B | 3.9167 | Residential & Commercial | USHP | Ducted CEE Tier 1
216633879 | Central HP <5.4 tons | ACIQ | HRCU-A-CB (Split System: Heat Pump with Remote Outdoor Unit-Air-Source) | H5H0V48*K*AAA* |  |  | EVM5X48M21A*+WALLCON | *97CMN0602120B* | 46500 | 18 | 9 | 50000 | 37000 | 74% | 1.98 | 0 | 9.5 |  |  |  |  | R-454B | 3.875 | Residential & Commercial | USHP
216633880 | Central HP <5.4 tons | ACIQ | HRCU-A-CB (Split System: Heat Pump with Remote Outdoor Unit-Air-Source) | H5H0V48*K*AAA* |  |  | EVM5X48M21A*+WALLCON | *97CMN0802120B* | 47000 | 18.5 | 9 | 50000 | 36600 | 73.2% | 2 | 0 | 10 |  |  |  |  | R-454B | 3.9167 | Residential & Commercial | USHP | Ducted CEE Tier 1
204456842 | Central HP <5.4 tons | BRYANT HEATING AND COOLING SYSTEMS | HRCU-A-CB (Split System: Heat Pump with Remote Outdoor Unit-Air-Source) | 288BNV025*0**B* |  |  | CAP**3717AL*+UI | 986TC42080C17*** | 24200 | 16.5 | 8.1 | 21400 | 16700 | 78.04% | 1.98 | 11.5 | 11 |  |  |  |  | R-410A | 2.0167 | Residential & Commercial | USHP | Ducted CEE Tier 1
204456892 | Central HP <5.4 tons | BRYANT HEATING AND COOLING SYSTEMS | HRCU-A-CB (Split System: Heat Pump with Remote Outdoor Unit-Air-Source) | 288BNV025*0**B* |  |  | CAP**3721AL*+UI | 986TC42060C17*** | 24400 | 16.5 | 8.1 | 21200 | 16700 | 78.77% | 2.02 | 11 | 11 |  |  |  |  | R-410A | 2.0333 | Residential & Commercial | USHP | Ducted CEE Tier 1
204456893 | Central HP <5.4 tons | BRYANT HEATING AND COOLING SYSTEMS | HRCU-A-CB (Split System: Heat Pump with Remote Outdoor Unit-Air-Source) | 288BNV025*0**B* |  |  | CAP**3721AL*+UI | 986TC42080C17*** | 24400 | 16.5 | 8.1 | 21200 | 16700 | 78.77% | 2.02 | 11 | 11 |  |  |  |  | R-410A | 2.0333 | Residential & Commercial | USHP | Ducted CEE Tier 1
216678270 | Central HP <5.4 tons | BRYANT HEATING AND COOLING SYSTEMS | HRCU-A-CB (Split System: Heat Pump with Remote Outdoor Unit-Air-Source) | 37MURAQ24AA3 |  |  | CAA**3721AM* | 927TA48060V17*** | 24400 | 15.5 | 8.5 | 23000 | 19000 | 82.61% | 1.96 | 0 | 10 |  |  |  |  | R-454B | 2.0333 | Residential & Commercial | USHP | Ducted CEE Tier 1
204298898 | Central HP <5.4 tons | BRYANT HEATING AND COOLING SYSTEMS | HRCU-A-CB (Split System: Heat Pump with Remote Outdoor Unit-Air-Source) | 288BNV037*0**A* |  |  | CAP**3721AL*+UI | 986TC66100C21*** | 33000 | 17.5 | 8.5 | 33000 | 25200 | 76.36% | 2 | 12 | 11.7 |  |  |  |  | R-410A | 2.75 | Residential & Commercial | USHP | Ducted CEE Tier 1
204299246 | Central HP <5.4 tons | BRYANT HEATING AND COOLING SYSTEMS | HRCU-A-CB (Split System: Heat Pump with Remote Outdoor Unit-Air-Source) | 288BNV037*0**A* |  |  | CAP**4821AL*+UI | 986TC42080C17*** | 32200 | 17 | 8.1 | 32800 | 25200 | 76.83% | 1.96 | 11.5 | 11 |  |  |  |  | R-410A | 2.6833 | Residential & Commercial | USHP | Ducted CEE Tier 1
212972909 | Central HP <5.4 tons | KEEPRITE | HRCU-A-CB (Split System: Heat Pump with Remote Outdoor Unit-Air-Source) | DLCURAH24ABK |  |  | EA*4X24L17A* | *96VSN0401410B* | 23200 | 16 | 8.5 | 27000 | 26600 | 98.52% | 2.24 | 0 | 9.5 |  |  |  |  | R-410A | 1.9333 | Residential & Commercial | USHP
204456852 | Central HP <5.4 tons | BRYANT HEATING AND COOLING SYSTEMS | HRCU-A-CB (Split System: Heat Pump with Remote Outdoor Unit-Air-Source) | 288BNV025*0**B* |  |  | CAP**3717AL*+UI | 987MB42060C17*** | 24000 | 16 | 8.1 | 21600 | 16900 | 78.24% | 1.98 | 11 | 10.5 |  |  |  |  | R-410A | 2 | Residential & Commercial | USHP | Ducted CEE Tier 1
204459241 | Central HP <5.4 tons | BRYANT HEATING AND COOLING SYSTEMS | HRCU-A-CB (Split System: Heat Pump with Remote Outdoor Unit-Air-Source) | 288BNV025*0**B* |  |  | CSPH*3012AL*+UI | 88*TA48090C17*** | 23800 | 16 | 8.1 | 21800 | 16700 | 76.61% | 1.98 | 11 | 10.5 |  |  |  |  | R-410A | 1.9833 | Residential & Commercial | USHP | Ducted CEE Tier 1
213779682 | Central HP <5.4 tons | KEEPRITE | HRCU-A-CB (Split System: Heat Pump with Remote Outdoor Unit-Air-Source) | CVH837GKA** |  |  | EA*4X61L21A*+WALLCON | *95CSU0601716B* | 33000 | 17 | 8.1 | 32200 | 25000 | 77.64% | 1.96 | 0 | 11 |  |  |  |  | R-410A | 2.75 | Residential & Commercial | USHP | Ducted CEE Tier 1
213779782 | Central HP <5.4 tons | KEEPRITE | HRCU-A-CB (Split System: Heat Pump with Remote Outdoor Unit-Air-Source) | CVH837GKA** |  |  | EA*4X61L24A*+WALLCON | *97CMN1002122B* | 33200 | 17.5 | 8.5 | 32000 | 24800 | 77.5% | 2 | 0 | 11.7 |  |  |  |  | R-410A | 2.7667 | Residential & Commercial | USHP | Ducted CEE Tier 1
213780002 | Central HP <5.4 tons | KEEPRITE | HRCU-A-CB (Split System: Heat Pump with Remote Outdoor Unit-Air-Source) | CVH837GKA** |  |  | EHD4X42AAL+WALLCON | *80CTL0701716B* | 32400 | 16 | 8.1 | 33200 | 24800 | 74.7% | 1.92 | 0 | 11 |  |  |  |  | R-410A | 2.7 | Residential & Commercial | USHP | Ducted CEE Tier 1
213780032 | Central HP <5.4 tons | KEEPRITE | HRCU-A-CB (Split System: Heat Pump with Remote Outdoor Unit-Air-Source) | CVH837GKA** |  |  | EHD4X42AAL+WALLCON | *80CTL1102120B* | 32600 | 16.5 | 8.1 | 32800 | 24600 | 75% | 1.94 | 0 | 11 |  |  |  |  | R-410A | 2.7167 | Residential & Commercial | USHP | Ducted CEE Tier 1
206790026 | Central HP <5.4 tons | BRYANT HEATING AND COOLING SYSTEMS | HRCU-A-CB (Split System: Heat Pump with Remote Outdoor Unit-Air-Source) | 284ANV024*0**B* |  |  | CAP**3621AL*+UI | 987MB60060C21*** | 23200 | 20 | 10 | 26600 | 19900 | 74.81% | 2.4 | 13 | 13 |  |  |  |  | R-410A | 1.9333 | Residential & Commercial | USHP | Ducted CEE Tier 1
212972249 | Central HP <5.4 tons | KEEPRITE | HRCU-A-CB (Split System: Heat Pump with Remote Outdoor Unit-Air-Source) | DLCURAH36ABK |  |  | EA*4X48L24A* | *80VTL0902120B* | 35800 | 16.5 | 8.5 | 37800 | 34600 | 91.53% | 2.02 | 0 | 10 |  |  |  |  | R-410A | 2.9833 | Residential & Commercial | USHP | Ducted CEE Tier 1
212973069 | Central HP <5.4 tons | KEEPRITE | HRCU-A-CB (Split System: Heat Pump with Remote Outdoor Unit-Air-Source) | DLCURAH18ABK |  |  | EN(A,D)4X30L17** | *96VSN0401712B* | 17300 | 16 | 8.1 | 17900 | 18600 | 103.9% | 2.22 | 0 | 10.5 |  |  |  |  | R-410A | 1.4417 | Residential & Commercial | USHP | Ducted CEE Tier 1
212974673 | Central HP <5.4 tons | KEEPRITE | HRCU-A-CB (Split System: Heat Pump with Remote Outdoor Unit-Air-Source) | DLCURAH18ABK |  |  | EA*4X30L14A* | *96VTN0401410B* | 17300 | 16 | 8.1 | 17900 | 18700 | 104.5% | 2.24 | 0 | 10.5 |  |  |  |  | R-410A | 1.4417 | Residential & Commercial | USHP | Ducted CEE Tier 1
212974712 | Central HP <5.4 tons | KEEPRITE | HRCU-A-CB (Split System: Heat Pump with Remote Outdoor Unit-Air-Source) | DLCURAH18ABK |  |  | EN(A,D)4X24L14** | *96VTN0401410B* | 17300 | 15.5 | 8.5 | 18400 | 19200 | 104.3% | 2.3 | 0 | 10.5 |  |  |  |  | R-410A | 1.4417 | Residential & Commercial | USHP | Ducted CEE Tier 1
212974119 | Central HP <5.4 tons | KEEPRITE | HRCU-A-CB (Split System: Heat Pump with Remote Outdoor Unit-Air-Source) | DLCURAH24ABK |  |  | EN(A,D)4X36L21** | *96VSN0802120B* | 23800 | 17 | 8.5 | 26400 | 24000 | 90.91% | 1.98 | 0 | 10.5 |  |  |  |  | R-410A | 1.9833 | Residential & Commercial | USHP | Ducted CEE Tier 1
215935152 | Central HP <5.4 tons | KENMORE | HRCU-A-CB (Split System: Heat Pump with Remote Outdoor Unit-Air-Source) | (C,H,T)5H3V36*K*AAA* |  |  | EVM5X60M21A*+WALLCON | *80CSU0401712A* | 35600 | 22 | 8.5 | 38000 | 28800 | 75.79% | 2.02 | 0 | 12 |  |  |  |  | R-454B | 2.9667 | Residential & Commercial | USHP | Ducted CEE Tier 1
211262557 | Central HP <5.4 tons | KEEPRITE | HRCU-A-CB (Split System: Heat Pump with Remote Outdoor Unit-Air-Source) | DLCURAH18ABK |  |  | EN(A,D)4X24L14** | *96VSN0601412A* | 17900 | 15.5 | 8.5 | 18800 | 18700 | 99.47% | 2.26 | 0 | 11 |  |  |  |  | R-410A | 1.4917 | Residential & Commercial | USHP | Ducted CEE Tier 1
215675891 | Central HP <5.4 tons | KENMORE | HRCU-A-CB (Split System: Heat Pump with Remote Outdoor Unit-Air-Source) | (C,H,T)5H0V48*K*AAA* |  |  | EVM5X60M24A*+WALLCON | *80CTL1102120B* | 48000 | 19 | 9 | 50000 | 36400 | 72.8% | 2 | 0 | 10.5 |  |  |  |  | R-454B | 4 | Residential & Commercial | USHP | Ducted CEE Tier 1
215675291 | Central HP <5.4 tons | KENMORE | HRCU-A-CB (Split System: Heat Pump with Remote Outdoor Unit-Air-Source) | (C,H,T)5H0V48*K*AAA* |  |  | ESH5X60M12A*+WALLCON | *97CMN0802120B* | 45500 | 16.5 | 8.5 | 48000 | 33800 | 70.42% | 2.06 | 0 | 9.5 |  |  |  |  | R-454B | 3.7917 | Residential & Commercial | USHP
216678212 | Central HP <5.4 tons | BRYANT HEATING AND COOLING SYSTEMS | HRCU-A-CB (Split System: Heat Pump with Remote Outdoor Unit-Air-Source) | 37MURAQ24AA3 |  |  | CAA**3721AM* | 926TC66100V21*** | 24800 | 15.5 | 9 | 23200 | 19100 | 82.33% | 2.08 | 0 | 10 |  |  |  |  | R-454B | 2.0667 | Residential & Commercial | USHP | Ducted CEE Tier 1
216678607 | Central HP <5.4 tons | BRYANT HEATING AND COOLING SYSTEMS | HRCU-A-CB (Split System: Heat Pump with Remote Outdoor Unit-Air-Source) | 37MURAQ24AA3 |  |  | PF5TNXC36L* | 0 | 24600 | 16 | 9 | 24200 | 19400 | 80.17% | 2.02 | 0 | 10 |  |  |  |  | R-454B | 2.05 | Residential & Commercial | USHP | Ducted CEE Tier 1
216633963 | Central HP <5.4 tons | ACIQ | HRCU-A-CB (Split System: Heat Pump with Remote Outdoor Unit-Air-Source) | H5H0V48*K*AAA* |  |  | EVD5X48M24A*+WALLCON | *96CTN1202422B* | 47000 | 18.5 | 9 | 50000 | 36400 | 72.8% | 2 | 0 | 10 |  |  |  |  | R-454B | 3.9167 | Residential & Commercial | USHP | Ducted CEE Tier 1
216633797 | Central HP <5.4 tons | ACIQ | HRCU-A-CB (Split System: Heat Pump with Remote Outdoor Unit-Air-Source) | H5H0V48*K*AAA* |  |  | EA*5X61M21A*+WALLCON | *80CSU0802120A* | 46000 | 18 | 9 | 47500 | 33600 | 70.74% | 2.08 | 0 | 10 |  |  |  |  | R-454B | 3.8333 | Residential & Commercial | USHP | Ducted CEE Tier 1
216633812 | Central HP <5.4 tons | ACIQ | HRCU-A-CB (Split System: Heat Pump with Remote Outdoor Unit-Air-Source) | H5H0V48*K*AAA* |  |  | EA*5X61M24A*+WALLCON | *80CSU0802120A* | 46000 | 18 | 9 | 47500 | 33600 | 70.74% | 2.08 | 0 | 10 |  |  |  |  | R-454B | 3.8333 | Residential & Commercial | USHP | Ducted CEE Tier 1
215225087 | Central HP <5.4 tons | BOSCH | HRCU-A-CB (Split System: Heat Pump with Remote Outdoor Unit-Air-Source) | BOVA-24RXB-M15S |  |  | BIVA-24RCB-M20X | 0 | 24000 | 18 | 8.5 | 24000 | 17200 | 71.67% | 1.84 | 0 | 11.7 |  |  |  |  | R-454B | 2 | Residential & Commercial | USHP | Ducted CEE Tier 1
216634631 | Central HP <5.4 tons | ACIQ | HRCU-A-CB (Split System: Heat Pump with Remote Outdoor Unit-Air-Source) | H5H0V60*K*AAA* |  |  | EVM5X61M24A*+WALLCON | *97CTN0802120A* | 57500 | 18.5 | 9 | 64000 | 45000 | 70.31% | 2.08 | 0 | 9 |  |  |  |  | R-454B | 4.7917 | Residential & Commercial | USHP
214056541 | Central HP <5.4 tons | GSI | HRCU-A-C (Split System: Heat Pump with Remote Outdoor Unit with No Indoor Fan --Air Source) | SOD30U-30HFN1-MR0(X) |  |  | SAC-36HWDN1-MN0 | 0 | 30000 | 15.5 | 9.7 | 33000 | 27000 | 81.82% | 1.85 | 10.7 | 10.5 |  |  |  |  | R-410A | 2.5 | Residential & Commercial | USHP | Ducted CEE Tier 1
212977834 | Central HP <5.4 tons | KEEPRITE | HRCU-A-CB (Split System: Heat Pump with Remote Outdoor Unit-Air-Source) | DLCURAH18ABK |  |  | EN(A,D)4X30L17** | *80MS(N,L)0451412A* | 17700 | 16.5 | 8.1 | 18100 | 18600 | 102.8% | 2.24 | 0 | 11 |  |  |  |  | R-410A | 1.475 | Residential & Commercial | USHP | Ducted CEE Tier 1
216676514 | Central HP <5.4 tons | GRANDAIRE | HRCU-A-CB (Split System: Heat Pump with Remote Outdoor Unit-Air-Source) | WD5CURAH24AAK |  |  | W5SH30M12XA* | WFE*070A036C* | 23800 | 15.2 | 8.5 | 24200 | 19500 | 80.58% | 1.9 | 0 | 9.8 |  |  |  |  | R-454B | 1.9833 | Residential & Commercial | USHP
204298676 | Central HP <5.4 tons | BRYANT HEATING AND COOLING SYSTEMS | HRCU-A-CB (Split System: Heat Pump with Remote Outdoor Unit-Air-Source) | 288BNV037*0**A* |  |  | CAP**3621AL*+UI | 88*TA60090C21*** | 31600 | 17 | 8.1 | 33200 | 24200 | 72.89% | 1.86 | 11 | 11 |  |  |  |  | R-410A | 2.6333 | Residential & Commercial | USHP | Ducted CEE Tier 1
206790029 | Central HP <5.4 tons | BRYANT HEATING AND COOLING SYSTEMS | HRCU-A-CB (Split System: Heat Pump with Remote Outdoor Unit-Air-Source) | 284ANV024*0**B* |  |  | CAP**3621AL*+UI | 88*TA48090C17*** | 23400 | 21.5 | 10.5 | 26600 | 19700 | 74.06% | 2.46 | 14 | 13.5 |  |  |  |  | R-410A | 1.95 | Residential & Commercial | USHP | Ducted CEE Tier 1
206790061 | Central HP <5.4 tons | BRYANT HEATING AND COOLING SYSTEMS | HRCU-A-CB (Split System: Heat Pump with Remote Outdoor Unit-Air-Source) | 284ANV024*0**B* |  |  | CNPV*3617AL*+UI | 987MB42080C17*** | 23200 | 20 | 9.5 | 26800 | 20000 | 74.63% | 2.36 | 13 | 13 |  |  |  |  | R-410A | 1.9333 | Residential & Commercial | USHP | Ducted CEE Tier 1
206790077 | Central HP <5.4 tons | BRYANT HEATING AND COOLING SYSTEMS | HRCU-A-CB (Split System: Heat Pump with Remote Outdoor Unit-Air-Source) | 284ANV024*0**B* |  |  | CNPV*4221AL*+UI | 987MB60060C21*** | 23400 | 19.5 | 10 | 26800 | 20000 | 74.63% | 2.42 | 13 | 13 |  |  |  |  | R-410A | 1.95 | Residential & Commercial | USHP | Ducted CEE Tier 1
206790143 | Central HP <5.4 tons | BRYANT HEATING AND COOLING SYSTEMS | HRCU-A-CB (Split System: Heat Pump with Remote Outdoor Unit-Air-Source) | 284ANV024*0**B* |  |  | CAP**3621AL*+UI | 986TC42060C17*** | 23200 | 20 | 10 | 26600 | 20000 | 75.19% | 2.4 | 14 | 13 |  |  |  |  | R-410A | 1.9333 | Residential & Commercial | USHP | Ducted CEE Tier 1
206790145 | Central HP <5.4 tons | BRYANT HEATING AND COOLING SYSTEMS | HRCU-A-CB (Split System: Heat Pump with Remote Outdoor Unit-Air-Source) | 284ANV024*0**B* |  |  | CAP**4221AL*+UI | 88*TA36045C17*** | 23400 | 20 | 10.5 | 26600 | 20000 | 75.19% | 2.42 | 14 | 13 |  |  |  |  | R-410A | 1.95 | Residential & Commercial | USHP | Ducted CEE Tier 1
206790146 | Central HP <5.4 tons | BRYANT HEATING AND COOLING SYSTEMS | HRCU-A-CB (Split System: Heat Pump with Remote Outdoor Unit-Air-Source) | 284ANV024*0**B* |  |  | CAP**4221AL*+UI | 88*TA48070C17*** | 23400 | 20.5 | 10.5 | 26600 | 19800 | 74.44% | 2.46 | 14 | 13.5 |  |  |  |  | R-410A | 1.95 | Residential & Commercial | USHP | Ducted CEE Tier 1
204456894 | Central HP <5.4 tons | BRYANT HEATING AND COOLING SYSTEMS | HRCU-A-CB (Split System: Heat Pump with Remote Outdoor Unit-Air-Source) | 288BNV025*0**B* |  |  | CAP**3721AL*+UI | 987MB42060C17*** | 24200 | 16 | 8.1 | 21200 | 16800 | 79.25% | 2 | 11 | 11 |  |  |  |  | R-410A | 2.0167 | Residential & Commercial | USHP | Ducted CEE Tier 1
212973929 | Central HP <5.4 tons | KEEPRITE | HRCU-A-CB (Split System: Heat Pump with Remote Outdoor Unit-Air-Source) | DLCURAH24ABK |  |  | EN(A,D)4X36L21** | *96VSN0801716B* | 23400 | 16.5 | 8.1 | 25800 | 24200 | 93.8% | 2 | 0 | 10 |  |  |  |  | R-410A | 1.95 | Residential & Commercial | USHP | Ducted CEE Tier 1
212973579 | Central HP <5.4 tons | KEEPRITE | HRCU-A-CB (Split System: Heat Pump with Remote Outdoor Unit-Air-Source) | DLCURAH24ABK |  |  | EA*4X36L17A* | *96VSN0601412B* | 23600 | 17 | 8.5 | 26200 | 24000 | 91.6% | 2 | 0 | 10 |  |  |  |  | R-410A | 1.9667 | Residential & Commercial | USHP | Ducted CEE Tier 1
206771343 | Central HP <5.4 tons | BRYANT HEATING AND COOLING SYSTEMS | HRCU-A-CB (Split System: Heat Pump with Remote Outdoor Unit-Air-Source) | 288BNV037*0**B* |  |  | CAP**3721AL*+UI | 986TC66100C21*** | 33000 | 17.5 | 8.5 | 33000 | 25200 | 76.36% | 2 | 12 | 11.7 |  |  |  |  | R-410A | 2.75 | Residential & Commercial | USHP | Ducted CEE Tier 1
206771478 | Central HP <5.4 tons | BRYANT HEATING AND COOLING SYSTEMS | HRCU-A-CB (Split System: Heat Pump with Remote Outdoor Unit-Air-Source) | 288BNV037*0**B* |  |  | CAP**4221AL*+UI | 986TC66100C21*** | 31800 | 17 | 8.1 | 33000 | 24400 | 73.94% | 1.9 | 11 | 11.5 |  |  |  |  | R-410A | 2.65 | Residential & Commercial | USHP | Ducted CEE Tier 1
206771793 | Central HP <5.4 tons | BRYANT HEATING AND COOLING SYSTEMS | HRCU-A-CB (Split System: Heat Pump with Remote Outdoor Unit-Air-Source) | 288BNV037*0**B* |  |  | CAP**4821AL*+UI | 986TC42080C17*** | 32200 | 17 | 8.1 | 32800 | 25200 | 76.83% | 1.96 | 11.5 | 11 |  |  |  |  | R-410A | 2.6833 | Residential & Commercial | USHP | Ducted CEE Tier 1
206771829 | Central HP <5.4 tons | BRYANT HEATING AND COOLING SYSTEMS | HRCU-A-CB (Split System: Heat Pump with Remote Outdoor Unit-Air-Source) | 288BNV037*0**B* |  |  | CAP**4821AL*+UI | 987MB66100C21*** | 32400 | 17.5 | 8.5 | 32600 | 25000 | 76.69% | 1.98 | 12 | 11.7 |  |  |  |  | R-410A | 2.7 | Residential & Commercial | USHP | Ducted CEE Tier 1
206772297 | Central HP <5.4 tons | BRYANT HEATING AND COOLING SYSTEMS | HRCU-A-CB (Split System: Heat Pump with Remote Outdoor Unit-Air-Source) | 288BNV037*0**B* |  |  | CNPV*4821AL*+UI | 987MB66100C21*** | 32400 | 17.5 | 8.1 | 33000 | 24800 | 75.15% | 1.96 | 12 | 11.7 |  |  |  |  | R-410A | 2.7 | Residential & Commercial | USHP | Ducted CEE Tier 1
206772748 | Central HP <5.4 tons | BRYANT HEATING AND COOLING SYSTEMS | HRCU-A-CB (Split System: Heat Pump with Remote Outdoor Unit-Air-Source) | 288BNV037*0**B* |  |  | CSPH*4212AL*+UI | 986TC66120C24*** | 32600 | 17 | 8.1 | 33000 | 24800 | 75.15% | 1.96 | 11 | 11 |  |  |  |  | R-410A | 2.7167 | Residential & Commercial | USHP | Ducted CEE Tier 1
216618891 | Central HP <5.4 tons | BOSCH | HRCU-A-CB (Split System: Heat Pump with Remote Outdoor Unit-Air-Source) | BOVA-24RXB-M15S |  |  | BIWA-18RXB-M16X | 0 | 18000 | 16 | 9 | 18000 | 12800 | 71.11% | 1.81 | 0 | 11.7 |  |  |  |  | R-454B | 1.5 | Residential & Commercial | USHP | Ducted CEE Tier 1
215668882 | Central HP <5.4 tons | KENMORE | HRCU-A-CB (Split System: Heat Pump with Remote Outdoor Unit-Air-Source) | (C,H,T)5H0V36*K*AAA* |  |  | EA*5X42M21A*+WALLCON | *95CSU1002122B* | 33200 | 17.5 | 9 | 35800 | 25600 | 71.51% | 1.84 | 0 | 10 |  |  |  |  | R-454B | 2.7667 | Residential & Commercial | USHP | Ducted CEE Tier 1
215675341 | Central HP <5.4 tons | KENMORE | HRCU-A-CB (Split System: Heat Pump with Remote Outdoor Unit-Air-Source) | (C,H,T)5H0V48*K*AAA* |  |  | ESH5X60M12A*+WALLCON | *96CTN1202422B* | 45500 | 16.5 | 8.5 | 48000 | 33800 | 70.42% | 2.08 | 0 | 9.5 |  |  |  |  | R-454B | 3.7917 | Residential & Commercial | USHP
215675221 | Central HP <5.4 tons | KENMORE | HRCU-A-CB (Split System: Heat Pump with Remote Outdoor Unit-Air-Source) | (C,H,T)5H0V48*K*AAA* |  |  | ESH5X60M12A*+WALLCON | *80CTL1102120B* | 45500 | 16.5 | 8.5 | 48000 | 33600 | 70% | 2.06 | 0 | 9.5 |  |  |  |  | R-454B | 3.7917 | Residential & Commercial | USHP
215668714 | Central HP <5.4 tons | KENMORE | HRCU-A-CB (Split System: Heat Pump with Remote Outdoor Unit-Air-Source) | (C,H,T)5H0V36*K*AAA* |  |  | EA*5X37M21A*+WALLCON | *95CSU0802120B* | 34400 | 17.5 | 9 | 35400 | 25200 | 71.19% | 1.9 | 0 | 10 |  |  |  |  | R-454B | 2.8667 | Residential & Commercial | USHP | Ducted CEE Tier 1
215668946 | Central HP <5.4 tons | KENMORE | HRCU-A-CB (Split System: Heat Pump with Remote Outdoor Unit-Air-Source) | (C,H,T)5H0V36*K*AAA* |  |  | EA*5X42M21A*+WALLCON | *96CTN1002122B* | 33200 | 17.5 | 9 | 35800 | 25600 | 71.51% | 1.84 | 0 | 10 |  |  |  |  | R-454B | 2.7667 | Residential & Commercial | USHP | Ducted CEE Tier 1
212975339 | Central HP <5.4 tons | KEEPRITE | HRCU-A-CB (Split System: Heat Pump with Remote Outdoor Unit-Air-Source) | DLCURAH24ABK |  |  | EN(A,D)4X24L17** | *96VTN0401712B* | 23200 | 15.5 | 8.5 | 27000 | 25000 | 92.59% | 2.06 | 0 | 10 |  |  |  |  | R-410A | 1.9333 | Residential & Commercial | USHP | Ducted CEE Tier 1
216676015 | Central HP <5.4 tons | BRYANT HEATING AND COOLING SYSTEMS | HRCU-A-CB (Split System: Heat Pump with Remote Outdoor Unit-Air-Source) | 37MURAQ24AA3 |  |  | CAA**2517AM* | 8(0,1)*SB42090M17*** | 24400 | 15.5 | 8.5 | 23200 | 19100 | 82.33% | 1.96 | 0 | 10 |  |  |  |  | R-454B | 2.0333 | Residential & Commercial | USHP | Ducted CEE Tier 1
216676049 | Central HP <5.4 tons | BRYANT HEATING AND COOLING SYSTEMS | HRCU-A-CB (Split System: Heat Pump with Remote Outdoor Unit-Air-Source) | 37MURAQ24AA3 |  |  | CSAH*3612AM* | 8(0,1)*SB48090M21*** | 24200 | 15.2 | 8.5 | 23800 | 19300 | 81.09% | 1.92 | 0 | 10 |  |  |  |  | R-454B | 2.0167 | Residential & Commercial | USHP | Ducted CEE Tier 1
216676090 | Central HP <5.4 tons | BRYANT HEATING AND COOLING SYSTEMS | HRCU-A-CB (Split System: Heat Pump with Remote Outdoor Unit-Air-Source) | 37MURAQ24AA3 |  |  | CSAH*3612AM* | 8(0,1)*SB60110M24*** | 24400 | 15.2 | 8.5 | 23800 | 19300 | 81.09% | 1.94 | 0 | 10 |  |  |  |  | R-454B | 2.0333 | Residential & Commercial | USHP | Ducted CEE Tier 1
216676301 | Central HP <5.4 tons | BRYANT HEATING AND COOLING SYSTEMS | HRCU-A-CB (Split System: Heat Pump with Remote Outdoor Unit-Air-Source) | 37MURAQ24AA3 |  |  | CAA**3617AM* | 82*SB48090V17*** | 23600 | 15.5 | 8.5 | 24000 | 19400 | 80.83% | 1.92 | 0 | 9.8 |  |  |  |  | R-454B | 1.9667 | Residential & Commercial | USHP
210474614 | Central HP <5.4 tons | BRYANT HEATING AND COOLING SYSTEMS | HRCU-A-CB (Split System: Heat Pump with Remote Outdoor Unit-Air-Source) | 288BNV025*0**C* |  |  | CSPH*4812AL*+UI | 986TC66100C21*** | 24200 | 16 | 8.1 | 21200 | 16700 | 78.77% | 2.04 | 0 | 11 |  |  |  |  | R-410A | 2.0167 | Residential & Commercial | USHP | Ducted CEE Tier 1
206790177 | Central HP <5.4 tons | BRYANT HEATING AND COOLING SYSTEMS | HRCU-A-CB (Split System: Heat Pump with Remote Outdoor Unit-Air-Source) | 284ANV024*0**B* |  |  | CNPV*3621AL*+UI | 986TC42060C17*** | 23200 | 19.5 | 9.5 | 26800 | 20000 | 74.63% | 2.36 | 14 | 13 |  |  |  |  | R-410A | 1.9333 | Residential & Commercial | USHP | Ducted CEE Tier 1
215940171 | Central HP <5.4 tons | KEEPRITE | HRCU-A-CB (Split System: Heat Pump with Remote Outdoor Unit-Air-Source) | C5H3V36*K*AAA* |  |  | ESH5X48M12A*+WALLCON | *97CTN1202422A* | 33800 | 19.5 | 9 | 34600 | 26400 | 76.3% | 1.92 | 0 | 11.7 |  |  |  |  | R-454B | 2.8167 | Residential & Commercial | USHP | Ducted CEE Tier 1
215940571 | Central HP <5.4 tons | KEEPRITE | HRCU-A-CB (Split System: Heat Pump with Remote Outdoor Unit-Air-Source) | C5H3V36*K*AAA* |  |  | EVD5X36M21A*+WALLCON | *97CTN1002122A* | 34400 | 21 | 8.5 | 38500 | 28000 | 72.73% | 2.06 | 0 | 12 |  |  |  |  | R-454B | 2.8667 | Residential & Commercial | USHP | Ducted CEE Tier 1
215940771 | Central HP <5.4 tons | KEEPRITE | HRCU-A-CB (Split System: Heat Pump with Remote Outdoor Unit-Air-Source) | C5H3V36*K*AAA* |  |  | EVD5X49M24A*+WALLCON | *96CTN0802120B* | 35400 | 21.5 | 8.5 | 38000 | 28600 | 75.26% | 2.04 | 0 | 12 |  |  |  |  | R-454B | 2.95 | Residential & Commercial | USHP | Ducted CEE Tier 1
215940821 | Central HP <5.4 tons | KEEPRITE | HRCU-A-CB (Split System: Heat Pump with Remote Outdoor Unit-Air-Source) | C5H3V36*K*AAA* |  |  | EVD5X60M21A*+WALLCON | *80CSU0401712B* | 35800 | 22 | 8.5 | 38000 | 28400 | 74.74% | 2.02 | 0 | 12.5 |  |  |  |  | R-454B | 2.9833 | Residential & Commercial | USHP | Ducted CEE Tier 1
206724401 | Central HP <5.4 tons | REZNOR | HRCU-A-CB (Split System: Heat Pump with Remote Outdoor Unit-Air-Source) | GXH24-36MSK4DH |  |  | GMH**-36MSK4DH1 | 0 | 34000 | 16 | 9 | 35000 | 28000 | 80% | 1.8 | 10 | 10 |  |  |  |  | R-410A | 2.8333 | Residential & Commercial | USHP | Ducted CEE Tier 1
214606501 | Central HP <5.4 tons | CHAMPION HEATING AND COOLING | HRCU-A-C (Split System: Heat Pump with Remote Outdoor Unit with No Indoor Fan --Air Source) | HH836E2S11 |  |  | CTF36B5CDS1 | 0 | 33600 | 15.2 | 8.5 | 32000 | 23200 | 72.5% | 2 | 0 | 10 |  |  |  |  | R-454B | 2.8 | Residential & Commercial | USHP | Ducted CEE Tier 1
214606542 | Central HP <5.4 tons | CHAMPION HEATING AND COOLING | HRCU-A-C (Split System: Heat Pump with Remote Outdoor Unit with No Indoor Fan --Air Source) | HH860E2S11 |  |  | CTF60C5CGS1 | 0 | 44500 | 15.2 | 8.5 | 46000 | 34200 | 74.35% | 2 | 0 | 11 |  |  |  |  | R-454B | 3.7083 | Residential & Commercial | USHP | Ducted CEE Tier 1
214809145 | Central HP <5.4 tons | CHAMPION HEATING AND COOLING | HRCU-A-CB (Split System: Heat Pump with Remote Outdoor Unit-Air-Source) | HH860E2S11 |  |  | CTU60C5XGS1+JMVT16CC2N1+TXV | 0 | 45000 | 19 | 9 | 45000 | 33600 | 74.67% | 2 | 0 | 12 |  |  |  |  | R-454B | 3.75 | Residential & Commercial | USHP | Ducted CEE Tier 1
214648674 | Central HP <5.4 tons | TEXANAIR | HRCU-A-CB (Split System: Heat Pump with Remote Outdoor Unit-Air-Source) | TEXAN018HHCU1 |  |  | TEXAN018AHU1 | 0 | 18000 | 18 | 9.3 | 19000 | 16500 | 86.84% | 2.04 | 12.5 | 12.4 |  |  |  |  | R-410A | 1.5 | Residential & Commercial | USHP | Ducted CEE Tier 1
214728374 | Central HP <5.4 tons | CHAMPION HEATING AND COOLING | HRCU-A-CB (Split System: Heat Pump with Remote Outdoor Unit-Air-Source) | HH836E2S11 |  |  | CTU36B5XDS1+TXV | TM8V080B12MP12 | 33000 | 17 | 8.5 | 31000 | 25200 | 81.29% | 2 | 0 | 11 |  |  |  |  | R-454B | 2.75 | Residential & Commercial | USHP | Ducted CEE Tier 1
206772865 | Central HP <5.4 tons | BRYANT HEATING AND COOLING SYSTEMS | HRCU-A-CB (Split System: Heat Pump with Remote Outdoor Unit-Air-Source) | 288BNV037*0**B* |  |  | CSPH*4812AL*+UI | 88*TA48070C17*** | 32600 | 17 | 8.1 | 33200 | 25000 | 75.3% | 1.96 | 11.5 | 11 |  |  |  |  | R-410A | 2.7167 | Residential & Commercial | USHP | Ducted CEE Tier 1
206773347 | Central HP <5.4 tons | BRYANT HEATING AND COOLING SYSTEMS | HRCU-A-CB (Split System: Heat Pump with Remote Outdoor Unit-Air-Source) | 288BNV037*0**B* |  |  | CSPH*4212AL*+UI | 83*CA60100C21*** | 32400 | 16 | 8.1 | 33200 | 24800 | 74.7% | 1.94 | 11.5 | 11 |  |  |  |  | R-410A | 2.7 | Residential & Commercial | USHP | Ducted CEE Tier 1
206773365 | Central HP <5.4 tons | BRYANT HEATING AND COOLING SYSTEMS | HRCU-A-CB (Split System: Heat Pump with Remote Outdoor Unit-Air-Source) | 288BNV037*0**B* |  |  | CSPH*4812AL*+UI | 83*CA48060C17*** | 32600 | 16.5 | 8.1 | 33200 | 25000 | 75.3% | 1.96 | 11.5 | 11 |  |  |  |  | R-410A | 2.7167 | Residential & Commercial | USHP | Ducted CEE Tier 1
206773482 | Central HP <5.4 tons | BRYANT HEATING AND COOLING SYSTEMS | HRCU-A-CB (Split System: Heat Pump with Remote Outdoor Unit-Air-Source) | 288BNV037*0**B* |  |  | CAP**4321AL*+UI | 935CA66100C21*** | 33000 | 17.5 | 8.5 | 32800 | 25000 | 76.22% | 2 | 12 | 11.5 |  |  |  |  | R-410A | 2.75 | Residential & Commercial | USHP | Ducted CEE Tier 1
215668562 | Central HP <5.4 tons | KENMORE | HRCU-A-CB (Split System: Heat Pump with Remote Outdoor Unit-Air-Source) | (C,H,T)5H0V36*K*AAA* |  |  | EA*5X37M17A*+WALLCON | *80CTL0701412B* | 33800 | 17.5 | 9 | 35800 | 25600 | 71.51% | 1.86 | 0 | 9.5 |  |  |  |  | R-454B | 2.8167 | Residential & Commercial | USHP
215668682 | Central HP <5.4 tons | KENMORE | HRCU-A-CB (Split System: Heat Pump with Remote Outdoor Unit-Air-Source) | (C,H,T)5H0V36*K*AAA* |  |  | EA*5X37M21A*+WALLCON | *80CTL0901716B* | 34400 | 18 | 9 | 35400 | 25200 | 71.19% | 1.88 | 0 | 10 |  |  |  |  | R-454B | 2.8667 | Residential & Commercial | USHP | Ducted CEE Tier 1
212971640 | Central HP <5.4 tons | KEEPRITE | HRCU-A-CB (Split System: Heat Pump with Remote Outdoor Unit-Air-Source) | DLCURAH24ABK |  |  | EA*4X25L17A* | *80VTL0701716B* | 24200 | 17 | 8.5 | 25200 | 21600 | 85.71% | 1.82 | 0 | 10 |  |  |  |  | R-410A | 2.0167 | Residential & Commercial | USHP | Ducted CEE Tier 1
212975482 | Central HP <5.4 tons | KEEPRITE | HRCU-A-CB (Split System: Heat Pump with Remote Outdoor Unit-Air-Source) | DLCURAH18ABK |  |  | EN(A,D)4X30L14** | *96VTN0601412B* | 17400 | 16 | 8.1 | 18000 | 18700 | 103.9% | 2.24 | 0 | 11 |  |  |  |  | R-410A | 1.45 | Residential & Commercial | USHP | Ducted CEE Tier 1
212975793 | Central HP <5.4 tons | KEEPRITE | HRCU-A-CB (Split System: Heat Pump with Remote Outdoor Unit-Air-Source) | DLCURAH18ABK |  |  | EA*4X24L17A* | *96VTN0801716B* | 17200 | 16 | 8.5 | 18200 | 19400 | 106.6% | 2.34 | 0 | 10.5 |  |  |  |  | R-410A | 1.4333 | Residential & Commercial | USHP | Ducted CEE Tier 1
212970902 | Central HP <5.4 tons | KEEPRITE | HRCU-A-CB (Split System: Heat Pump with Remote Outdoor Unit-Air-Source) | DLCURAH18ABK |  |  | EA*4X30L14A* | *80VTL0451412B* | 17800 | 16.5 | 8.5 | 18400 | 18800 | 102.2% | 2.26 | 0 | 10.5 |  |  |  |  | R-410A | 1.4833 | Residential & Commercial | USHP | Ducted CEE Tier 1
212970938 | Central HP <5.4 tons | KEEPRITE | HRCU-A-CB (Split System: Heat Pump with Remote Outdoor Unit-Air-Source) | DLCURAH18ABK |  |  | EN(A,D)4X24L17** | *80VTL0451412B* | 17700 | 16.5 | 8.5 | 18700 | 19100 | 102.1% | 2.3 | 0 | 11 |  |  |  |  | R-410A | 1.475 | Residential & Commercial | USHP | Ducted CEE Tier 1
214809165 | Central HP <5.4 tons | CHAMPION HEATING AND COOLING | HRCU-A-CB (Split System: Heat Pump with Remote Outdoor Unit-Air-Source) | HH860E2S11 |  |  | CTU60D5XGS1+JME18D2SN1+TXV | 0 | 46000 | 19 | 9.5 | 45500 | 33800 | 74.29% | 2 | 0 | 12 |  |  |  |  | R-454B | 3.8333 | Residential & Commercial | USHP | Ducted CEE Tier 1
211264465 | Central HP <5.4 tons | BRYANT HEATING AND COOLING SYSTEMS | HRCU-A-CB (Split System: Heat Pump with Remote Outdoor Unit-Air-Source) | 38MURAQ18AB3* |  |  | CNPV*3017AL* | 8(0,1)*SA36045E14*** | 18200 | 16.5 | 8.5 | 18700 | 18300 | 97.86% | 2.22 | 0 | 11 |  |  |  |  | R-410A | 1.5167 | Residential & Commercial | USHP | Ducted CEE Tier 1
211264513 | Central HP <5.4 tons | BRYANT HEATING AND COOLING SYSTEMS | HRCU-A-CB (Split System: Heat Pump with Remote Outdoor Unit-Air-Source) | 38MURAQ18AB3* |  |  | CNPV*3017AL* | 8(0,1)*SA36070E17*** | 18200 | 16.5 | 8.5 | 18700 | 18300 | 97.86% | 2.22 | 0 | 11 |  |  |  |  | R-410A | 1.5167 | Residential & Commercial | USHP | Ducted CEE Tier 1
212975108 | Central HP <5.4 tons | KEEPRITE | HRCU-A-CB (Split System: Heat Pump with Remote Outdoor Unit-Air-Source) | DLCURAH18ABK |  |  | EA*4X30L17A* | *96VTN0401712B* | 17400 | 16 | 8.5 | 18000 | 18800 | 104.4% | 2.24 | 0 | 10.5 |  |  |  |  | R-410A | 1.45 | Residential & Commercial | USHP | Ducted CEE Tier 1
212969583 | Central HP <5.4 tons | KEEPRITE | HRCU-A-CB (Split System: Heat Pump with Remote Outdoor Unit-Air-Source) | DLCURAH18ABK |  |  | EN(A,D)4X24L17** | *80VSL0451412B* | 17700 | 16.5 | 8.5 | 18700 | 19100 | 102.1% | 2.3 | 0 | 11 |  |  |  |  | R-410A | 1.475 | Residential & Commercial | USHP | Ducted CEE Tier 1
212970003 | Central HP <5.4 tons | KEEPRITE | HRCU-A-CB (Split System: Heat Pump with Remote Outdoor Unit-Air-Source) | DLCURAH18ABK |  |  | EA*4X30L17A* | *80VSL0701716B* | 17500 | 16.5 | 8.5 | 18000 | 18700 | 103.9% | 2.26 | 0 | 10.5 |  |  |  |  | R-410A | 1.4583 | Residential & Commercial | USHP | Ducted CEE Tier 1
212970962 | Central HP <5.4 tons | KEEPRITE | HRCU-A-CB (Split System: Heat Pump with Remote Outdoor Unit-Air-Source) | DLCURAH18ABK |  |  | EN(A,D)4X30L17** | *80VTL0451412B* | 17400 | 16.5 | 8.1 | 17900 | 18600 | 103.9% | 2.24 | 0 | 11 |  |  |  |  | R-410A | 1.45 | Residential & Commercial | USHP | Ducted CEE Tier 1
212970663 | Central HP <5.4 tons | KEEPRITE | HRCU-A-CB (Split System: Heat Pump with Remote Outdoor Unit-Air-Source) | DLCURAH36ABK |  |  | EA*4X42L21A* | *80VSL0902120B* | 35200 | 16 | 8.1 | 38500 | 35000 | 90.91% | 1.88 | 0 | 9.5 |  |  |  |  | R-410A | 2.9333 | Residential & Commercial | USHP
215668730 | Central HP <5.4 tons | KENMORE | HRCU-A-CB (Split System: Heat Pump with Remote Outdoor Unit-Air-Source) | (C,H,T)5H0V36*K*AAA* |  |  | EA*5X37M21A*+WALLCON | *97CMN0601714B* | 34200 | 17.5 | 9 | 35600 | 25400 | 71.35% | 1.88 | 0 | 9.5 |  |  |  |  | R-454B | 2.85 | Residential & Commercial | USHP
212973919 | Central HP <5.4 tons | KEEPRITE | HRCU-A-CB (Split System: Heat Pump with Remote Outdoor Unit-Air-Source) | DLCURAH24ABK |  |  | EN(A,D,W)4X36L17** | *96VSN0801716B* | 23400 | 16.5 | 8.1 | 25800 | 24200 | 93.8% | 2 | 0 | 10 |  |  |  |  | R-410A | 1.95 | Residential & Commercial | USHP | Ducted CEE Tier 1
216633776 | Central HP <5.4 tons | ACIQ | HRCU-A-CB (Split System: Heat Pump with Remote Outdoor Unit-Air-Source) | H5H0V48*K*AAA* |  |  | EA*5X48M21A*+WALLCON | *97CMN0602120B* | 44000 | 17 | 9 | 49000 | 34600 | 70.61% | 2.04 | 0 | 9.5 |  |  |  |  | R-454B | 3.6667 | Residential & Commercial | USHP
216633858 | Central HP <5.4 tons | ACIQ | HRCU-A-CB (Split System: Heat Pump with Remote Outdoor Unit-Air-Source) | H5H0V48*K*AAA* |  |  | ESH5X60M12A*+WALLCON | *80CTL1352422B* | 45500 | 16.5 | 8.5 | 48000 | 33600 | 70% | 2.06 | 0 | 9.5 |  |  |  |  | R-454B | 3.7917 | Residential & Commercial | USHP
216633935 | Central HP <5.4 tons | ACIQ | HRCU-A-CB (Split System: Heat Pump with Remote Outdoor Unit-Air-Source) | H5H0V48*K*AAA* |  |  | EVM5X61M24A*+WALLCON | *80CTL1102120B* | 48500 | 19.5 | 9.5 | 50000 | 36600 | 73.2% | 2.1 | 0 | 10.5 |  |  |  |  | R-454B | 4.0417 | Residential & Commercial | USHP | Ducted CEE Tier 1
216633944 | Central HP <5.4 tons | ACIQ | HRCU-A-CB (Split System: Heat Pump with Remote Outdoor Unit-Air-Source) | H5H0V48*K*AAA* |  |  | EVM5X61M24A*+WALLCON | *96CTN1202422B* | 48500 | 19.5 | 9.5 | 50000 | 36600 | 73.2% | 2.12 | 0 | 10.5 |  |  |  |  | R-454B | 4.0417 | Residential & Commercial | USHP | Ducted CEE Tier 1
212975027 | Central HP <5.4 tons | GRANDAIRE | HRCU-A-CB (Split System: Heat Pump with Remote Outdoor Unit-Air-Source) | WDLCURAH24ABK |  |  | WLNC244BA* | WFST040A030A* | 23200 | 15.5 | 8.5 | 27000 | 24200 | 89.63% | 2 | 0 | 10 |  |  |  |  | R-410A | 1.9333 | Residential & Commercial | USHP | Ducted CEE Tier 1
216497964 | Central HP <5.4 tons | AC PRO | HRCU-A-CB (Split System: Heat Pump with Remote Outdoor Unit-Air-Source) | SPHP-Z-V030BB |  |  | AIRH-Z-V030V10C | 0 | 30000 | 17.2 | 10.8 | 33000 | 33200 | 100.6% | 1.97 | 0 | 12 |  |  |  |  | R-454B | 2.5 | Residential & Commercial | USHP | Ducted CEE Tier 1
214728391 | Central HP <5.4 tons | CHAMPION HEATING AND COOLING | HRCU-A-CB (Split System: Heat Pump with Remote Outdoor Unit-Air-Source) | HH836E2S11 |  |  | CTU36B5XDS1+TXV | TM9V060B12MP12 | 33000 | 17 | 8.5 | 31000 | 25200 | 81.29% | 2 | 0 | 11 |  |  |  |  | R-454B | 2.75 | Residential & Commercial | USHP | Ducted CEE Tier 1
214606489 | Central HP <5.4 tons | CHAMPION HEATING AND COOLING | HRCU-A-C (Split System: Heat Pump with Remote Outdoor Unit with No Indoor Fan --Air Source) | HH836E2S11 |  |  | CTF36C5CDS1 | 0 | 33600 | 15.2 | 8.5 | 32200 | 23400 | 72.67% | 2 | 0 | 10 |  |  |  |  | R-454B | 2.8 | Residential & Commercial | USHP | Ducted CEE Tier 1
204298976 | Central HP <5.4 tons | BRYANT HEATING AND COOLING SYSTEMS | HRCU-A-CB (Split System: Heat Pump with Remote Outdoor Unit-Air-Source) | 288BNV037*0**A* |  |  | CAP**4221AL*+UI | 987MB42080C17*** | 31600 | 17 | 8.1 | 33400 | 24800 | 74.25% | 1.86 | 11.5 | 11 |  |  |  |  | R-410A | 2.6333 | Residential & Commercial | USHP | Ducted CEE Tier 1
204299076 | Central HP <5.4 tons | BRYANT HEATING AND COOLING SYSTEMS | HRCU-A-CB (Split System: Heat Pump with Remote Outdoor Unit-Air-Source) | 288BNV037*0**A* |  |  | CAP**4224AL*+UI | 88*TA66135C24*** | 31800 | 17.5 | 8.1 | 33000 | 24400 | 73.94% | 1.9 | 12 | 11.5 |  |  |  |  | R-410A | 2.65 | Residential & Commercial | USHP | Ducted CEE Tier 1
214809011 | Central HP <5.4 tons | CHAMPION HEATING AND COOLING | HRCU-A-CB (Split System: Heat Pump with Remote Outdoor Unit-Air-Source) | HH860E2S11 |  |  | CTU60C5XGS1+TXV | TM8V100C16MP12 | 43500 | 18 | 9 | 44000 | 33400 | 75.91% | 2 | 0 | 11.7 |  |  |  |  | R-454B | 3.625 | Residential & Commercial | USHP | Ducted CEE Tier 1
214606525 | Central HP <5.4 tons | CHAMPION HEATING AND COOLING | HRCU-A-C (Split System: Heat Pump with Remote Outdoor Unit with No Indoor Fan --Air Source) | HH860E2S11 |  |  | CTM60D5CJS1 | 0 | 52000 | 15.2 | 8.5 | 55000 | 40000 | 72.73% | 2 | 0 | 10 |  |  |  |  | R-454B | 4.3333 | Residential & Commercial | USHP | Ducted CEE Tier 1
213773613 | Central HP <5.4 tons | KENMORE | HRCU-A-CB (Split System: Heat Pump with Remote Outdoor Unit-Air-Source) | (C,H,T)VH825GKA3* |  |  | EA*4X43L21A*+WALLCON | *80CTL1102120B* | 24400 | 17 | 8.1 | 21200 | 16600 | 78.3% | 2.02 | 0 | 11 |  |  |  |  | R-410A | 2.0333 | Residential & Commercial | USHP | Ducted CEE Tier 1
213773543 | Central HP <5.4 tons | KENMORE | HRCU-A-CB (Split System: Heat Pump with Remote Outdoor Unit-Air-Source) | (C,H,T)VH825GKA3* |  |  | EA*4X42L24A*+WALLCON | *97CMN1202422B* | 23800 | 16.5 | 8.1 | 21400 | 16600 | 77.57% | 1.96 | 0 | 10.5 |  |  |  |  | R-410A | 1.9833 | Residential & Commercial | USHP | Ducted CEE Tier 1
212983694 | Central HP <5.4 tons | KEEPRITE | HRCU-A-CB (Split System: Heat Pump with Remote Outdoor Unit-Air-Source) | DLCURAH18ABK |  |  | EN(A,D)4X18L14** | *92MSN0601412A* | 17300 | 16 | 8.5 | 18500 | 19800 | 107% | 2.38 | 0 | 10.5 |  |  |  |  | R-410A | 1.4417 | Residential & Commercial | USHP | Ducted CEE Tier 1
206765404 | Central HP <5.4 tons | BRYANT HEATING AND COOLING SYSTEMS | HRCU-A-CB (Split System: Heat Pump with Remote Outdoor Unit-Air-Source) | 288BNV025*0**C* |  |  | CAP**2414AL*+UI | 88*TA36070C14*** | 23400 | 17 | 8.1 | 22000 | 16800 | 76.36% | 1.9 | 11 | 10.5 |  |  |  |  | R-410A | 1.95 | Residential & Commercial | USHP | Ducted CEE Tier 1
206765413 | Central HP <5.4 tons | BRYANT HEATING AND COOLING SYSTEMS | HRCU-A-CB (Split System: Heat Pump with Remote Outdoor Unit-Air-Source) | 288BNV025*0**C* |  |  | CAP**2417AL*+UI | 88*TA36045C17*** | 23200 | 16 | 8.1 | 22000 | 16900 | 76.82% | 1.88 | 11 | 10.5 |  |  |  |  | R-410A | 1.9333 | Residential & Commercial | USHP | Ducted CEE Tier 1
206765699 | Central HP <5.4 tons | BRYANT HEATING AND COOLING SYSTEMS | HRCU-A-CB (Split System: Heat Pump with Remote Outdoor Unit-Air-Source) | 288BNV025*0**C* |  |  | CAP**3617AL*+UI | 88*TA36070C14*** | 23600 | 17 | 8.1 | 21400 | 16600 | 77.57% | 1.94 | 11 | 11 |  |  |  |  | R-410A | 1.9667 | Residential & Commercial | USHP | Ducted CEE Tier 1
206133425 | Central HP <5.4 tons | BRYANT HEATING AND COOLING SYSTEMS | HRCU-A-CB (Split System: Heat Pump with Remote Outdoor Unit-Air-Source) | 288BNV025*0**B* |  |  | CAP**3717AL*+UI | 83*CA48060C17*** | 24200 | 16.5 | 8.1 | 21400 | 16700 | 78.04% | 2 | 11.5 | 10.5 |  |  |  |  | R-410A | 2.0167 | Residential & Commercial | USHP | Ducted CEE Tier 1
212975050 | Central HP <5.4 tons | KEEPRITE | HRCU-A-CB (Split System: Heat Pump with Remote Outdoor Unit-Air-Source) | DLCURAH24ABK |  |  | EN(A,D)4X30L17** | *96VTN0401410B* | 23400 | 16 | 8.1 | 26400 | 24600 | 93.18% | 2.04 | 0 | 10 |  |  |  |  | R-410A | 1.95 | Residential & Commercial | USHP | Ducted CEE Tier 1
206765627 | Central HP <5.4 tons | BRYANT HEATING AND COOLING SYSTEMS | HRCU-A-CB (Split System: Heat Pump with Remote Outdoor Unit-Air-Source) | 288BNV025*0**C* |  |  | CAP**3017AL*+UI | 88*TA36070C14*** | 23600 | 17 | 8.1 | 21600 | 16600 | 76.85% | 1.92 | 11.5 | 11 |  |  |  |  | R-410A | 1.9667 | Residential & Commercial | USHP | Ducted CEE Tier 1
206765762 | Central HP <5.4 tons | BRYANT HEATING AND COOLING SYSTEMS | HRCU-A-CB (Split System: Heat Pump with Remote Outdoor Unit-Air-Source) | 288BNV025*0**C* |  |  | CAP**3621AL*+UI | 986TC42080C17*** | 23600 | 16.5 | 8.1 | 21400 | 16700 | 78.04% | 1.94 | 11 | 11 |  |  |  |  | R-410A | 1.9667 | Residential & Commercial | USHP | Ducted CEE Tier 1
206765843 | Central HP <5.4 tons | BRYANT HEATING AND COOLING SYSTEMS | HRCU-A-CB (Split System: Heat Pump with Remote Outdoor Unit-Air-Source) | 288BNV025*0**C* |  |  | CAP**3621AL*+UI | 987MB60060C21*** | 23600 | 16 | 8.1 | 21600 | 16700 | 77.31% | 1.92 | 11 | 10.5 |  |  |  |  | R-410A | 1.9667 | Residential & Commercial | USHP | Ducted CEE Tier 1
206767096 | Central HP <5.4 tons | BRYANT HEATING AND COOLING SYSTEMS | HRCU-A-CB (Split System: Heat Pump with Remote Outdoor Unit-Air-Source) | 288BNV025*0**C* |  |  | CAP**2517AL*+UI | 83*CA48060C17*** | 24400 | 16.5 | 8.1 | 21200 | 16600 | 78.3% | 2 | 11.5 | 11 |  |  |  |  | R-410A | 2.0333 | Residential & Commercial | USHP | Ducted CEE Tier 1
206767132 | Central HP <5.4 tons | BRYANT HEATING AND COOLING SYSTEMS | HRCU-A-CB (Split System: Heat Pump with Remote Outdoor Unit-Air-Source) | 288BNV025*0**C* |  |  | CAP**3617AL*+UI | 83*CA48060C17*** | 23600 | 16.5 | 8.1 | 21400 | 16700 | 78.04% | 1.92 | 11 | 10.5 |  |  |  |  | R-410A | 1.9667 | Residential & Commercial | USHP | Ducted CEE Tier 1
206767515 | Central HP <5.4 tons | BRYANT HEATING AND COOLING SYSTEMS | HRCU-A-CB (Split System: Heat Pump with Remote Outdoor Unit-Air-Source) | 288BNV025*0**C* |  |  | CAP**3621AL*+UI | 935CA66100C21*** | 23600 | 16.5 | 8.1 | 21400 | 16600 | 77.57% | 1.94 | 11.5 | 10.5 |  |  |  |  | R-410A | 1.9667 | Residential & Commercial | USHP | Ducted CEE Tier 1
216634069 | Central HP <5.4 tons | ACIQ | HRCU-A-CB (Split System: Heat Pump with Remote Outdoor Unit-Air-Source) | H5H0V60*K*AAA* |  |  | EVD5X60M21A*+WALLCON | *80CTL0701716B* | 55000 | 18 | 9 | 59500 | 43500 | 73.11% | 2.1 | 0 | 9.5 |  |  |  |  | R-454B | 4.5833 | Residential & Commercial | USHP
204298922 | Central HP <5.4 tons | KEEPRITE | HRCU-A-CB (Split System: Heat Pump with Remote Outdoor Unit-Air-Source) | CVH837GKA** |  |  | EA*4X42L21A*+WALLCON | *80CTL0701716A* | 31800 | 17 | 8.1 | 33200 | 24600 | 74.1% | 1.88 | 11 | 11 |  |  |  |  | R-410A | 2.65 | Residential & Commercial | USHP | Ducted CEE Tier 1
216635239 | Central HP <5.4 tons | ACIQ | HRCU-A-CB (Split System: Heat Pump with Remote Outdoor Unit-Air-Source) | H5H3V60*K*AAA* |  |  | EA*5X60M24A*+WALLCON | *95CSU0802120B* | 55500 | 18 | 8.1 | 60500 | 46000 | 76.03% | 1.95 | 0 | 11 |  |  |  |  | R-454B | 4.625 | Residential & Commercial | USHP | Ducted CEE Tier 1
216635489 | Central HP <5.4 tons | ACIQ | HRCU-A-CB (Split System: Heat Pump with Remote Outdoor Unit-Air-Source) | H5H3V48*K*AAA* |  |  | EA*5X48M21A*+WALLCON | *96CTN0801714B* | 42500 | 20 | 9 | 48500 | 35200 | 72.58% | 2 | 0 | 11 |  |  |  |  | R-454B | 3.5417 | Residential & Commercial | USHP | Ducted CEE Tier 1
216635528 | Central HP <5.4 tons | ACIQ | HRCU-A-CB (Split System: Heat Pump with Remote Outdoor Unit-Air-Source) | H5H3V48*K*AAA* |  |  | ESH5X48M12A*+WALLCON | *80CTL1102120B* | 44500 | 20.5 | 9 | 48500 | 36400 | 75.05% | 1.82 | 0 | 11 |  |  |  |  | R-454B | 3.7083 | Residential & Commercial | USHP | Ducted CEE Tier 1
216635782 | Central HP <5.4 tons | ACIQ | HRCU-A-CB (Split System: Heat Pump with Remote Outdoor Unit-Air-Source) | H5H3V48*K*AAA* |  |  | EVM5X48M21A*+WALLCON | *80CTL0901716B* | 43500 | 20 | 8.1 | 52500 | 37600 | 71.62% | 2 | 0 | 11.5 |  |  |  |  | R-454B | 3.625 | Residential & Commercial | USHP | Ducted CEE Tier 1
213779032 | Central HP <5.4 tons | KEEPRITE | HRCU-A-CB (Split System: Heat Pump with Remote Outdoor Unit-Air-Source) | CVH837GKA** |  |  | EA*4X37L21A*+WALLCON | *96CTN0601714B* | 32600 | 17 | 8.1 | 33000 | 25400 | 76.97% | 1.94 | 0 | 11 |  |  |  |  | R-410A | 2.7167 | Residential & Commercial | USHP | Ducted CEE Tier 1
212975295 | Central HP <5.4 tons | KEEPRITE | HRCU-A-CB (Split System: Heat Pump with Remote Outdoor Unit-Air-Source) | DLCURAH24ABK |  |  | EA*4X36L17A* | *96VTN0401712B* | 23400 | 16.5 | 8.5 | 26200 | 24400 | 93.13% | 2.02 | 0 | 10 |  |  |  |  | R-410A | 1.95 | Residential & Commercial | USHP | Ducted CEE Tier 1
212982095 | Central HP <5.4 tons | GRANDAIRE | HRCU-A-CB (Split System: Heat Pump with Remote Outdoor Unit-Air-Source) | WDLCURAH36ABK |  |  | WLA*484CA* | WFEU040B036B* | 35600 | 16 | 8.5 | 37800 | 34600 | 91.53% | 2.04 | 0 | 10 |  |  |  |  | R-410A | 2.9667 | Residential & Commercial | USHP | Ducted CEE Tier 1
204299312 | Central HP <5.4 tons | KEEPRITE | HRCU-A-CB (Split System: Heat Pump with Remote Outdoor Unit-Air-Source) | CVH837GKA** |  |  | EA*4X48L21A*+WALLCON | *96CTN1002122A* | 32400 | 17.5 | 8.5 | 32600 | 25000 | 76.69% | 1.98 | 12 | 11.7 |  |  |  |  | R-410A | 2.7 | Residential & Commercial | USHP | Ducted CEE Tier 1
213772123 | Central HP <5.4 tons | KENMORE | HRCU-A-CB (Split System: Heat Pump with Remote Outdoor Unit-Air-Source) | (C,H,T)VH825GKA2* |  |  | EHD4X36AAL+WALLCON | *80CTL0901716B* | 24200 | 16.5 | 8.1 | 21400 | 16700 | 78.04% | 1.98 | 0 | 10.5 |  |  |  |  | R-410A | 2.0167 | Residential & Commercial | USHP | Ducted CEE Tier 1
212969993 | Central HP <5.4 tons | KEEPRITE | HRCU-A-CB (Split System: Heat Pump with Remote Outdoor Unit-Air-Source) | DLCURAH18ABK |  |  | EA*4X25L17A* | *80VSL0701716B* | 17800 | 16.5 | 8.1 | 17700 | 17700 | 100% | 2.14 | 0 | 10.5 |  |  |  |  | R-410A | 1.4833 | Residential & Commercial | USHP | Ducted CEE Tier 1
212969593 | Central HP <5.4 tons | KEEPRITE | HRCU-A-CB (Split System: Heat Pump with Remote Outdoor Unit-Air-Source) | DLCURAH18ABK |  |  | EN(A,D)4X30L14** | *80VSL0451412B* | 17400 | 16.5 | 8.1 | 17900 | 18600 | 103.9% | 2.24 | 0 | 11 |  |  |  |  | R-410A | 1.45 | Residential & Commercial | USHP | Ducted CEE Tier 1
210472974 | Central HP <5.4 tons | BRYANT HEATING AND COOLING SYSTEMS | HRCU-A-CB (Split System: Heat Pump with Remote Outdoor Unit-Air-Source) | 288BNV025*0**C* |  |  | CAP**4221AL*+UI | 987MB60060C21*** | 23600 | 16 | 8.1 | 21400 | 16700 | 78.04% | 1.94 | 0 | 11 |  |  |  |  | R-410A | 1.9667 | Residential & Commercial | USHP | Ducted CEE Tier 1
212524530 | Central HP <5.4 tons | Hessaire | HRCU-A-CB (Split System: Heat Pump with Remote Outdoor Unit-Air-Source) | HOC36 |  |  | HAH36 | 0 | 34000 | 18 | 9.5 | 35000 | 26000 | 74.29% | 2.05 | 9.55 | 10.1 |  |  |  |  | R-410A | 2.8333 | Residential & Commercial | USHP | Ducted CEE Tier 1
216497963 | Central HP <5.4 tons | AC PRO | HRCU-A-CB (Split System: Heat Pump with Remote Outdoor Unit-Air-Source) | SPHP-Z-V024BB |  |  | AIRH-Z-V024V08C | 0 | 24000 | 18.6 | 10 | 24000 | 20600 | 85.83% | 2.14 | 0 | 12 |  |  |  |  | R-454B | 2 | Residential & Commercial | USHP | Ducted CEE Tier 1
206765600 | Central HP <5.4 tons | BRYANT HEATING AND COOLING SYSTEMS | HRCU-A-CB (Split System: Heat Pump with Remote Outdoor Unit-Air-Source) | 288BNV025*0**C* |  |  | CAP**3017AL*+UI | 986TC42080C17*** | 23400 | 16.5 | 8.1 | 21600 | 16800 | 77.78% | 1.9 | 11 | 10.5 |  |  |  |  | R-410A | 1.95 | Residential & Commercial | USHP | Ducted CEE Tier 1
206765780 | Central HP <5.4 tons | BRYANT HEATING AND COOLING SYSTEMS | HRCU-A-CB (Split System: Heat Pump with Remote Outdoor Unit-Air-Source) | 288BNV025*0**C* |  |  | CAP**3621AL*+UI | 987MB42080C17*** | 23600 | 16.5 | 8.1 | 21600 | 16700 | 77.31% | 1.92 | 11.5 | 11 |  |  |  |  | R-410A | 1.9667 | Residential & Commercial | USHP | Ducted CEE Tier 1
204299812 | Central HP <5.4 tons | KEEPRITE | HRCU-A-CB (Split System: Heat Pump with Remote Outdoor Unit-Air-Source) | CVH837GKA** |  |  | EN(A,D,W)4X48L21**+WALLCON | *97CMN1002122A* | 32400 | 17.5 | 8.1 | 33000 | 24800 | 75.15% | 1.96 | 12 | 11.7 |  |  |  |  | R-410A | 2.7 | Residential & Commercial | USHP | Ducted CEE Tier 1
212983524 | Central HP <5.4 tons | KEEPRITE | HRCU-A-CB (Split System: Heat Pump with Remote Outdoor Unit-Air-Source) | DLCURAH24ABK |  |  | EA*4X24L17A* | *92MSN0601412A* | 23600 | 16.5 | 9 | 27000 | 25400 | 94.07% | 2.12 | 0 | 10 |  |  |  |  | R-410A | 1.9667 | Residential & Commercial | USHP | Ducted CEE Tier 1
212983159 | Central HP <5.4 tons | KEEPRITE | HRCU-A-CB (Split System: Heat Pump with Remote Outdoor Unit-Air-Source) | DLCURAH24ABK |  |  | EA*4X30L17A* | *92MSN0401712A* | 23400 | 16 | 8.5 | 26400 | 24800 | 93.94% | 2.04 | 0 | 9.5 |  |  |  |  | R-410A | 1.95 | Residential & Commercial | USHP
212983225 | Central HP <5.4 tons | KEEPRITE | HRCU-A-CB (Split System: Heat Pump with Remote Outdoor Unit-Air-Source) | DLCURAH24ABK |  |  | EN(A,D)4X30L17** | *92MSN0401712A* | 23400 | 15.5 | 8.1 | 26200 | 24200 | 92.37% | 1.98 | 0 | 10 |  |  |  |  | R-410A | 1.95 | Residential & Commercial | USHP | Ducted CEE Tier 1
212978194 | Central HP <5.4 tons | KEEPRITE | HRCU-A-CB (Split System: Heat Pump with Remote Outdoor Unit-Air-Source) | DLCURAH24ABK |  |  | EN(A,D)4X30L14** | *80MS(N,L)0701412A* | 23600 | 17 | 8.5 | 26200 | 24600 | 93.89% | 2.04 | 0 | 10.5 |  |  |  |  | R-410A | 1.9667 | Residential & Commercial | USHP | Ducted CEE Tier 1
212983940 | Central HP <5.4 tons | GRANDAIRE | HRCU-A-CB (Split System: Heat Pump with Remote Outdoor Unit-Air-Source) | WDLCURAH30ABK |  |  | WLA*374CA* | WFAX060B042B* | 30200 | 15.2 | 8.1 | 33400 | 27600 | 82.63% | 1.78 | 0 | 9 |  |  |  |  | R-410A | 2.5167 | Residential & Commercial | USHP
213773493 | Central HP <5.4 tons | KENMORE | HRCU-A-CB (Split System: Heat Pump with Remote Outdoor Unit-Air-Source) | (C,H,T)VH825GKA3* |  |  | EA*4X42L21A*+WALLCON | *96CTN1002122B* | 23800 | 16.5 | 8.1 | 21400 | 16600 | 77.57% | 1.96 | 0 | 11 |  |  |  |  | R-410A | 1.9833 | Residential & Commercial | USHP | Ducted CEE Tier 1
216675808 | Central HP <5.4 tons | BRYANT HEATING AND COOLING SYSTEMS | HRCU-A-CB (Split System: Heat Pump with Remote Outdoor Unit-Air-Source) | 37MURAQ24AA3 |  |  | CSAH*3612AM* | 8(0,1)*SB36070M14*** | 24000 | 15.2 | 8.5 | 23600 | 19200 | 81.36% | 1.94 | 0 | 10 |  |  |  |  | R-454B | 2 | Residential & Commercial | USHP | Ducted CEE Tier 1
215668953 | Central HP <5.4 tons | KEEPRITE | HRCU-A-CB (Split System: Heat Pump with Remote Outdoor Unit-Air-Source) | C5H0V36*K*AAA* |  |  | EA*5X43M21A*+WALLCON | *80CSU0401712A* | 34400 | 18 | 9 | 35200 | 25200 | 71.59% | 1.88 | 0 | 10 |  |  |  |  | R-454B | 2.8667 | Residential & Commercial | USHP | Ducted CEE Tier 1
211243038 | Central HP <5.4 tons | GRANDAIRE | HRCU-A-CB (Split System: Heat Pump with Remote Outdoor Unit-Air-Source) | WDLCURAH24ABK |  |  | WLA*374BA* | WFEL045B036B* | 24600 | 16.5 | 8.5 | 25600 | 21600 | 84.38% | 1.8 | 0 | 10 |  |  |  |  | R-410A | 2.05 | Residential & Commercial | USHP | Ducted CEE Tier 1
212982272 | Central HP <5.4 tons | KEEPRITE | HRCU-A-CB (Split System: Heat Pump with Remote Outdoor Unit-Air-Source) | DLCURAH24ABK |  |  | EA*4X30L17A* | *80MSU0401712A* | 23800 | 16.5 | 8.5 | 25800 | 24000 | 93.02% | 2 | 0 | 10 |  |  |  |  | R-410A | 1.9833 | Residential & Commercial | USHP | Ducted CEE Tier 1
216635485 | Central HP <5.4 tons | ACIQ | HRCU-A-CB (Split System: Heat Pump with Remote Outdoor Unit-Air-Source) | H5H3V48*K*AAA* |  |  | EA*5X48M21A*+WALLCON | *95CSU1002122B* | 44000 | 21 | 9.5 | 48000 | 36200 | 75.42% | 2 | 0 | 11 |  |  |  |  | R-454B | 3.6667 | Residential & Commercial | USHP | Ducted CEE Tier 1
216635535 | Central HP <5.4 tons | ACIQ | HRCU-A-CB (Split System: Heat Pump with Remote Outdoor Unit-Air-Source) | H5H3V48*K*AAA* |  |  | ESH5X48M12A*+WALLCON | *96CTN1202422B* | 44500 | 20 | 9 | 48500 | 36400 | 75.05% | 1.82 | 0 | 10.5 |  |  |  |  | R-454B | 3.7083 | Residential & Commercial | USHP | Ducted CEE Tier 1
212983674 | Central HP <5.4 tons | KEEPRITE | HRCU-A-CB (Split System: Heat Pump with Remote Outdoor Unit-Air-Source) | DLCURAH18ABK |  |  | EA*4X30L14A* | *92MSN0601412A* | 17700 | 16 | 8.5 | 18300 | 18700 | 102.2% | 2.24 | 0 | 10.5 |  |  |  |  | R-410A | 1.475 | Residential & Commercial | USHP | Ducted CEE Tier 1
212978328 | Central HP <5.4 tons | KEEPRITE | HRCU-A-CB (Split System: Heat Pump with Remote Outdoor Unit-Air-Source) | DLCURAH18ABK |  |  | EN(A,D)4X24L17** | *80MS(N,L)0701412A* | 17600 | 16.5 | 8.5 | 18500 | 19100 | 103.2% | 2.3 | 0 | 11 |  |  |  |  | R-410A | 1.4667 | Residential & Commercial | USHP | Ducted CEE Tier 1
213773193 | Central HP <5.4 tons | KENMORE | HRCU-A-CB (Split System: Heat Pump with Remote Outdoor Unit-Air-Source) | (C,H,T)VH825GKA3* |  |  | EA*4X37L17A*+WALLCON | *80CTL0901716B* | 24200 | 16.5 | 8.1 | 21400 | 16700 | 78.04% | 1.98 | 0 | 10.5 |  |  |  |  | R-410A | 2.0167 | Residential & Commercial | USHP | Ducted CEE Tier 1
213772943 | Central HP <5.4 tons | KENMORE | HRCU-A-CB (Split System: Heat Pump with Remote Outdoor Unit-Air-Source) | (C,H,T)VH825GKA3* |  |  | EA*4X36L17A*+WALLCON | *80CTL0451712B* | 23400 | 16 | 8.1 | 21600 | 16800 | 77.78% | 1.92 | 0 | 10.5 |  |  |  |  | R-410A | 1.95 | Residential & Commercial | USHP | Ducted CEE Tier 1
213772993 | Central HP <5.4 tons | KENMORE | HRCU-A-CB (Split System: Heat Pump with Remote Outdoor Unit-Air-Source) | (C,H,T)VH825GKA3* |  |  | EA*4X36L17A*+WALLCON | *97CMN0601714B* | 23400 | 16 | 8.1 | 21600 | 16700 | 77.31% | 1.92 | 0 | 10.5 |  |  |  |  | R-410A | 1.95 | Residential & Commercial | USHP | Ducted CEE Tier 1
213773043 | Central HP <5.4 tons | KENMORE | HRCU-A-CB (Split System: Heat Pump with Remote Outdoor Unit-Air-Source) | (C,H,T)VH825GKA3* |  |  | EA*4X36L21A*+WALLCON | *80CTL0451712B* | 23400 | 16 | 8.1 | 21600 | 16700 | 77.31% | 1.92 | 0 | 10.5 |  |  |  |  | R-410A | 1.95 | Residential & Commercial | USHP | Ducted CEE Tier 1
213773143 | Central HP <5.4 tons | KENMORE | HRCU-A-CB (Split System: Heat Pump with Remote Outdoor Unit-Air-Source) | (C,H,T)VH825GKA3* |  |  | EA*4X36L21A*+WALLCON | *96CTN0801714B* | 23600 | 16.5 | 8.1 | 21400 | 16700 | 78.04% | 1.92 | 0 | 10.5 |  |  |  |  | R-410A | 1.9667 | Residential & Commercial | USHP | Ducted CEE Tier 1
216676574 | Central HP <5.4 tons | BRYANT HEATING AND COOLING SYSTEMS | HRCU-A-CB (Split System: Heat Pump with Remote Outdoor Unit-Air-Source) | 37MURAQ24AA3 |  |  | CAA**3617AM* | 82*TB36045V14*** | 23600 | 15.5 | 8.5 | 24000 | 19300 | 80.42% | 1.92 | 0 | 9.8 |  |  |  |  | R-454B | 1.9667 | Residential & Commercial | USHP
213772643 | Central HP <5.4 tons | KENMORE | HRCU-A-CB (Split System: Heat Pump with Remote Outdoor Unit-Air-Source) | (C,H,T)VH825GKA3* |  |  | EA*4X24L17A*+WALLCON | *80CTL0701716B* | 23200 | 16.5 | 8.1 | 22000 | 16800 | 76.36% | 1.88 | 0 | 10.5 |  |  |  |  | R-410A | 1.9333 | Residential & Commercial | USHP | Ducted CEE Tier 1
207698172 | Central HP <5.4 tons | Honeywell | HRCU-A-CB (Split System: Heat Pump with Remote Outdoor Unit-Air-Source) | HOH16S-60AA |  |  | HVTAN-60A | 0 | 54000 | 15.2 | 8.5 | 54000 | 38000 | 70.37% | 1.9 | 10 | 10 |  |  |  |  | R-410A | 4.5 | Residential & Commercial | USHP | Ducted CEE Tier 1
213772493 | Central HP <5.4 tons | KENMORE | HRCU-A-CB (Split System: Heat Pump with Remote Outdoor Unit-Air-Source) | (C,H,T)VH825GKA2* |  |  | EHD4X48AAL+WALLCON | *80CTL1352422B* | 24200 | 16 | 8.1 | 21200 | 16600 | 78.3% | 2.02 | 0 | 11 |  |  |  |  | R-410A | 2.0167 | Residential & Commercial | USHP | Ducted CEE Tier 1
213772373 | Central HP <5.4 tons | KENMORE | HRCU-A-CB (Split System: Heat Pump with Remote Outdoor Unit-Air-Source) | (C,H,T)VH825GKA2* |  |  | EHD4X42AAL+WALLCON | *97CMN1202422B* | 24200 | 16 | 8.1 | 21400 | 16600 | 77.57% | 2 | 0 | 10.5 |  |  |  |  | R-410A | 2.0167 | Residential & Commercial | USHP | Ducted CEE Tier 1
212970854 | Central HP <5.4 tons | KEEPRITE | HRCU-A-CB (Split System: Heat Pump with Remote Outdoor Unit-Air-Source) | DLCURAH18ABK |  |  | EA*4X19L17A* | *80VTL0451412B* | 18200 | 16.5 | 8.5 | 18100 | 17700 | 97.79% | 2.14 | 0 | 11 |  |  |  |  | R-410A | 1.5167 | Residential & Commercial | USHP | Ducted CEE Tier 1
212970416 | Central HP <5.4 tons | CARRIER | HRCU-A-CB (Split System: Heat Pump with Remote Outdoor Unit-Air-Source) | 38MURAQ36AB3* |  |  | CAP**4321AL* | 58SP*B070V17**16 | 36400 | 16 | 8.5 | 38500 | 35000 | 90.91% | 2.06 | 0 | 10 |  |  |  |  | R-410A | 3.0333 | Residential & Commercial | USHP | Ducted CEE Tier 1
212969543 | Central HP <5.4 tons | KEEPRITE | HRCU-A-CB (Split System: Heat Pump with Remote Outdoor Unit-Air-Source) | DLCURAH18ABK |  |  | EA*4X25L17A* | *80VSL0451412B* | 18300 | 16.5 | 8.5 | 18100 | 17600 | 97.24% | 2.14 | 0 | 11 |  |  |  |  | R-410A | 1.525 | Residential & Commercial | USHP | Ducted CEE Tier 1
212969573 | Central HP <5.4 tons | KEEPRITE | HRCU-A-CB (Split System: Heat Pump with Remote Outdoor Unit-Air-Source) | DLCURAH18ABK |  |  | EN(A,D)4X24L14** | *80VSL0451412B* | 17700 | 16.5 | 8.5 | 18700 | 19100 | 102.1% | 2.3 | 0 | 11 |  |  |  |  | R-410A | 1.475 | Residential & Commercial | USHP | Ducted CEE Tier 1
212969523 | Central HP <5.4 tons | KEEPRITE | HRCU-A-CB (Split System: Heat Pump with Remote Outdoor Unit-Air-Source) | DLCURAH18ABK |  |  | EA*4X24L14A* | *80VSL0451412B* | 17700 | 16.5 | 8.5 | 18600 | 19400 | 104.3% | 2.32 | 0 | 10.5 |  |  |  |  | R-410A | 1.475 | Residential & Commercial | USHP | Ducted CEE Tier 1
210474471 | Central HP <5.4 tons | BRYANT HEATING AND COOLING SYSTEMS | HRCU-A-CB (Split System: Heat Pump with Remote Outdoor Unit-Air-Source) | 288BNV025*0**C* |  |  | CSPH*4812AL*+UI | 83*CA36040C17*** | 24200 | 16.5 | 8.1 | 21200 | 16600 | 78.3% | 2.02 | 0 | 11 |  |  |  |  | R-410A | 2.0167 | Residential & Commercial | USHP | Ducted CEE Tier 1
215933331 | Central HP <5.4 tons | KEEPRITE | HRCU-A-CB (Split System: Heat Pump with Remote Outdoor Unit-Air-Source) | C5H3V36*K*AAA* |  |  | ESH5X42M12A*+WALLCON | *80CTL0702120B* | 33600 | 19 | 9 | 34800 | 26600 | 76.44% | 1.92 | 0 | 11 |  |  |  |  | R-454B | 2.8 | Residential & Commercial | USHP | Ducted CEE Tier 1
215933731 | Central HP <5.4 tons | KEEPRITE | HRCU-A-CB (Split System: Heat Pump with Remote Outdoor Unit-Air-Source) | C5H3V36*K*AAA* |  |  | ESH5X60M12A*+WALLCON | *80CSU0601716A* | 34000 | 19.5 | 9 | 34400 | 26000 | 75.58% | 1.94 | 0 | 11.7 |  |  |  |  | R-454B | 2.8333 | Residential & Commercial | USHP | Ducted CEE Tier 1
215933281 | Central HP <5.4 tons | KEEPRITE | HRCU-A-CB (Split System: Heat Pump with Remote Outdoor Unit-Air-Source) | C5H3V36*K*AAA* |  |  | ESH5X42M12A*+WALLCON | *80CSU0601716A* | 33400 | 19.5 | 9 | 34800 | 26600 | 76.44% | 1.94 | 0 | 11 |  |  |  |  | R-454B | 2.7833 | Residential & Commercial | USHP | Ducted CEE Tier 1
216678544 | Central HP <5.4 tons | BRYANT HEATING AND COOLING SYSTEMS | HRCU-A-CB (Split System: Heat Pump with Remote Outdoor Unit-Air-Source) | 37MURAQ24AA3 |  |  | FEVB0024**+NAVA53601CK | 0 | 24600 | 15.2 | 9 | 24000 | 19400 | 80.83% | 2.06 | 0 | 10 |  |  |  |  | R-454B | 2.05 | Residential & Commercial | USHP | Ducted CEE Tier 1
204456364 | Central HP <5.4 tons | BRYANT HEATING AND COOLING SYSTEMS | HRCU-A-CB (Split System: Heat Pump with Remote Outdoor Unit-Air-Source) | 288BNV025*0**B* |  |  | CAP**2417AL*+UI | 88*TA36045C17*** | 23200 | 16 | 8.1 | 22000 | 16900 | 76.82% | 1.88 | 11 | 10.5 |  |  |  |  | R-410A | 1.9333 | Residential & Commercial | USHP | Ducted CEE Tier 1
204456616 | Central HP <5.4 tons | BRYANT HEATING AND COOLING SYSTEMS | HRCU-A-CB (Split System: Heat Pump with Remote Outdoor Unit-Air-Source) | 288BNV025*0**B* |  |  | CAP**3617AL*+UI | 986TC42080C17*** | 23600 | 16.5 | 8.1 | 21600 | 16700 | 77.31% | 1.92 | 11.5 | 10.5 |  |  |  |  | R-410A | 1.9667 | Residential & Commercial | USHP | Ducted CEE Tier 1
204456634 | Central HP <5.4 tons | BRYANT HEATING AND COOLING SYSTEMS | HRCU-A-CB (Split System: Heat Pump with Remote Outdoor Unit-Air-Source) | 288BNV025*0**B* |  |  | CAP**3617AL*+UI | 987MB42080C17*** | 23400 | 16.5 | 8.1 | 21600 | 16700 | 77.31% | 1.92 | 11 | 10.5 |  |  |  |  | R-410A | 1.95 | Residential & Commercial | USHP | Ducted CEE Tier 1
204456715 | Central HP <5.4 tons | BRYANT HEATING AND COOLING SYSTEMS | HRCU-A-CB (Split System: Heat Pump with Remote Outdoor Unit-Air-Source) | 288BNV025*0**B* |  |  | CAP**3621AL*+UI | 987MB42060C17*** | 23400 | 16 | 8.1 | 21600 | 16800 | 77.78% | 1.92 | 11 | 10.5 |  |  |  |  | R-410A | 1.95 | Residential & Commercial | USHP | Ducted CEE Tier 1
214389405 | Central HP <5.4 tons | CARRIER | HRCU-A-CB (Split System: Heat Pump with Remote Outdoor Unit-Air-Source) | 25VNA436A*031* |  |  | CNPV*4221AL*+UI | 58TN*B045C17**12 | 32800 | 18 | 9 | 38000 | 26800 | 70.53% | 1.94 | 0 | 11 |  |  |  |  | R-410A | 2.7333 | Residential & Commercial | USHP | Ducted CEE Tier 1
215931531 | Central HP <5.4 tons | KEEPRITE | HRCU-A-CB (Split System: Heat Pump with Remote Outdoor Unit-Air-Source) | C5H3V60*K*AAA* |  |  | EA*5X60M24A*+WALLCON | *80CSU1002120A* | 55500 | 18.5 | 8.5 | 60500 | 46000 | 76.03% | 2.04 | 0 | 11 |  |  |  |  | R-454B | 4.625 | Residential & Commercial | USHP | Ducted CEE Tier 1
215933821 | Central HP <5.4 tons | KEEPRITE | HRCU-A-CB (Split System: Heat Pump with Remote Outdoor Unit-Air-Source) | C5H3V36*K*AAA* |  |  | ESH5X60M12A*+WALLCON | *80CTL1352422B* | 34200 | 19.5 | 9 | 34400 | 26000 | 75.58% | 1.96 | 0 | 11.7 |  |  |  |  | R-454B | 2.85 | Residential & Commercial | USHP | Ducted CEE Tier 1
215933851 | Central HP <5.4 tons | KEEPRITE | HRCU-A-CB (Split System: Heat Pump with Remote Outdoor Unit-Air-Source) | C5H3V36*K*AAA* |  |  | ESH5X60M12A*+WALLCON | *95CSU1002122B* | 34200 | 19.5 | 9 | 34200 | 25800 | 75.44% | 1.96 | 0 | 11.7 |  |  |  |  | R-454B | 2.85 | Residential & Commercial | USHP | Ducted CEE Tier 1
212973709 | Central HP <5.4 tons | KEEPRITE | HRCU-A-CB (Split System: Heat Pump with Remote Outdoor Unit-Air-Source) | DLCURAH18ABK |  |  | EN(A,D)4X30L17** | *96VSN0801716B* | 17500 | 16 | 8.1 | 18000 | 18700 | 103.9% | 2.24 | 0 | 11 |  |  |  |  | R-410A | 1.4583 | Residential & Commercial | USHP | Ducted CEE Tier 1
212973339 | Central HP <5.4 tons | KEEPRITE | HRCU-A-CB (Split System: Heat Pump with Remote Outdoor Unit-Air-Source) | DLCURAH18ABK |  |  | EA*4X30L14A* | *96VSN0601412B* | 17400 | 16.5 | 8.5 | 18000 | 18900 | 105% | 2.28 | 0 | 10.5 |  |  |  |  | R-410A | 1.45 | Residential & Commercial | USHP | Ducted CEE Tier 1
212972669 | Central HP <5.4 tons | KEEPRITE | HRCU-A-CB (Split System: Heat Pump with Remote Outdoor Unit-Air-Source) | DLCURAH18ABK |  |  | EA*4X19L17A* | *96VSN0401410B* | 17700 | 16 | 8.1 | 17800 | 17900 | 100.6% | 2.16 | 0 | 10.5 |  |  |  |  | R-410A | 1.475 | Residential & Commercial | USHP | Ducted CEE Tier 1
206133823 | Central HP <5.4 tons | KEEPRITE | HRCU-A-CB (Split System: Heat Pump with Remote Outdoor Unit-Air-Source) | CVH825GKA2* |  |  | EA*4X37L21A*+WALLCON | *95CSU0802120A* | 24400 | 17 | 8.5 | 21200 | 16600 | 78.3% | 2.04 | 11.5 | 11 |  |  |  |  | R-410A | 2.0333 | Residential & Commercial | USHP | Ducted CEE Tier 1
216497959 | Central HP <5.4 tons | AC PRO | HRCU-A-CB (Split System: Heat Pump with Remote Outdoor Unit-Air-Source) | SPHP-Y-V036BB |  |  | AIRH-Y-V03612CB | 0 | 36000 | 16.1 | 8.7 | 36000 | 27000 | 75% | 2 | 0 | 10 |  |  |  |  | R-454B | 3 | Residential & Commercial | USHP | Ducted CEE Tier 1
215935101 | Central HP <5.4 tons | KEEPRITE | HRCU-A-CB (Split System: Heat Pump with Remote Outdoor Unit-Air-Source) | C5H3V36*K*AAA* |  |  | EVM5X49M21A*+WALLCON | *97CMN0801714B* | 35400 | 21.5 | 8.5 | 38500 | 29000 | 75.32% | 2.02 | 0 | 12 |  |  |  |  | R-454B | 2.95 | Residential & Commercial | USHP | Ducted CEE Tier 1
215935151 | Central HP <5.4 tons | KEEPRITE | HRCU-A-CB (Split System: Heat Pump with Remote Outdoor Unit-Air-Source) | C5H3V36*K*AAA* |  |  | EVM5X60M21A*+WALLCON | *80CSU0401712A* | 35600 | 22 | 8.5 | 38000 | 28800 | 75.79% | 2.02 | 0 | 12 |  |  |  |  | R-454B | 2.9667 | Residential & Commercial | USHP | Ducted CEE Tier 1
215935001 | Central HP <5.4 tons | KEEPRITE | HRCU-A-CB (Split System: Heat Pump with Remote Outdoor Unit-Air-Source) | C5H3V36*K*AAA* |  |  | EVM5X49M21A*+WALLCON | *80CTL0451712B* | 35200 | 21 | 8.5 | 39000 | 29400 | 75.38% | 2 | 0 | 11.7 |  |  |  |  | R-454B | 2.9333 | Residential & Commercial | USHP | Ducted CEE Tier 1
204299162 | Central HP <5.4 tons | KEEPRITE | HRCU-A-CB (Split System: Heat Pump with Remote Outdoor Unit-Air-Source) | CVH837GKA** |  |  | EA*4X42L24A*+WALLCON | *97CMN0602120A* | 31600 | 17 | 8.1 | 33400 | 24600 | 73.65% | 1.88 | 11.5 | 11 |  |  |  |  | R-410A | 2.6333 | Residential & Commercial | USHP | Ducted CEE Tier 1
212984768 | Central HP <5.4 tons | GRANDAIRE | HRCU-A-CB (Split System: Heat Pump with Remote Outdoor Unit-Air-Source) | WDLCURAH18ABK |  |  | WLNC304BA* | WFAX080B048B* | 17400 | 16.5 | 8.1 | 17900 | 28600 | 159.8% | 1.96 | 0 | 11 |  |  |  |  | R-410A | 1.45 | Residential & Commercial | USHP | Ducted CEE Tier 1
216677727 | Central HP <5.4 tons | KEEPRITE | HRCU-A-CB (Split System: Heat Pump with Remote Outdoor Unit-Air-Source) | D5CURAH24AAK |  |  | EA*5X37M21A* | *95MSU0401712A* | 24400 | 15.5 | 8.5 | 23000 | 19100 | 83.04% | 1.96 | 0 | 10 |  |  |  |  | R-454B | 2.0333 | Residential & Commercial | USHP | Ducted CEE Tier 1
206765458 | Central HP <5.4 tons | BRYANT HEATING AND COOLING SYSTEMS | HRCU-A-CB (Split System: Heat Pump with Remote Outdoor Unit-Air-Source) | 288BNV025*0**C* |  |  | CAP**2417AL*+UI | 987MB42080C17*** | 23200 | 16 | 8.1 | 22000 | 16900 | 76.82% | 1.88 | 11 | 10.5 |  |  |  |  | R-410A | 1.9333 | Residential & Commercial | USHP | Ducted CEE Tier 1
206765645 | Central HP <5.4 tons | BRYANT HEATING AND COOLING SYSTEMS | HRCU-A-CB (Split System: Heat Pump with Remote Outdoor Unit-Air-Source) | 288BNV025*0**C* |  |  | CAP**3617AL*+UI | 88*TA36045C17*** | 23400 | 16 | 8.1 | 21600 | 16800 | 77.78% | 1.92 | 11 | 10.5 |  |  |  |  | R-410A | 1.95 | Residential & Commercial | USHP | Ducted CEE Tier 1
206765528 | Central HP <5.4 tons | BRYANT HEATING AND COOLING SYSTEMS | HRCU-A-CB (Split System: Heat Pump with Remote Outdoor Unit-Air-Source) | 288BNV025*0**C* |  |  | CAP**2517AL*+UI | 987MB42060C17*** | 24200 | 15.5 | 8.1 | 20000 | 16000 | 80% | 1.94 | 11.5 | 10.5 |  |  |  |  | R-410A | 2.0167 | Residential & Commercial | USHP | Ducted CEE Tier 1
215942377 | Central HP <5.4 tons | KEEPRITE | HRCU-A-CB (Split System: Heat Pump with Remote Outdoor Unit-Air-Source) | C5H3V36*K*AAA* |  |  | EVM5X44M21A*+WALLCON | *96CTN0601714B* | 35200 | 21 | 8.5 | 37400 | 28000 | 74.87% | 2.06 | 0 | 11.7 |  |  |  |  | R-454B | 2.9333 | Residential & Commercial | USHP | Ducted CEE Tier 1
206765879 | Central HP <5.4 tons | BRYANT HEATING AND COOLING SYSTEMS | HRCU-A-CB (Split System: Heat Pump with Remote Outdoor Unit-Air-Source) | 288BNV025*0**C* |  |  | CAP**3717AL*+UI | 986TC42080C17*** | 24200 | 16.5 | 8.1 | 21400 | 16700 | 78.04% | 1.98 | 11.5 | 11 |  |  |  |  | R-410A | 2.0167 | Residential & Commercial | USHP | Ducted CEE Tier 1
206765726 | Central HP <5.4 tons | BRYANT HEATING AND COOLING SYSTEMS | HRCU-A-CB (Split System: Heat Pump with Remote Outdoor Unit-Air-Source) | 288BNV025*0**C* |  |  | CAP**3621AL*+UI | 88*TA48070C17*** | 23600 | 16.5 | 8.1 | 21400 | 16600 | 77.57% | 1.94 | 11 | 11 |  |  |  |  | R-410A | 1.9667 | Residential & Commercial | USHP | Ducted CEE Tier 1
216682582 | Central HP <5.4 tons | KEEPRITE | HRCU-A-CB (Split System: Heat Pump with Remote Outdoor Unit-Air-Source) | DLCURAH36ABK |  |  | EA*4X43L21A* | *97VTN1002122A* | 36600 | 16.5 | 9 | 38500 | 34400 | 89.35% | 1.96 | 0 | 10 |  |  |  |  | R-410A | 3.05 | Residential & Commercial | USHP | Ducted CEE Tier 1
216682632 | Central HP <5.4 tons | KEEPRITE | HRCU-A-CB (Split System: Heat Pump with Remote Outdoor Unit-Air-Source) | DLCURAH36ABK |  |  | EHD4X48AAL | *97VTN1002122A* | 36000 | 16 | 8.5 | 38000 | 34400 | 90.53% | 1.82 | 0 | 10 |  |  |  |  | R-410A | 3 | Residential & Commercial | USHP | Ducted CEE Tier 1
215668826 | Central HP <5.4 tons | KENMORE | HRCU-A-CB (Split System: Heat Pump with Remote Outdoor Unit-Air-Source) | (C,H,T)5H0V36*K*AAA* |  |  | EA*5X42M21A*+WALLCON | *80CTL0701716B* | 33000 | 17.5 | 9 | 36000 | 25800 | 71.67% | 1.86 | 0 | 9.5 |  |  |  |  | R-454B | 2.75 | Residential & Commercial | USHP
213772423 | Central HP <5.4 tons | KENMORE | HRCU-A-CB (Split System: Heat Pump with Remote Outdoor Unit-Air-Source) | (C,H,T)VH825GKA2* |  |  | EHD4X42AAL+WALLCON | *96CTN1202422B* | 24200 | 16 | 8.1 | 21400 | 16600 | 77.57% | 2 | 0 | 10.5 |  |  |  |  | R-410A | 2.0167 | Residential & Commercial | USHP | Ducted CEE Tier 1
213772443 | Central HP <5.4 tons | KENMORE | HRCU-A-CB (Split System: Heat Pump with Remote Outdoor Unit-Air-Source) | (C,H,T)VH825GKA2* |  |  | EHD4X48AAL+WALLCON | *80CTL0701412B* | 24400 | 17 | 8.1 | 21200 | 16600 | 78.3% | 2.02 | 0 | 11 |  |  |  |  | R-410A | 2.0333 | Residential & Commercial | USHP | Ducted CEE Tier 1
215932821 | Central HP <5.4 tons | KEEPRITE | HRCU-A-CB (Split System: Heat Pump with Remote Outdoor Unit-Air-Source) | C5H3V36*K*AAA* |  |  | EA*5X61M21A*+WALLCON | *96CTN0601714B* | 34000 | 20 | 9.4 | 33800 | 25600 | 75.74% | 2.05 | 0 | 11 |  |  |  |  | R-454B | 2.8333 | Residential & Commercial | USHP | Ducted CEE Tier 1
215933021 | Central HP <5.4 tons | KEEPRITE | HRCU-A-CB (Split System: Heat Pump with Remote Outdoor Unit-Air-Source) | C5H3V36*K*AAA* |  |  | ESH5X30M12A*+WALLCON | *96CTN0601714B* | 32400 | 18 | 9 | 34800 | 26600 | 76.44% | 1.92 | 0 | 10 |  |  |  |  | R-454B | 2.7 | Residential & Commercial | USHP | Ducted CEE Tier 1
215933271 | Central HP <5.4 tons | KEEPRITE | HRCU-A-CB (Split System: Heat Pump with Remote Outdoor Unit-Air-Source) | C5H3V36*K*AAA* |  |  | ESH5X36M12A*+WALLCON | *96CTN1202422B* | 33400 | 19 | 9 | 34800 | 26600 | 76.44% | 1.92 | 0 | 11 |  |  |  |  | R-454B | 2.7833 | Residential & Commercial | USHP | Ducted CEE Tier 1
215932531 | Central HP <5.4 tons | KEEPRITE | HRCU-A-CB (Split System: Heat Pump with Remote Outdoor Unit-Air-Source) | C5H3V36*K*AAA* |  |  | EA*5X60M24A*+WALLCON | *80CSU1002120A* | 34000 | 20 | 9 | 34200 | 26000 | 76.02% | 1.94 | 0 | 11.7 |  |  |  |  | R-454B | 2.8333 | Residential & Commercial | USHP | Ducted CEE Tier 1
215934671 | Central HP <5.4 tons | KEEPRITE | HRCU-A-CB (Split System: Heat Pump with Remote Outdoor Unit-Air-Source) | C5H3V36*K*AAA* |  |  | EVM5X31M17A*+WALLCON | *97CMN0601714B* | 34800 | 20.5 | 8.5 | 38000 | 28000 | 73.68% | 2.08 | 0 | 11.5 |  |  |  |  | R-454B | 2.9 | Residential & Commercial | USHP | Ducted CEE Tier 1
206765609 | Central HP <5.4 tons | BRYANT HEATING AND COOLING SYSTEMS | HRCU-A-CB (Split System: Heat Pump with Remote Outdoor Unit-Air-Source) | 288BNV025*0**C* |  |  | CAP**3017AL*+UI | 987MB42060C17*** | 23200 | 16 | 8.1 | 21600 | 16900 | 78.24% | 1.9 | 11 | 10.5 |  |  |  |  | R-410A | 1.9333 | Residential & Commercial | USHP | Ducted CEE Tier 1
212975361 | Central HP <5.4 tons | KEEPRITE | HRCU-A-CB (Split System: Heat Pump with Remote Outdoor Unit-Air-Source) | DLCURAH24ABK |  |  | EN(A,D,W)4X36L17** | *96VTN0401712B* | 23200 | 16 | 8.1 | 26200 | 24800 | 94.66% | 2.06 | 0 | 10 |  |  |  |  | R-410A | 1.9333 | Residential & Commercial | USHP | Ducted CEE Tier 1
212969763 | Central HP <5.4 tons | KEEPRITE | HRCU-A-CB (Split System: Heat Pump with Remote Outdoor Unit-Air-Source) | DLCURAH24ABK |  |  | EA*4X30L14A* | *80VSL0451412B* | 23400 | 17 | 8.5 | 26200 | 25000 | 95.42% | 2.08 | 0 | 10 |  |  |  |  | R-410A | 1.95 | Residential & Commercial | USHP | Ducted CEE Tier 1
216634160 | Central HP <5.4 tons | ACIQ | HRCU-A-CB (Split System: Heat Pump with Remote Outdoor Unit-Air-Source) | H5H0V24*K*AAA* |  |  | EA*5X25M17A*+WALLCON | *97CTN0601716A* | 23800 | 17 | 9 | 23400 | 16500 | 70.51% | 2 | 0 | 10 |  |  |  |  | R-454B | 1.9833 | Residential & Commercial | USHP | Ducted CEE Tier 1
216634167 | Central HP <5.4 tons | ACIQ | HRCU-A-CB (Split System: Heat Pump with Remote Outdoor Unit-Air-Source) | H5H0V24*K*AAA* |  |  | EA*5X36M17A*+WALLCON | *80CSU0601716B* | 23200 | 17 | 8.5 | 23400 | 16500 | 70.51% | 1.98 | 0 | 10 |  |  |  |  | R-454B | 1.9333 | Residential & Commercial | USHP | Ducted CEE Tier 1
215668858 | Central HP <5.4 tons | KENMORE | HRCU-A-CB (Split System: Heat Pump with Remote Outdoor Unit-Air-Source) | (C,H,T)5H0V36*K*AAA* |  |  | EA*5X42M21A*+WALLCON | *80CTL1102120B* | 33200 | 18 | 9 | 35800 | 25600 | 71.51% | 1.84 | 0 | 10 |  |  |  |  | R-454B | 2.7667 | Residential & Commercial | USHP | Ducted CEE Tier 1
215668610 | Central HP <5.4 tons | KENMORE | HRCU-A-CB (Split System: Heat Pump with Remote Outdoor Unit-Air-Source) | (C,H,T)5H0V36*K*AAA* |  |  | EA*5X37M17A*+WALLCON | *96CTN0401410B* | 32600 | 16 | 8.5 | 36200 | 25600 | 70.72% | 1.76 | 0 | 9.5 |  |  |  |  | R-454B | 2.7167 | Residential & Commercial | USHP
215668810 | Central HP <5.4 tons | KENMORE | HRCU-A-CB (Split System: Heat Pump with Remote Outdoor Unit-Air-Source) | (C,H,T)5H0V36*K*AAA* |  |  | EA*5X42M21A*+WALLCON | *80CSU1002120A* | 33000 | 17.5 | 8.5 | 35800 | 25600 | 71.51% | 1.86 | 0 | 9.5 |  |  |  |  | R-454B | 2.75 | Residential & Commercial | USHP
216675991 | Central HP <5.4 tons | BRYANT HEATING AND COOLING SYSTEMS | HRCU-A-CB (Split System: Heat Pump with Remote Outdoor Unit-Air-Source) | 37MURAQ24AA3 |  |  | CAA**3617AM* | 8(0,1)*SB42090M17*** | 23800 | 15.2 | 8.5 | 24000 | 19400 | 80.83% | 1.92 | 0 | 9.8 |  |  |  |  | R-454B | 1.9833 | Residential & Commercial | USHP
213773103 | Central HP <5.4 tons | KENMORE | HRCU-A-CB (Split System: Heat Pump with Remote Outdoor Unit-Air-Source) | (C,H,T)VH825GKA3* |  |  | EA*4X36L21A*+WALLCON | *97CMN0601714B* | 23400 | 16 | 8.1 | 21600 | 16700 | 77.31% | 1.92 | 0 | 10.5 |  |  |  |  | R-410A | 1.95 | Residential & Commercial | USHP | Ducted CEE Tier 1
216676825 | Central HP <5.4 tons | BRYANT HEATING AND COOLING SYSTEMS | HRCU-A-CB (Split System: Heat Pump with Remote Outdoor Unit-Air-Source) | 37MURAQ24AA3 |  |  | CAA**3721AM* | 935CB66100C21*** | 25400 | 15.2 | 9 | 23400 | 19200 | 82.05% | 2.08 | 0 | 10 |  |  |  |  | R-454B | 2.1167 | Residential & Commercial | USHP | Ducted CEE Tier 1
212977798 | Central HP <5.4 tons | KEEPRITE | HRCU-A-CB (Split System: Heat Pump with Remote Outdoor Unit-Air-Source) | DLCURAH18ABK |  |  | EN(A,D)4X24L14** | *80MS(N,L)0451412A* | 17500 | 16.5 | 8.5 | 18400 | 19200 | 104.3% | 2.3 | 0 | 11 |  |  |  |  | R-410A | 1.4583 | Residential & Commercial | USHP | Ducted CEE Tier 1
213782002 | Central HP <5.4 tons | KEEPRITE | HRCU-A-CB (Split System: Heat Pump with Remote Outdoor Unit-Air-Source) | CVH837GKA2* |  |  | EHD4X42AAL+WALLCON | *97CMN1202422B* | 32400 | 16.5 | 8.1 | 32800 | 24800 | 75.61% | 1.94 | 0 | 11 |  |  |  |  | R-410A | 2.7 | Residential & Commercial | USHP | Ducted CEE Tier 1
206133415 | Central HP <5.4 tons | BRYANT HEATING AND COOLING SYSTEMS | HRCU-A-CB (Split System: Heat Pump with Remote Outdoor Unit-Air-Source) | 288BNV025*0**B* |  |  | CAP**3717AL*+UI | 83*CA36040C17*** | 24200 | 17 | 8.1 | 21400 | 16700 | 78.04% | 2 | 11.5 | 11 |  |  |  |  | R-410A | 2.0167 | Residential & Commercial | USHP | Ducted CEE Tier 1
213773853 | Central HP <5.4 tons | KENMORE | HRCU-A-CB (Split System: Heat Pump with Remote Outdoor Unit-Air-Source) | (C,H,T)VH825GKA3* |  |  | EA*4X48L24A*+WALLCON | *97CMN1202422B* | 24000 | 16.5 | 8.1 | 21000 | 16500 | 78.57% | 2.02 | 0 | 11 |  |  |  |  | R-410A | 2 | Residential & Commercial | USHP | Ducted CEE Tier 1
213773503 | Central HP <5.4 tons | KENMORE | HRCU-A-CB (Split System: Heat Pump with Remote Outdoor Unit-Air-Source) | (C,H,T)VH825GKA3* |  |  | EA*4X42L24A*+WALLCON | *80CTL0902120B* | 23800 | 16.5 | 8.1 | 21400 | 16600 | 77.57% | 1.96 | 0 | 10.5 |  |  |  |  | R-410A | 1.9833 | Residential & Commercial | USHP | Ducted CEE Tier 1
213773093 | Central HP <5.4 tons | KENMORE | HRCU-A-CB (Split System: Heat Pump with Remote Outdoor Unit-Air-Source) | (C,H,T)VH825GKA3* |  |  | EA*4X36L21A*+WALLCON | *95CSU0601716B* | 23600 | 16.5 | 8.1 | 21600 | 16700 | 77.31% | 1.92 | 0 | 10.5 |  |  |  |  | R-410A | 1.9667 | Residential & Commercial | USHP | Ducted CEE Tier 1
213773243 | Central HP <5.4 tons | KENMORE | HRCU-A-CB (Split System: Heat Pump with Remote Outdoor Unit-Air-Source) | (C,H,T)VH825GKA3* |  |  | EA*4X37L17A*+WALLCON | *96CTN0601714B* | 24000 | 16 | 8.1 | 21400 | 16700 | 78.04% | 1.98 | 0 | 10.5 |  |  |  |  | R-410A | 2 | Residential & Commercial | USHP | Ducted CEE Tier 1
206133305 | Central HP <5.4 tons | BRYANT HEATING AND COOLING SYSTEMS | HRCU-A-CB (Split System: Heat Pump with Remote Outdoor Unit-Air-Source) | 288BNV025*0**B* |  |  | CAP**2417AL*+UI | 83*CA48060C17*** | 23200 | 16.5 | 8.1 | 22000 | 16800 | 76.36% | 1.9 | 11 | 10.5 |  |  |  |  | R-410A | 1.9333 | Residential & Commercial | USHP | Ducted CEE Tier 1
206133325 | Central HP <5.4 tons | BRYANT HEATING AND COOLING SYSTEMS | HRCU-A-CB (Split System: Heat Pump with Remote Outdoor Unit-Air-Source) | 288BNV025*0**B* |  |  | CAP**2517AL*+UI | 83*CA48060C17*** | 24400 | 16.5 | 8.1 | 21200 | 16700 | 78.77% | 2.02 | 11.5 | 11 |  |  |  |  | R-410A | 2.0333 | Residential & Commercial | USHP | Ducted CEE Tier 1
206133807 | Central HP <5.4 tons | BRYANT HEATING AND COOLING SYSTEMS | HRCU-A-CB (Split System: Heat Pump with Remote Outdoor Unit-Air-Source) | 288BNV025*0**B* |  |  | CAP**3721AL*+UI | 935CA48060C17*** | 24400 | 16.5 | 8.1 | 21400 | 16700 | 78.04% | 2.02 | 11.5 | 10.5 |  |  |  |  | R-410A | 2.0333 | Residential & Commercial | USHP | Ducted CEE Tier 1
212973889 | Central HP <5.4 tons | KEEPRITE | HRCU-A-CB (Split System: Heat Pump with Remote Outdoor Unit-Air-Source) | DLCURAH24ABK |  |  | EA*4X37L21A* | *96VSN0801716B* | 24600 | 17 | 8.5 | 25200 | 21200 | 84.13% | 1.78 | 0 | 10.5 |  |  |  |  | R-410A | 2.05 | Residential & Commercial | USHP | Ducted CEE Tier 1
212973909 | Central HP <5.4 tons | KEEPRITE | HRCU-A-CB (Split System: Heat Pump with Remote Outdoor Unit-Air-Source) | DLCURAH24ABK |  |  | EN(A,D)4X30L17** | *96VSN0801716B* | 23400 | 16.5 | 8.1 | 25800 | 24200 | 93.8% | 2 | 0 | 10 |  |  |  |  | R-410A | 1.95 | Residential & Commercial | USHP | Ducted CEE Tier 1
212973639 | Central HP <5.4 tons | KEEPRITE | HRCU-A-CB (Split System: Heat Pump with Remote Outdoor Unit-Air-Source) | DLCURAH24ABK |  |  | EN(A,D,W)4X36L17** | *96VSN0601412B* | 23400 | 16.5 | 8.1 | 26200 | 24600 | 93.89% | 2.04 | 0 | 10 |  |  |  |  | R-410A | 1.95 | Residential & Commercial | USHP | Ducted CEE Tier 1
204456902 | Central HP <5.4 tons | BRYANT HEATING AND COOLING SYSTEMS | HRCU-A-CB (Split System: Heat Pump with Remote Outdoor Unit-Air-Source) | 288BNV025*0**B* |  |  | CAP**3721AL*+UI | 987MB60060C21*** | 24400 | 16.5 | 8.1 | 21200 | 16700 | 78.77% | 2.02 | 11 | 11 |  |  |  |  | R-410A | 2.0333 | Residential & Commercial | USHP | Ducted CEE Tier 1
216497966 | Central HP <5.4 tons | AC PRO | HRCU-A-CB (Split System: Heat Pump with Remote Outdoor Unit-Air-Source) | SPHP-Z-V048BB |  |  | AIRH-Z-V048V16C | 0 | 48000 | 17.5 | 9.5 | 48000 | 48000 | 100% | 2 | 0 | 12 |  |  |  |  | R-454B | 4 | Residential & Commercial | USHP | Ducted CEE Tier 1
216636241 | Central HP <5.4 tons | ACIQ | HRCU-A-CB (Split System: Heat Pump with Remote Outdoor Unit-Air-Source) | H5H3V48*K*AAA* |  |  | EVD5X48M24A*+WALLCON | *97CTN0802120A* | 44500 | 20 | 8.1 | 52000 | 38000 | 73.08% | 1.9 | 0 | 11 |  |  |  |  | R-454B | 3.7083 | Residential & Commercial | USHP | Ducted CEE Tier 1
216497961 | Central HP <5.4 tons | AC PRO | HRCU-A-CB (Split System: Heat Pump with Remote Outdoor Unit-Air-Source) | SPHP-Y-V060BB |  |  | AIRH-Y-V06020CB | 0 | 54000 | 15.2 | 8.4 | 54000 | 38000 | 70.37% | 1.8 | 0 | 8.6 |  |  |  |  | R-454B | 4.5 | Residential & Commercial | USHP
216635294 | Central HP <5.4 tons | ACIQ | HRCU-A-CB (Split System: Heat Pump with Remote Outdoor Unit-Air-Source) | H5H3V36*K*AAA* |  |  | EA*5X36M17A*+WALLCON | *96CTN0801714B* | 32200 | 19 | 9.5 | 35400 | 27200 | 76.84% | 1.98 | 0 | 10.5 |  |  |  |  | R-454B | 2.6833 | Residential & Commercial | USHP | Ducted CEE Tier 1
216635296 | Central HP <5.4 tons | ACIQ | HRCU-A-CB (Split System: Heat Pump with Remote Outdoor Unit-Air-Source) | H5H3V36*K*AAA* |  |  | EA*5X37M17A*+WALLCON | *96CTN0401410B* | 32200 | 17.5 | 9 | 34000 | 26200 | 77.06% | 1.96 | 0 | 10.5 |  |  |  |  | R-454B | 2.6833 | Residential & Commercial | USHP | Ducted CEE Tier 1
206765519 | Central HP <5.4 tons | BRYANT HEATING AND COOLING SYSTEMS | HRCU-A-CB (Split System: Heat Pump with Remote Outdoor Unit-Air-Source) | 288BNV025*0**C* |  |  | CAP**2517AL*+UI | 986TC42080C17*** | 24200 | 16.5 | 8.1 | 21400 | 16700 | 78.04% | 2 | 11 | 11 |  |  |  |  | R-410A | 2.0167 | Residential & Commercial | USHP | Ducted CEE Tier 1
206765771 | Central HP <5.4 tons | BRYANT HEATING AND COOLING SYSTEMS | HRCU-A-CB (Split System: Heat Pump with Remote Outdoor Unit-Air-Source) | 288BNV025*0**C* |  |  | CAP**3621AL*+UI | 987MB42060C17*** | 23400 | 16 | 8.1 | 21600 | 16800 | 77.78% | 1.92 | 11 | 10.5 |  |  |  |  | R-410A | 1.95 | Residential & Commercial | USHP | Ducted CEE Tier 1
216634596 | Central HP <5.4 tons | ACIQ | HRCU-A-CB (Split System: Heat Pump with Remote Outdoor Unit-Air-Source) | H5H0V60*K*AAA* |  |  | EA*5X60M24A*+WALLCON | *97CTN0802120A* | 54500 | 18.5 | 9 | 59500 | 42000 | 70.59% | 1.9 | 0 | 8.5 |  |  |  |  | R-454B | 4.5417 | Residential & Commercial | USHP
216634114 | Central HP <5.4 tons | ACIQ | HRCU-A-CB (Split System: Heat Pump with Remote Outdoor Unit-Air-Source) | H5H0V60*K*AAA* |  |  | EA*5X60M24A*+WALLCON | *80CTL1102120B* | 55000 | 18.5 | 9 | 59000 | 41500 | 70.34% | 2.02 | 0 | 9 |  |  |  |  | R-454B | 4.5833 | Residential & Commercial | USHP
216635328 | Central HP <5.4 tons | ACIQ | HRCU-A-CB (Split System: Heat Pump with Remote Outdoor Unit-Air-Source) | H5H3V36*K*AAA* |  |  | EA*5X48M21A*+WALLCON | *97CMN0601714B* | 33000 | 19.5 | 9.5 | 34000 | 26000 | 76.47% | 2.04 | 0 | 11 |  |  |  |  | R-454B | 2.75 | Residential & Commercial | USHP | Ducted CEE Tier 1
216635344 | Central HP <5.4 tons | ACIQ | HRCU-A-CB (Split System: Heat Pump with Remote Outdoor Unit-Air-Source) | H5H3V36*K*AAA* |  |  | EA*5X60M24A*+WALLCON | *97CMN1202422B* | 34000 | 20.5 | 9.5 | 34200 | 26000 | 76.02% | 2.06 | 0 | 11.7 |  |  |  |  | R-454B | 2.8333 | Residential & Commercial | USHP | Ducted CEE Tier 1
216635380 | Central HP <5.4 tons | ACIQ | HRCU-A-CB (Split System: Heat Pump with Remote Outdoor Unit-Air-Source) | H5H3V36*K*AAA* |  |  | ESH5X24M12A*+WALLCON | *96CTN0601714B* | 32000 | 17.5 | 9 | 35000 | 27000 | 77.14% | 1.9 | 0 | 10 |  |  |  |  | R-454B | 2.6667 | Residential & Commercial | USHP | Ducted CEE Tier 1
216635389 | Central HP <5.4 tons | ACIQ | HRCU-A-CB (Split System: Heat Pump with Remote Outdoor Unit-Air-Source) | H5H3V36*K*AAA* |  |  | ESH5X36M12A*+WALLCON | *80CTL0701716B* | 33200 | 18.5 | 9 | 35200 | 27000 | 76.7% | 1.92 | 0 | 11 |  |  |  |  | R-454B | 2.7667 | Residential & Commercial | USHP | Ducted CEE Tier 1
216635423 | Central HP <5.4 tons | ACIQ | HRCU-A-CB (Split System: Heat Pump with Remote Outdoor Unit-Air-Source) | H5H3V36*K*AAA* |  |  | ESH5X42M12A*+WALLCON | *97CMN0801714B* | 33400 | 18.5 | 9 | 35400 | 27000 | 76.27% | 1.92 | 0 | 11 |  |  |  |  | R-454B | 2.7833 | Residential & Commercial | USHP | Ducted CEE Tier 1
216634613 | Central HP <5.4 tons | ACIQ | HRCU-A-CB (Split System: Heat Pump with Remote Outdoor Unit-Air-Source) | H5H0V60*K*AAA* |  |  | ESH5X60M12A*+WALLCON | *97CTN1002122A* | 55500 | 17 | 8.5 | 60000 | 42000 | 70% | 1.9 | 0 | 9 |  |  |  |  | R-454B | 4.625 | Residential & Commercial | USHP
216634616 | Central HP <5.4 tons | ACIQ | HRCU-A-CB (Split System: Heat Pump with Remote Outdoor Unit-Air-Source) | H5H0V60*K*AAA* |  |  | EVM5X60M21A*+WALLCON | *80CSU0401712B* | 56000 | 18 | 8.5 | 60500 | 43500 | 71.9% | 2.12 | 0 | 9.5 |  |  |  |  | R-454B | 4.6667 | Residential & Commercial | USHP
216634646 | Central HP <5.4 tons | ACIQ | HRCU-A-CB (Split System: Heat Pump with Remote Outdoor Unit-Air-Source) | H5H0V60*K*AAA* |  |  | EVD5X60M24A*+WALLCON | *97CTN1202422A* | 56500 | 18.5 | 9 | 63000 | 44500 | 70.63% | 2.1 | 0 | 9 |  |  |  |  | R-454B | 4.7083 | Residential & Commercial | USHP
216634647 | Central HP <5.4 tons | ACIQ | HRCU-A-CB (Split System: Heat Pump with Remote Outdoor Unit-Air-Source) | H5H0V60*K*AAA* |  |  | EVD5X61M21A*+WALLCON | *96CTN0802120B* | 57000 | 18.5 | 9 | 64000 | 45000 | 70.31% | 2.08 | 0 | 9 |  |  |  |  | R-454B | 4.75 | Residential & Commercial | USHP
216634649 | Central HP <5.4 tons | ACIQ | HRCU-A-CB (Split System: Heat Pump with Remote Outdoor Unit-Air-Source) | H5H0V60*K*AAA* |  |  | EVD5X61M21A*+WALLCON | *80CSU0601716B* | 56500 | 18 | 9 | 61000 | 43500 | 71.31% | 2.1 | 0 | 9.5 |  |  |  |  | R-454B | 4.7083 | Residential & Commercial | USHP
206133737 | Central HP <5.4 tons | BRYANT HEATING AND COOLING SYSTEMS | HRCU-A-CB (Split System: Heat Pump with Remote Outdoor Unit-Air-Source) | 288BNV025*0**B* |  |  | CAP**2517AL*+UI | 935CA48060C17*** | 24200 | 16.5 | 8.1 | 21400 | 16700 | 78.04% | 2 | 11 | 10.5 |  |  |  |  | R-410A | 2.0167 | Residential & Commercial | USHP | Ducted CEE Tier 1
206133787 | Central HP <5.4 tons | BRYANT HEATING AND COOLING SYSTEMS | HRCU-A-CB (Split System: Heat Pump with Remote Outdoor Unit-Air-Source) | 288BNV025*0**B* |  |  | CAP**3621AL*+UI | 935CA66100C21*** | 23600 | 16.5 | 8.1 | 21400 | 16600 | 77.57% | 1.94 | 11.5 | 10.5 |  |  |  |  | R-410A | 1.9667 | Residential & Commercial | USHP | Ducted CEE Tier 1
211227786 | Central HP <5.4 tons | GRANDAIRE | HRCU-A-CB (Split System: Heat Pump with Remote Outdoor Unit-Air-Source) | WDLCURAH36ABK |  |  | WLA*424DA* | WFEL090C048B* | 35800 | 16 | 8.1 | 39500 | 35000 | 88.61% | 1.9 | 0 | 10 |  |  |  |  | R-410A | 2.9833 | Residential & Commercial | USHP | Ducted CEE Tier 1
211228772 | Central HP <5.4 tons | GRANDAIRE | HRCU-A-CB (Split System: Heat Pump with Remote Outdoor Unit-Air-Source) | WDLCURAH36ABK |  |  | WLA*484CA* | WFER070C048A* | 35600 | 16.5 | 8.5 | 37800 | 34600 | 91.53% | 2.04 | 0 | 10 |  |  |  |  | R-410A | 2.9667 | Residential & Commercial | USHP | Ducted CEE Tier 1
211262298 | Central HP <5.4 tons | KEEPRITE | HRCU-A-CB (Split System: Heat Pump with Remote Outdoor Unit-Air-Source) | DLCURAH18ABK |  |  | EN(A,D)4X18L14** | *80VTL0451412A* | 17400 | 16 | 8.5 | 18400 | 19400 | 105.4% | 2.34 | 0 | 10.5 |  |  |  |  | R-410A | 1.45 | Residential & Commercial | USHP | Ducted CEE Tier 1
212975449 | Central HP <5.4 tons | KEEPRITE | HRCU-A-CB (Split System: Heat Pump with Remote Outdoor Unit-Air-Source) | DLCURAH18ABK |  |  | EN(A,D)4X18L14** | *96VTN0601412B* | 17300 | 16 | 8.5 | 18500 | 19800 | 107% | 2.38 | 0 | 10.5 |  |  |  |  | R-410A | 1.4417 | Residential & Commercial | USHP | Ducted CEE Tier 1
214056539 | Central HP <5.4 tons | GSI | HRCU-A-C (Split System: Heat Pump with Remote Outdoor Unit with No Indoor Fan --Air Source) | SOD30-24HFN1-MW |  |  | SVBM-24A18T3N1 | 0 | 24000 | 16.1 | 9.8 | 25000 | 20000 | 80% | 2 | 0 | 10.7 |  |  |  |  | R-410A | 2 | Residential & Commercial | USHP | Ducted CEE Tier 1
213773203 | Central HP <5.4 tons | KENMORE | HRCU-A-CB (Split System: Heat Pump with Remote Outdoor Unit-Air-Source) | (C,H,T)VH825GKA3* |  |  | EA*4X37L17A*+WALLCON | *95CSU0601716B* | 24200 | 16.5 | 8.1 | 21400 | 16700 | 78.04% | 1.98 | 0 | 10.5 |  |  |  |  | R-410A | 2.0167 | Residential & Commercial | USHP | Ducted CEE Tier 1
213773253 | Central HP <5.4 tons | KENMORE | HRCU-A-CB (Split System: Heat Pump with Remote Outdoor Unit-Air-Source) | (C,H,T)VH825GKA3* |  |  | EA*4X37L17A*+WALLCON | *96CTN0801714B* | 24200 | 16.5 | 8.1 | 21400 | 16700 | 78.04% | 1.98 | 0 | 10.5 |  |  |  |  | R-410A | 2.0167 | Residential & Commercial | USHP | Ducted CEE Tier 1
213772983 | Central HP <5.4 tons | KENMORE | HRCU-A-CB (Split System: Heat Pump with Remote Outdoor Unit-Air-Source) | (C,H,T)VH825GKA3* |  |  | EA*4X36L17A*+WALLCON | *95CSU0601716B* | 23400 | 16.5 | 8.1 | 21600 | 16700 | 77.31% | 1.92 | 0 | 10.5 |  |  |  |  | R-410A | 1.95 | Residential & Commercial | USHP | Ducted CEE Tier 1
213774642 | Central HP <5.4 tons | KEEPRITE | HRCU-A-CB (Split System: Heat Pump with Remote Outdoor Unit-Air-Source) | CVH825GKA3* |  |  | EHD4X48AAL+WALLCON | *97CMN0601714B* | 24000 | 15.5 | 8.1 | 21400 | 16700 | 78.04% | 2 | 0 | 10.5 |  |  |  |  | R-410A | 2 | Residential & Commercial | USHP | Ducted CEE Tier 1