213821300 | Central HP <5.4 tons | TEMPSTAR | HRCU-A-CB (Split System: Heat Pump with Remote Outdoor Unit-Air-Source) | DLCURAH24ABK | ASPEN |  | D(A,C,E)36C34+TDR | *96MSN0802120A* | 22800 | 17.5 | 8.5 | 25200 | 20000 | 79.37% | 2.97 | 0 | 9.8 |  |  |  |  | R-410A | 1.9 | Residential & Commercial | USHP
213821325 | Central HP <5.4 tons | TEMPSTAR | HRCU-A-CB (Split System: Heat Pump with Remote Outdoor Unit-Air-Source) | DLCURAH24ABK | ASPEN |  | D(A,C,E)36C34+TDR | *96VTN0801716B* | 23600 | 17 | 8.5 | 26000 | 20200 | 77.69% | 2.91 | 0 | 10 |  |  |  |  | R-410A | 1.9667 | Residential & Commercial | USHP | Ducted CEE Tier 1
213821016 | Central HP <5.4 tons | TEMPSTAR | HRCU-A-CB (Split System: Heat Pump with Remote Outdoor Unit-Air-Source) | DLCURAH24AAK | ASPEN |  | D(A,C,E)24B44+TDR | *80MS(N,L)0451412A* | 22800 | 16.3 | 8.1 | 24400 | 22200 | 90.98% | 2.92 | 0 | 9.3 |  |  |  |  | R-410A | 1.9 | Residential & Commercial | USHP
213821050 | Central HP <5.4 tons | TEMPSTAR | HRCU-A-CB (Split System: Heat Pump with Remote Outdoor Unit-Air-Source) | DLCURAH24AAK | ASPEN |  | D(A,C,E)36C34+TDR | *80MS(N,L)0902116A* | 23600 | 16.5 | 8.1 | 24600 | 22000 | 89.43% | 2.86 | 0 | 9 |  |  |  |  | R-410A | 1.9667 | Residential & Commercial | USHP
213821082 | Central HP <5.4 tons | TEMPSTAR | HRCU-A-CB (Split System: Heat Pump with Remote Outdoor Unit-Air-Source) | DLCURAH24AAK | ASPEN |  | D(A,C,E)30B34+TDR | *92MSN0401712A* | 23200 | 15.2 | 8.1 | 24800 | 22600 | 91.13% | 2.84 | 0 | 9 |  |  |  |  | R-410A | 1.9333 | Residential & Commercial | USHP
216055007 | Central HP <5.4 tons | LUXAIRE | HRCU-A-CB (Split System: Heat Pump with Remote Outdoor Unit-Air-Source) | HH836E2S11 | ASPEN |  | D(A,C,E)36A4K+TDR | LP9C100C16MP13 | 30800 | 18 | 8.5 | 31400 | 25200 | 80.25% | 2 | 0 | 11 |  |  |  |  | R-454B | 2.5667 | Residential & Commercial | USHP | Ducted CEE Tier 1
216055032 | Central HP <5.4 tons | LUXAIRE | HRCU-A-CB (Split System: Heat Pump with Remote Outdoor Unit-Air-Source) | HH836E2S11 | ASPEN |  | C(A,C,D,E)48A3K+TDR | TM8E080B12MP11 | 31000 | 18 | 8.1 | 31400 | 25400 | 80.89% | 2 | 0 | 10.5 |  |  |  |  | R-454B | 2.5833 | Residential & Commercial | USHP | Ducted CEE Tier 1
216055091 | Central HP <5.4 tons | LUXAIRE | HRCU-A-CB (Split System: Heat Pump with Remote Outdoor Unit-Air-Source) | HH836E2S11 | ASPEN |  | C(A,C,D,E)36B3K+TDR | TM9E100C16MP12 | 31000 | 18 | 8.5 | 31200 | 25200 | 80.77% | 2 | 0 | 10.5 |  |  |  |  | R-454B | 2.5833 | Residential & Commercial | USHP | Ducted CEE Tier 1
216055141 | Central HP <5.4 tons | LUXAIRE | HRCU-A-CB (Split System: Heat Pump with Remote Outdoor Unit-Air-Source) | HH836E2S11 | ASPEN |  | D(A,C,E)36A4K+TDR | TMLE100C16MP11 | 31000 | 18 | 8.5 | 31200 | 25200 | 80.77% | 2 | 0 | 10.5 |  |  |  |  | R-454B | 2.5833 | Residential & Commercial | USHP | Ducted CEE Tier 1
216055182 | Central HP <5.4 tons | LUXAIRE | HRCU-A-CB (Split System: Heat Pump with Remote Outdoor Unit-Air-Source) | HH836E2S11 | ASPEN |  | C(A,C,D,E)48A3K+TDR | Z8ES080C16SMPS1 | 31400 | 18 | 8.1 | 30800 | 25000 | 81.17% | 2 | 0 | 11.2 |  |  |  |  | R-454B | 2.6167 | Residential & Commercial | USHP | Ducted CEE Tier 1
213821030 | Central HP <5.4 tons | TEMPSTAR | HRCU-A-CB (Split System: Heat Pump with Remote Outdoor Unit-Air-Source) | DLCURAH24AAK | ASPEN |  | D(A,C,E)36C34+TDR | *80MS(N,L)0701712A* | 23600 | 16.5 | 8.1 | 24600 | 22200 | 90.24% | 2.86 | 0 | 9 |  |  |  |  | R-410A | 1.9667 | Residential & Commercial | USHP
213821031 | Central HP <5.4 tons | TEMPSTAR | HRCU-A-CB (Split System: Heat Pump with Remote Outdoor Unit-Air-Source) | DLCURAH24AAK | ASPEN |  | D(A,C,E)24B44+TDR | *80MS(N,L)0701716A* | 23600 | 16.5 | 8.1 | 24800 | 22400 | 90.32% | 2.91 | 0 | 9 |  |  |  |  | R-410A | 1.9667 | Residential & Commercial | USHP
213821078 | Central HP <5.4 tons | TEMPSTAR | HRCU-A-CB (Split System: Heat Pump with Remote Outdoor Unit-Air-Source) | DLCURAH24AAK | ASPEN |  | D(A,C,E)30C44+TDR | *80VTL1102122B* | 23800 | 16 | 8.5 | 25200 | 22400 | 88.89% | 2.92 | 0 | 9.5 |  |  |  |  | R-410A | 1.9833 | Residential & Commercial | USHP
213821095 | Central HP <5.4 tons | TEMPSTAR | HRCU-A-CB (Split System: Heat Pump with Remote Outdoor Unit-Air-Source) | DLCURAH24AAK | ASPEN |  | D(A,C,E)36C34+TDR | *92MSN0601714A* | 23800 | 16.5 | 8.1 | 24800 | 22400 | 90.32% | 2.91 | 0 | 9 |  |  |  |  | R-410A | 1.9833 | Residential & Commercial | USHP
216055013 | Central HP <5.4 tons | LUXAIRE | HRCU-A-CB (Split System: Heat Pump with Remote Outdoor Unit-Air-Source) | HH836E2S11 | ASPEN |  | C(A,C,D,E)36B3K+TDR | LPLC080C16MP13 | 31000 | 17.5 | 8.1 | 31200 | 25400 | 81.41% | 2 | 0 | 10.5 |  |  |  |  | R-454B | 2.5833 | Residential & Commercial | USHP | Ducted CEE Tier 1
216055029 | Central HP <5.4 tons | LUXAIRE | HRCU-A-CB (Split System: Heat Pump with Remote Outdoor Unit-Air-Source) | HH836E2S11 | ASPEN |  | C(A,C,D,E)48A3K+TDR | TL9E100C20UH11 | 31400 | 17 | 8.5 | 31400 | 25400 | 80.89% | 2 | 0 | 10.5 |  |  |  |  | R-454B | 2.6167 | Residential & Commercial | USHP | Ducted CEE Tier 1
216055040 | Central HP <5.4 tons | LUXAIRE | HRCU-A-CB (Split System: Heat Pump with Remote Outdoor Unit-Air-Source) | HH836E2S11 | ASPEN |  | C(A,C,D,E)36B3K+TDR | TM8E100B12MP11 | 30800 | 18 | 8.5 | 31200 | 25400 | 81.41% | 2 | 0 | 10.5 |  |  |  |  | R-454B | 2.5667 | Residential & Commercial | USHP | Ducted CEE Tier 1
216055074 | Central HP <5.4 tons | LUXAIRE | HRCU-A-CB (Split System: Heat Pump with Remote Outdoor Unit-Air-Source) | HH836E2S11 | ASPEN |  | C(A,C,D,E)48A3K+TDR | TM8Y100C20MP11 | 31000 | 18 | 8.1 | 30600 | 25000 | 81.7% | 2 | 0 | 11.2 |  |  |  |  | R-454B | 2.5833 | Residential & Commercial | USHP | Ducted CEE Tier 1
216055104 | Central HP <5.4 tons | LUXAIRE | HRCU-A-CB (Split System: Heat Pump with Remote Outdoor Unit-Air-Source) | HH836E2S11 | ASPEN |  | C(A,C,D,E)48A3K+TDR | TM9V080C16MP12 | 31200 | 18 | 8.1 | 31400 | 25400 | 80.89% | 2 | 0 | 10.5 |  |  |  |  | R-454B | 2.6 | Residential & Commercial | USHP | Ducted CEE Tier 1
216055197 | Central HP <5.4 tons | LUXAIRE | HRCU-A-CB (Split System: Heat Pump with Remote Outdoor Unit-Air-Source) | HH836E2S11 | ASPEN |  | C(A,C,D,E)48A3K+TDR | Z8ES120C16SMPS1 | 31600 | 18 | 8.1 | 31200 | 25200 | 80.77% | 2 | 0 | 11.2 |  |  |  |  | R-454B | 2.6333 | Residential & Commercial | USHP | Ducted CEE Tier 1
213821048 | Central HP <5.4 tons | TEMPSTAR | HRCU-A-CB (Split System: Heat Pump with Remote Outdoor Unit-Air-Source) | DLCURAH24AAK | ASPEN |  | D(A,C,E)30C44+TDR | *80MS(N,L)0902116A* | 23600 | 16.5 | 8.1 | 24600 | 22000 | 89.43% | 2.86 | 0 | 9 |  |  |  |  | R-410A | 1.9667 | Residential & Commercial | USHP
213821057 | Central HP <5.4 tons | TEMPSTAR | HRCU-A-CB (Split System: Heat Pump with Remote Outdoor Unit-Air-Source) | DLCURAH24AAK | ASPEN |  | D(A,C,E)30B34+TDR | *80MS(N,L)1102120A* | 23400 | 16.5 | 8.1 | 24800 | 22200 | 89.52% | 2.88 | 0 | 9.5 |  |  |  |  | R-410A | 1.95 | Residential & Commercial | USHP
215850374 | Central HP <5.4 tons | COLEMAN | HRCU-A-CB (Split System: Heat Pump with Remote Outdoor Unit-Air-Source) | HH836E2S11 | ASPEN |  | C(A,C,D,E)48A3K+TDR | TM8Y080C16MP11 | 31000 | 18 | 8.1 | 30400 | 25000 | 82.24% | 2 | 0 | 11.2 |  |  |  |  | R-454B | 2.5833 | Residential & Commercial | USHP | Ducted CEE Tier 1
215850439 | Central HP <5.4 tons | COLEMAN | HRCU-A-CB (Split System: Heat Pump with Remote Outdoor Unit-Air-Source) | HH836E2S11 | ASPEN |  | C(A,C,D,E)36B3K+TDR | TM9V080B12MP12 | 30600 | 18 | 8.5 | 30800 | 25200 | 81.82% | 2 | 0 | 10.5 |  |  |  |  | R-454B | 2.55 | Residential & Commercial | USHP | Ducted CEE Tier 1
215850508 | Central HP <5.4 tons | COLEMAN | HRCU-A-CB (Split System: Heat Pump with Remote Outdoor Unit-Air-Source) | HH836E2S11 | ASPEN |  | C(A,C,D,E)36B3K+TDR | TMLE100B12MP11 | 30800 | 18 | 8.5 | 31200 | 25400 | 81.41% | 2 | 0 | 10.5 |  |  |  |  | R-454B | 2.5667 | Residential & Commercial | USHP | Ducted CEE Tier 1
215850540 | Central HP <5.4 tons | COLEMAN | HRCU-A-CB (Split System: Heat Pump with Remote Outdoor Unit-Air-Source) | HH836E2S11 | ASPEN |  | C(A,C,D,E)36B3K+TDR | TP9C080C16MP13 | 30800 | 18 | 8.5 | 31400 | 25400 | 80.89% | 2 | 0 | 10.5 |  |  |  |  | R-454B | 2.5667 | Residential & Commercial | USHP | Ducted CEE Tier 1
215850556 | Central HP <5.4 tons | COLEMAN | HRCU-A-CB (Split System: Heat Pump with Remote Outdoor Unit-Air-Source) | HH836E2S11 | ASPEN |  | C(A,C,D,E)36B3K+TDR | TPLC080C16MP13 | 31000 | 18 | 8.5 | 31200 | 25400 | 81.41% | 2 | 0 | 10.5 |  |  |  |  | R-454B | 2.5833 | Residential & Commercial | USHP | Ducted CEE Tier 1
213205693 | Central HP <5.4 tons | TEMPSTAR | HRCU-A-CB (Split System: Heat Pump with Remote Outdoor Unit-Air-Source) | DLCURAH36ABK | ASPEN |  | D(A,C,E)36B34+TDR | *96VTN1202422A* | 33800 | 15.9 | 8.5 | 38500 | 31400 | 81.56% | 2.74 | 0 | 9.8 |  |  |  |  | R-410A | 2.8167 | Residential & Commercial | USHP
213925633 | Central HP <5.4 tons | LUXAIRE | HRCU-A-CB (Split System: Heat Pump with Remote Outdoor Unit-Air-Source) | HMH72B361 | ASPEN |  | L(E,G)M48C4 | 0 | 34800 | 18 | 8.2 | 36000 | 26400 | 73.33% | 2.82 | 0 | 9 |  |  |  |  | R-410A | 2.9 | Residential & Commercial | USHP
213821029 | Central HP <5.4 tons | TEMPSTAR | HRCU-A-CB (Split System: Heat Pump with Remote Outdoor Unit-Air-Source) | DLCURAH24AAK | ASPEN |  | D(A,C,E)36B34+TDR | *80MS(N,L)0701712A* | 23400 | 16.5 | 8.1 | 24600 | 22200 | 90.24% | 2.86 | 0 | 9.5 |  |  |  |  | R-410A | 1.95 | Residential & Commercial | USHP
216055101 | Central HP <5.4 tons | LUXAIRE | HRCU-A-CB (Split System: Heat Pump with Remote Outdoor Unit-Air-Source) | HH836E2S11 | ASPEN |  | C(A,C,D,E)48A3K+TDR | TM9V080B12MP12 | 30800 | 18 | 8.1 | 30800 | 25200 | 81.82% | 2 | 0 | 10.5 |  |  |  |  | R-454B | 2.5667 | Residential & Commercial | USHP | Ducted CEE Tier 1
216055119 | Central HP <5.4 tons | LUXAIRE | HRCU-A-CB (Split System: Heat Pump with Remote Outdoor Unit-Air-Source) | HH836E2S11 | ASPEN |  | C(A,C,D,E)48A3K+TDR | TM9Y080C16MP11 | 31400 | 18 | 8.5 | 31800 | 25800 | 81.13% | 2 | 0 | 10.5 |  |  |  |  | R-454B | 2.6167 | Residential & Commercial | USHP | Ducted CEE Tier 1
216055136 | Central HP <5.4 tons | LUXAIRE | HRCU-A-CB (Split System: Heat Pump with Remote Outdoor Unit-Air-Source) | HH836E2S11 | ASPEN |  | C(A,C,D,E)36B3K+TDR | TMLE100B12MP11 | 30800 | 18 | 8.5 | 31200 | 25400 | 81.41% | 2 | 0 | 10.5 |  |  |  |  | R-454B | 2.5667 | Residential & Commercial | USHP | Ducted CEE Tier 1
216055137 | Central HP <5.4 tons | LUXAIRE | HRCU-A-CB (Split System: Heat Pump with Remote Outdoor Unit-Air-Source) | HH836E2S11 | ASPEN |  | C(A,C,D,E)48A3K+TDR | TMLE100B12MP11 | 31000 | 18 | 8.1 | 31200 | 25400 | 81.41% | 2 | 0 | 10.5 |  |  |  |  | R-454B | 2.5833 | Residential & Commercial | USHP | Ducted CEE Tier 1
216055153 | Central HP <5.4 tons | LUXAIRE | HRCU-A-CB (Split System: Heat Pump with Remote Outdoor Unit-Air-Source) | HH836E2S11 | ASPEN |  | D(A,C,E)36A4K+TDR | TMLV100C16MP12 | 31000 | 18 | 8.5 | 31200 | 25400 | 81.41% | 2 | 0 | 10.5 |  |  |  |  | R-454B | 2.5833 | Residential & Commercial | USHP | Ducted CEE Tier 1
216055186 | Central HP <5.4 tons | LUXAIRE | HRCU-A-CB (Split System: Heat Pump with Remote Outdoor Unit-Air-Source) | HH836E2S11 | ASPEN |  | D(A,C,E)36A4K+TDR | Z8ES080C20SMPS1 | 32000 | 19 | 8.5 | 32200 | 25800 | 80.12% | 2 | 0 | 10.5 |  |  |  |  | R-454B | 2.6667 | Residential & Commercial | USHP | Ducted CEE Tier 1
213821032 | Central HP <5.4 tons | TEMPSTAR | HRCU-A-CB (Split System: Heat Pump with Remote Outdoor Unit-Air-Source) | DLCURAH24AAK | ASPEN |  | D(A,C,E)30B34+TDR | *80MS(N,L)0701716A* | 23600 | 16.5 | 8.1 | 24800 | 22400 | 90.32% | 2.91 | 0 | 9 |  |  |  |  | R-410A | 1.9667 | Residential & Commercial | USHP
213821043 | Central HP <5.4 tons | TEMPSTAR | HRCU-A-CB (Split System: Heat Pump with Remote Outdoor Unit-Air-Source) | DLCURAH24AAK | ASPEN |  | D(A,C,E)30C44+TDR | *80MS(N,L)0901714A* | 23800 | 16.5 | 8.1 | 24800 | 22400 | 90.32% | 2.91 | 0 | 9 |  |  |  |  | R-410A | 1.9833 | Residential & Commercial | USHP
213821091 | Central HP <5.4 tons | TEMPSTAR | HRCU-A-CB (Split System: Heat Pump with Remote Outdoor Unit-Air-Source) | DLCURAH24AAK | ASPEN |  | D(A,C,E)24B44+TDR | *92MSN0601714A* | 23600 | 16.5 | 8.1 | 24800 | 22400 | 90.32% | 2.91 | 0 | 9 |  |  |  |  | R-410A | 1.9667 | Residential & Commercial | USHP
213821125 | Central HP <5.4 tons | TEMPSTAR | HRCU-A-CB (Split System: Heat Pump with Remote Outdoor Unit-Air-Source) | DLCURAH24AAK | ASPEN |  | D(A,C,E)36C34+TDR | *96MSN0401712A* | 23600 | 15.2 | 8.1 | 24800 | 22600 | 91.13% | 2.85 | 0 | 9 |  |  |  |  | R-410A | 1.9667 | Residential & Commercial | USHP
213821059 | Central HP <5.4 tons | TEMPSTAR | HRCU-A-CB (Split System: Heat Pump with Remote Outdoor Unit-Air-Source) | DLCURAH24AAK | ASPEN |  | D(A,C,E)36B34+TDR | *80MS(N,L)1102120A* | 23600 | 16.5 | 8.1 | 24800 | 22200 | 89.52% | 2.88 | 0 | 9.5 |  |  |  |  | R-410A | 1.9667 | Residential & Commercial | USHP
213821077 | Central HP <5.4 tons | TEMPSTAR | HRCU-A-CB (Split System: Heat Pump with Remote Outdoor Unit-Air-Source) | DLCURAH24AAK | ASPEN |  | D(A,C,E)30B34+TDR | *80VTL1102122B* | 23800 | 16 | 8.5 | 25200 | 22400 | 88.89% | 2.92 | 0 | 9 |  |  |  |  | R-410A | 1.9833 | Residential & Commercial | USHP
213821093 | Central HP <5.4 tons | TEMPSTAR | HRCU-A-CB (Split System: Heat Pump with Remote Outdoor Unit-Air-Source) | DLCURAH24AAK | ASPEN |  | D(A,C,E)30C44+TDR | *92MSN0601714A* | 23800 | 16.5 | 8.1 | 24800 | 22400 | 90.32% | 2.91 | 0 | 9 |  |  |  |  | R-410A | 1.9833 | Residential & Commercial | USHP
213821100 | Central HP <5.4 tons | TEMPSTAR | HRCU-A-CB (Split System: Heat Pump with Remote Outdoor Unit-Air-Source) | DLCURAH24AAK | ASPEN |  | D(A,C,E)36C34+TDR | *92MSN0801716A* | 23800 | 16.5 | 8.1 | 24600 | 22200 | 90.24% | 2.88 | 0 | 9 |  |  |  |  | R-410A | 1.9833 | Residential & Commercial | USHP
213821141 | Central HP <5.4 tons | TEMPSTAR | HRCU-A-CB (Split System: Heat Pump with Remote Outdoor Unit-Air-Source) | DLCURAH24AAK | ASPEN |  | D(A,C,E)24B44+TDR | *96VTN0401410B* | 22400 | 15.3 | 8.1 | 24400 | 22200 | 90.98% | 2.86 | 0 | 9.3 |  |  |  |  | R-410A | 1.8667 | Residential & Commercial | USHP
213821152 | Central HP <5.4 tons | TEMPSTAR | HRCU-A-CB (Split System: Heat Pump with Remote Outdoor Unit-Air-Source) | DLCURAH24AAK | ASPEN |  | D(A,C,E)30B34+TDR | *96VTN0601412B* | 23200 | 16 | 8.1 | 24800 | 22400 | 90.32% | 2.87 | 0 | 9.5 |  |  |  |  | R-410A | 1.9333 | Residential & Commercial | USHP
216054840 | Central HP <5.4 tons | LUXAIRE | HRCU-A-CB (Split System: Heat Pump with Remote Outdoor Unit-Air-Source) | HH824E2S11 | ASPEN |  | C(A,C,D,E)24A3K+TDR | TM9E060B12MP12 | 21600 | 17 | 8.1 | 22600 | 18300 | 80.97% | 2 | 0 | 11 |  |  |  |  | R-454B | 1.8 | Residential & Commercial | USHP | Ducted CEE Tier 1
216054922 | Central HP <5.4 tons | LUXAIRE | HRCU-A-CB (Split System: Heat Pump with Remote Outdoor Unit-Air-Source) | HH824E2S11 | ASPEN |  | D(A,C,E)36A3K+TDR | TP9C080B12MP13 | 22200 | 17 | 8.1 | 22600 | 18300 | 80.97% | 2 | 0 | 12 |  |  |  |  | R-454B | 1.85 | Residential & Commercial | USHP | Ducted CEE Tier 1
213204336 | Central HP <5.4 tons | TEMPSTAR | HRCU-A-CB (Split System: Heat Pump with Remote Outdoor Unit-Air-Source) | DLCURAH24AAK | ASPEN |  | D(A,C,E)24B44+TDR | *96VTN0801716A* | 23800 | 16 | 8.1 | 25400 | 26400 | 103.9% | 2.77 | 0 | 9.5 |  |  |  |  | R-410A | 1.9833 | Residential & Commercial | USHP
213821026 | Central HP <5.4 tons | TEMPSTAR | HRCU-A-CB (Split System: Heat Pump with Remote Outdoor Unit-Air-Source) | DLCURAH24AAK | ASPEN |  | D(A,C,E)24B44+TDR | *80MS(N,L)0701712A* | 23200 | 16.5 | 8.1 | 24600 | 22200 | 90.24% | 2.86 | 0 | 9.5 |  |  |  |  | R-410A | 1.9333 | Residential & Commercial | USHP
216054940 | Central HP <5.4 tons | LUXAIRE | HRCU-A-CB (Split System: Heat Pump with Remote Outdoor Unit-Air-Source) | HH824E2S11 | ASPEN |  | D(A,C,E)36A3K+TDR | Z8ES060A12SMPS1 | 20800 | 17.5 | 8.5 | 22400 | 17300 | 77.23% | 2 | 0 | 11.7 |  |  |  |  | R-454B | 1.7333 | Residential & Commercial | USHP | Ducted CEE Tier 1
216054963 | Central HP <5.4 tons | LUXAIRE | HRCU-A-CB (Split System: Heat Pump with Remote Outdoor Unit-Air-Source) | HH824E2S11 | ASPEN |  | D(A,C,E)24B4K+TDR | Z8ET080B12LMPS1 | 22600 | 18 | 8.5 | 22800 | 18500 | 81.14% | 2 | 0 | 12 |  |  |  |  | R-454B | 1.8833 | Residential & Commercial | USHP | Ducted CEE Tier 1
216054970 | Central HP <5.4 tons | LUXAIRE | HRCU-A-CB (Split System: Heat Pump with Remote Outdoor Unit-Air-Source) | HH824E2S11 | ASPEN |  | D(A,C,E)36A3K+TDR | Z9ES026A08SMPS1 | 20800 | 17.5 | 8.1 | 22800 | 17300 | 75.88% | 2 | 0 | 11.7 |  |  |  |  | R-454B | 1.7333 | Residential & Commercial | USHP | Ducted CEE Tier 1
216054979 | Central HP <5.4 tons | LUXAIRE | HRCU-A-CB (Split System: Heat Pump with Remote Outdoor Unit-Air-Source) | HH824E2S11 | ASPEN |  | C(A,C,D,E)24D2K+TDR | Z9ES060A10SMPS1 | 19600 | 17 | 8.5 | 23000 | 17600 | 76.52% | 2 | 0 | 11.2 |  |  |  |  | R-454B | 1.6333 | Residential & Commercial | USHP | Ducted CEE Tier 1
216055388 | Central HP <5.4 tons | LUXAIRE | HRCU-A-CB (Split System: Heat Pump with Remote Outdoor Unit-Air-Source) | HH860E2S11 | ASPEN |  | C(A,C,D,E)48A3K+TDR | Z8ES080C20SMPS1 | 40000 | 17.5 | 8.1 | 44000 | 33400 | 75.91% | 2 | 0 | 11.7 |  |  |  |  | R-454B | 3.3333 | Residential & Commercial | USHP | Ducted CEE Tier 1
216055233 | Central HP <5.4 tons | LUXAIRE | HRCU-A-CB (Split System: Heat Pump with Remote Outdoor Unit-Air-Source) | HH860E2S11 | ASPEN |  | C(A,C,D,E)60A3K+TDR | LPLC100C20MP13 | 41000 | 18 | 8.5 | 45000 | 33800 | 75.11% | 2 | 0 | 10.5 |  |  |  |  | R-454B | 3.4167 | Residential & Commercial | USHP | Ducted CEE Tier 1
216055256 | Central HP <5.4 tons | LUXAIRE | HRCU-A-CB (Split System: Heat Pump with Remote Outdoor Unit-Air-Source) | HH860E2S11 | ASPEN |  | C(A,C,D,E)48A3K+TDR | TM8E100C16MP11 | 40000 | 17.5 | 8.1 | 45000 | 34200 | 76% | 2 | 0 | 10.5 |  |  |  |  | R-454B | 3.3333 | Residential & Commercial | USHP | Ducted CEE Tier 1
216054792 | Central HP <5.4 tons | LUXAIRE | HRCU-A-CB (Split System: Heat Pump with Remote Outdoor Unit-Air-Source) | HH824E2S11 | ASPEN |  | C(A,C,D,E)24A3K+TDR | TM8E080B12MP11 | 21600 | 17 | 8.1 | 22600 | 18000 | 79.65% | 2 | 0 | 12 |  |  |  |  | R-454B | 1.8 | Residential & Commercial | USHP | Ducted CEE Tier 1
216054809 | Central HP <5.4 tons | LUXAIRE | HRCU-A-CB (Split System: Heat Pump with Remote Outdoor Unit-Air-Source) | HH824E2S11 | ASPEN |  | D(A,C,E)36A4K+TDR | TM8V080B12MP12 | 22600 | 17 | 8.5 | 22600 | 17700 | 78.32% | 2 | 0 | 12 |  |  |  |  | R-454B | 1.8833 | Residential & Commercial | USHP | Ducted CEE Tier 1
216054844 | Central HP <5.4 tons | LUXAIRE | HRCU-A-CB (Split System: Heat Pump with Remote Outdoor Unit-Air-Source) | HH824E2S11 | ASPEN |  | D(A,C,E)36A3K+TDR | TM9E060B12MP12 | 22200 | 17 | 8.1 | 22600 | 18300 | 80.97% | 2 | 0 | 11.7 |  |  |  |  | R-454B | 1.85 | Residential & Commercial | USHP | Ducted CEE Tier 1
216054894 | Central HP <5.4 tons | LUXAIRE | HRCU-A-CB (Split System: Heat Pump with Remote Outdoor Unit-Air-Source) | HH824E2S11 | ASPEN |  | C(A,C,D,E)24A3K+TDR | TMLE060A12MP11 | 20200 | 17.5 | 8.5 | 22600 | 17900 | 79.2% | 2 | 0 | 11.2 |  |  |  |  | R-454B | 1.6833 | Residential & Commercial | USHP | Ducted CEE Tier 1
216054908 | Central HP <5.4 tons | LUXAIRE | HRCU-A-CB (Split System: Heat Pump with Remote Outdoor Unit-Air-Source) | HH824E2S11 | ASPEN |  | D(A,C,E)24B3K+TDR | TMLE100B12MP11 | 22000 | 17 | 8.1 | 22600 | 18000 | 79.65% | 2 | 0 | 12 |  |  |  |  | R-454B | 1.8333 | Residential & Commercial | USHP | Ducted CEE Tier 1
216054927 | Central HP <5.4 tons | LUXAIRE | HRCU-A-CB (Split System: Heat Pump with Remote Outdoor Unit-Air-Source) | HH824E2S11 | ASPEN |  | D(A,C,E)24B4K+TDR | TPLC080B12MP13 | 22400 | 17 | 8.5 | 22800 | 17700 | 77.63% | 2 | 0 | 12 |  |  |  |  | R-454B | 1.8667 | Residential & Commercial | USHP | Ducted CEE Tier 1
216054928 | Central HP <5.4 tons | LUXAIRE | HRCU-A-CB (Split System: Heat Pump with Remote Outdoor Unit-Air-Source) | HH824E2S11 | ASPEN |  | D(A,C,E)36A3K+TDR | TPLC080B12MP13 | 22400 | 17 | 8.1 | 22600 | 17700 | 78.32% | 2 | 0 | 12 |  |  |  |  | R-454B | 1.8667 | Residential & Commercial | USHP | Ducted CEE Tier 1
213821158 | Central HP <5.4 tons | TEMPSTAR | HRCU-A-CB (Split System: Heat Pump with Remote Outdoor Unit-Air-Source) | DLCURAH24AAK | ASPEN |  | D(A,C,E)30C44+TDR | *96VTN0801716B* | 23600 | 16 | 8.1 | 24600 | 22200 | 90.24% | 2.86 | 0 | 9 |  |  |  |  | R-410A | 1.9667 | Residential & Commercial | USHP
213821160 | Central HP <5.4 tons | TEMPSTAR | HRCU-A-CB (Split System: Heat Pump with Remote Outdoor Unit-Air-Source) | DLCURAH24AAK | ASPEN |  | D(A,C,E)36C34+TDR | *96VTN0801716B* | 23600 | 16 | 8.1 | 24600 | 22200 | 90.24% | 2.86 | 0 | 9 |  |  |  |  | R-410A | 1.9667 | Residential & Commercial | USHP
216054789 | Central HP <5.4 tons | LUXAIRE | HRCU-A-CB (Split System: Heat Pump with Remote Outdoor Unit-Air-Source) | HH824E2S11 | ASPEN |  | D(A,C,E)24B4K+TDR | TM8E060A12MP11 | 21000 | 17.5 | 9 | 23000 | 17900 | 77.83% | 2 | 0 | 11.2 |  |  |  |  | R-454B | 1.75 | Residential & Commercial | USHP | Ducted CEE Tier 1
216054805 | Central HP <5.4 tons | LUXAIRE | HRCU-A-CB (Split System: Heat Pump with Remote Outdoor Unit-Air-Source) | HH824E2S11 | ASPEN |  | C(A,C,D,E)24D2K+TDR | TM8V080B12MP12 | 21200 | 17 | 8.5 | 22800 | 17700 | 77.63% | 2 | 0 | 11.7 |  |  |  |  | R-454B | 1.7667 | Residential & Commercial | USHP | Ducted CEE Tier 1
216054830 | Central HP <5.4 tons | LUXAIRE | HRCU-A-CB (Split System: Heat Pump with Remote Outdoor Unit-Air-Source) | HH824E2S11 | ASPEN |  | D(A,C,E)24B3K+TDR | TM9E040A10MP12 | 20600 | 16.5 | 8.5 | 22800 | 18100 | 79.39% | 2 | 0 | 9.8 |  |  |  |  | R-454B | 1.7167 | Residential & Commercial | USHP
216054864 | Central HP <5.4 tons | LUXAIRE | HRCU-A-CB (Split System: Heat Pump with Remote Outdoor Unit-Air-Source) | HH824E2S11 | ASPEN |  | C(A,C,D,E)24A3K+TDR | TM9V080B12MP12 | 21600 | 17 | 8.1 | 22600 | 18300 | 80.97% | 2 | 0 | 12 |  |  |  |  | R-454B | 1.8 | Residential & Commercial | USHP | Ducted CEE Tier 1
216054880 | Central HP <5.4 tons | LUXAIRE | HRCU-A-CB (Split System: Heat Pump with Remote Outdoor Unit-Air-Source) | HH824E2S11 | ASPEN |  | D(A,C,E)36A3K+TDR | TM9Y060B12MP11 | 22200 | 17 | 8.1 | 22600 | 18400 | 81.42% | 2 | 0 | 11.7 |  |  |  |  | R-454B | 1.85 | Residential & Commercial | USHP | Ducted CEE Tier 1
216054882 | Central HP <5.4 tons | LUXAIRE | HRCU-A-CB (Split System: Heat Pump with Remote Outdoor Unit-Air-Source) | HH824E2S11 | ASPEN |  | C(A,C,D,E)24A3K+TDR | TM9Y080B12MP11 | 21600 | 17 | 8.1 | 22400 | 18500 | 82.59% | 2 | 0 | 11.7 |  |  |  |  | R-454B | 1.8 | Residential & Commercial | USHP | Ducted CEE Tier 1
216054958 | Central HP <5.4 tons | LUXAIRE | HRCU-A-CB (Split System: Heat Pump with Remote Outdoor Unit-Air-Source) | HH824E2S11 | ASPEN |  | D(A,C,E)36A3K+TDR | Z8ET060A12LMPS1 | 20800 | 18.8 | 8.5 | 22800 | 17700 | 77.63% | 2 | 0 | 11.7 |  |  |  |  | R-454B | 1.7333 | Residential & Commercial | USHP | Ducted CEE Tier 1
216054993 | Central HP <5.4 tons | LUXAIRE | HRCU-A-CB (Split System: Heat Pump with Remote Outdoor Unit-Air-Source) | HH824E2S11 | ASPEN |  | D(A,C,E)24B4K+TDR | Z9ES080B12SMPS1 | 22600 | 17 | 8.5 | 22800 | 18100 | 79.39% | 2 | 0 | 12 |  |  |  |  | R-454B | 1.8833 | Residential & Commercial | USHP | Ducted CEE Tier 1
216055225 | Central HP <5.4 tons | LUXAIRE | HRCU-A-CB (Split System: Heat Pump with Remote Outdoor Unit-Air-Source) | HH860E2S11 | ASPEN |  | D(A,C,E)60A3K+TDR | LP9C120D20MP13 | 41000 | 17.5 | 8.1 | 44500 | 33400 | 75.06% | 2 | 0 | 11.5 |  |  |  |  | R-454B | 3.4167 | Residential & Commercial | USHP | Ducted CEE Tier 1
216055261 | Central HP <5.4 tons | LUXAIRE | HRCU-A-CB (Split System: Heat Pump with Remote Outdoor Unit-Air-Source) | HH860E2S11 | ASPEN |  | D(A,C,E)60A3K+TDR | TM8E100C20MP11 | 42000 | 17 | 8.1 | 46500 | 35000 | 75.27% | 2 | 0 | 10.5 |  |  |  |  | R-454B | 3.5 | Residential & Commercial | USHP | Ducted CEE Tier 1
216055262 | Central HP <5.4 tons | LUXAIRE | HRCU-A-CB (Split System: Heat Pump with Remote Outdoor Unit-Air-Source) | HH860E2S11 | ASPEN |  | C(A,C,D,E)48A3K+TDR | TM8E120C16MP11 | 40000 | 17.5 | 8.1 | 45000 | 34200 | 76% | 2 | 0 | 10.5 |  |  |  |  | R-454B | 3.3333 | Residential & Commercial | USHP | Ducted CEE Tier 1
216055276 | Central HP <5.4 tons | LUXAIRE | HRCU-A-CB (Split System: Heat Pump with Remote Outdoor Unit-Air-Source) | HH860E2S11 | ASPEN |  | D(A,C,E)60A3K+TDR | TM8V100C16MP12 | 40500 | 16.5 | 8.1 | 43500 | 33400 | 76.78% | 2 | 0 | 11.2 |  |  |  |  | R-454B | 3.375 | Residential & Commercial | USHP | Ducted CEE Tier 1
216055359 | Central HP <5.4 tons | LUXAIRE | HRCU-A-CB (Split System: Heat Pump with Remote Outdoor Unit-Air-Source) | HH860E2S11 | ASPEN |  | C(A,C,D,E)60A3K+TDR | TMLV120C20MP12 | 41000 | 18 | 8.5 | 44500 | 33800 | 75.96% | 2 | 0 | 10.5 |  |  |  |  | R-454B | 3.4167 | Residential & Commercial | USHP | Ducted CEE Tier 1
213821049 | Central HP <5.4 tons | TEMPSTAR | HRCU-A-CB (Split System: Heat Pump with Remote Outdoor Unit-Air-Source) | DLCURAH24AAK | ASPEN |  | D(A,C,E)36B34+TDR | *80MS(N,L)0902116A* | 23400 | 16.5 | 8.1 | 24600 | 22000 | 89.43% | 2.86 | 0 | 9.5 |  |  |  |  | R-410A | 1.95 | Residential & Commercial | USHP
216054887 | Central HP <5.4 tons | LUXAIRE | HRCU-A-CB (Split System: Heat Pump with Remote Outdoor Unit-Air-Source) | HH824E2S11 | ASPEN |  | D(A,C,E)36A4K+TDR | TM9Y080B12MP11 | 22600 | 17 | 8.5 | 22800 | 18500 | 81.14% | 2 | 0 | 11.7 |  |  |  |  | R-454B | 1.8833 | Residential & Commercial | USHP | Ducted CEE Tier 1
216054907 | Central HP <5.4 tons | LUXAIRE | HRCU-A-CB (Split System: Heat Pump with Remote Outdoor Unit-Air-Source) | HH824E2S11 | ASPEN |  | C(A,C,D,E)24D2K+TDR | TMLE100B12MP11 | 21000 | 17 | 8.5 | 22800 | 18000 | 78.95% | 2 | 0 | 11.7 |  |  |  |  | R-454B | 1.75 | Residential & Commercial | USHP | Ducted CEE Tier 1
216054932 | Central HP <5.4 tons | LUXAIRE | HRCU-A-CB (Split System: Heat Pump with Remote Outdoor Unit-Air-Source) | HH824E2S11 | ASPEN |  | D(A,C,E)24B3K+TDR | Z8ES040A12SMPS1 | 20400 | 17.5 | 9.5 | 22600 | 18100 | 80.09% | 2 | 0 | 11.2 |  |  |  |  | R-454B | 1.7 | Residential & Commercial | USHP | Ducted CEE Tier 1
216054937 | Central HP <5.4 tons | LUXAIRE | HRCU-A-CB (Split System: Heat Pump with Remote Outdoor Unit-Air-Source) | HH824E2S11 | ASPEN |  | C(A,C,D,E)24D2K+TDR | Z8ES060A12SMPS1 | 19700 | 17 | 9 | 22600 | 17300 | 76.55% | 2 | 0 | 11.2 |  |  |  |  | R-454B | 1.6417 | Residential & Commercial | USHP | Ducted CEE Tier 1
216055214 | Central HP <5.4 tons | LUXAIRE | HRCU-A-CB (Split System: Heat Pump with Remote Outdoor Unit-Air-Source) | HH860E2S11 | ASPEN |  | C(A,C,D,E)48A3K+TDR | LP9C080C16MP13 | 39500 | 16.5 | 8.1 | 44000 | 33600 | 76.36% | 2 | 0 | 10.5 |  |  |  |  | R-454B | 3.2917 | Residential & Commercial | USHP | Ducted CEE Tier 1
216055230 | Central HP <5.4 tons | LUXAIRE | HRCU-A-CB (Split System: Heat Pump with Remote Outdoor Unit-Air-Source) | HH860E2S11 | ASPEN |  | C(A,C,D,E)60A3K+TDR | LPLC100C16MP13 | 40500 | 17 | 8.5 | 44000 | 33400 | 75.91% | 2 | 0 | 11 |  |  |  |  | R-454B | 3.375 | Residential & Commercial | USHP | Ducted CEE Tier 1
216055271 | Central HP <5.4 tons | LUXAIRE | HRCU-A-CB (Split System: Heat Pump with Remote Outdoor Unit-Air-Source) | HH860E2S11 | ASPEN |  | C(A,C,D,E)48A3K+TDR | TM8V080C16MP12 | 39500 | 16.5 | 8.1 | 43500 | 33400 | 76.78% | 2 | 0 | 11.2 |  |  |  |  | R-454B | 3.2917 | Residential & Commercial | USHP | Ducted CEE Tier 1
216055093 | Central HP <5.4 tons | LUXAIRE | HRCU-A-CB (Split System: Heat Pump with Remote Outdoor Unit-Air-Source) | HH836E2S11 | ASPEN |  | D(A,C,E)36A4K+TDR | TM9E100C16MP12 | 30800 | 18 | 8.5 | 31200 | 25200 | 80.77% | 2 | 0 | 10.5 |  |  |  |  | R-454B | 2.5667 | Residential & Commercial | USHP | Ducted CEE Tier 1
216055145 | Central HP <5.4 tons | LUXAIRE | HRCU-A-CB (Split System: Heat Pump with Remote Outdoor Unit-Air-Source) | HH836E2S11 | ASPEN |  | C(A,C,D,E)36B3K+TDR | TMLE120C16MP11 | 30600 | 18 | 8.5 | 30200 | 24800 | 82.12% | 2 | 0 | 11 |  |  |  |  | R-454B | 2.55 | Residential & Commercial | USHP | Ducted CEE Tier 1
216055210 | Central HP <5.4 tons | LUXAIRE | HRCU-A-CB (Split System: Heat Pump with Remote Outdoor Unit-Air-Source) | HH836E2S11 | ASPEN |  | D(A,C,E)36A4K+TDR | Z9ES080C20SMPS1 | 31200 | 17.5 | 8.1 | 32000 | 24200 | 75.62% | 2 | 0 | 10.5 |  |  |  |  | R-454B | 2.6 | Residential & Commercial | USHP | Ducted CEE Tier 1
216054774 | Central HP <5.4 tons | LUXAIRE | HRCU-A-CB (Split System: Heat Pump with Remote Outdoor Unit-Air-Source) | HH824E2S11 | ASPEN |  | C(A,C,D,E)24A3K+TDR | TL9E060B12UH11 | 21600 | 17 | 8.1 | 22600 | 18000 | 79.65% | 2 | 0 | 12 |  |  |  |  | R-454B | 1.8 | Residential & Commercial | USHP | Ducted CEE Tier 1
216054775 | Central HP <5.4 tons | LUXAIRE | HRCU-A-CB (Split System: Heat Pump with Remote Outdoor Unit-Air-Source) | HH824E2S11 | ASPEN |  | C(A,C,D,E)24D2K+TDR | TL9E060B12UH11 | 21200 | 17 | 8.5 | 22800 | 18000 | 78.95% | 2 | 0 | 11.7 |  |  |  |  | R-454B | 1.7667 | Residential & Commercial | USHP | Ducted CEE Tier 1
216054808 | Central HP <5.4 tons | LUXAIRE | HRCU-A-CB (Split System: Heat Pump with Remote Outdoor Unit-Air-Source) | HH824E2S11 | ASPEN |  | D(A,C,E)36A3K+TDR | TM8V080B12MP12 | 22400 | 17 | 8.1 | 22600 | 17700 | 78.32% | 2 | 0 | 12 |  |  |  |  | R-454B | 1.8667 | Residential & Commercial | USHP | Ducted CEE Tier 1
213821099 | Central HP <5.4 tons | TEMPSTAR | HRCU-A-CB (Split System: Heat Pump with Remote Outdoor Unit-Air-Source) | DLCURAH24AAK | ASPEN |  | D(A,C,E)36B34+TDR | *92MSN0801716A* | 23600 | 16.5 | 8.1 | 24600 | 22200 | 90.24% | 2.88 | 0 | 9.5 |  |  |  |  | R-410A | 1.9667 | Residential & Commercial | USHP
213821101 | Central HP <5.4 tons | TEMPSTAR | HRCU-A-CB (Split System: Heat Pump with Remote Outdoor Unit-Air-Source) | DLCURAH24AAK | ASPEN |  | D(A,C,E)24B44+TDR | *92MSN0802120A* | 23400 | 16.5 | 8.1 | 24600 | 22200 | 90.24% | 2.88 | 0 | 9 |  |  |  |  | R-410A | 1.95 | Residential & Commercial | USHP
213821108 | Central HP <5.4 tons | TEMPSTAR | HRCU-A-CB (Split System: Heat Pump with Remote Outdoor Unit-Air-Source) | DLCURAH24AAK | ASPEN |  | D(A,C,E)30C44+TDR | *92MSN1002120A* | 23800 | 16.5 | 8.1 | 24800 | 22400 | 90.32% | 2.91 | 0 | 9 |  |  |  |  | R-410A | 1.9833 | Residential & Commercial | USHP
213821124 | Central HP <5.4 tons | TEMPSTAR | HRCU-A-CB (Split System: Heat Pump with Remote Outdoor Unit-Air-Source) | DLCURAH24AAK | ASPEN |  | D(A,C,E)36B34+TDR | *96MSN0401712A* | 23400 | 15.2 | 8.1 | 24800 | 22600 | 91.13% | 2.85 | 0 | 9 |  |  |  |  | R-410A | 1.95 | Residential & Commercial | USHP
213821126 | Central HP <5.4 tons | TEMPSTAR | HRCU-A-CB (Split System: Heat Pump with Remote Outdoor Unit-Air-Source) | DLCURAH24AAK | ASPEN |  | D(A,C,E)24B44+TDR | *96MSN0601412A* | 22600 | 15.8 | 8.1 | 24400 | 22200 | 90.98% | 2.9 | 0 | 9.3 |  |  |  |  | R-410A | 1.8833 | Residential & Commercial | USHP
213821167 | Central HP <5.4 tons | TEMPSTAR | HRCU-A-CB (Split System: Heat Pump with Remote Outdoor Unit-Air-Source) | DLCURAH24AAK | ASPEN |  | D(A,C,E)30B34+TDR | *96VTN1002120B* | 23400 | 16.5 | 8.1 | 24800 | 22200 | 89.52% | 2.88 | 0 | 9.5 |  |  |  |  | R-410A | 1.95 | Residential & Commercial | USHP
213821169 | Central HP <5.4 tons | TEMPSTAR | HRCU-A-CB (Split System: Heat Pump with Remote Outdoor Unit-Air-Source) | DLCURAH24AAK | ASPEN |  | D(A,C,E)36B34+TDR | *96VTN1002120B* | 23600 | 16.5 | 8.1 | 24800 | 22200 | 89.52% | 2.88 | 0 | 9.5 |  |  |  |  | R-410A | 1.9667 | Residential & Commercial | USHP
216054843 | Central HP <5.4 tons | LUXAIRE | HRCU-A-CB (Split System: Heat Pump with Remote Outdoor Unit-Air-Source) | HH824E2S11 | ASPEN |  | D(A,C,E)24B4K+TDR | TM9E060B12MP12 | 22600 | 17 | 8.5 | 22800 | 18300 | 80.26% | 2 | 0 | 11.7 |  |  |  |  | R-454B | 1.8833 | Residential & Commercial | USHP | Ducted CEE Tier 1
216054860 | Central HP <5.4 tons | LUXAIRE | HRCU-A-CB (Split System: Heat Pump with Remote Outdoor Unit-Air-Source) | HH824E2S11 | ASPEN |  | D(A,C,E)24B3K+TDR | TM9V060B12MP12 | 22000 | 17 | 8.1 | 22600 | 18000 | 79.65% | 2 | 0 | 12 |  |  |  |  | R-454B | 1.8333 | Residential & Commercial | USHP | Ducted CEE Tier 1
216054874 | Central HP <5.4 tons | LUXAIRE | HRCU-A-CB (Split System: Heat Pump with Remote Outdoor Unit-Air-Source) | HH824E2S11 | ASPEN |  | D(A,C,E)36A3K+TDR | TM9Y040A10MP11 | 21000 | 16.5 | 8.1 | 22400 | 17300 | 77.23% | 2 | 0 | 10.5 |  |  |  |  | R-454B | 1.75 | Residential & Commercial | USHP | Ducted CEE Tier 1
216054893 | Central HP <5.4 tons | LUXAIRE | HRCU-A-CB (Split System: Heat Pump with Remote Outdoor Unit-Air-Source) | HH824E2S11 | ASPEN |  | D(A,C,E)36A4K+TDR | TMLE040A12MP11 | 21200 | 17 | 8.5 | 22600 | 17200 | 76.11% | 2 | 0 | 11.7 |  |  |  |  | R-454B | 1.7667 | Residential & Commercial | USHP | Ducted CEE Tier 1
216054924 | Central HP <5.4 tons | LUXAIRE | HRCU-A-CB (Split System: Heat Pump with Remote Outdoor Unit-Air-Source) | HH824E2S11 | ASPEN |  | C(A,C,D,E)24A3K+TDR | TPLC080B12MP13 | 21600 | 17 | 8.1 | 22600 | 17700 | 78.32% | 2 | 0 | 11.7 |  |  |  |  | R-454B | 1.8 | Residential & Commercial | USHP | Ducted CEE Tier 1
216054926 | Central HP <5.4 tons | LUXAIRE | HRCU-A-CB (Split System: Heat Pump with Remote Outdoor Unit-Air-Source) | HH824E2S11 | ASPEN |  | D(A,C,E)24B3K+TDR | TPLC080B12MP13 | 22000 | 17 | 8.1 | 22600 | 17700 | 78.32% | 2 | 0 | 12 |  |  |  |  | R-454B | 1.8333 | Residential & Commercial | USHP | Ducted CEE Tier 1
216054976 | Central HP <5.4 tons | LUXAIRE | HRCU-A-CB (Split System: Heat Pump with Remote Outdoor Unit-Air-Source) | HH824E2S11 | ASPEN |  | D(A,C,E)36A3K+TDR | Z9ES040A10SMPS1 | 20800 | 17.5 | 8.1 | 22800 | 17800 | 78.07% | 2 | 0 | 11.7 |  |  |  |  | R-454B | 1.7333 | Residential & Commercial | USHP | Ducted CEE Tier 1
216054978 | Central HP <5.4 tons | LUXAIRE | HRCU-A-CB (Split System: Heat Pump with Remote Outdoor Unit-Air-Source) | HH824E2S11 | ASPEN |  | C(A,C,D,E)24A3K+TDR | Z9ES060A10SMPS1 | 20200 | 17.5 | 8.1 | 22800 | 17600 | 77.19% | 2 | 0 | 11.2 |  |  |  |  | R-454B | 1.6833 | Residential & Commercial | USHP | Ducted CEE Tier 1
216055105 | Central HP <5.4 tons | LUXAIRE | HRCU-A-CB (Split System: Heat Pump with Remote Outdoor Unit-Air-Source) | HH836E2S11 | ASPEN |  | D(A,C,E)36A4K+TDR | TM9V080C16MP12 | 30800 | 18 | 8.5 | 31400 | 25400 | 80.89% | 2 | 0 | 10.5 |  |  |  |  | R-454B | 2.5667 | Residential & Commercial | USHP | Ducted CEE Tier 1
216055164 | Central HP <5.4 tons | LUXAIRE | HRCU-A-CB (Split System: Heat Pump with Remote Outdoor Unit-Air-Source) | HH836E2S11 | ASPEN |  | C(A,C,D,E)48A3K+TDR | TP9C100C16MP13 | 31200 | 18 | 8.1 | 31000 | 25200 | 81.29% | 2 | 0 | 10.5 |  |  |  |  | R-454B | 2.6 | Residential & Commercial | USHP | Ducted CEE Tier 1
216055173 | Central HP <5.4 tons | LUXAIRE | HRCU-A-CB (Split System: Heat Pump with Remote Outdoor Unit-Air-Source) | HH836E2S11 | ASPEN |  | C(A,C,D,E)48A3K+TDR | TPLC080C16MP13 | 31200 | 18 | 8.1 | 31200 | 25400 | 81.41% | 2 | 0 | 10.5 |  |  |  |  | R-454B | 2.6 | Residential & Commercial | USHP | Ducted CEE Tier 1
216055180 | Central HP <5.4 tons | LUXAIRE | HRCU-A-CB (Split System: Heat Pump with Remote Outdoor Unit-Air-Source) | HH836E2S11 | ASPEN |  | D(A,C,E)36A4K+TDR | Z8ES080B12SMPS1 | 30400 | 18 | 8.5 | 30000 | 24800 | 82.67% | 2 | 0 | 11.2 |  |  |  |  | R-454B | 2.5333 | Residential & Commercial | USHP | Ducted CEE Tier 1
216055189 | Central HP <5.4 tons | LUXAIRE | HRCU-A-CB (Split System: Heat Pump with Remote Outdoor Unit-Air-Source) | HH836E2S11 | ASPEN |  | D(A,C,E)36A4K+TDR | Z8ES100B12SMPS1 | 30600 | 18 | 8.5 | 30400 | 24800 | 81.58% | 2 | 0 | 11 |  |  |  |  | R-454B | 2.55 | Residential & Commercial | USHP | Ducted CEE Tier 1
216055207 | Central HP <5.4 tons | LUXAIRE | HRCU-A-CB (Split System: Heat Pump with Remote Outdoor Unit-Air-Source) | HH836E2S11 | ASPEN |  | D(A,C,E)36A4K+TDR | Z9ES080C16SMPS1 | 29400 | 17.5 | 8.5 | 30400 | 23400 | 76.97% | 2 | 0 | 10.5 |  |  |  |  | R-454B | 2.45 | Residential & Commercial | USHP | Ducted CEE Tier 1
216054762 | Central HP <5.4 tons | LUXAIRE | HRCU-A-CB (Split System: Heat Pump with Remote Outdoor Unit-Air-Source) | HH824E2S11 | ASPEN |  | C(A,C,D,E)24A3K+TDR | LPLC080B12MP13 | 21600 | 17 | 8.1 | 22600 | 17700 | 78.32% | 2 | 0 | 12 |  |  |  |  | R-454B | 1.8 | Residential & Commercial | USHP | Ducted CEE Tier 1
213821096 | Central HP <5.4 tons | TEMPSTAR | HRCU-A-CB (Split System: Heat Pump with Remote Outdoor Unit-Air-Source) | DLCURAH24AAK | ASPEN |  | D(A,C,E)24B44+TDR | *92MSN0801716A* | 23400 | 16.5 | 8.1 | 24600 | 22200 | 90.24% | 2.88 | 0 | 9 |  |  |  |  | R-410A | 1.95 | Residential & Commercial | USHP
213821098 | Central HP <5.4 tons | TEMPSTAR | HRCU-A-CB (Split System: Heat Pump with Remote Outdoor Unit-Air-Source) | DLCURAH24AAK | ASPEN |  | D(A,C,E)30C44+TDR | *92MSN0801716A* | 23800 | 16.5 | 8.1 | 24600 | 22200 | 90.24% | 2.88 | 0 | 9 |  |  |  |  | R-410A | 1.9833 | Residential & Commercial | USHP
213821130 | Central HP <5.4 tons | TEMPSTAR | HRCU-A-CB (Split System: Heat Pump with Remote Outdoor Unit-Air-Source) | DLCURAH24AAK | ASPEN |  | D(A,C,E)36C34+TDR | *96MSN0601412A* | 23200 | 16 | 8.1 | 24400 | 22200 | 90.98% | 2.9 | 0 | 9.4 |  |  |  |  | R-410A | 1.9333 | Residential & Commercial | USHP
213821131 | Central HP <5.4 tons | TEMPSTAR | HRCU-A-CB (Split System: Heat Pump with Remote Outdoor Unit-Air-Source) | DLCURAH24AAK | ASPEN |  | D(A,C,E)24B44+TDR | *96MSN0801716A* | 23600 | 16 | 8.1 | 25000 | 22400 | 89.6% | 2.9 | 0 | 9 |  |  |  |  | R-410A | 1.9667 | Residential & Commercial | USHP
213821146 | Central HP <5.4 tons | TEMPSTAR | HRCU-A-CB (Split System: Heat Pump with Remote Outdoor Unit-Air-Source) | DLCURAH24AAK | ASPEN |  | D(A,C,E)24B44+TDR | *96VTN0401712B* | 23200 | 15.5 | 8.1 | 24600 | 22400 | 91.06% | 2.85 | 0 | 9.5 |  |  |  |  | R-410A | 1.9333 | Residential & Commercial | USHP
214802900 | Central HP <5.4 tons | RHEEM | HRCU-A-CB (Split System: Heat Pump with Remote Outdoor Unit-Air-Source) | RP15AZ48AJ2N | ASPEN |  | D(A,C,E)48D44+TDR | R801V0755A21UH | 45500 | 15.5 | 8.4 | 46000 | 34200 | 74.35% | 3.14 | 0 | 10.2 |  |  |  |  | R-410A | 3.7917 | Residential & Commercial | USHP | Ducted CEE Tier 1
216055391 | Central HP <5.4 tons | LUXAIRE | HRCU-A-CB (Split System: Heat Pump with Remote Outdoor Unit-Air-Source) | HH860E2S11 | ASPEN |  | C(A,C,D,E)48A3K+TDR | Z8ES100C16SMPS1 | 40000 | 16.5 | 8.1 | 43500 | 33200 | 76.32% | 2 | 0 | 11.7 |  |  |  |  | R-454B | 3.3333 | Residential & Commercial | USHP | Ducted CEE Tier 1
216055400 | Central HP <5.4 tons | LUXAIRE | HRCU-A-CB (Split System: Heat Pump with Remote Outdoor Unit-Air-Source) | HH860E2S11 | ASPEN |  | C(A,C,D,E)48A3K+TDR | Z8ES120C20SMPS1 | 40500 | 17.5 | 8.1 | 45000 | 34000 | 75.56% | 2 | 0 | 11.2 |  |  |  |  | R-454B | 3.375 | Residential & Commercial | USHP | Ducted CEE Tier 1
216764476 | Central HP <5.4 tons | TRANE | HRCU-A-CB (Split System: Heat Pump with Remote Outdoor Unit-Air-Source) | 5TWX7048A1 |  |  | 5TXCD008AS3 | S8X1C100M5PSC | 43500 | 17 | 9 | 45000 | 33000 | 73.33% | 2.1 | 0 | 11.7 |  |  |  |  | R-454B | 3.625 | Residential & Commercial | USHP | Ducted CEE Tier 1
216055005 | Central HP <5.4 tons | LUXAIRE | HRCU-A-CB (Split System: Heat Pump with Remote Outdoor Unit-Air-Source) | HH836E2S11 | ASPEN |  | C(A,C,D,E)36B3K+TDR | LP9C100C16MP13 | 30800 | 17.5 | 8.1 | 31400 | 25200 | 80.25% | 2 | 0 | 10.5 |  |  |  |  | R-454B | 2.5667 | Residential & Commercial | USHP | Ducted CEE Tier 1
216055021 | Central HP <5.4 tons | LUXAIRE | HRCU-A-CB (Split System: Heat Pump with Remote Outdoor Unit-Air-Source) | HH836E2S11 | ASPEN |  | D(A,C,E)36A4K+TDR | TL8E080C16UH11 | 31200 | 18 | 8.5 | 31800 | 25600 | 80.5% | 2 | 0 | 10.5 |  |  |  |  | R-454B | 2.6 | Residential & Commercial | USHP | Ducted CEE Tier 1
216055062 | Central HP <5.4 tons | LUXAIRE | HRCU-A-CB (Split System: Heat Pump with Remote Outdoor Unit-Air-Source) | HH836E2S11 | ASPEN |  | C(A,C,D,E)48A3K+TDR | TM8V100C16MP12 | 31200 | 18 | 8.1 | 31200 | 25400 | 81.41% | 2 | 0 | 10.5 |  |  |  |  | R-454B | 2.6 | Residential & Commercial | USHP | Ducted CEE Tier 1
216054862 | Central HP <5.4 tons | LUXAIRE | HRCU-A-CB (Split System: Heat Pump with Remote Outdoor Unit-Air-Source) | HH824E2S11 | ASPEN |  | D(A,C,E)36A3K+TDR | TM9V060B12MP12 | 22400 | 17 | 8.1 | 22600 | 18000 | 79.65% | 2 | 0 | 12 |  |  |  |  | R-454B | 1.8667 | Residential & Commercial | USHP | Ducted CEE Tier 1
216054778 | Central HP <5.4 tons | LUXAIRE | HRCU-A-CB (Split System: Heat Pump with Remote Outdoor Unit-Air-Source) | HH824E2S11 | ASPEN |  | D(A,C,E)36A3K+TDR | TL9E060B12UH11 | 22400 | 17 | 8.1 | 22600 | 18000 | 79.65% | 2 | 0 | 12 |  |  |  |  | R-454B | 1.8667 | Residential & Commercial | USHP | Ducted CEE Tier 1
216054798 | Central HP <5.4 tons | LUXAIRE | HRCU-A-CB (Split System: Heat Pump with Remote Outdoor Unit-Air-Source) | HH824E2S11 | ASPEN |  | C(A,C,D,E)24A3K+TDR | TM8E100B12MP11 | 21600 | 17 | 8.1 | 22600 | 18000 | 79.65% | 2 | 0 | 12 |  |  |  |  | R-454B | 1.8 | Residential & Commercial | USHP | Ducted CEE Tier 1
216054814 | Central HP <5.4 tons | LUXAIRE | HRCU-A-CB (Split System: Heat Pump with Remote Outdoor Unit-Air-Source) | HH824E2S11 | ASPEN |  | D(A,C,E)36A3K+TDR | TM8Y060A12MP11 | 20600 | 17.5 | 8.5 | 22600 | 18400 | 81.42% | 2 | 0 | 10.5 |  |  |  |  | R-454B | 1.7167 | Residential & Commercial | USHP | Ducted CEE Tier 1
216054832 | Central HP <5.4 tons | LUXAIRE | HRCU-A-CB (Split System: Heat Pump with Remote Outdoor Unit-Air-Source) | HH824E2S11 | ASPEN |  | D(A,C,E)36A3K+TDR | TM9E040A10MP12 | 20800 | 16.5 | 8.5 | 22800 | 18100 | 79.39% | 2 | 0 | 10.5 |  |  |  |  | R-454B | 1.7333 | Residential & Commercial | USHP | Ducted CEE Tier 1
216054848 | Central HP <5.4 tons | LUXAIRE | HRCU-A-CB (Split System: Heat Pump with Remote Outdoor Unit-Air-Source) | HH824E2S11 | ASPEN |  | D(A,C,E)24B3K+TDR | TM9E080B12MP12 | 22000 | 17 | 8.5 | 22400 | 18700 | 83.48% | 2 | 0 | 11.7 |  |  |  |  | R-454B | 1.8333 | Residential & Commercial | USHP | Ducted CEE Tier 1
216054853 | Central HP <5.4 tons | LUXAIRE | HRCU-A-CB (Split System: Heat Pump with Remote Outdoor Unit-Air-Source) | HH824E2S11 | ASPEN |  | C(A,C,D,E)24D2K+TDR | TM9V040A10MP12 | 19700 | 16 | 9 | 23000 | 17500 | 76.09% | 2 | 0 | 10 |  |  |  |  | R-454B | 1.6417 | Residential & Commercial | USHP | Ducted CEE Tier 1
216054857 | Central HP <5.4 tons | LUXAIRE | HRCU-A-CB (Split System: Heat Pump with Remote Outdoor Unit-Air-Source) | HH824E2S11 | ASPEN |  | D(A,C,E)36A4K+TDR | TM9V040A10MP12 | 21200 | 17 | 8.5 | 23000 | 17500 | 76.09% | 2 | 0 | 10.5 |  |  |  |  | R-454B | 1.7667 | Residential & Commercial | USHP | Ducted CEE Tier 1
216054878 | Central HP <5.4 tons | LUXAIRE | HRCU-A-CB (Split System: Heat Pump with Remote Outdoor Unit-Air-Source) | HH824E2S11 | ASPEN |  | D(A,C,E)24B3K+TDR | TM9Y060B12MP11 | 22000 | 17 | 8.1 | 22600 | 18400 | 81.42% | 2 | 0 | 11.7 |  |  |  |  | R-454B | 1.8333 | Residential & Commercial | USHP | Ducted CEE Tier 1
216055000 | Central HP <5.4 tons | LUXAIRE | HRCU-A-CB (Split System: Heat Pump with Remote Outdoor Unit-Air-Source) | HH836E2S11 | ASPEN |  | C(A,C,D,E)48A3K+TDR | LP9C080B12MP13 | 30800 | 18 | 8.5 | 30800 | 25200 | 81.82% | 2 | 0 | 11 |  |  |  |  | R-454B | 2.5667 | Residential & Commercial | USHP | Ducted CEE Tier 1
216055034 | Central HP <5.4 tons | LUXAIRE | HRCU-A-CB (Split System: Heat Pump with Remote Outdoor Unit-Air-Source) | HH836E2S11 | ASPEN |  | C(A,C,D,E)36B3K+TDR | TM8E080C16MP11 | 31000 | 18 | 8.5 | 31000 | 25200 | 81.29% | 2 | 0 | 10.5 |  |  |  |  | R-454B | 2.5833 | Residential & Commercial | USHP | Ducted CEE Tier 1
216055050 | Central HP <5.4 tons | LUXAIRE | HRCU-A-CB (Split System: Heat Pump with Remote Outdoor Unit-Air-Source) | HH836E2S11 | ASPEN |  | C(A,C,D,E)48A3K+TDR | TM8E120C16MP11 | 30800 | 18 | 8.1 | 30200 | 24800 | 82.12% | 2 | 0 | 11.2 |  |  |  |  | R-454B | 2.5667 | Residential & Commercial | USHP | Ducted CEE Tier 1
216055068 | Central HP <5.4 tons | LUXAIRE | HRCU-A-CB (Split System: Heat Pump with Remote Outdoor Unit-Air-Source) | HH836E2S11 | ASPEN |  | C(A,C,D,E)48A3K+TDR | TM8Y080C16MP11 | 31000 | 18 | 8.1 | 30400 | 25000 | 82.24% | 2 | 0 | 11.2 |  |  |  |  | R-454B | 2.5833 | Residential & Commercial | USHP | Ducted CEE Tier 1
216055117 | Central HP <5.4 tons | LUXAIRE | HRCU-A-CB (Split System: Heat Pump with Remote Outdoor Unit-Air-Source) | HH836E2S11 | ASPEN |  | D(A,C,E)36A4K+TDR | TM9Y080B12MP11 | 30600 | 18 | 8.5 | 31000 | 25400 | 81.94% | 2 | 0 | 10.5 |  |  |  |  | R-454B | 2.55 | Residential & Commercial | USHP | Ducted CEE Tier 1
216055120 | Central HP <5.4 tons | LUXAIRE | HRCU-A-CB (Split System: Heat Pump with Remote Outdoor Unit-Air-Source) | HH836E2S11 | ASPEN |  | D(A,C,E)36A4K+TDR | TM9Y080C16MP11 | 31200 | 18 | 8.5 | 32000 | 25800 | 80.62% | 2 | 0 | 10.5 |  |  |  |  | R-454B | 2.6 | Residential & Commercial | USHP | Ducted CEE Tier 1
216054782 | Central HP <5.4 tons | LUXAIRE | HRCU-A-CB (Split System: Heat Pump with Remote Outdoor Unit-Air-Source) | HH824E2S11 | ASPEN |  | D(A,C,E)24B3K+TDR | TM8E040A12MP11 | 20600 | 16.5 | 8.5 | 22400 | 17200 | 76.79% | 2 | 0 | 11.2 |  |  |  |  | R-454B | 1.7167 | Residential & Commercial | USHP | Ducted CEE Tier 1
216054867 | Central HP <5.4 tons | LUXAIRE | HRCU-A-CB (Split System: Heat Pump with Remote Outdoor Unit-Air-Source) | HH824E2S11 | ASPEN |  | D(A,C,E)24B4K+TDR | TM9V080B12MP12 | 22600 | 17 | 8.5 | 22800 | 18300 | 80.26% | 2 | 0 | 12 |  |  |  |  | R-454B | 1.8833 | Residential & Commercial | USHP | Ducted CEE Tier 1
216054999 | Central HP <5.4 tons | LUXAIRE | HRCU-A-CB (Split System: Heat Pump with Remote Outdoor Unit-Air-Source) | HH836E2S11 | ASPEN |  | C(A,C,D,E)36B3K+TDR | LP9C080B12MP13 | 30600 | 17.5 | 8.1 | 30800 | 25200 | 81.82% | 2 | 0 | 10.5 |  |  |  |  | R-454B | 2.55 | Residential & Commercial | USHP | Ducted CEE Tier 1
216055072 | Central HP <5.4 tons | LUXAIRE | HRCU-A-CB (Split System: Heat Pump with Remote Outdoor Unit-Air-Source) | HH836E2S11 | ASPEN |  | D(A,C,E)36A4K+TDR | TM8Y100C16MP11 | 30800 | 18 | 8.5 | 30400 | 25000 | 82.24% | 2 | 0 | 11 |  |  |  |  | R-454B | 2.5667 | Residential & Commercial | USHP | Ducted CEE Tier 1
216055106 | Central HP <5.4 tons | LUXAIRE | HRCU-A-CB (Split System: Heat Pump with Remote Outdoor Unit-Air-Source) | HH836E2S11 | ASPEN |  | C(A,C,D,E)36B3K+TDR | TM9V100C16MP12 | 31000 | 18 | 8.5 | 31000 | 25200 | 81.29% | 2 | 0 | 10.5 |  |  |  |  | R-454B | 2.5833 | Residential & Commercial | USHP | Ducted CEE Tier 1
216055129 | Central HP <5.4 tons | LUXAIRE | HRCU-A-CB (Split System: Heat Pump with Remote Outdoor Unit-Air-Source) | HH836E2S11 | ASPEN |  | D(A,C,E)36A4K+TDR | TMLE080B12MP11 | 30600 | 18 | 8.5 | 31400 | 25400 | 80.89% | 2 | 0 | 10.5 |  |  |  |  | R-454B | 2.55 | Residential & Commercial | USHP | Ducted CEE Tier 1
216054945 | Central HP <5.4 tons | LUXAIRE | HRCU-A-CB (Split System: Heat Pump with Remote Outdoor Unit-Air-Source) | HH824E2S11 | ASPEN |  | D(A,C,E)24B4K+TDR | Z8ES080B12SMPS1 | 22600 | 18 | 8.5 | 22800 | 18500 | 81.14% | 2 | 0 | 12 |  |  |  |  | R-454B | 1.8833 | Residential & Commercial | USHP | Ducted CEE Tier 1
216054889 | Central HP <5.4 tons | LUXAIRE | HRCU-A-CB (Split System: Heat Pump with Remote Outdoor Unit-Air-Source) | HH824E2S11 | ASPEN |  | C(A,C,D,E)24D2K+TDR | TMLE040A12MP11 | 19800 | 16 | 9 | 22600 | 17200 | 76.11% | 2 | 0 | 11.2 |  |  |  |  | R-454B | 1.65 | Residential & Commercial | USHP | Ducted CEE Tier 1
216054930 | Central HP <5.4 tons | LUXAIRE | HRCU-A-CB (Split System: Heat Pump with Remote Outdoor Unit-Air-Source) | HH824E2S11 | ASPEN |  | C(A,C,D,E)24A3K+TDR | Z8ES040A12SMPS1 | 20000 | 17.5 | 9 | 22600 | 18100 | 80.09% | 2 | 0 | 11.2 |  |  |  |  | R-454B | 1.6667 | Residential & Commercial | USHP | Ducted CEE Tier 1
216054939 | Central HP <5.4 tons | LUXAIRE | HRCU-A-CB (Split System: Heat Pump with Remote Outdoor Unit-Air-Source) | HH824E2S11 | ASPEN |  | D(A,C,E)24B4K+TDR | Z8ES060A12SMPS1 | 21000 | 17.5 | 9 | 22600 | 17300 | 76.55% | 2 | 0 | 11.7 |  |  |  |  | R-454B | 1.75 | Residential & Commercial | USHP | Ducted CEE Tier 1
216055405 | Central HP <5.4 tons | LUXAIRE | HRCU-A-CB (Split System: Heat Pump with Remote Outdoor Unit-Air-Source) | HH860E2S11 | ASPEN |  | D(A,C,E)60A3K+TDR | Z8ES130D20SMPS1 | 41500 | 18 | 9 | 44500 | 33600 | 75.51% | 2 | 0 | 11.7 |  |  |  |  | R-454B | 3.4583 | Residential & Commercial | USHP | Ducted CEE Tier 1
216055416 | Central HP <5.4 tons | LUXAIRE | HRCU-A-CB (Split System: Heat Pump with Remote Outdoor Unit-Air-Source) | HH860E2S11 | ASPEN |  | C(A,C,D,E)60A3K+TDR | Z9ES100C20SMPS1 | 42000 | 17.5 | 8.1 | 46500 | 34000 | 73.12% | 2 | 0 | 11.2 |  |  |  |  | R-454B | 3.5 | Residential & Commercial | USHP | Ducted CEE Tier 1
216055232 | Central HP <5.4 tons | LUXAIRE | HRCU-A-CB (Split System: Heat Pump with Remote Outdoor Unit-Air-Source) | HH860E2S11 | ASPEN |  | C(A,C,D,E)48A3K+TDR | LPLC100C20MP13 | 40000 | 17.5 | 8.1 | 45000 | 33800 | 75.11% | 2 | 0 | 10.5 |  |  |  |  | R-454B | 3.3333 | Residential & Commercial | USHP | Ducted CEE Tier 1
215850236 | Central HP <5.4 tons | COLEMAN | HRCU-A-CB (Split System: Heat Pump with Remote Outdoor Unit-Air-Source) | HH836E2S11 | ASPEN |  | C(A,C,D,E)36B3K+TDR | CP9C080C16MP13 | 30800 | 17.5 | 8.1 | 31400 | 25400 | 80.89% | 2 | 0 | 10.5 |  |  |  |  | R-454B | 2.5667 | Residential & Commercial | USHP | Ducted CEE Tier 1
215850279 | Central HP <5.4 tons | COLEMAN | HRCU-A-CB (Split System: Heat Pump with Remote Outdoor Unit-Air-Source) | HH836E2S11 | ASPEN |  | C(A,C,D,E)36B3K+TDR | TL8E100C20UH11 | 31000 | 17 | 8.5 | 30800 | 25000 | 81.17% | 2 | 0 | 11 |  |  |  |  | R-454B | 2.5833 | Residential & Commercial | USHP | Ducted CEE Tier 1
215850470 | Central HP <5.4 tons | COLEMAN | HRCU-A-CB (Split System: Heat Pump with Remote Outdoor Unit-Air-Source) | HH836E2S11 | ASPEN |  | C(A,C,D,E)36B3K+TDR | TM9Y080B12MP11 | 30600 | 18 | 8.5 | 31000 | 25400 | 81.94% | 2 | 0 | 10.5 |  |  |  |  | R-454B | 2.55 | Residential & Commercial | USHP | Ducted CEE Tier 1
215850479 | Central HP <5.4 tons | COLEMAN | HRCU-A-CB (Split System: Heat Pump with Remote Outdoor Unit-Air-Source) | HH836E2S11 | ASPEN |  | C(A,C,D,E)48A3K+TDR | TM9Y080C16MP11 | 31400 | 18 | 8.5 | 31800 | 25800 | 81.13% | 2 | 0 | 10.5 |  |  |  |  | R-454B | 2.6167 | Residential & Commercial | USHP | Ducted CEE Tier 1
215850493 | Central HP <5.4 tons | COLEMAN | HRCU-A-CB (Split System: Heat Pump with Remote Outdoor Unit-Air-Source) | HH836E2S11 | ASPEN |  | C(A,C,D,E)36B3K+TDR | TMLE080B12MP11 | 30800 | 18 | 8.5 | 31400 | 25400 | 80.89% | 2 | 0 | 10.5 |  |  |  |  | R-454B | 2.5667 | Residential & Commercial | USHP | Ducted CEE Tier 1
215850536 | Central HP <5.4 tons | COLEMAN | HRCU-A-CB (Split System: Heat Pump with Remote Outdoor Unit-Air-Source) | HH836E2S11 | ASPEN |  | C(A,C,D,E)36B3K+TDR | TP9C080B12MP13 | 30600 | 18 | 8.5 | 30800 | 25200 | 81.82% | 2 | 0 | 10.5 |  |  |  |  | R-454B | 2.55 | Residential & Commercial | USHP | Ducted CEE Tier 1
216054773 | Central HP <5.4 tons | LUXAIRE | HRCU-A-CB (Split System: Heat Pump with Remote Outdoor Unit-Air-Source) | HH824E2S11 | ASPEN |  | D(A,C,E)36A4K+TDR | TL8E060A12UH11 | 21000 | 17.5 | 9 | 22800 | 17900 | 78.51% | 2 | 0 | 11.2 |  |  |  |  | R-454B | 1.75 | Residential & Commercial | USHP | Ducted CEE Tier 1
216054796 | Central HP <5.4 tons | LUXAIRE | HRCU-A-CB (Split System: Heat Pump with Remote Outdoor Unit-Air-Source) | HH824E2S11 | ASPEN |  | D(A,C,E)36A3K+TDR | TM8E080B12MP11 | 22400 | 17 | 8.1 | 22600 | 18000 | 79.65% | 2 | 0 | 12 |  |  |  |  | R-454B | 1.8667 | Residential & Commercial | USHP | Ducted CEE Tier 1
216055376 | Central HP <5.4 tons | LUXAIRE | HRCU-A-CB (Split System: Heat Pump with Remote Outdoor Unit-Air-Source) | HH860E2S11 | ASPEN |  | C(A,C,D,E)48A3K+TDR | TPLC100C16MP13 | 39500 | 16.5 | 8.1 | 43500 | 33400 | 76.78% | 2 | 0 | 11.2 |  |  |  |  | R-454B | 3.2917 | Residential & Commercial | USHP | Ducted CEE Tier 1
216055393 | Central HP <5.4 tons | LUXAIRE | HRCU-A-CB (Split System: Heat Pump with Remote Outdoor Unit-Air-Source) | HH860E2S11 | ASPEN |  | D(A,C,E)60A3K+TDR | Z8ES100C16SMPS1 | 41000 | 17 | 8.5 | 43500 | 33200 | 76.32% | 2 | 0 | 11.7 |  |  |  |  | R-454B | 3.4167 | Residential & Commercial | USHP | Ducted CEE Tier 1
214802745 | Central HP <5.4 tons | RHEEM | HRCU-A-CB (Split System: Heat Pump with Remote Outdoor Unit-Air-Source) | RP15AZ30AJ2N | ASPEN |  | D(A,C,E)30B34+TDR | R801V0503A14DZ | 27400 | 15.4 | 8.1 | 28400 | 20200 | 71.13% | 2.63 | 0 | 11.7 |  |  |  |  | R-410A | 2.2833 | Residential & Commercial | USHP | Ducted CEE Tier 1
214802746 | Central HP <5.4 tons | RHEEM | HRCU-A-CB (Split System: Heat Pump with Remote Outdoor Unit-Air-Source) | RP15AZ30AJ2N | ASPEN |  | D(A,C,E)36A34+TDR | R801V0503A14DZ | 27400 | 15.4 | 8.1 | 28400 | 20200 | 71.13% | 2.63 | 0 | 11.7 |  |  |  |  | R-410A | 2.2833 | Residential & Commercial | USHP | Ducted CEE Tier 1
214802894 | Central HP <5.4 tons | RHEEM | HRCU-A-CB (Split System: Heat Pump with Remote Outdoor Unit-Air-Source) | RP15AZ48AJ2N | ASPEN |  | D(A,C,E)48D44+TDR | R801V0755A21DZ | 45500 | 15.5 | 8.4 | 46000 | 34000 | 73.91% | 3.12 | 0 | 10.2 |  |  |  |  | R-410A | 3.7917 | Residential & Commercial | USHP | Ducted CEE Tier 1
214802930 | Central HP <5.4 tons | RHEEM | HRCU-A-CB (Split System: Heat Pump with Remote Outdoor Unit-Air-Source) | RP15AZ48AJ2N | ASPEN |  | D(A,C,E)48D44+TDR | R801V1005A21UHS | 45500 | 15.5 | 8.4 | 46000 | 33800 | 73.48% | 3.1 | 0 | 10 |  |  |  |  | R-410A | 3.7917 | Residential & Commercial | USHP | Ducted CEE Tier 1
216054992 | Central HP <5.4 tons | LUXAIRE | HRCU-A-CB (Split System: Heat Pump with Remote Outdoor Unit-Air-Source) | HH824E2S11 | ASPEN |  | D(A,C,E)24B3K+TDR | Z9ES080B12SMPS1 | 22000 | 17 | 8.1 | 22600 | 18100 | 80.09% | 2 | 0 | 12 |  |  |  |  | R-454B | 1.8333 | Residential & Commercial | USHP | Ducted CEE Tier 1
216055227 | Central HP <5.4 tons | LUXAIRE | HRCU-A-CB (Split System: Heat Pump with Remote Outdoor Unit-Air-Source) | HH860E2S11 | ASPEN |  | C(A,C,D,E)60A3K+TDR | LPLC080C16MP13 | 40500 | 17 | 8.5 | 44000 | 33400 | 75.91% | 2 | 0 | 11 |  |  |  |  | R-454B | 3.375 | Residential & Commercial | USHP | Ducted CEE Tier 1
216055244 | Central HP <5.4 tons | LUXAIRE | HRCU-A-CB (Split System: Heat Pump with Remote Outdoor Unit-Air-Source) | HH860E2S11 | ASPEN |  | C(A,C,D,E)48A3K+TDR | TL9E080C16UH11 | 40000 | 17.5 | 8.1 | 45500 | 34400 | 75.6% | 2 | 0 | 10.5 |  |  |  |  | R-454B | 3.3333 | Residential & Commercial | USHP | Ducted CEE Tier 1
216055278 | Central HP <5.4 tons | LUXAIRE | HRCU-A-CB (Split System: Heat Pump with Remote Outdoor Unit-Air-Source) | HH860E2S11 | ASPEN |  | C(A,C,D,E)60A3K+TDR | TM8V100C20MP12 | 41000 | 18 | 8.5 | 44500 | 33800 | 75.96% | 2 | 0 | 10.5 |  |  |  |  | R-454B | 3.4167 | Residential & Commercial | USHP | Ducted CEE Tier 1
216055279 | Central HP <5.4 tons | LUXAIRE | HRCU-A-CB (Split System: Heat Pump with Remote Outdoor Unit-Air-Source) | HH860E2S11 | ASPEN |  | D(A,C,E)60A3K+TDR | TM8V100C20MP12 | 41000 | 18 | 8.5 | 44500 | 33800 | 75.96% | 2 | 0 | 10.5 |  |  |  |  | R-454B | 3.4167 | Residential & Commercial | USHP | Ducted CEE Tier 1
216055295 | Central HP <5.4 tons | LUXAIRE | HRCU-A-CB (Split System: Heat Pump with Remote Outdoor Unit-Air-Source) | HH860E2S11 | ASPEN |  | C(A,C,D,E)48A3K+TDR | TM9E080C16MP12 | 40000 | 17.5 | 8.1 | 45000 | 34400 | 76.44% | 2 | 0 | 10.5 |  |  |  |  | R-454B | 3.3333 | Residential & Commercial | USHP | Ducted CEE Tier 1
216055310 | Central HP <5.4 tons | LUXAIRE | HRCU-A-CB (Split System: Heat Pump with Remote Outdoor Unit-Air-Source) | HH860E2S11 | ASPEN |  | C(A,C,D,E)48A3K+TDR | TM9V080C16MP12 | 39500 | 16.5 | 8.1 | 43500 | 33600 | 77.24% | 2 | 0 | 10.5 |  |  |  |  | R-454B | 3.2917 | Residential & Commercial | USHP | Ducted CEE Tier 1
216054812 | Central HP <5.4 tons | LUXAIRE | HRCU-A-CB (Split System: Heat Pump with Remote Outdoor Unit-Air-Source) | HH824E2S11 | ASPEN |  | D(A,C,E)24B3K+TDR | TM8Y060A12MP11 | 20400 | 17.5 | 9 | 22600 | 18400 | 81.42% | 2 | 0 | 9.8 |  |  |  |  | R-454B | 1.7 | Residential & Commercial | USHP
216054823 | Central HP <5.4 tons | LUXAIRE | HRCU-A-CB (Split System: Heat Pump with Remote Outdoor Unit-Air-Source) | HH824E2S11 | ASPEN |  | C(A,C,D,E)24D2K+TDR | TM9E026A08MP12 | 19700 | 16 | 9 | 23000 | 17600 | 76.52% | 2 | 0 | 10 |  |  |  |  | R-454B | 1.6417 | Residential & Commercial | USHP | Ducted CEE Tier 1
216054846 | Central HP <5.4 tons | LUXAIRE | HRCU-A-CB (Split System: Heat Pump with Remote Outdoor Unit-Air-Source) | HH824E2S11 | ASPEN |  | C(A,C,D,E)24A3K+TDR | TM9E080B12MP12 | 21600 | 17 | 8.1 | 22400 | 18700 | 83.48% | 2 | 0 | 11.7 |  |  |  |  | R-454B | 1.8 | Residential & Commercial | USHP | Ducted CEE Tier 1
216054898 | Central HP <5.4 tons | LUXAIRE | HRCU-A-CB (Split System: Heat Pump with Remote Outdoor Unit-Air-Source) | HH824E2S11 | ASPEN |  | D(A,C,E)36A3K+TDR | TMLE060A12MP11 | 20800 | 17.5 | 8.5 | 22800 | 17900 | 78.51% | 2 | 0 | 11.2 |  |  |  |  | R-454B | 1.7333 | Residential & Commercial | USHP | Ducted CEE Tier 1
216054912 | Central HP <5.4 tons | LUXAIRE | HRCU-A-CB (Split System: Heat Pump with Remote Outdoor Unit-Air-Source) | HH824E2S11 | ASPEN |  | C(A,C,D,E)24A3K+TDR | TP9C060B12MP13 | 21600 | 17 | 8.1 | 22600 | 18000 | 79.65% | 2 | 0 | 12 |  |  |  |  | R-454B | 1.8 | Residential & Commercial | USHP | Ducted CEE Tier 1
216054914 | Central HP <5.4 tons | LUXAIRE | HRCU-A-CB (Split System: Heat Pump with Remote Outdoor Unit-Air-Source) | HH824E2S11 | ASPEN |  | D(A,C,E)24B3K+TDR | TP9C060B12MP13 | 22000 | 17 | 8.1 | 22600 | 18000 | 79.65% | 2 | 0 | 12 |  |  |  |  | R-454B | 1.8333 | Residential & Commercial | USHP | Ducted CEE Tier 1
216054948 | Central HP <5.4 tons | LUXAIRE | HRCU-A-CB (Split System: Heat Pump with Remote Outdoor Unit-Air-Source) | HH824E2S11 | ASPEN |  | C(A,C,D,E)24A3K+TDR | Z8ES100B12SMPS1 | 20000 | 18.5 | 9 | 22600 | 18000 | 79.65% | 2 | 0 | 11.2 |  |  |  |  | R-454B | 1.6667 | Residential & Commercial | USHP | Ducted CEE Tier 1
216054971 | Central HP <5.4 tons | LUXAIRE | HRCU-A-CB (Split System: Heat Pump with Remote Outdoor Unit-Air-Source) | HH824E2S11 | ASPEN |  | D(A,C,E)36A4K+TDR | Z9ES026A08SMPS1 | 21200 | 17.5 | 8.1 | 23000 | 17300 | 75.22% | 2 | 0 | 11.7 |  |  |  |  | R-454B | 1.7667 | Residential & Commercial | USHP | Ducted CEE Tier 1
216055239 | Central HP <5.4 tons | LUXAIRE | HRCU-A-CB (Split System: Heat Pump with Remote Outdoor Unit-Air-Source) | HH860E2S11 | ASPEN |  | C(A,C,D,E)60A3K+TDR | TL8E080C16UH11 | 41000 | 17 | 8.5 | 44000 | 33600 | 76.36% | 2 | 0 | 11.5 |  |  |  |  | R-454B | 3.4167 | Residential & Commercial | USHP | Ducted CEE Tier 1
216054957 | Central HP <5.4 tons | LUXAIRE | HRCU-A-CB (Split System: Heat Pump with Remote Outdoor Unit-Air-Source) | HH824E2S11 | ASPEN |  | D(A,C,E)24B4K+TDR | Z8ET060A12LMPS1 | 21000 | 19 | 9 | 23000 | 17700 | 76.96% | 2 | 0 | 11.7 |  |  |  |  | R-454B | 1.75 | Residential & Commercial | USHP | Ducted CEE Tier 1
216054964 | Central HP <5.4 tons | LUXAIRE | HRCU-A-CB (Split System: Heat Pump with Remote Outdoor Unit-Air-Source) | HH824E2S11 | ASPEN |  | D(A,C,E)36A3K+TDR | Z8ET080B12LMPS1 | 22200 | 18 | 8.1 | 22400 | 18500 | 82.59% | 2 | 0 | 12 |  |  |  |  | R-454B | 1.85 | Residential & Commercial | USHP | Ducted CEE Tier 1
216054973 | Central HP <5.4 tons | LUXAIRE | HRCU-A-CB (Split System: Heat Pump with Remote Outdoor Unit-Air-Source) | HH824E2S11 | ASPEN |  | C(A,C,D,E)24D2K+TDR | Z9ES040A10SMPS1 | 19500 | 17 | 8.5 | 23000 | 17800 | 77.39% | 2 | 0 | 11.2 |  |  |  |  | R-454B | 1.625 | Residential & Commercial | USHP | Ducted CEE Tier 1
216055226 | Central HP <5.4 tons | LUXAIRE | HRCU-A-CB (Split System: Heat Pump with Remote Outdoor Unit-Air-Source) | HH860E2S11 | ASPEN |  | C(A,C,D,E)48A3K+TDR | LPLC080C16MP13 | 39500 | 16.5 | 8.1 | 44000 | 33400 | 75.91% | 2 | 0 | 11.2 |  |  |  |  | R-454B | 3.2917 | Residential & Commercial | USHP | Ducted CEE Tier 1
216055228 | Central HP <5.4 tons | LUXAIRE | HRCU-A-CB (Split System: Heat Pump with Remote Outdoor Unit-Air-Source) | HH860E2S11 | ASPEN |  | D(A,C,E)60A3K+TDR | LPLC080C16MP13 | 40500 | 17 | 8.5 | 44000 | 33400 | 75.91% | 2 | 0 | 11 |  |  |  |  | R-454B | 3.375 | Residential & Commercial | USHP | Ducted CEE Tier 1
216055242 | Central HP <5.4 tons | LUXAIRE | HRCU-A-CB (Split System: Heat Pump with Remote Outdoor Unit-Air-Source) | HH860E2S11 | ASPEN |  | C(A,C,D,E)60A3K+TDR | TL8E100C20UH11 | 41500 | 18 | 8.5 | 45000 | 34000 | 75.56% | 2 | 0 | 11.5 |  |  |  |  | R-454B | 3.4583 | Residential & Commercial | USHP | Ducted CEE Tier 1
216055293 | Central HP <5.4 tons | LUXAIRE | HRCU-A-CB (Split System: Heat Pump with Remote Outdoor Unit-Air-Source) | HH860E2S11 | ASPEN |  | C(A,C,D,E)60A3K+TDR | TM8Y120C20MP11 | 41000 | 17.5 | 8.1 | 44500 | 33800 | 75.96% | 2 | 0 | 11.5 |  |  |  |  | R-454B | 3.4167 | Residential & Commercial | USHP | Ducted CEE Tier 1
216055329 | Central HP <5.4 tons | LUXAIRE | HRCU-A-CB (Split System: Heat Pump with Remote Outdoor Unit-Air-Source) | HH860E2S11 | ASPEN |  | C(A,C,D,E)60A3K+TDR | TM9Y100C20MP11 | 41000 | 17 | 8.5 | 46000 | 34800 | 75.65% | 2 | 0 | 10.5 |  |  |  |  | R-454B | 3.4167 | Residential & Commercial | USHP | Ducted CEE Tier 1
216055360 | Central HP <5.4 tons | LUXAIRE | HRCU-A-CB (Split System: Heat Pump with Remote Outdoor Unit-Air-Source) | HH860E2S11 | ASPEN |  | D(A,C,E)60A3K+TDR | TMLV120C20MP12 | 41000 | 18 | 8.5 | 44500 | 33800 | 75.96% | 2 | 0 | 10.5 |  |  |  |  | R-454B | 3.4167 | Residential & Commercial | USHP | Ducted CEE Tier 1
216054956 | Central HP <5.4 tons | LUXAIRE | HRCU-A-CB (Split System: Heat Pump with Remote Outdoor Unit-Air-Source) | HH824E2S11 | ASPEN |  | D(A,C,E)24B3K+TDR | Z8ET060A12LMPS1 | 20400 | 18.7 | 8.5 | 22800 | 17700 | 77.63% | 2 | 0 | 11 |  |  |  |  | R-454B | 1.7 | Residential & Commercial | USHP | Ducted CEE Tier 1
216054761 | Central HP <5.4 tons | LUXAIRE | HRCU-A-CB (Split System: Heat Pump with Remote Outdoor Unit-Air-Source) | HH824E2S11 | ASPEN |  | D(A,C,E)36A4K+TDR | LP9C080B12MP13 | 22600 | 17 | 9 | 22800 | 18300 | 80.26% | 2 | 0 | 12 |  |  |  |  | R-454B | 1.8833 | Residential & Commercial | USHP | Ducted CEE Tier 1
216054781 | Central HP <5.4 tons | LUXAIRE | HRCU-A-CB (Split System: Heat Pump with Remote Outdoor Unit-Air-Source) | HH824E2S11 | ASPEN |  | C(A,C,D,E)24D2K+TDR | TM8E040A12MP11 | 19800 | 16 | 9 | 22600 | 17200 | 76.11% | 2 | 0 | 11.2 |  |  |  |  | R-454B | 1.65 | Residential & Commercial | USHP | Ducted CEE Tier 1
216054795 | Central HP <5.4 tons | LUXAIRE | HRCU-A-CB (Split System: Heat Pump with Remote Outdoor Unit-Air-Source) | HH824E2S11 | ASPEN |  | D(A,C,E)24B4K+TDR | TM8E080B12MP11 | 22600 | 17 | 8.5 | 22800 | 18000 | 78.95% | 2 | 0 | 12 |  |  |  |  | R-454B | 1.8833 | Residential & Commercial | USHP | Ducted CEE Tier 1
216054813 | Central HP <5.4 tons | LUXAIRE | HRCU-A-CB (Split System: Heat Pump with Remote Outdoor Unit-Air-Source) | HH824E2S11 | ASPEN |  | D(A,C,E)24B4K+TDR | TM8Y060A12MP11 | 21000 | 18 | 9 | 22800 | 18400 | 80.7% | 2 | 0 | 10.5 |  |  |  |  | R-454B | 1.75 | Residential & Commercial | USHP | Ducted CEE Tier 1
216054815 | Central HP <5.4 tons | LUXAIRE | HRCU-A-CB (Split System: Heat Pump with Remote Outdoor Unit-Air-Source) | HH824E2S11 | ASPEN |  | D(A,C,E)36A4K+TDR | TM8Y060A12MP11 | 21000 | 17.5 | 9 | 22800 | 18400 | 80.7% | 2 | 0 | 10.5 |  |  |  |  | R-454B | 1.75 | Residential & Commercial | USHP | Ducted CEE Tier 1
216054820 | Central HP <5.4 tons | LUXAIRE | HRCU-A-CB (Split System: Heat Pump with Remote Outdoor Unit-Air-Source) | HH824E2S11 | ASPEN |  | D(A,C,E)36A3K+TDR | TM8Y080B12MP11 | 22200 | 17 | 8.1 | 22600 | 18300 | 80.97% | 2 | 0 | 12 |  |  |  |  | R-454B | 1.85 | Residential & Commercial | USHP | Ducted CEE Tier 1
216054829 | Central HP <5.4 tons | LUXAIRE | HRCU-A-CB (Split System: Heat Pump with Remote Outdoor Unit-Air-Source) | HH824E2S11 | ASPEN |  | C(A,C,D,E)24D2K+TDR | TM9E040A10MP12 | 19500 | 16 | 9 | 23000 | 18100 | 78.7% | 2 | 0 | 10 |  |  |  |  | R-454B | 1.625 | Residential & Commercial | USHP | Ducted CEE Tier 1
216054896 | Central HP <5.4 tons | LUXAIRE | HRCU-A-CB (Split System: Heat Pump with Remote Outdoor Unit-Air-Source) | HH824E2S11 | ASPEN |  | D(A,C,E)24B3K+TDR | TMLE060A12MP11 | 20400 | 17.5 | 8.5 | 22800 | 17900 | 78.51% | 2 | 0 | 11.2 |  |  |  |  | R-454B | 1.7 | Residential & Commercial | USHP | Ducted CEE Tier 1
216054921 | Central HP <5.4 tons | LUXAIRE | HRCU-A-CB (Split System: Heat Pump with Remote Outdoor Unit-Air-Source) | HH824E2S11 | ASPEN |  | D(A,C,E)24B4K+TDR | TP9C080B12MP13 | 22600 | 17 | 8.5 | 22800 | 18300 | 80.26% | 2 | 0 | 12 |  |  |  |  | R-454B | 1.8833 | Residential & Commercial | USHP | Ducted CEE Tier 1
216054955 | Central HP <5.4 tons | LUXAIRE | HRCU-A-CB (Split System: Heat Pump with Remote Outdoor Unit-Air-Source) | HH824E2S11 | ASPEN |  | C(A,C,D,E)24D2K+TDR | Z8ET060A12LMPS1 | 19500 | 18 | 9 | 23000 | 17700 | 76.96% | 2 | 0 | 11.2 |  |  |  |  | R-454B | 1.625 | Residential & Commercial | USHP | Ducted CEE Tier 1
216054982 | Central HP <5.4 tons | LUXAIRE | HRCU-A-CB (Split System: Heat Pump with Remote Outdoor Unit-Air-Source) | HH824E2S11 | ASPEN |  | D(A,C,E)36A3K+TDR | Z9ES060A10SMPS1 | 20800 | 17.5 | 8.1 | 22800 | 17600 | 77.19% | 2 | 0 | 11.7 |  |  |  |  | R-454B | 1.7333 | Residential & Commercial | USHP | Ducted CEE Tier 1
216055221 | Central HP <5.4 tons | LUXAIRE | HRCU-A-CB (Split System: Heat Pump with Remote Outdoor Unit-Air-Source) | HH860E2S11 | ASPEN |  | C(A,C,D,E)60A3K+TDR | LP9C100C20MP13 | 41000 | 18 | 8.5 | 45000 | 33800 | 75.11% | 2 | 0 | 10.5 |  |  |  |  | R-454B | 3.4167 | Residential & Commercial | USHP | Ducted CEE Tier 1
216055257 | Central HP <5.4 tons | LUXAIRE | HRCU-A-CB (Split System: Heat Pump with Remote Outdoor Unit-Air-Source) | HH860E2S11 | ASPEN |  | C(A,C,D,E)60A3K+TDR | TM8E100C16MP11 | 41000 | 18 | 8.5 | 45000 | 34200 | 76% | 2 | 0 | 10.5 |  |  |  |  | R-454B | 3.4167 | Residential & Commercial | USHP | Ducted CEE Tier 1
216055341 | Central HP <5.4 tons | LUXAIRE | HRCU-A-CB (Split System: Heat Pump with Remote Outdoor Unit-Air-Source) | HH860E2S11 | ASPEN |  | C(A,C,D,E)60A3K+TDR | TMLE100C16MP11 | 41000 | 18 | 8.5 | 45000 | 34200 | 76% | 2 | 0 | 10.5 |  |  |  |  | R-454B | 3.4167 | Residential & Commercial | USHP | Ducted CEE Tier 1
216055346 | Central HP <5.4 tons | LUXAIRE | HRCU-A-CB (Split System: Heat Pump with Remote Outdoor Unit-Air-Source) | HH860E2S11 | ASPEN |  | C(A,C,D,E)48A3K+TDR | TMLE120C16MP11 | 40000 | 17.5 | 8.1 | 45000 | 34200 | 76% | 2 | 0 | 10.5 |  |  |  |  | R-454B | 3.3333 | Residential & Commercial | USHP | Ducted CEE Tier 1
216054980 | Central HP <5.4 tons | LUXAIRE | HRCU-A-CB (Split System: Heat Pump with Remote Outdoor Unit-Air-Source) | HH824E2S11 | ASPEN |  | D(A,C,E)24B3K+TDR | Z9ES060A10SMPS1 | 20600 | 17.5 | 8.1 | 22800 | 17600 | 77.19% | 2 | 0 | 11 |  |  |  |  | R-454B | 1.7167 | Residential & Commercial | USHP | Ducted CEE Tier 1
216054755 | Central HP <5.4 tons | LUXAIRE | HRCU-A-CB (Split System: Heat Pump with Remote Outdoor Unit-Air-Source) | HH824E2S11 | ASPEN |  | D(A,C,E)36A4K+TDR | LP9C060B12MP13 | 22600 | 17 | 9 | 22800 | 18000 | 78.95% | 2 | 0 | 12 |  |  |  |  | R-454B | 1.8833 | Residential & Commercial | USHP | Ducted CEE Tier 1
216054764 | Central HP <5.4 tons | LUXAIRE | HRCU-A-CB (Split System: Heat Pump with Remote Outdoor Unit-Air-Source) | HH824E2S11 | ASPEN |  | D(A,C,E)24B3K+TDR | LPLC080B12MP13 | 22000 | 17 | 9 | 22600 | 17700 | 78.32% | 2 | 0 | 12 |  |  |  |  | R-454B | 1.8333 | Residential & Commercial | USHP | Ducted CEE Tier 1
216055241 | Central HP <5.4 tons | LUXAIRE | HRCU-A-CB (Split System: Heat Pump with Remote Outdoor Unit-Air-Source) | HH860E2S11 | ASPEN |  | C(A,C,D,E)48A3K+TDR | TL8E100C20UH11 | 40500 | 17.5 | 8.1 | 45000 | 34000 | 75.56% | 2 | 0 | 11.2 |  |  |  |  | R-454B | 3.375 | Residential & Commercial | USHP | Ducted CEE Tier 1
216055289 | Central HP <5.4 tons | LUXAIRE | HRCU-A-CB (Split System: Heat Pump with Remote Outdoor Unit-Air-Source) | HH860E2S11 | ASPEN |  | C(A,C,D,E)48A3K+TDR | TM8Y100C20MP11 | 40000 | 17.5 | 8.1 | 44500 | 33800 | 75.96% | 2 | 0 | 11.2 |  |  |  |  | R-454B | 3.3333 | Residential & Commercial | USHP | Ducted CEE Tier 1
216054771 | Central HP <5.4 tons | LUXAIRE | HRCU-A-CB (Split System: Heat Pump with Remote Outdoor Unit-Air-Source) | HH824E2S11 | ASPEN |  | D(A,C,E)24B4K+TDR | TL8E060A12UH11 | 21000 | 18 | 9 | 23000 | 17900 | 77.83% | 2 | 0 | 11.2 |  |  |  |  | R-454B | 1.75 | Residential & Commercial | USHP | Ducted CEE Tier 1
216054828 | Central HP <5.4 tons | LUXAIRE | HRCU-A-CB (Split System: Heat Pump with Remote Outdoor Unit-Air-Source) | HH824E2S11 | ASPEN |  | C(A,C,D,E)24A3K+TDR | TM9E040A10MP12 | 20200 | 16.5 | 8.5 | 22600 | 18100 | 80.09% | 2 | 0 | 9.8 |  |  |  |  | R-454B | 1.6833 | Residential & Commercial | USHP
216055071 | Central HP <5.4 tons | LUXAIRE | HRCU-A-CB (Split System: Heat Pump with Remote Outdoor Unit-Air-Source) | HH836E2S11 | ASPEN |  | C(A,C,D,E)48A3K+TDR | TM8Y100C16MP11 | 31000 | 18 | 8.1 | 30400 | 25000 | 82.24% | 2 | 0 | 11.2 |  |  |  |  | R-454B | 2.5833 | Residential & Commercial | USHP | Ducted CEE Tier 1
216054868 | Central HP <5.4 tons | LUXAIRE | HRCU-A-CB (Split System: Heat Pump with Remote Outdoor Unit-Air-Source) | HH824E2S11 | ASPEN |  | D(A,C,E)36A3K+TDR | TM9V080B12MP12 | 22200 | 17 | 8.1 | 22600 | 18300 | 80.97% | 2 | 0 | 12 |  |  |  |  | R-454B | 1.85 | Residential & Commercial | USHP | Ducted CEE Tier 1
216054899 | Central HP <5.4 tons | LUXAIRE | HRCU-A-CB (Split System: Heat Pump with Remote Outdoor Unit-Air-Source) | HH824E2S11 | ASPEN |  | D(A,C,E)36A4K+TDR | TMLE060A12MP11 | 21000 | 17.5 | 9 | 23000 | 17900 | 77.83% | 2 | 0 | 11.2 |  |  |  |  | R-454B | 1.75 | Residential & Commercial | USHP | Ducted CEE Tier 1
216054900 | Central HP <5.4 tons | LUXAIRE | HRCU-A-CB (Split System: Heat Pump with Remote Outdoor Unit-Air-Source) | HH824E2S11 | ASPEN |  | C(A,C,D,E)24A3K+TDR | TMLE080B12MP11 | 21600 | 17 | 8.1 | 22600 | 18000 | 79.65% | 2 | 0 | 12 |  |  |  |  | R-454B | 1.8 | Residential & Commercial | USHP | Ducted CEE Tier 1
216054916 | Central HP <5.4 tons | LUXAIRE | HRCU-A-CB (Split System: Heat Pump with Remote Outdoor Unit-Air-Source) | HH824E2S11 | ASPEN |  | D(A,C,E)36A3K+TDR | TP9C060B12MP13 | 22400 | 17 | 8.1 | 22600 | 18000 | 79.65% | 2 | 0 | 12 |  |  |  |  | R-454B | 1.8667 | Residential & Commercial | USHP | Ducted CEE Tier 1
216055235 | Central HP <5.4 tons | LUXAIRE | HRCU-A-CB (Split System: Heat Pump with Remote Outdoor Unit-Air-Source) | HH860E2S11 | ASPEN |  | C(A,C,D,E)48A3K+TDR | LPLC120C20MP13 | 40000 | 17.5 | 8.1 | 45000 | 33800 | 75.11% | 2 | 0 | 10.5 |  |  |  |  | R-454B | 3.3333 | Residential & Commercial | USHP | Ducted CEE Tier 1
216055251 | Central HP <5.4 tons | LUXAIRE | HRCU-A-CB (Split System: Heat Pump with Remote Outdoor Unit-Air-Source) | HH860E2S11 | ASPEN |  | C(A,C,D,E)60A3K+TDR | TM8E080C16MP11 | 41000 | 18 | 8.5 | 45000 | 34200 | 76% | 2 | 0 | 10.5 |  |  |  |  | R-454B | 3.4167 | Residential & Commercial | USHP | Ducted CEE Tier 1
216055371 | Central HP <5.4 tons | LUXAIRE | HRCU-A-CB (Split System: Heat Pump with Remote Outdoor Unit-Air-Source) | HH860E2S11 | ASPEN |  | C(A,C,D,E)60A3K+TDR | TP9C120D20MP13 | 41000 | 17.5 | 8.1 | 44000 | 33400 | 75.91% | 2 | 0 | 11.5 |  |  |  |  | R-454B | 3.4167 | Residential & Commercial | USHP | Ducted CEE Tier 1
216054754 | Central HP <5.4 tons | LUXAIRE | HRCU-A-CB (Split System: Heat Pump with Remote Outdoor Unit-Air-Source) | HH824E2S11 | ASPEN |  | D(A,C,E)36A3K+TDR | LP9C060B12MP13 | 22400 | 17 | 9 | 22600 | 18000 | 79.65% | 2 | 0 | 12 |  |  |  |  | R-454B | 1.8667 | Residential & Commercial | USHP | Ducted CEE Tier 1
216054765 | Central HP <5.4 tons | LUXAIRE | HRCU-A-CB (Split System: Heat Pump with Remote Outdoor Unit-Air-Source) | HH824E2S11 | ASPEN |  | D(A,C,E)24B4K+TDR | LPLC080B12MP13 | 22400 | 17 | 8.5 | 22800 | 17700 | 77.63% | 2 | 0 | 12 |  |  |  |  | R-454B | 1.8667 | Residential & Commercial | USHP | Ducted CEE Tier 1
216054779 | Central HP <5.4 tons | LUXAIRE | HRCU-A-CB (Split System: Heat Pump with Remote Outdoor Unit-Air-Source) | HH824E2S11 | ASPEN |  | D(A,C,E)36A4K+TDR | TL9E060B12UH11 | 22600 | 17 | 8.5 | 22800 | 18000 | 78.95% | 2 | 0 | 12 |  |  |  |  | R-454B | 1.8833 | Residential & Commercial | USHP | Ducted CEE Tier 1
216054788 | Central HP <5.4 tons | LUXAIRE | HRCU-A-CB (Split System: Heat Pump with Remote Outdoor Unit-Air-Source) | HH824E2S11 | ASPEN |  | D(A,C,E)24B3K+TDR | TM8E060A12MP11 | 20400 | 17.5 | 8.5 | 22800 | 17900 | 78.51% | 2 | 0 | 11.2 |  |  |  |  | R-454B | 1.7 | Residential & Commercial | USHP | Ducted CEE Tier 1
216054806 | Central HP <5.4 tons | LUXAIRE | HRCU-A-CB (Split System: Heat Pump with Remote Outdoor Unit-Air-Source) | HH824E2S11 | ASPEN |  | D(A,C,E)24B3K+TDR | TM8V080B12MP12 | 22000 | 17 | 8.1 | 22600 | 17700 | 78.32% | 2 | 0 | 12 |  |  |  |  | R-454B | 1.8333 | Residential & Commercial | USHP | Ducted CEE Tier 1
216054854 | Central HP <5.4 tons | LUXAIRE | HRCU-A-CB (Split System: Heat Pump with Remote Outdoor Unit-Air-Source) | HH824E2S11 | ASPEN |  | D(A,C,E)24B3K+TDR | TM9V040A10MP12 | 20600 | 16.5 | 8.5 | 22800 | 17500 | 76.75% | 2 | 0 | 9.8 |  |  |  |  | R-454B | 1.7167 | Residential & Commercial | USHP
216054879 | Central HP <5.4 tons | LUXAIRE | HRCU-A-CB (Split System: Heat Pump with Remote Outdoor Unit-Air-Source) | HH824E2S11 | ASPEN |  | D(A,C,E)24B4K+TDR | TM9Y060B12MP11 | 22600 | 17 | 8.5 | 22800 | 18400 | 80.7% | 2 | 0 | 11.7 |  |  |  |  | R-454B | 1.8833 | Residential & Commercial | USHP | Ducted CEE Tier 1
216054750 | Central HP <5.4 tons | LUXAIRE | HRCU-A-CB (Split System: Heat Pump with Remote Outdoor Unit-Air-Source) | HH824E2S11 | ASPEN |  | C(A,C,D,E)24A3K+TDR | LP9C060B12MP13 | 21600 | 17 | 8.5 | 22600 | 18000 | 79.65% | 2 | 0 | 12 |  |  |  |  | R-454B | 1.8 | Residential & Commercial | USHP | Ducted CEE Tier 1
216054783 | Central HP <5.4 tons | LUXAIRE | HRCU-A-CB (Split System: Heat Pump with Remote Outdoor Unit-Air-Source) | HH824E2S11 | ASPEN |  | D(A,C,E)24B4K+TDR | TM8E040A12MP11 | 21000 | 16.5 | 9 | 22600 | 17200 | 76.11% | 2 | 0 | 11.7 |  |  |  |  | R-454B | 1.75 | Residential & Commercial | USHP | Ducted CEE Tier 1
216054785 | Central HP <5.4 tons | LUXAIRE | HRCU-A-CB (Split System: Heat Pump with Remote Outdoor Unit-Air-Source) | HH824E2S11 | ASPEN |  | D(A,C,E)36A4K+TDR | TM8E040A12MP11 | 21200 | 17 | 8.5 | 22600 | 17200 | 76.11% | 2 | 0 | 11.7 |  |  |  |  | R-454B | 1.7667 | Residential & Commercial | USHP | Ducted CEE Tier 1
216054800 | Central HP <5.4 tons | LUXAIRE | HRCU-A-CB (Split System: Heat Pump with Remote Outdoor Unit-Air-Source) | HH824E2S11 | ASPEN |  | D(A,C,E)24B3K+TDR | TM8E100B12MP11 | 22000 | 17 | 8.1 | 22600 | 18000 | 79.65% | 2 | 0 | 12 |  |  |  |  | R-454B | 1.8333 | Residential & Commercial | USHP | Ducted CEE Tier 1
216054816 | Central HP <5.4 tons | LUXAIRE | HRCU-A-CB (Split System: Heat Pump with Remote Outdoor Unit-Air-Source) | HH824E2S11 | ASPEN |  | C(A,C,D,E)24A3K+TDR | TM8Y080B12MP11 | 21600 | 17 | 8.1 | 22600 | 18300 | 80.97% | 2 | 0 | 12 |  |  |  |  | R-454B | 1.8 | Residential & Commercial | USHP | Ducted CEE Tier 1
216054819 | Central HP <5.4 tons | LUXAIRE | HRCU-A-CB (Split System: Heat Pump with Remote Outdoor Unit-Air-Source) | HH824E2S11 | ASPEN |  | D(A,C,E)24B4K+TDR | TM8Y080B12MP11 | 22600 | 17 | 8.5 | 22800 | 18300 | 80.26% | 2 | 0 | 12 |  |  |  |  | R-454B | 1.8833 | Residential & Commercial | USHP | Ducted CEE Tier 1
216054850 | Central HP <5.4 tons | LUXAIRE | HRCU-A-CB (Split System: Heat Pump with Remote Outdoor Unit-Air-Source) | HH824E2S11 | ASPEN |  | D(A,C,E)36A3K+TDR | TM9E080B12MP12 | 22200 | 17 | 8.1 | 22400 | 18700 | 83.48% | 2 | 0 | 11.7 |  |  |  |  | R-454B | 1.85 | Residential & Commercial | USHP | Ducted CEE Tier 1
216054903 | Central HP <5.4 tons | LUXAIRE | HRCU-A-CB (Split System: Heat Pump with Remote Outdoor Unit-Air-Source) | HH824E2S11 | ASPEN |  | D(A,C,E)24B4K+TDR | TMLE080B12MP11 | 22600 | 17 | 8.5 | 22800 | 18000 | 78.95% | 2 | 0 | 12 |  |  |  |  | R-454B | 1.8833 | Residential & Commercial | USHP | Ducted CEE Tier 1
216055389 | Central HP <5.4 tons | LUXAIRE | HRCU-A-CB (Split System: Heat Pump with Remote Outdoor Unit-Air-Source) | HH860E2S11 | ASPEN |  | C(A,C,D,E)60A3K+TDR | Z8ES080C20SMPS1 | 41000 | 18 | 8.5 | 44000 | 33400 | 75.91% | 2 | 0 | 11.7 |  |  |  |  | R-454B | 3.4167 | Residential & Commercial | USHP | Ducted CEE Tier 1
216055414 | Central HP <5.4 tons | LUXAIRE | HRCU-A-CB (Split System: Heat Pump with Remote Outdoor Unit-Air-Source) | HH860E2S11 | ASPEN |  | D(A,C,E)60A3K+TDR | Z9ES100C16SMPS1 | 42000 | 18 | 8.5 | 46500 | 34200 | 73.55% | 2 | 0 | 10.5 |  |  |  |  | R-454B | 3.5 | Residential & Commercial | USHP | Ducted CEE Tier 1
216055216 | Central HP <5.4 tons | LUXAIRE | HRCU-A-CB (Split System: Heat Pump with Remote Outdoor Unit-Air-Source) | HH860E2S11 | ASPEN |  | D(A,C,E)60A3K+TDR | LP9C080C16MP13 | 40500 | 17 | 8.5 | 44000 | 33600 | 76.36% | 2 | 0 | 10.5 |  |  |  |  | R-454B | 3.375 | Residential & Commercial | USHP | Ducted CEE Tier 1
216055246 | Central HP <5.4 tons | LUXAIRE | HRCU-A-CB (Split System: Heat Pump with Remote Outdoor Unit-Air-Source) | HH860E2S11 | ASPEN |  | D(A,C,E)60A3K+TDR | TL9E080C16UH11 | 41000 | 18 | 8.5 | 45500 | 34400 | 75.6% | 2 | 0 | 10.5 |  |  |  |  | R-454B | 3.4167 | Residential & Commercial | USHP | Ducted CEE Tier 1
216055248 | Central HP <5.4 tons | LUXAIRE | HRCU-A-CB (Split System: Heat Pump with Remote Outdoor Unit-Air-Source) | HH860E2S11 | ASPEN |  | C(A,C,D,E)60A3K+TDR | TL9E100C20UH11 | 41000 | 17 | 8.1 | 44000 | 33400 | 75.91% | 2 | 0 | 11.5 |  |  |  |  | R-454B | 3.4167 | Residential & Commercial | USHP | Ducted CEE Tier 1
216055264 | Central HP <5.4 tons | LUXAIRE | HRCU-A-CB (Split System: Heat Pump with Remote Outdoor Unit-Air-Source) | HH860E2S11 | ASPEN |  | D(A,C,E)60A3K+TDR | TM8E120C16MP11 | 41000 | 18 | 8.5 | 45000 | 34200 | 76% | 2 | 0 | 10.5 |  |  |  |  | R-454B | 3.4167 | Residential & Commercial | USHP | Ducted CEE Tier 1
216055280 | Central HP <5.4 tons | LUXAIRE | HRCU-A-CB (Split System: Heat Pump with Remote Outdoor Unit-Air-Source) | HH860E2S11 | ASPEN |  | C(A,C,D,E)48A3K+TDR | TM8V120C20MP12 | 40000 | 17.5 | 8.1 | 44500 | 33800 | 75.96% | 2 | 0 | 10.5 |  |  |  |  | R-454B | 3.3333 | Residential & Commercial | USHP | Ducted CEE Tier 1
216055321 | Central HP <5.4 tons | LUXAIRE | HRCU-A-CB (Split System: Heat Pump with Remote Outdoor Unit-Air-Source) | HH860E2S11 | ASPEN |  | D(A,C,E)60A3K+TDR | TM9V120D20MP12 | 41000 | 17.5 | 8.1 | 44000 | 33400 | 75.91% | 2 | 0 | 11.5 |  |  |  |  | R-454B | 3.4167 | Residential & Commercial | USHP | Ducted CEE Tier 1
215851342 | Central HP <5.4 tons | COLEMAN | HRCU-A-CB (Split System: Heat Pump with Remote Outdoor Unit-Air-Source) | HH860E2S11 | ASPEN |  | C(A,C,D,E)60A3K+TDR | Z9ES100C16SMPS1 | 42000 | 18 | 8.5 | 46500 | 34200 | 73.55% | 2 | 0 | 10.5 |  |  |  |  | R-454B | 3.5 | Residential & Commercial | USHP | Ducted CEE Tier 1
216055334 | Central HP <5.4 tons | LUXAIRE | HRCU-A-CB (Split System: Heat Pump with Remote Outdoor Unit-Air-Source) | HH860E2S11 | ASPEN |  | C(A,C,D,E)48A3K+TDR | TMLE080C16MP11 | 40000 | 17.5 | 8.1 | 45000 | 34200 | 76% | 2 | 0 | 10.5 |  |  |  |  | R-454B | 3.3333 | Residential & Commercial | USHP | Ducted CEE Tier 1
216055368 | Central HP <5.4 tons | LUXAIRE | HRCU-A-CB (Split System: Heat Pump with Remote Outdoor Unit-Air-Source) | HH860E2S11 | ASPEN |  | C(A,C,D,E)60A3K+TDR | TP9C100C20MP13 | 41000 | 18 | 8.5 | 44500 | 33800 | 75.96% | 2 | 0 | 10.5 |  |  |  |  | R-454B | 3.4167 | Residential & Commercial | USHP | Ducted CEE Tier 1
216055420 | Central HP <5.4 tons | LUXAIRE | HRCU-A-CB (Split System: Heat Pump with Remote Outdoor Unit-Air-Source) | HH860E2S11 | ASPEN |  | D(A,C,E)60A3K+TDR | Z9ES120D20SMPS1 | 43000 | 17.5 | 8.1 | 46500 | 34200 | 73.55% | 2 | 0 | 11.5 |  |  |  |  | R-454B | 3.5833 | Residential & Commercial | USHP | Ducted CEE Tier 1
215850074 | Central HP <5.4 tons | COLEMAN | HRCU-A-CB (Split System: Heat Pump with Remote Outdoor Unit-Air-Source) | HH824E2S11 | ASPEN |  | C(A,C,D,E)24C3K+TDR | TMLE080B12MP11 | 22200 | 17 | 8.5 | 22800 | 18000 | 78.95% | 2 | 0 | 12 |  |  |  |  | R-454B | 1.85 | Residential & Commercial | USHP | Ducted CEE Tier 1
216054919 | Central HP <5.4 tons | LUXAIRE | HRCU-A-CB (Split System: Heat Pump with Remote Outdoor Unit-Air-Source) | HH824E2S11 | ASPEN |  | C(A,C,D,E)24D2K+TDR | TP9C080B12MP13 | 21000 | 17 | 8.5 | 22800 | 18300 | 80.26% | 2 | 0 | 11.7 |  |  |  |  | R-454B | 1.75 | Residential & Commercial | USHP | Ducted CEE Tier 1
216054934 | Central HP <5.4 tons | LUXAIRE | HRCU-A-CB (Split System: Heat Pump with Remote Outdoor Unit-Air-Source) | HH824E2S11 | ASPEN |  | D(A,C,E)36A3K+TDR | Z8ES040A12SMPS1 | 20600 | 17.5 | 9 | 22600 | 18100 | 80.09% | 2 | 0 | 11.2 |  |  |  |  | R-454B | 1.7167 | Residential & Commercial | USHP | Ducted CEE Tier 1
216055379 | Central HP <5.4 tons | LUXAIRE | HRCU-A-CB (Split System: Heat Pump with Remote Outdoor Unit-Air-Source) | HH860E2S11 | ASPEN |  | C(A,C,D,E)48A3K+TDR | TPLC100C20MP13 | 40000 | 17.5 | 8.1 | 44500 | 33800 | 75.96% | 2 | 0 | 10.5 |  |  |  |  | R-454B | 3.3333 | Residential & Commercial | USHP | Ducted CEE Tier 1
216055394 | Central HP <5.4 tons | LUXAIRE | HRCU-A-CB (Split System: Heat Pump with Remote Outdoor Unit-Air-Source) | HH860E2S11 | ASPEN |  | C(A,C,D,E)48A3K+TDR | Z8ES100C20SMPS1 | 40500 | 17.5 | 8.1 | 44000 | 33400 | 75.91% | 2 | 0 | 11.7 |  |  |  |  | R-454B | 3.375 | Residential & Commercial | USHP | Ducted CEE Tier 1
216054776 | Central HP <5.4 tons | LUXAIRE | HRCU-A-CB (Split System: Heat Pump with Remote Outdoor Unit-Air-Source) | HH824E2S11 | ASPEN |  | D(A,C,E)24B3K+TDR | TL9E060B12UH11 | 22000 | 17 | 8.1 | 22600 | 18000 | 79.65% | 2 | 0 | 12 |  |  |  |  | R-454B | 1.8333 | Residential & Commercial | USHP | Ducted CEE Tier 1
216054810 | Central HP <5.4 tons | LUXAIRE | HRCU-A-CB (Split System: Heat Pump with Remote Outdoor Unit-Air-Source) | HH824E2S11 | ASPEN |  | C(A,C,D,E)24A3K+TDR | TM8Y060A12MP11 | 20000 | 17.5 | 8.5 | 22600 | 18400 | 81.42% | 2 | 0 | 9.8 |  |  |  |  | R-454B | 1.6667 | Residential & Commercial | USHP
216054811 | Central HP <5.4 tons | LUXAIRE | HRCU-A-CB (Split System: Heat Pump with Remote Outdoor Unit-Air-Source) | HH824E2S11 | ASPEN |  | C(A,C,D,E)24D2K+TDR | TM8Y060A12MP11 | 19500 | 17 | 9 | 22800 | 18400 | 80.7% | 2 | 0 | 10 |  |  |  |  | R-454B | 1.625 | Residential & Commercial | USHP | Ducted CEE Tier 1
216054826 | Central HP <5.4 tons | LUXAIRE | HRCU-A-CB (Split System: Heat Pump with Remote Outdoor Unit-Air-Source) | HH824E2S11 | ASPEN |  | D(A,C,E)36A3K+TDR | TM9E026A08MP12 | 20800 | 16.5 | 8.5 | 22800 | 17600 | 77.19% | 2 | 0 | 10.5 |  |  |  |  | R-454B | 1.7333 | Residential & Commercial | USHP | Ducted CEE Tier 1
216054827 | Central HP <5.4 tons | LUXAIRE | HRCU-A-CB (Split System: Heat Pump with Remote Outdoor Unit-Air-Source) | HH824E2S11 | ASPEN |  | D(A,C,E)36A4K+TDR | TM9E026A08MP12 | 21200 | 17 | 8.5 | 23000 | 17600 | 76.52% | 2 | 0 | 10.5 |  |  |  |  | R-454B | 1.7667 | Residential & Commercial | USHP | Ducted CEE Tier 1
216054858 | Central HP <5.4 tons | LUXAIRE | HRCU-A-CB (Split System: Heat Pump with Remote Outdoor Unit-Air-Source) | HH824E2S11 | ASPEN |  | C(A,C,D,E)24A3K+TDR | TM9V060B12MP12 | 21600 | 17 | 8.1 | 22600 | 18000 | 79.65% | 2 | 0 | 12 |  |  |  |  | R-454B | 1.8 | Residential & Commercial | USHP | Ducted CEE Tier 1
215850189 | Central HP <5.4 tons | COLEMAN | HRCU-A-CB (Split System: Heat Pump with Remote Outdoor Unit-Air-Source) | HH824E2S11 | ASPEN |  | D(A,C,E)36A3K+TDR | Z9ES026A08SMPS1 | 20800 | 17.5 | 8.1 | 22800 | 17300 | 75.88% | 2 | 0 | 11.7 |  |  |  |  | R-454B | 1.7333 | Residential & Commercial | USHP | Ducted CEE Tier 1
215850192 | Central HP <5.4 tons | COLEMAN | HRCU-A-CB (Split System: Heat Pump with Remote Outdoor Unit-Air-Source) | HH824E2S11 | ASPEN |  | D(A,C,E)24C3K+TDR | Z9ES040A10SMPS1 | 20800 | 17.5 | 8.5 | 23000 | 17800 | 77.39% | 2 | 0 | 11.7 |  |  |  |  | R-454B | 1.7333 | Residential & Commercial | USHP | Ducted CEE Tier 1
216055403 | Central HP <5.4 tons | LUXAIRE | HRCU-A-CB (Split System: Heat Pump with Remote Outdoor Unit-Air-Source) | HH860E2S11 | ASPEN |  | C(A,C,D,E)48A3K+TDR | Z8ES130D20SMPS1 | 40500 | 17.5 | 8.5 | 44500 | 33600 | 75.51% | 2 | 0 | 11.7 |  |  |  |  | R-454B | 3.375 | Residential & Commercial | USHP | Ducted CEE Tier 1
215850643 | Central HP <5.4 tons | COLEMAN | HRCU-A-CB (Split System: Heat Pump with Remote Outdoor Unit-Air-Source) | HH860E2S11 | ASPEN |  | C(A,C,D,E)48A3K+TDR | CP9C120D20MP13 | 40000 | 17.5 | 8.1 | 44500 | 33400 | 75.06% | 2 | 0 | 11.2 |  |  |  |  | R-454B | 3.3333 | Residential & Commercial | USHP | Ducted CEE Tier 1
215850673 | Central HP <5.4 tons | COLEMAN | HRCU-A-CB (Split System: Heat Pump with Remote Outdoor Unit-Air-Source) | HH860E2S11 | ASPEN |  | C(A,C,D,E)48A3K+TDR | CPLC100C20MP13 | 40000 | 17.5 | 8.1 | 45000 | 33800 | 75.11% | 2 | 0 | 10.5 |  |  |  |  | R-454B | 3.3333 | Residential & Commercial | USHP | Ducted CEE Tier 1
215850790 | Central HP <5.4 tons | COLEMAN | HRCU-A-CB (Split System: Heat Pump with Remote Outdoor Unit-Air-Source) | HH860E2S11 | ASPEN |  | D(A,C,E)60B3K+TDR | TM8E120C20MP11 | 42500 | 17 | 8.5 | 46500 | 35000 | 75.27% | 2 | 0 | 11 |  |  |  |  | R-454B | 3.5417 | Residential & Commercial | USHP | Ducted CEE Tier 1
215850826 | Central HP <5.4 tons | COLEMAN | HRCU-A-CB (Split System: Heat Pump with Remote Outdoor Unit-Air-Source) | HH860E2S11 | ASPEN |  | C(A,C,D,E)60B3K+TDR | TM8V100C20MP12 | 41500 | 18 | 8.5 | 44500 | 33800 | 75.96% | 2 | 0 | 10.5 |  |  |  |  | R-454B | 3.4583 | Residential & Commercial | USHP | Ducted CEE Tier 1
216054935 | Central HP <5.4 tons | LUXAIRE | HRCU-A-CB (Split System: Heat Pump with Remote Outdoor Unit-Air-Source) | HH824E2S11 | ASPEN |  | D(A,C,E)36A4K+TDR | Z8ES040A12SMPS1 | 21000 | 17.5 | 9.5 | 22800 | 18100 | 79.39% | 2 | 0 | 11.2 |  |  |  |  | R-454B | 1.75 | Residential & Commercial | USHP | Ducted CEE Tier 1
216054950 | Central HP <5.4 tons | LUXAIRE | HRCU-A-CB (Split System: Heat Pump with Remote Outdoor Unit-Air-Source) | HH824E2S11 | ASPEN |  | D(A,C,E)24B3K+TDR | Z8ES100B12SMPS1 | 20400 | 18.7 | 9.5 | 22600 | 18000 | 79.65% | 2 | 0 | 11.2 |  |  |  |  | R-454B | 1.7 | Residential & Commercial | USHP | Ducted CEE Tier 1
216054952 | Central HP <5.4 tons | LUXAIRE | HRCU-A-CB (Split System: Heat Pump with Remote Outdoor Unit-Air-Source) | HH824E2S11 | ASPEN |  | D(A,C,E)36A3K+TDR | Z8ES100B12SMPS1 | 20600 | 18.8 | 9 | 22600 | 18000 | 79.65% | 2 | 0 | 11.2 |  |  |  |  | R-454B | 1.7167 | Residential & Commercial | USHP | Ducted CEE Tier 1
216054969 | Central HP <5.4 tons | LUXAIRE | HRCU-A-CB (Split System: Heat Pump with Remote Outdoor Unit-Air-Source) | HH824E2S11 | ASPEN |  | D(A,C,E)24B4K+TDR | Z9ES026A08SMPS1 | 21000 | 17.5 | 8.5 | 23000 | 17300 | 75.22% | 2 | 0 | 11.7 |  |  |  |  | R-454B | 1.75 | Residential & Commercial | USHP | Ducted CEE Tier 1
216054983 | Central HP <5.4 tons | LUXAIRE | HRCU-A-CB (Split System: Heat Pump with Remote Outdoor Unit-Air-Source) | HH824E2S11 | ASPEN |  | D(A,C,E)36A4K+TDR | Z9ES060A10SMPS1 | 21000 | 17.5 | 8.5 | 23000 | 17600 | 76.52% | 2 | 0 | 11.7 |  |  |  |  | R-454B | 1.75 | Residential & Commercial | USHP | Ducted CEE Tier 1
216054767 | Central HP <5.4 tons | LUXAIRE | HRCU-A-CB (Split System: Heat Pump with Remote Outdoor Unit-Air-Source) | HH824E2S11 | ASPEN |  | D(A,C,E)36A4K+TDR | LPLC080B12MP13 | 22600 | 17 | 9 | 22600 | 17700 | 78.32% | 2 | 0 | 12 |  |  |  |  | R-454B | 1.8833 | Residential & Commercial | USHP | Ducted CEE Tier 1
216054817 | Central HP <5.4 tons | LUXAIRE | HRCU-A-CB (Split System: Heat Pump with Remote Outdoor Unit-Air-Source) | HH824E2S11 | ASPEN |  | C(A,C,D,E)24D2K+TDR | TM8Y080B12MP11 | 21000 | 17 | 8.5 | 22800 | 18300 | 80.26% | 2 | 0 | 11.7 |  |  |  |  | R-454B | 1.75 | Residential & Commercial | USHP | Ducted CEE Tier 1
216054833 | Central HP <5.4 tons | LUXAIRE | HRCU-A-CB (Split System: Heat Pump with Remote Outdoor Unit-Air-Source) | HH824E2S11 | ASPEN |  | D(A,C,E)36A4K+TDR | TM9E040A10MP12 | 21000 | 17 | 9 | 23000 | 18100 | 78.7% | 2 | 0 | 10.5 |  |  |  |  | R-454B | 1.75 | Residential & Commercial | USHP | Ducted CEE Tier 1
215849916 | Central HP <5.4 tons | COLEMAN | HRCU-A-CB (Split System: Heat Pump with Remote Outdoor Unit-Air-Source) | HH824E2S11 | ASPEN |  | D(A,C,E)24C3K+TDR | TM9E026A08MP12 | 21000 | 16.5 | 8.5 | 23000 | 17600 | 76.52% | 2 | 0 | 10.5 |  |  |  |  | R-454B | 1.75 | Residential & Commercial | USHP | Ducted CEE Tier 1
216055348 | Central HP <5.4 tons | LUXAIRE | HRCU-A-CB (Split System: Heat Pump with Remote Outdoor Unit-Air-Source) | HH860E2S11 | ASPEN |  | D(A,C,E)60A3K+TDR | TMLE120C16MP11 | 41000 | 18 | 8.5 | 45000 | 34200 | 76% | 2 | 0 | 10.5 |  |  |  |  | R-454B | 3.4167 | Residential & Commercial | USHP | Ducted CEE Tier 1
216055357 | Central HP <5.4 tons | LUXAIRE | HRCU-A-CB (Split System: Heat Pump with Remote Outdoor Unit-Air-Source) | HH860E2S11 | ASPEN |  | D(A,C,E)60A3K+TDR | TMLV100C16MP12 | 40500 | 16.5 | 8.1 | 43500 | 33400 | 76.78% | 2 | 0 | 11.2 |  |  |  |  | R-454B | 3.375 | Residential & Commercial | USHP | Ducted CEE Tier 1
216055380 | Central HP <5.4 tons | LUXAIRE | HRCU-A-CB (Split System: Heat Pump with Remote Outdoor Unit-Air-Source) | HH860E2S11 | ASPEN |  | C(A,C,D,E)60A3K+TDR | TPLC100C20MP13 | 41000 | 18 | 8.5 | 44500 | 33800 | 75.96% | 2 | 0 | 10.5 |  |  |  |  | R-454B | 3.4167 | Residential & Commercial | USHP | Ducted CEE Tier 1
216055382 | Central HP <5.4 tons | LUXAIRE | HRCU-A-CB (Split System: Heat Pump with Remote Outdoor Unit-Air-Source) | HH860E2S11 | ASPEN |  | C(A,C,D,E)48A3K+TDR | TPLC120C20MP13 | 40000 | 17.5 | 8.1 | 44500 | 33800 | 75.96% | 2 | 0 | 10.5 |  |  |  |  | R-454B | 3.3333 | Residential & Commercial | USHP | Ducted CEE Tier 1
215849766 | Central HP <5.4 tons | COLEMAN | HRCU-A-CB (Split System: Heat Pump with Remote Outdoor Unit-Air-Source) | HH824E2S11 | ASPEN |  | D(A,C,E)36A3K+TDR | CP9C060B12MP13 | 22400 | 17 | 9 | 22600 | 18000 | 79.65% | 2 | 0 | 12 |  |  |  |  | R-454B | 1.8667 | Residential & Commercial | USHP | Ducted CEE Tier 1
215849770 | Central HP <5.4 tons | COLEMAN | HRCU-A-CB (Split System: Heat Pump with Remote Outdoor Unit-Air-Source) | HH824E2S11 | ASPEN |  | C(A,C,D,E)24A3K+TDR | CP9C080B12MP13 | 21600 | 17 | 8.5 | 22600 | 18300 | 80.97% | 2 | 0 | 12 |  |  |  |  | R-454B | 1.8 | Residential & Commercial | USHP | Ducted CEE Tier 1
215849843 | Central HP <5.4 tons | COLEMAN | HRCU-A-CB (Split System: Heat Pump with Remote Outdoor Unit-Air-Source) | HH824E2S11 | ASPEN |  | D(A,C,E)24C3K+TDR | TM8E060A12MP11 | 20800 | 17.5 | 9 | 22800 | 17900 | 78.51% | 2 | 0 | 11.2 |  |  |  |  | R-454B | 1.7333 | Residential & Commercial | USHP | Ducted CEE Tier 1
215849952 | Central HP <5.4 tons | COLEMAN | HRCU-A-CB (Split System: Heat Pump with Remote Outdoor Unit-Air-Source) | HH824E2S11 | ASPEN |  | D(A,C,E)24C3K+TDR | TM9E060B12MP12 | 22400 | 17 | 8.5 | 22800 | 18300 | 80.26% | 2 | 0 | 11.7 |  |  |  |  | R-454B | 1.8667 | Residential & Commercial | USHP | Ducted CEE Tier 1
216054897 | Central HP <5.4 tons | LUXAIRE | HRCU-A-CB (Split System: Heat Pump with Remote Outdoor Unit-Air-Source) | HH824E2S11 | ASPEN |  | D(A,C,E)24B4K+TDR | TMLE060A12MP11 | 21000 | 17.5 | 9 | 23000 | 17900 | 77.83% | 2 | 0 | 11.2 |  |  |  |  | R-454B | 1.75 | Residential & Commercial | USHP | Ducted CEE Tier 1
216054954 | Central HP <5.4 tons | LUXAIRE | HRCU-A-CB (Split System: Heat Pump with Remote Outdoor Unit-Air-Source) | HH824E2S11 | ASPEN |  | C(A,C,D,E)24A3K+TDR | Z8ET060A12LMPS1 | 20200 | 18.5 | 8.5 | 22600 | 17700 | 78.32% | 2 | 0 | 11.2 |  |  |  |  | R-454B | 1.6833 | Residential & Commercial | USHP | Ducted CEE Tier 1
216055222 | Central HP <5.4 tons | LUXAIRE | HRCU-A-CB (Split System: Heat Pump with Remote Outdoor Unit-Air-Source) | HH860E2S11 | ASPEN |  | D(A,C,E)60A3K+TDR | LP9C100C20MP13 | 41000 | 18 | 8.5 | 45000 | 33800 | 75.11% | 2 | 0 | 10.5 |  |  |  |  | R-454B | 3.4167 | Residential & Commercial | USHP | Ducted CEE Tier 1
216055229 | Central HP <5.4 tons | LUXAIRE | HRCU-A-CB (Split System: Heat Pump with Remote Outdoor Unit-Air-Source) | HH860E2S11 | ASPEN |  | C(A,C,D,E)48A3K+TDR | LPLC100C16MP13 | 39500 | 16.5 | 8.1 | 44000 | 33400 | 75.91% | 2 | 0 | 11.2 |  |  |  |  | R-454B | 3.2917 | Residential & Commercial | USHP | Ducted CEE Tier 1
216055263 | Central HP <5.4 tons | LUXAIRE | HRCU-A-CB (Split System: Heat Pump with Remote Outdoor Unit-Air-Source) | HH860E2S11 | ASPEN |  | C(A,C,D,E)60A3K+TDR | TM8E120C16MP11 | 41000 | 18 | 8.5 | 45000 | 34200 | 76% | 2 | 0 | 10.5 |  |  |  |  | R-454B | 3.4167 | Residential & Commercial | USHP | Ducted CEE Tier 1
216055274 | Central HP <5.4 tons | LUXAIRE | HRCU-A-CB (Split System: Heat Pump with Remote Outdoor Unit-Air-Source) | HH860E2S11 | ASPEN |  | C(A,C,D,E)48A3K+TDR | TM8V100C16MP12 | 39500 | 16.5 | 8.1 | 43500 | 33400 | 76.78% | 2 | 0 | 11.2 |  |  |  |  | R-454B | 3.2917 | Residential & Commercial | USHP | Ducted CEE Tier 1
216055313 | Central HP <5.4 tons | LUXAIRE | HRCU-A-CB (Split System: Heat Pump with Remote Outdoor Unit-Air-Source) | HH860E2S11 | ASPEN |  | C(A,C,D,E)48A3K+TDR | TM9V100C16MP12 | 39500 | 16.5 | 8.1 | 43500 | 33200 | 76.32% | 2 | 0 | 11.2 |  |  |  |  | R-454B | 3.2917 | Residential & Commercial | USHP | Ducted CEE Tier 1
216054968 | Central HP <5.4 tons | LUXAIRE | HRCU-A-CB (Split System: Heat Pump with Remote Outdoor Unit-Air-Source) | HH824E2S11 | ASPEN |  | D(A,C,E)24B3K+TDR | Z9ES026A08SMPS1 | 20600 | 17.5 | 8.1 | 22800 | 17300 | 75.88% | 2 | 0 | 11.2 |  |  |  |  | R-454B | 1.7167 | Residential & Commercial | USHP | Ducted CEE Tier 1
216054986 | Central HP <5.4 tons | LUXAIRE | HRCU-A-CB (Split System: Heat Pump with Remote Outdoor Unit-Air-Source) | HH824E2S11 | ASPEN |  | D(A,C,E)24B3K+TDR | Z9ES060B12SMPS1 | 22000 | 17 | 8.5 | 22600 | 18600 | 82.3% | 2 | 0 | 11.7 |  |  |  |  | R-454B | 1.8333 | Residential & Commercial | USHP | Ducted CEE Tier 1
215850792 | Central HP <5.4 tons | COLEMAN | HRCU-A-CB (Split System: Heat Pump with Remote Outdoor Unit-Air-Source) | HH860E2S11 | ASPEN |  | C(A,C,D,E)48A3K+TDR | TM8E130D20MP11 | 41500 | 16.5 | 8.1 | 46000 | 35200 | 76.52% | 2 | 0 | 10.5 |  |  |  |  | R-454B | 3.4583 | Residential & Commercial | USHP | Ducted CEE Tier 1
216055401 | Central HP <5.4 tons | LUXAIRE | HRCU-A-CB (Split System: Heat Pump with Remote Outdoor Unit-Air-Source) | HH860E2S11 | ASPEN |  | C(A,C,D,E)60A3K+TDR | Z8ES120C20SMPS1 | 41500 | 17.5 | 8.1 | 45000 | 34000 | 75.56% | 2 | 0 | 11.5 |  |  |  |  | R-454B | 3.4583 | Residential & Commercial | USHP | Ducted CEE Tier 1
216055417 | Central HP <5.4 tons | LUXAIRE | HRCU-A-CB (Split System: Heat Pump with Remote Outdoor Unit-Air-Source) | HH860E2S11 | ASPEN |  | D(A,C,E)60A3K+TDR | Z9ES100C20SMPS1 | 42000 | 17.5 | 8.1 | 46500 | 34000 | 73.12% | 2 | 0 | 11.5 |  |  |  |  | R-454B | 3.5 | Residential & Commercial | USHP | Ducted CEE Tier 1
216055418 | Central HP <5.4 tons | LUXAIRE | HRCU-A-CB (Split System: Heat Pump with Remote Outdoor Unit-Air-Source) | HH860E2S11 | ASPEN |  | C(A,C,D,E)48A3K+TDR | Z9ES120D20SMPS1 | 42000 | 17.5 | 8.1 | 46500 | 34200 | 73.55% | 2 | 0 | 11.2 |  |  |  |  | R-454B | 3.5 | Residential & Commercial | USHP | Ducted CEE Tier 1
216055219 | Central HP <5.4 tons | LUXAIRE | HRCU-A-CB (Split System: Heat Pump with Remote Outdoor Unit-Air-Source) | HH860E2S11 | ASPEN |  | D(A,C,E)60A3K+TDR | LP9C100C16MP13 | 40500 | 16.5 | 8.5 | 44000 | 33200 | 75.45% | 2 | 0 | 11.2 |  |  |  |  | R-454B | 3.375 | Residential & Commercial | USHP | Ducted CEE Tier 1
216055285 | Central HP <5.4 tons | LUXAIRE | HRCU-A-CB (Split System: Heat Pump with Remote Outdoor Unit-Air-Source) | HH860E2S11 | ASPEN |  | D(A,C,E)60A3K+TDR | TM8Y080C16MP11 | 41000 | 17 | 8.1 | 43500 | 33400 | 76.78% | 2 | 0 | 11 |  |  |  |  | R-454B | 3.4167 | Residential & Commercial | USHP | Ducted CEE Tier 1
216054836 | Central HP <5.4 tons | LUXAIRE | HRCU-A-CB (Split System: Heat Pump with Remote Outdoor Unit-Air-Source) | HH824E2S11 | ASPEN |  | D(A,C,E)24B3K+TDR | TM9E060A10MP12 | 20400 | 16.5 | 8.5 | 22800 | 18100 | 79.39% | 2 | 0 | 9.8 |  |  |  |  | R-454B | 1.7 | Residential & Commercial | USHP
216054866 | Central HP <5.4 tons | LUXAIRE | HRCU-A-CB (Split System: Heat Pump with Remote Outdoor Unit-Air-Source) | HH824E2S11 | ASPEN |  | D(A,C,E)24B3K+TDR | TM9V080B12MP12 | 22000 | 17 | 8.1 | 22600 | 18300 | 80.97% | 2 | 0 | 12 |  |  |  |  | R-454B | 1.8333 | Residential & Commercial | USHP | Ducted CEE Tier 1
216054902 | Central HP <5.4 tons | LUXAIRE | HRCU-A-CB (Split System: Heat Pump with Remote Outdoor Unit-Air-Source) | HH824E2S11 | ASPEN |  | D(A,C,E)24B3K+TDR | TMLE080B12MP11 | 22000 | 17 | 8.1 | 22600 | 18000 | 79.65% | 2 | 0 | 12 |  |  |  |  | R-454B | 1.8333 | Residential & Commercial | USHP | Ducted CEE Tier 1
216055237 | Central HP <5.4 tons | LUXAIRE | HRCU-A-CB (Split System: Heat Pump with Remote Outdoor Unit-Air-Source) | HH860E2S11 | ASPEN |  | D(A,C,E)60A3K+TDR | LPLC120C20MP13 | 41000 | 18 | 8.5 | 45000 | 33800 | 75.11% | 2 | 0 | 10.5 |  |  |  |  | R-454B | 3.4167 | Residential & Commercial | USHP | Ducted CEE Tier 1
216055252 | Central HP <5.4 tons | LUXAIRE | HRCU-A-CB (Split System: Heat Pump with Remote Outdoor Unit-Air-Source) | HH860E2S11 | ASPEN |  | D(A,C,E)60A3K+TDR | TM8E080C16MP11 | 41000 | 18 | 8.5 | 45000 | 34200 | 76% | 2 | 0 | 10.5 |  |  |  |  | R-454B | 3.4167 | Residential & Commercial | USHP | Ducted CEE Tier 1
216055284 | Central HP <5.4 tons | LUXAIRE | HRCU-A-CB (Split System: Heat Pump with Remote Outdoor Unit-Air-Source) | HH860E2S11 | ASPEN |  | C(A,C,D,E)60A3K+TDR | TM8Y080C16MP11 | 41000 | 17 | 8.1 | 43500 | 33400 | 76.78% | 2 | 0 | 11 |  |  |  |  | R-454B | 3.4167 | Residential & Commercial | USHP | Ducted CEE Tier 1
216055286 | Central HP <5.4 tons | LUXAIRE | HRCU-A-CB (Split System: Heat Pump with Remote Outdoor Unit-Air-Source) | HH860E2S11 | ASPEN |  | C(A,C,D,E)48A3K+TDR | TM8Y100C16MP11 | 40000 | 17.5 | 8.1 | 43500 | 33400 | 76.78% | 2 | 0 | 11.2 |  |  |  |  | R-454B | 3.3333 | Residential & Commercial | USHP | Ducted CEE Tier 1
216055287 | Central HP <5.4 tons | LUXAIRE | HRCU-A-CB (Split System: Heat Pump with Remote Outdoor Unit-Air-Source) | HH860E2S11 | ASPEN |  | C(A,C,D,E)60A3K+TDR | TM8Y100C16MP11 | 41000 | 17 | 8.1 | 43500 | 33400 | 76.78% | 2 | 0 | 11 |  |  |  |  | R-454B | 3.4167 | Residential & Commercial | USHP | Ducted CEE Tier 1
214092358 | Central HP <5.4 tons | LUXAIRE | HRCU-A-CB (Split System: Heat Pump with Remote Outdoor Unit-Air-Source) | HMH72B341 | ASPEN |  | D(A,C,E)48B34+TDR | TM9E100C20MP12 | 32600 | 15.5 | 8.1 | 32400 | 43500 | 134.3% | 3.1 | 0 | 10 |  |  |  |  | R-410A | 2.7167 | Residential & Commercial | USHP | Ducted CEE Tier 1
214092372 | Central HP <5.4 tons | LUXAIRE | HRCU-A-CB (Split System: Heat Pump with Remote Outdoor Unit-Air-Source) | HMH72B341 | ASPEN |  | D(A,C,E)42A44+TDR | TM9V100C16MP12 | 32400 | 17.5 | 8.5 | 32400 | 44000 | 135.8% | 3.14 | 0 | 10 |  |  |  |  | R-410A | 2.7 | Residential & Commercial | USHP | Ducted CEE Tier 1
214092373 | Central HP <5.4 tons | LUXAIRE | HRCU-A-CB (Split System: Heat Pump with Remote Outdoor Unit-Air-Source) | HMH72B341 | ASPEN |  | D(A,C,E)48B34+TDR | TM9V100C16MP12 | 32600 | 17.5 | 8.5 | 32400 | 44000 | 135.8% | 3.14 | 0 | 10 |  |  |  |  | R-410A | 2.7167 | Residential & Commercial | USHP | Ducted CEE Tier 1
214092321 | Central HP <5.4 tons | LUXAIRE | HRCU-A-CB (Split System: Heat Pump with Remote Outdoor Unit-Air-Source) | HMH72B341 | ASPEN |  | D(A,C,E)42A44+TDR | TM8Y060A12MP11 | 32400 | 18 | 8.1 | 32400 | 44000 | 135.8% | 3.09 | 0 | 9.9 |  |  |  |  | R-410A | 2.7 | Residential & Commercial | USHP
214092322 | Central HP <5.4 tons | LUXAIRE | HRCU-A-CB (Split System: Heat Pump with Remote Outdoor Unit-Air-Source) | HMH72B341 | ASPEN |  | D(A,C,E)48B34+TDR | TM8Y060A12MP11 | 32800 | 18 | 8.1 | 32400 | 44000 | 135.8% | 3.09 | 0 | 10 |  |  |  |  | R-410A | 2.7333 | Residential & Commercial | USHP | Ducted CEE Tier 1
214092324 | Central HP <5.4 tons | LUXAIRE | HRCU-A-CB (Split System: Heat Pump with Remote Outdoor Unit-Air-Source) | HMH72B341 | ASPEN |  | D(A,C,E)42A44+TDR | TM8Y080B12MP11 | 32600 | 18 | 8.1 | 32400 | 44000 | 135.8% | 3.11 | 0 | 9.9 |  |  |  |  | R-410A | 2.7167 | Residential & Commercial | USHP
214813298 | Central HP <5.4 tons | CARRIER | HRCU-A-CB (Split System: Heat Pump with Remote Outdoor Unit-Air-Source) | 38MURAQ18AB3* | AspenPRO |  | RE(S,T)184 | 0 | 16800 | 15.2 | 8.2 | 19100 | 18300 | 95.81% | 2.2 | 0 | 10 |  |  |  |  | R-410A | 1.4 | Residential & Commercial | USHP | Ducted CEE Tier 1
214813275 | Central HP <5.4 tons | CARRIER | HRCU-A-CB (Split System: Heat Pump with Remote Outdoor Unit-Air-Source) | 38MURAQ18AB3* | AspenPRO |  | RE(S,T)244 | 0 | 16800 | 15.2 | 8.2 | 19100 | 18300 | 95.81% | 2.2 | 0 | 10 |  |  |  |  | R-410A | 1.4 | Residential & Commercial | USHP | Ducted CEE Tier 1
216055296 | Central HP <5.4 tons | LUXAIRE | HRCU-A-CB (Split System: Heat Pump with Remote Outdoor Unit-Air-Source) | HH860E2S11 | ASPEN |  | C(A,C,D,E)60A3K+TDR | TM9E080C16MP12 | 41000 | 18 | 8.5 | 45000 | 34400 | 76.44% | 2 | 0 | 10.5 |  |  |  |  | R-454B | 3.4167 | Residential & Commercial | USHP | Ducted CEE Tier 1
216055298 | Central HP <5.4 tons | LUXAIRE | HRCU-A-CB (Split System: Heat Pump with Remote Outdoor Unit-Air-Source) | HH860E2S11 | ASPEN |  | C(A,C,D,E)48A3K+TDR | TM9E080C20MP12 | 41500 | 16.5 | 8.1 | 46000 | 35000 | 76.09% | 2 | 0 | 10.5 |  |  |  |  | R-454B | 3.4583 | Residential & Commercial | USHP | Ducted CEE Tier 1
216055314 | Central HP <5.4 tons | LUXAIRE | HRCU-A-CB (Split System: Heat Pump with Remote Outdoor Unit-Air-Source) | HH860E2S11 | ASPEN |  | C(A,C,D,E)60A3K+TDR | TM9V100C16MP12 | 40500 | 16.5 | 8.1 | 43500 | 33200 | 76.32% | 2 | 0 | 11.2 |  |  |  |  | R-454B | 3.375 | Residential & Commercial | USHP | Ducted CEE Tier 1
216055323 | Central HP <5.4 tons | LUXAIRE | HRCU-A-CB (Split System: Heat Pump with Remote Outdoor Unit-Air-Source) | HH860E2S11 | ASPEN |  | C(A,C,D,E)60A3K+TDR | TM9Y080C16MP11 | 40500 | 17 | 8.5 | 44000 | 33800 | 76.82% | 2 | 0 | 10.5 |  |  |  |  | R-454B | 3.375 | Residential & Commercial | USHP | Ducted CEE Tier 1
216055325 | Central HP <5.4 tons | LUXAIRE | HRCU-A-CB (Split System: Heat Pump with Remote Outdoor Unit-Air-Source) | HH860E2S11 | ASPEN |  | C(A,C,D,E)48A3K+TDR | TM9Y100C16MP11 | 39500 | 16.5 | 8.1 | 44000 | 33800 | 76.82% | 2 | 0 | 10.5 |  |  |  |  | R-454B | 3.2917 | Residential & Commercial | USHP | Ducted CEE Tier 1
216055330 | Central HP <5.4 tons | LUXAIRE | HRCU-A-CB (Split System: Heat Pump with Remote Outdoor Unit-Air-Source) | HH860E2S11 | ASPEN |  | D(A,C,E)60A3K+TDR | TM9Y100C20MP11 | 41000 | 17 | 8.5 | 46000 | 34800 | 75.65% | 2 | 0 | 10.5 |  |  |  |  | R-454B | 3.4167 | Residential & Commercial | USHP | Ducted CEE Tier 1
216055374 | Central HP <5.4 tons | LUXAIRE | HRCU-A-CB (Split System: Heat Pump with Remote Outdoor Unit-Air-Source) | HH860E2S11 | ASPEN |  | C(A,C,D,E)60A3K+TDR | TPLC080C16MP13 | 40500 | 16.5 | 8.1 | 43500 | 33400 | 76.78% | 2 | 0 | 11.5 |  |  |  |  | R-454B | 3.375 | Residential & Commercial | USHP | Ducted CEE Tier 1
216055381 | Central HP <5.4 tons | LUXAIRE | HRCU-A-CB (Split System: Heat Pump with Remote Outdoor Unit-Air-Source) | HH860E2S11 | ASPEN |  | D(A,C,E)60A3K+TDR | TPLC100C20MP13 | 41000 | 18 | 8.5 | 44500 | 33800 | 75.96% | 2 | 0 | 10.5 |  |  |  |  | R-454B | 3.4167 | Residential & Commercial | USHP | Ducted CEE Tier 1
216055383 | Central HP <5.4 tons | LUXAIRE | HRCU-A-CB (Split System: Heat Pump with Remote Outdoor Unit-Air-Source) | HH860E2S11 | ASPEN |  | C(A,C,D,E)60A3K+TDR | TPLC120C20MP13 | 41000 | 18 | 8.5 | 44500 | 33800 | 75.96% | 2 | 0 | 10.5 |  |  |  |  | R-454B | 3.4167 | Residential & Commercial | USHP | Ducted CEE Tier 1
216055415 | Central HP <5.4 tons | LUXAIRE | HRCU-A-CB (Split System: Heat Pump with Remote Outdoor Unit-Air-Source) | HH860E2S11 | ASPEN |  | C(A,C,D,E)48A3K+TDR | Z9ES100C20SMPS1 | 41000 | 17.5 | 8.1 | 46500 | 34000 | 73.12% | 2 | 0 | 11.2 |  |  |  |  | R-454B | 3.4167 | Residential & Commercial | USHP | Ducted CEE Tier 1
216054972 | Central HP <5.4 tons | LUXAIRE | HRCU-A-CB (Split System: Heat Pump with Remote Outdoor Unit-Air-Source) | HH824E2S11 | ASPEN |  | C(A,C,D,E)24A3K+TDR | Z9ES040A10SMPS1 | 20200 | 17.5 | 8.1 | 22600 | 17800 | 78.76% | 2 | 0 | 11.2 |  |  |  |  | R-454B | 1.6833 | Residential & Commercial | USHP | Ducted CEE Tier 1
216055366 | Central HP <5.4 tons | LUXAIRE | HRCU-A-CB (Split System: Heat Pump with Remote Outdoor Unit-Air-Source) | HH860E2S11 | ASPEN |  | D(A,C,E)60A3K+TDR | TP9C100C16MP13 | 40500 | 17 | 8.5 | 43500 | 33200 | 76.32% | 2 | 0 | 11 |  |  |  |  | R-454B | 3.375 | Residential & Commercial | USHP | Ducted CEE Tier 1
216055398 | Central HP <5.4 tons | LUXAIRE | HRCU-A-CB (Split System: Heat Pump with Remote Outdoor Unit-Air-Source) | HH860E2S11 | ASPEN |  | C(A,C,D,E)60A3K+TDR | Z8ES120C16SMPS1 | 41000 | 18 | 8.5 | 43000 | 33000 | 76.74% | 2 | 0 | 11.7 |  |  |  |  | R-454B | 3.4167 | Residential & Commercial | USHP | Ducted CEE Tier 1
216054989 | Central HP <5.4 tons | LUXAIRE | HRCU-A-CB (Split System: Heat Pump with Remote Outdoor Unit-Air-Source) | HH824E2S11 | ASPEN |  | D(A,C,E)36A4K+TDR | Z9ES060B12SMPS1 | 22600 | 17 | 8.5 | 22800 | 18600 | 81.58% | 2 | 0 | 11.7 |  |  |  |  | R-454B | 1.8833 | Residential & Commercial | USHP | Ducted CEE Tier 1
216055384 | Central HP <5.4 tons | LUXAIRE | HRCU-A-CB (Split System: Heat Pump with Remote Outdoor Unit-Air-Source) | HH860E2S11 | ASPEN |  | D(A,C,E)60A3K+TDR | TPLC120C20MP13 | 41000 | 18 | 8.5 | 44500 | 33800 | 75.96% | 2 | 0 | 10.5 |  |  |  |  | R-454B | 3.4167 | Residential & Commercial | USHP | Ducted CEE Tier 1
216055386 | Central HP <5.4 tons | LUXAIRE | HRCU-A-CB (Split System: Heat Pump with Remote Outdoor Unit-Air-Source) | HH860E2S11 | ASPEN |  | C(A,C,D,E)60A3K+TDR | Z8ES080C16SMPS1 | 41500 | 18 | 8.5 | 44000 | 33400 | 75.91% | 2 | 0 | 11.7 |  |  |  |  | R-454B | 3.4583 | Residential & Commercial | USHP | Ducted CEE Tier 1
216055402 | Central HP <5.4 tons | LUXAIRE | HRCU-A-CB (Split System: Heat Pump with Remote Outdoor Unit-Air-Source) | HH860E2S11 | ASPEN |  | D(A,C,E)60A3K+TDR | Z8ES120C20SMPS1 | 41500 | 17.5 | 8.1 | 45000 | 34000 | 75.56% | 2 | 0 | 11.5 |  |  |  |  | R-454B | 3.4583 | Residential & Commercial | USHP | Ducted CEE Tier 1
215851241 | Central HP <5.4 tons | COLEMAN | HRCU-A-CB (Split System: Heat Pump with Remote Outdoor Unit-Air-Source) | HH860E2S11 | ASPEN |  | C(A,C,D,E)48A3K+TDR | Z8ES080C20SMPS1 | 40000 | 17.5 | 8.1 | 44000 | 33400 | 75.91% | 2 | 0 | 11.7 |  |  |  |  | R-454B | 3.3333 | Residential & Commercial | USHP | Ducted CEE Tier 1
215851310 | Central HP <5.4 tons | COLEMAN | HRCU-A-CB (Split System: Heat Pump with Remote Outdoor Unit-Air-Source) | HH860E2S11 | ASPEN |  | C(A,C,D,E)60B3K+TDR | Z8ES130D20SMPS1 | 42000 | 18 | 9 | 44500 | 33600 | 75.51% | 2 | 0 | 11.7 |  |  |  |  | R-454B | 3.5 | Residential & Commercial | USHP | Ducted CEE Tier 1
215851010 | Central HP <5.4 tons | COLEMAN | HRCU-A-CB (Split System: Heat Pump with Remote Outdoor Unit-Air-Source) | HH860E2S11 | ASPEN |  | D(A,C,E)60A3K+TDR | TM9Y120D20MP11 | 41000 | 17.5 | 8.1 | 43500 | 33400 | 76.78% | 2 | 0 | 11.5 |  |  |  |  | R-454B | 3.4167 | Residential & Commercial | USHP | Ducted CEE Tier 1
213821107 | Central HP <5.4 tons | TEMPSTAR | HRCU-A-CB (Split System: Heat Pump with Remote Outdoor Unit-Air-Source) | DLCURAH24AAK | ASPEN |  | D(A,C,E)30B34+TDR | *92MSN1002120A* | 23600 | 16.5 | 8.1 | 24800 | 22400 | 90.32% | 2.91 | 0 | 9 |  |  |  |  | R-410A | 1.9667 | Residential & Commercial | USHP
215679535 | Central HP <5.4 tons | HEIL | HRCU-A-CB (Split System: Heat Pump with Remote Outdoor Unit-Air-Source) | H5H0V36*K*AAA* |  |  | EA*5X48M21A*+WALLCON | *97CTN0802120A* | 33800 | 18 | 9 | 35000 | 25000 | 71.43% | 1.88 | 0 | 10 |  |  |  |  | R-454B | 2.8167 | Residential & Commercial | USHP | Ducted CEE Tier 1
215679635 | Central HP <5.4 tons | HEIL | HRCU-A-CB (Split System: Heat Pump with Remote Outdoor Unit-Air-Source) | H5H0V36*K*AAA* |  |  | EA*5X61M21A*+WALLCON | *97CTN0801716A* | 34600 | 18 | 9 | 34600 | 25000 | 72.25% | 1.92 | 0 | 10 |  |  |  |  | R-454B | 2.8833 | Residential & Commercial | USHP | Ducted CEE Tier 1
216054831 | Central HP <5.4 tons | LUXAIRE | HRCU-A-CB (Split System: Heat Pump with Remote Outdoor Unit-Air-Source) | HH824E2S11 | ASPEN |  | D(A,C,E)24B4K+TDR | TM9E040A10MP12 | 21000 | 17 | 9 | 23000 | 18100 | 78.7% | 2 | 0 | 10.5 |  |  |  |  | R-454B | 1.75 | Residential & Commercial | USHP | Ducted CEE Tier 1
216054838 | Central HP <5.4 tons | LUXAIRE | HRCU-A-CB (Split System: Heat Pump with Remote Outdoor Unit-Air-Source) | HH824E2S11 | ASPEN |  | D(A,C,E)36A3K+TDR | TM9E060A10MP12 | 20600 | 16.5 | 8.5 | 22600 | 18100 | 80.09% | 2 | 0 | 10.5 |  |  |  |  | R-454B | 1.7167 | Residential & Commercial | USHP | Ducted CEE Tier 1
216054865 | Central HP <5.4 tons | LUXAIRE | HRCU-A-CB (Split System: Heat Pump with Remote Outdoor Unit-Air-Source) | HH824E2S11 | ASPEN |  | C(A,C,D,E)24D2K+TDR | TM9V080B12MP12 | 21000 | 17 | 8.5 | 22800 | 18300 | 80.26% | 2 | 0 | 11.7 |  |  |  |  | R-454B | 1.75 | Residential & Commercial | USHP | Ducted CEE Tier 1
216054890 | Central HP <5.4 tons | LUXAIRE | HRCU-A-CB (Split System: Heat Pump with Remote Outdoor Unit-Air-Source) | HH824E2S11 | ASPEN |  | D(A,C,E)24B3K+TDR | TMLE040A12MP11 | 20600 | 16.5 | 8.5 | 22400 | 17200 | 76.79% | 2 | 0 | 11.2 |  |  |  |  | R-454B | 1.7167 | Residential & Commercial | USHP | Ducted CEE Tier 1
216054938 | Central HP <5.4 tons | LUXAIRE | HRCU-A-CB (Split System: Heat Pump with Remote Outdoor Unit-Air-Source) | HH824E2S11 | ASPEN |  | D(A,C,E)24B3K+TDR | Z8ES060A12SMPS1 | 20600 | 17.5 | 8.5 | 22400 | 17300 | 77.23% | 2 | 0 | 11.2 |  |  |  |  | R-454B | 1.7167 | Residential & Commercial | USHP | Ducted CEE Tier 1
215849776 | Central HP <5.4 tons | COLEMAN | HRCU-A-CB (Split System: Heat Pump with Remote Outdoor Unit-Air-Source) | HH824E2S11 | ASPEN |  | D(A,C,E)24C3K+TDR | CP9C080B12MP13 | 22400 | 17 | 9 | 22800 | 18300 | 80.26% | 2 | 0 | 12 |  |  |  |  | R-454B | 1.8667 | Residential & Commercial | USHP | Ducted CEE Tier 1
216054946 | Central HP <5.4 tons | LUXAIRE | HRCU-A-CB (Split System: Heat Pump with Remote Outdoor Unit-Air-Source) | HH824E2S11 | ASPEN |  | D(A,C,E)36A3K+TDR | Z8ES080B12SMPS1 | 22200 | 18 | 8.1 | 22400 | 18500 | 82.59% | 2 | 0 | 12 |  |  |  |  | R-454B | 1.85 | Residential & Commercial | USHP | Ducted CEE Tier 1
215849861 | Central HP <5.4 tons | COLEMAN | HRCU-A-CB (Split System: Heat Pump with Remote Outdoor Unit-Air-Source) | HH824E2S11 | ASPEN |  | C(A,C,D,E)24A3K+TDR | TM8E100B12MP11 | 21600 | 17 | 8.1 | 22600 | 18000 | 79.65% | 2 | 0 | 12 |  |  |  |  | R-454B | 1.8 | Residential & Commercial | USHP | Ducted CEE Tier 1
215849959 | Central HP <5.4 tons | COLEMAN | HRCU-A-CB (Split System: Heat Pump with Remote Outdoor Unit-Air-Source) | HH824E2S11 | ASPEN |  | C(A,C,D,E)24A3K+TDR | TM9E080B12MP12 | 21600 | 17 | 8.1 | 22400 | 18700 | 83.48% | 2 | 0 | 11.7 |  |  |  |  | R-454B | 1.8 | Residential & Commercial | USHP | Ducted CEE Tier 1
215850011 | Central HP <5.4 tons | COLEMAN | HRCU-A-CB (Split System: Heat Pump with Remote Outdoor Unit-Air-Source) | HH824E2S11 | ASPEN |  | C(A,C,D,E)24C3K+TDR | TM9Y040A10MP11 | 20800 | 16.5 | 8.5 | 22600 | 17300 | 76.55% | 2 | 0 | 10.5 |  |  |  |  | R-454B | 1.7333 | Residential & Commercial | USHP | Ducted CEE Tier 1
215850020 | Central HP <5.4 tons | COLEMAN | HRCU-A-CB (Split System: Heat Pump with Remote Outdoor Unit-Air-Source) | HH824E2S11 | ASPEN |  | C(A,C,D,E)24A3K+TDR | TM9Y060B12MP11 | 21600 | 17 | 8.1 | 22600 | 18400 | 81.42% | 2 | 0 | 11 |  |  |  |  | R-454B | 1.8 | Residential & Commercial | USHP | Ducted CEE Tier 1
215850095 | Central HP <5.4 tons | COLEMAN | HRCU-A-CB (Split System: Heat Pump with Remote Outdoor Unit-Air-Source) | HH824E2S11 | ASPEN |  | C(A,C,D,E)24A3K+TDR | TP9C060B12MP13 | 21600 | 17 | 8.1 | 22600 | 18000 | 79.65% | 2 | 0 | 12 |  |  |  |  | R-454B | 1.8 | Residential & Commercial | USHP | Ducted CEE Tier 1
215850120 | Central HP <5.4 tons | COLEMAN | HRCU-A-CB (Split System: Heat Pump with Remote Outdoor Unit-Air-Source) | HH824E2S11 | ASPEN |  | C(A,C,D,E)24A3K+TDR | TPLC080B12MP13 | 21600 | 17 | 8.1 | 22600 | 17700 | 78.32% | 2 | 0 | 11.7 |  |  |  |  | R-454B | 1.8 | Residential & Commercial | USHP | Ducted CEE Tier 1
215850161 | Central HP <5.4 tons | COLEMAN | HRCU-A-CB (Split System: Heat Pump with Remote Outdoor Unit-Air-Source) | HH824E2S11 | ASPEN |  | C(A,C,D,E)24C3K+TDR | Z8ES080B12SMPS1 | 22200 | 18 | 8.5 | 22800 | 18500 | 81.14% | 2 | 0 | 12 |  |  |  |  | R-454B | 1.85 | Residential & Commercial | USHP | Ducted CEE Tier 1
215849975 | Central HP <5.4 tons | COLEMAN | HRCU-A-CB (Split System: Heat Pump with Remote Outdoor Unit-Air-Source) | HH824E2S11 | ASPEN |  | C(A,C,D,E)24C3K+TDR | TM9V040A10MP12 | 20800 | 16.5 | 9 | 23000 | 17500 | 76.09% | 2 | 0 | 10.5 |  |  |  |  | R-454B | 1.7333 | Residential & Commercial | USHP | Ducted CEE Tier 1
215850136 | Central HP <5.4 tons | COLEMAN | HRCU-A-CB (Split System: Heat Pump with Remote Outdoor Unit-Air-Source) | HH824E2S11 | ASPEN |  | C(A,C,D,E)24C3K+TDR | Z8ES040A12SMPS1 | 20600 | 17.5 | 9.5 | 22800 | 18100 | 79.39% | 2 | 0 | 11.2 |  |  |  |  | R-454B | 1.7167 | Residential & Commercial | USHP | Ducted CEE Tier 1
215679795 | Central HP <5.4 tons | HEIL | HRCU-A-CB (Split System: Heat Pump with Remote Outdoor Unit-Air-Source) | H5H0V36*K*AAA* |  |  | ESH5X42M12A*+WALLCON | *80CSU0401712B* | 34000 | 16.5 | 8.5 | 35600 | 25200 | 70.79% | 1.78 | 0 | 9.5 |  |  |  |  | R-454B | 2.8333 | Residential & Commercial | USHP
216054891 | Central HP <5.4 tons | LUXAIRE | HRCU-A-CB (Split System: Heat Pump with Remote Outdoor Unit-Air-Source) | HH824E2S11 | ASPEN |  | D(A,C,E)24B4K+TDR | TMLE040A12MP11 | 21000 | 16.5 | 9 | 22600 | 17200 | 76.11% | 2 | 0 | 11.7 |  |  |  |  | R-454B | 1.75 | Residential & Commercial | USHP | Ducted CEE Tier 1
216054925 | Central HP <5.4 tons | LUXAIRE | HRCU-A-CB (Split System: Heat Pump with Remote Outdoor Unit-Air-Source) | HH824E2S11 | ASPEN |  | C(A,C,D,E)24D2K+TDR | TPLC080B12MP13 | 21200 | 17 | 8.5 | 22800 | 17700 | 77.63% | 2 | 0 | 11.7 |  |  |  |  | R-454B | 1.7667 | Residential & Commercial | USHP | Ducted CEE Tier 1
216054942 | Central HP <5.4 tons | LUXAIRE | HRCU-A-CB (Split System: Heat Pump with Remote Outdoor Unit-Air-Source) | HH824E2S11 | ASPEN |  | C(A,C,D,E)24A3K+TDR | Z8ES080B12SMPS1 | 21600 | 18 | 8.1 | 22400 | 18500 | 82.59% | 2 | 0 | 12 |  |  |  |  | R-454B | 1.8 | Residential & Commercial | USHP | Ducted CEE Tier 1
216054944 | Central HP <5.4 tons | LUXAIRE | HRCU-A-CB (Split System: Heat Pump with Remote Outdoor Unit-Air-Source) | HH824E2S11 | ASPEN |  | D(A,C,E)24B3K+TDR | Z8ES080B12SMPS1 | 22000 | 18 | 8.5 | 22600 | 18500 | 81.86% | 2 | 0 | 12 |  |  |  |  | R-454B | 1.8333 | Residential & Commercial | USHP | Ducted CEE Tier 1
216055272 | Central HP <5.4 tons | LUXAIRE | HRCU-A-CB (Split System: Heat Pump with Remote Outdoor Unit-Air-Source) | HH860E2S11 | ASPEN |  | C(A,C,D,E)60A3K+TDR | TM8V080C16MP12 | 40500 | 16.5 | 8.1 | 43500 | 33400 | 76.78% | 2 | 0 | 11.2 |  |  |  |  | R-454B | 3.375 | Residential & Commercial | USHP | Ducted CEE Tier 1
216055297 | Central HP <5.4 tons | LUXAIRE | HRCU-A-CB (Split System: Heat Pump with Remote Outdoor Unit-Air-Source) | HH860E2S11 | ASPEN |  | D(A,C,E)60A3K+TDR | TM9E080C16MP12 | 41000 | 18 | 8.5 | 45000 | 34400 | 76.44% | 2 | 0 | 10.5 |  |  |  |  | R-454B | 3.4167 | Residential & Commercial | USHP | Ducted CEE Tier 1
216055324 | Central HP <5.4 tons | LUXAIRE | HRCU-A-CB (Split System: Heat Pump with Remote Outdoor Unit-Air-Source) | HH860E2S11 | ASPEN |  | D(A,C,E)60A3K+TDR | TM9Y080C16MP11 | 40500 | 17 | 8.5 | 44000 | 33800 | 76.82% | 2 | 0 | 10.5 |  |  |  |  | R-454B | 3.375 | Residential & Commercial | USHP | Ducted CEE Tier 1
216055331 | Central HP <5.4 tons | LUXAIRE | HRCU-A-CB (Split System: Heat Pump with Remote Outdoor Unit-Air-Source) | HH860E2S11 | ASPEN |  | C(A,C,D,E)48A3K+TDR | TM9Y120D20MP11 | 40000 | 17.5 | 8.1 | 43500 | 33400 | 76.78% | 2 | 0 | 11.2 |  |  |  |  | R-454B | 3.3333 | Residential & Commercial | USHP | Ducted CEE Tier 1
215850570 | Central HP <5.4 tons | COLEMAN | HRCU-A-CB (Split System: Heat Pump with Remote Outdoor Unit-Air-Source) | HH836E2S11 | ASPEN |  | C(A,C,D,E)48A3K+TDR | Z8ES080C16SMPS1 | 31400 | 18 | 8.1 | 30800 | 25000 | 81.17% | 2 | 0 | 11.2 |  |  |  |  | R-454B | 2.6167 | Residential & Commercial | USHP | Ducted CEE Tier 1
215850586 | Central HP <5.4 tons | COLEMAN | HRCU-A-CB (Split System: Heat Pump with Remote Outdoor Unit-Air-Source) | HH836E2S11 | ASPEN |  | C(A,C,D,E)48A3K+TDR | Z8ES100C20SMPS1 | 31800 | 18 | 8.5 | 31600 | 25400 | 80.38% | 2 | 0 | 10.5 |  |  |  |  | R-454B | 2.65 | Residential & Commercial | USHP | Ducted CEE Tier 1
215850613 | Central HP <5.4 tons | COLEMAN | HRCU-A-CB (Split System: Heat Pump with Remote Outdoor Unit-Air-Source) | HH860E2S11 | ASPEN |  | C(A,C,D,E)48A3K+TDR | CP9C080C16MP13 | 39500 | 16.5 | 8.1 | 44000 | 33600 | 76.36% | 2 | 0 | 10.5 |  |  |  |  | R-454B | 3.2917 | Residential & Commercial | USHP | Ducted CEE Tier 1
215850629 | Central HP <5.4 tons | COLEMAN | HRCU-A-CB (Split System: Heat Pump with Remote Outdoor Unit-Air-Source) | HH860E2S11 | ASPEN |  | D(A,C,E)60A3K+TDR | CP9C100C16MP13 | 40500 | 16.5 | 8.5 | 44000 | 33200 | 75.45% | 2 | 0 | 11.2 |  |  |  |  | R-454B | 3.375 | Residential & Commercial | USHP | Ducted CEE Tier 1
215850645 | Central HP <5.4 tons | COLEMAN | HRCU-A-CB (Split System: Heat Pump with Remote Outdoor Unit-Air-Source) | HH860E2S11 | ASPEN |  | C(A,C,D,E)60A3K+TDR | CP9C120D20MP13 | 41000 | 17.5 | 8.1 | 44500 | 33400 | 75.06% | 2 | 0 | 11.2 |  |  |  |  | R-454B | 3.4167 | Residential & Commercial | USHP | Ducted CEE Tier 1
215850679 | Central HP <5.4 tons | COLEMAN | HRCU-A-CB (Split System: Heat Pump with Remote Outdoor Unit-Air-Source) | HH860E2S11 | ASPEN |  | D(A,C,E)60A3K+TDR | CPLC100C20MP13 | 41000 | 18 | 8.5 | 45000 | 33800 | 75.11% | 2 | 0 | 10.5 |  |  |  |  | R-454B | 3.4167 | Residential & Commercial | USHP | Ducted CEE Tier 1
216055196 | Central HP <5.4 tons | LUXAIRE | HRCU-A-CB (Split System: Heat Pump with Remote Outdoor Unit-Air-Source) | HH836E2S11 | ASPEN |  | C(A,C,D,E)36B3K+TDR | Z8ES120C16SMPS1 | 31400 | 18 | 8.5 | 31200 | 25200 | 80.77% | 2 | 0 | 11 |  |  |  |  | R-454B | 2.6167 | Residential & Commercial | USHP | Ducted CEE Tier 1
215850245 | Central HP <5.4 tons | COLEMAN | HRCU-A-CB (Split System: Heat Pump with Remote Outdoor Unit-Air-Source) | HH836E2S11 | ASPEN |  | C(A,C,D,E)48A3K+TDR | CP9C100C16MP13 | 31200 | 18 | 8.5 | 31400 | 25200 | 80.25% | 2 | 0 | 11 |  |  |  |  | R-454B | 2.6 | Residential & Commercial | USHP | Ducted CEE Tier 1
215439635 | Central HP <5.4 tons | DAIKIN | HRCU-A-CB (Split System: Heat Pump with Remote Outdoor Unit-Air-Source) | DH6VSA1810A* |  |  | CA*EA2418*3A* | D*96TC0804CNA* | 17000 | 19 | 8.8 | 16800 | 13000 | 77.38% | 2.1 | 0 | 12 |  |  |  |  | R-32 | 1.4167 | Residential & Commercial | USHP | Ducted CEE Tier 1
215850252 | Central HP <5.4 tons | COLEMAN | HRCU-A-CB (Split System: Heat Pump with Remote Outdoor Unit-Air-Source) | HH836E2S11 | ASPEN |  | C(A,C,D,E)48A3K+TDR | CP9C100C20MP13 | 31600 | 18 | 8.5 | 32200 | 26000 | 80.75% | 2 | 0 | 10 |  |  |  |  | R-454B | 2.6333 | Residential & Commercial | USHP | Ducted CEE Tier 1
215850386 | Central HP <5.4 tons | COLEMAN | HRCU-A-CB (Split System: Heat Pump with Remote Outdoor Unit-Air-Source) | HH836E2S11 | ASPEN |  | C(A,C,D,E)48A3K+TDR | TM8Y100C20MP11 | 31000 | 18 | 8.1 | 30600 | 25000 | 81.7% | 2 | 0 | 11.2 |  |  |  |  | R-454B | 2.5833 | Residential & Commercial | USHP | Ducted CEE Tier 1
215439644 | Central HP <5.4 tons | DAIKIN | HRCU-A-CB (Split System: Heat Pump with Remote Outdoor Unit-Air-Source) | DH6VSA1810A* |  |  | CA*EA2418*3A* | D*96TC0403BNA* | 17000 | 19 | 8.8 | 16800 | 13000 | 77.38% | 2.1 | 0 | 12 |  |  |  |  | R-32 | 1.4167 | Residential & Commercial | USHP | Ducted CEE Tier 1
215849803 | Central HP <5.4 tons | COLEMAN | HRCU-A-CB (Split System: Heat Pump with Remote Outdoor Unit-Air-Source) | HH824E2S11 | ASPEN |  | D(A,C,E)24C3K+TDR | TL8E060A12UH11 | 20800 | 17.5 | 9 | 22800 | 17900 | 78.51% | 2 | 0 | 11.2 |  |  |  |  | R-454B | 1.7333 | Residential & Commercial | USHP | Ducted CEE Tier 1
215849828 | Central HP <5.4 tons | COLEMAN | HRCU-A-CB (Split System: Heat Pump with Remote Outdoor Unit-Air-Source) | HH824E2S11 | ASPEN |  | C(A,C,D,E)24C3K+TDR | TM8E040A12MP11 | 20800 | 16.5 | 9 | 22600 | 17200 | 76.11% | 2 | 0 | 11 |  |  |  |  | R-454B | 1.7333 | Residential & Commercial | USHP | Ducted CEE Tier 1
215850303 | Central HP <5.4 tons | COLEMAN | HRCU-A-CB (Split System: Heat Pump with Remote Outdoor Unit-Air-Source) | HH836E2S11 | ASPEN |  | C(A,C,D,E)36B3K+TDR | TM8E080C16MP11 | 31000 | 18 | 8.5 | 31000 | 25200 | 81.29% | 2 | 0 | 10.5 |  |  |  |  | R-454B | 2.5833 | Residential & Commercial | USHP | Ducted CEE Tier 1
215850321 | Central HP <5.4 tons | COLEMAN | HRCU-A-CB (Split System: Heat Pump with Remote Outdoor Unit-Air-Source) | HH836E2S11 | ASPEN |  | C(A,C,D,E)36B3K+TDR | TM8E100C16MP11 | 31000 | 18 | 8.5 | 31200 | 25200 | 80.77% | 2 | 0 | 10.5 |  |  |  |  | R-454B | 2.5833 | Residential & Commercial | USHP | Ducted CEE Tier 1
215849858 | Central HP <5.4 tons | COLEMAN | HRCU-A-CB (Split System: Heat Pump with Remote Outdoor Unit-Air-Source) | HH824E2S11 | ASPEN |  | D(A,C,E)36A3K+TDR | TM8E080B12MP11 | 22400 | 17 | 8.1 | 22600 | 18000 | 79.65% | 2 | 0 | 12 |  |  |  |  | R-454B | 1.8667 | Residential & Commercial | USHP | Ducted CEE Tier 1
215849969 | Central HP <5.4 tons | COLEMAN | HRCU-A-CB (Split System: Heat Pump with Remote Outdoor Unit-Air-Source) | HH824E2S11 | ASPEN |  | D(A,C,E)36A3K+TDR | TM9E080B12MP12 | 22200 | 17 | 8.1 | 22400 | 18700 | 83.48% | 2 | 0 | 11.7 |  |  |  |  | R-454B | 1.85 | Residential & Commercial | USHP | Ducted CEE Tier 1
215849987 | Central HP <5.4 tons | COLEMAN | HRCU-A-CB (Split System: Heat Pump with Remote Outdoor Unit-Air-Source) | HH824E2S11 | ASPEN |  | C(A,C,D,E)24C3K+TDR | TM9V060B12MP12 | 22200 | 17 | 8.5 | 22800 | 18000 | 78.95% | 2 | 0 | 12 |  |  |  |  | R-454B | 1.85 | Residential & Commercial | USHP | Ducted CEE Tier 1
215850101 | Central HP <5.4 tons | COLEMAN | HRCU-A-CB (Split System: Heat Pump with Remote Outdoor Unit-Air-Source) | HH824E2S11 | ASPEN |  | D(A,C,E)24C3K+TDR | TP9C060B12MP13 | 22400 | 17 | 8.5 | 22600 | 18000 | 79.65% | 2 | 0 | 12 |  |  |  |  | R-454B | 1.8667 | Residential & Commercial | USHP | Ducted CEE Tier 1
215850727 | Central HP <5.4 tons | COLEMAN | HRCU-A-CB (Split System: Heat Pump with Remote Outdoor Unit-Air-Source) | HH860E2S11 | ASPEN |  | C(A,C,D,E)60B3K+TDR | TL9E100C20UH11 | 41500 | 17 | 8.5 | 44000 | 33400 | 75.91% | 2 | 0 | 11.7 |  |  |  |  | R-454B | 3.4583 | Residential & Commercial | USHP | Ducted CEE Tier 1
215850729 | Central HP <5.4 tons | COLEMAN | HRCU-A-CB (Split System: Heat Pump with Remote Outdoor Unit-Air-Source) | HH860E2S11 | ASPEN |  | D(A,C,E)60A3K+TDR | TL9E100C20UH11 | 41000 | 17 | 8.1 | 44000 | 33400 | 75.91% | 2 | 0 | 11 |  |  |  |  | R-454B | 3.4167 | Residential & Commercial | USHP | Ducted CEE Tier 1
215850752 | Central HP <5.4 tons | COLEMAN | HRCU-A-CB (Split System: Heat Pump with Remote Outdoor Unit-Air-Source) | HH860E2S11 | ASPEN |  | C(A,C,D,E)48A3K+TDR | TM8E100C16MP11 | 40000 | 17.5 | 8.1 | 45000 | 34200 | 76% | 2 | 0 | 10.5 |  |  |  |  | R-454B | 3.3333 | Residential & Commercial | USHP | Ducted CEE Tier 1
215850754 | Central HP <5.4 tons | COLEMAN | HRCU-A-CB (Split System: Heat Pump with Remote Outdoor Unit-Air-Source) | HH860E2S11 | ASPEN |  | C(A,C,D,E)60A3K+TDR | TM8E100C16MP11 | 41000 | 18 | 8.5 | 45000 | 34200 | 76% | 2 | 0 | 10.5 |  |  |  |  | R-454B | 3.4167 | Residential & Commercial | USHP | Ducted CEE Tier 1
216055301 | Central HP <5.4 tons | LUXAIRE | HRCU-A-CB (Split System: Heat Pump with Remote Outdoor Unit-Air-Source) | HH860E2S11 | ASPEN |  | C(A,C,D,E)48A3K+TDR | TM9E100C16MP12 | 40000 | 17.5 | 8.1 | 45500 | 34400 | 75.6% | 2 | 0 | 10.5 |  |  |  |  | R-454B | 3.3333 | Residential & Commercial | USHP | Ducted CEE Tier 1
216055303 | Central HP <5.4 tons | LUXAIRE | HRCU-A-CB (Split System: Heat Pump with Remote Outdoor Unit-Air-Source) | HH860E2S11 | ASPEN |  | D(A,C,E)60A3K+TDR | TM9E100C16MP12 | 41000 | 18 | 8.5 | 45500 | 34400 | 75.6% | 2 | 0 | 10.5 |  |  |  |  | R-454B | 3.4167 | Residential & Commercial | USHP | Ducted CEE Tier 1
216055304 | Central HP <5.4 tons | LUXAIRE | HRCU-A-CB (Split System: Heat Pump with Remote Outdoor Unit-Air-Source) | HH860E2S11 | ASPEN |  | C(A,C,D,E)48A3K+TDR | TM9E100C20MP12 | 41000 | 16.5 | 8.1 | 46000 | 35000 | 76.09% | 2 | 0 | 10.5 |  |  |  |  | R-454B | 3.4167 | Residential & Commercial | USHP | Ducted CEE Tier 1
215851057 | Central HP <5.4 tons | COLEMAN | HRCU-A-CB (Split System: Heat Pump with Remote Outdoor Unit-Air-Source) | HH860E2S11 | ASPEN |  | C(A,C,D,E)60A3K+TDR | TMLE120C16MP11 | 41000 | 18 | 8.5 | 45000 | 34200 | 76% | 2 | 0 | 10.5 |  |  |  |  | R-454B | 3.4167 | Residential & Commercial | USHP | Ducted CEE Tier 1
215851075 | Central HP <5.4 tons | COLEMAN | HRCU-A-CB (Split System: Heat Pump with Remote Outdoor Unit-Air-Source) | HH860E2S11 | ASPEN |  | D(A,C,E)60B3K+TDR | TMLE120C20MP11 | 42500 | 17 | 8.5 | 46500 | 35000 | 75.27% | 2 | 0 | 11 |  |  |  |  | R-454B | 3.5417 | Residential & Commercial | USHP | Ducted CEE Tier 1
216055200 | Central HP <5.4 tons | LUXAIRE | HRCU-A-CB (Split System: Heat Pump with Remote Outdoor Unit-Air-Source) | HH836E2S11 | ASPEN |  | C(A,C,D,E)48A3K+TDR | Z8ES120C20SMPS1 | 31600 | 18 | 8.5 | 31400 | 25400 | 80.89% | 2 | 0 | 10.5 |  |  |  |  | R-454B | 2.6333 | Residential & Commercial | USHP | Ducted CEE Tier 1
215439647 | Central HP <5.4 tons | DAIKIN | HRCU-A-CB (Split System: Heat Pump with Remote Outdoor Unit-Air-Source) | DH6VSA1810A* |  |  | CA*EA3022*3A* | D*80TC0804C*A* | 17000 | 19 | 8.8 | 16800 | 13000 | 77.38% | 2.1 | 0 | 12 |  |  |  |  | R-32 | 1.4167 | Residential & Commercial | USHP | Ducted CEE Tier 1
215675478 | Central HP <5.4 tons | COMFORTMAKER | HRCU-A-CB (Split System: Heat Pump with Remote Outdoor Unit-Air-Source) | C5H0V48*K*AAA* |  |  | EVM5X48M21A*+WALLCON | *96CTN0802120B* | 47000 | 18.5 | 9 | 50000 | 36400 | 72.8% | 2 | 0 | 10 |  |  |  |  | R-454B | 3.9167 | Residential & Commercial | USHP | Ducted CEE Tier 1
215678138 | Central HP <5.4 tons | COMFORTMAKER | HRCU-A-CB (Split System: Heat Pump with Remote Outdoor Unit-Air-Source) | C5H0V60*K*AAA* |  |  | ESH5X60M12A*+WALLCON | *97CMN0802120B* | 55500 | 17 | 8.5 | 60000 | 42000 | 70% | 1.9 | 0 | 8.5 |  |  |  |  | R-454B | 4.625 | Residential & Commercial | USHP
215850893 | Central HP <5.4 tons | COLEMAN | HRCU-A-CB (Split System: Heat Pump with Remote Outdoor Unit-Air-Source) | HH860E2S11 | ASPEN |  | C(A,C,D,E)48A3K+TDR | TM9E080C20MP12 | 41500 | 16.5 | 8.1 | 46000 | 35000 | 76.09% | 2 | 0 | 10.5 |  |  |  |  | R-454B | 3.4583 | Residential & Commercial | USHP | Ducted CEE Tier 1
215850940 | Central HP <5.4 tons | COLEMAN | HRCU-A-CB (Split System: Heat Pump with Remote Outdoor Unit-Air-Source) | HH860E2S11 | ASPEN |  | D(A,C,E)60A3K+TDR | TM9V080C16MP12 | 40500 | 17 | 8.5 | 43500 | 33600 | 77.24% | 2 | 0 | 10.5 |  |  |  |  | R-454B | 3.375 | Residential & Commercial | USHP | Ducted CEE Tier 1
215851094 | Central HP <5.4 tons | COLEMAN | HRCU-A-CB (Split System: Heat Pump with Remote Outdoor Unit-Air-Source) | HH860E2S11 | ASPEN |  | C(A,C,D,E)60A3K+TDR | TMLV100C16MP12 | 40500 | 16.5 | 8.1 | 43500 | 33400 | 76.78% | 2 | 0 | 11.2 |  |  |  |  | R-454B | 3.375 | Residential & Commercial | USHP | Ducted CEE Tier 1
214336720 | Central HP <5.4 tons | RHEEM | HRCU-A-CB (Split System: Heat Pump with Remote Outdoor Unit-Air-Source) | RD17AZ48AJ3N | ASPEN |  | D(A,C,E)60C44+TDR | R802V0755A21UHS | 45500 | 15.2 | 8.1 | 45500 | 33800 | 74.29% | 3.18 | 0 | 10 |  |  |  |  | R-410A | 3.7917 | Residential & Commercial | USHP | Ducted CEE Tier 1
216766048 | Central HP <5.4 tons | TRANE | HRCU-A-CB (Split System: Heat Pump with Remote Outdoor Unit-Air-Source) | 5TWR7036A1 |  |  | 5PX*B006AS3 | S8V2B080M4PCB | 33400 | 16.5 | 8.7 | 32600 | 24200 | 74.23% | 2.18 | 0 | 12 |  |  |  |  | R-454B | 2.7833 | Residential & Commercial | USHP | Ducted CEE Tier 1
216054917 | Central HP <5.4 tons | LUXAIRE | HRCU-A-CB (Split System: Heat Pump with Remote Outdoor Unit-Air-Source) | HH824E2S11 | ASPEN |  | D(A,C,E)36A4K+TDR | TP9C060B12MP13 | 22600 | 17 | 8.5 | 22800 | 18000 | 78.95% | 2 | 0 | 12 |  |  |  |  | R-454B | 1.8833 | Residential & Commercial | USHP | Ducted CEE Tier 1
216766068 | Central HP <5.4 tons | TRANE | HRCU-A-CB (Split System: Heat Pump with Remote Outdoor Unit-Air-Source) | 5TWR7036A1 |  |  | 5PX*BD04AS3 | S8V2B060M4PDB | 32600 | 16 | 8.2 | 33400 | 24600 | 73.65% | 1.98 | 0 | 11.7 |  |  |  |  | R-454B | 2.7167 | Residential & Commercial | USHP | Ducted CEE Tier 1
216766168 | Central HP <5.4 tons | TRANE | HRCU-A-CB (Split System: Heat Pump with Remote Outdoor Unit-Air-Source) | 5TWR7036A1 |  |  | 5PX*C007AS3 | S9X2C100U5PSB | 33600 | 15.2 | 9 | 32600 | 24200 | 74.23% | 2.19 | 0 | 12 |  |  |  |  | R-454B | 2.8 | Residential & Commercial | USHP | Ducted CEE Tier 1
213355380 | Central HP <5.4 tons | COLEMAN | HRCU-A-CB (Split System: Heat Pump with Remote Outdoor Unit-Air-Source) | HMH72B361 | ASPEN |  | L(E,G)M36E6 | 0 | 35000 | 18 | 8.1 | 35400 | 26000 | 73.45% | 2.82 | 0 | 9 |  |  |  |  | R-410A | 2.9167 | Residential & Commercial | USHP
214802927 | Central HP <5.4 tons | RHEEM | HRCU-A-CB (Split System: Heat Pump with Remote Outdoor Unit-Air-Source) | RP15AZ48AJ2N | ASPEN |  | D(A,C,E)60D34+TDR | R801V1005A21UHN | 46000 | 15.5 | 8.4 | 46000 | 33800 | 73.48% | 3.09 | 0 | 10.2 |  |  |  |  | R-410A | 3.8333 | Residential & Commercial | USHP | Ducted CEE Tier 1
215850193 | Central HP <5.4 tons | COLEMAN | HRCU-A-CB (Split System: Heat Pump with Remote Outdoor Unit-Air-Source) | HH824E2S11 | ASPEN |  | D(A,C,E)36A3K+TDR | Z9ES040A10SMPS1 | 20800 | 17.5 | 8.1 | 22800 | 17800 | 78.07% | 2 | 0 | 11.7 |  |  |  |  | R-454B | 1.7333 | Residential & Commercial | USHP | Ducted CEE Tier 1
215850770 | Central HP <5.4 tons | COLEMAN | HRCU-A-CB (Split System: Heat Pump with Remote Outdoor Unit-Air-Source) | HH860E2S11 | ASPEN |  | D(A,C,E)60B3K+TDR | TM8E100C20MP11 | 42500 | 17 | 8.5 | 46500 | 35000 | 75.27% | 2 | 0 | 11 |  |  |  |  | R-454B | 3.5417 | Residential & Commercial | USHP | Ducted CEE Tier 1
215850913 | Central HP <5.4 tons | COLEMAN | HRCU-A-CB (Split System: Heat Pump with Remote Outdoor Unit-Air-Source) | HH860E2S11 | ASPEN |  | C(A,C,D,E)48A3K+TDR | TM9E100C20MP12 | 41000 | 16.5 | 8.1 | 46000 | 35000 | 76.09% | 2 | 0 | 10.5 |  |  |  |  | R-454B | 3.4167 | Residential & Commercial | USHP | Ducted CEE Tier 1
216766202 | Central HP <5.4 tons | TRANE | HRCU-A-CB (Split System: Heat Pump with Remote Outdoor Unit-Air-Source) | 5TWR7036A1 |  |  | 5PX*CD05AS3 | S9X1C100D5PSB | 32800 | 15.2 | 8.2 | 33400 | 24400 | 73.05% | 1.99 | 0 | 12 |  |  |  |  | R-454B | 2.7333 | Residential & Commercial | USHP | Ducted CEE Tier 1
216766284 | Central HP <5.4 tons | TRANE | HRCU-A-CB (Split System: Heat Pump with Remote Outdoor Unit-Air-Source) | 5TWR7036A1 |  |  | 5TXCB004AS3 | S9X2B060U4PSB | 32400 | 16 | 8.7 | 32600 | 24200 | 74.23% | 2.12 | 0 | 11.7 |  |  |  |  | R-454B | 2.7 | Residential & Commercial | USHP | Ducted CEE Tier 1
216055042 | Central HP <5.4 tons | LUXAIRE | HRCU-A-CB (Split System: Heat Pump with Remote Outdoor Unit-Air-Source) | HH836E2S11 | ASPEN |  | D(A,C,E)36A4K+TDR | TM8E100B12MP11 | 30600 | 18 | 8.5 | 31200 | 25400 | 81.41% | 2 | 0 | 10.5 |  |  |  |  | R-454B | 2.55 | Residential & Commercial | USHP | Ducted CEE Tier 1
215439638 | Central HP <5.4 tons | DAIKIN | HRCU-A-CB (Split System: Heat Pump with Remote Outdoor Unit-Air-Source) | DH6VSA1810A* |  |  | CA*EA2418*3A* | D*96TC0803BNA* | 17000 | 19 | 8.8 | 16800 | 13000 | 77.38% | 2.1 | 0 | 12 |  |  |  |  | R-32 | 1.4167 | Residential & Commercial | USHP | Ducted CEE Tier 1
215849946 | Central HP <5.4 tons | COLEMAN | HRCU-A-CB (Split System: Heat Pump with Remote Outdoor Unit-Air-Source) | HH824E2S11 | ASPEN |  | C(A,C,D,E)24A3K+TDR | TM9E060B12MP12 | 21600 | 17 | 8.1 | 22600 | 18300 | 80.97% | 2 | 0 | 11 |  |  |  |  | R-454B | 1.8 | Residential & Commercial | USHP | Ducted CEE Tier 1
216734236 | Central HP <5.4 tons | BRYANT HEATING AND COOLING SYSTEMS | HRCU-A-CB (Split System: Heat Pump with Remote Outdoor Unit-Air-Source) | 37MUHAQ24AA3 |  |  | CAA**3017AM* | 926TC30040V14*** | 22000 | 15.5 | 8.1 | 21000 | 18900 | 90% | 1.85 | 0 | 10.5 |  |  |  |  | R-454B | 1.8333 | Residential & Commercial | USHP | Ducted CEE Tier 1
215679275 | Central HP <5.4 tons | HEIL | HRCU-A-CB (Split System: Heat Pump with Remote Outdoor Unit-Air-Source) | H5H0V36*K*AAA* |  |  | EA*5X37M21A*+WALLCON | *96CTN0802120B* | 34400 | 18 | 9 | 35400 | 25200 | 71.19% | 1.88 | 0 | 10 |  |  |  |  | R-454B | 2.8667 | Residential & Commercial | USHP | Ducted CEE Tier 1
215676308 | Central HP <5.4 tons | COMFORTMAKER | HRCU-A-CB (Split System: Heat Pump with Remote Outdoor Unit-Air-Source) | C5H0V48*K*AAA* |  |  | EVD5X49M24A*+WALLCON | *80CTL0902120B* | 48000 | 19 | 9 | 50000 | 36400 | 72.8% | 2 | 0 | 10.5 |  |  |  |  | R-454B | 4 | Residential & Commercial | USHP | Ducted CEE Tier 1
215850530 | Central HP <5.4 tons | COLEMAN | HRCU-A-CB (Split System: Heat Pump with Remote Outdoor Unit-Air-Source) | HH836E2S11 | ASPEN |  | C(A,C,D,E)48A3K+TDR | TMLV100C16MP12 | 31200 | 18 | 8.1 | 31200 | 25400 | 81.41% | 2 | 0 | 10.5 |  |  |  |  | R-454B | 2.6 | Residential & Commercial | USHP | Ducted CEE Tier 1
216734118 | Central HP <5.4 tons | BRYANT HEATING AND COOLING SYSTEMS | HRCU-A-CB (Split System: Heat Pump with Remote Outdoor Unit-Air-Source) | 37MUHAQ24AA3 |  |  | CAA**3017AM* | 916SA48060M17*** | 22000 | 15.5 | 8.1 | 20800 | 18800 | 90.38% | 1.9 | 0 | 10.5 |  |  |  |  | R-454B | 1.8333 | Residential & Commercial | USHP | Ducted CEE Tier 1
213821213 | Central HP <5.4 tons | TEMPSTAR | HRCU-A-CB (Split System: Heat Pump with Remote Outdoor Unit-Air-Source) | DLCURAH24ABK | ASPEN |  | D(A,C,E)30C44+TDR | *80MS(N,L)0902120A* | 23800 | 17.5 | 8.5 | 26200 | 20200 | 77.1% | 2.91 | 0 | 10 |  |  |  |  | R-410A | 1.9833 | Residential & Commercial | USHP | Ducted CEE Tier 1
213821214 | Central HP <5.4 tons | TEMPSTAR | HRCU-A-CB (Split System: Heat Pump with Remote Outdoor Unit-Air-Source) | DLCURAH24ABK | ASPEN |  | D(A,C,E)36B34+TDR | *80MS(N,L)0902120A* | 23600 | 17.5 | 8.5 | 26200 | 20200 | 77.1% | 2.91 | 0 | 10 |  |  |  |  | R-410A | 1.9667 | Residential & Commercial | USHP | Ducted CEE Tier 1
213821262 | Central HP <5.4 tons | TEMPSTAR | HRCU-A-CB (Split System: Heat Pump with Remote Outdoor Unit-Air-Source) | DLCURAH24ABK | ASPEN |  | D(A,C,E)30B34+TDR | *92MSN0802120A* | 22800 | 17.2 | 8.4 | 25600 | 20200 | 78.91% | 2.96 | 0 | 10 |  |  |  |  | R-410A | 1.9 | Residential & Commercial | USHP | Ducted CEE Tier 1
213821263 | Central HP <5.4 tons | TEMPSTAR | HRCU-A-CB (Split System: Heat Pump with Remote Outdoor Unit-Air-Source) | DLCURAH24ABK | ASPEN |  | D(A,C,E)30C44+TDR | *92MSN0802120A* | 23400 | 17.5 | 8.5 | 25600 | 20200 | 78.91% | 3 | 0 | 10.3 |  |  |  |  | R-410A | 1.95 | Residential & Commercial | USHP | Ducted CEE Tier 1
213821278 | Central HP <5.4 tons | TEMPSTAR | HRCU-A-CB (Split System: Heat Pump with Remote Outdoor Unit-Air-Source) | DLCURAH24ABK | ASPEN |  | D(A,C,E)30C44+TDR | *96MSN0401410A* | 23000 | 16.5 | 8.5 | 25400 | 20200 | 79.53% | 2.94 | 0 | 9.9 |  |  |  |  | R-410A | 1.9167 | Residential & Commercial | USHP
214802926 | Central HP <5.4 tons | RHEEM | HRCU-A-CB (Split System: Heat Pump with Remote Outdoor Unit-Air-Source) | RP15AZ48AJ2N | ASPEN |  | D(A,C,E)60C34+TDR | R801V1005A21UHN | 45000 | 15.6 | 8.1 | 45500 | 33600 | 73.85% | 2.99 | 0 | 10.1 |  |  |  |  | R-410A | 3.75 | Residential & Commercial | USHP | Ducted CEE Tier 1
216055165 | Central HP <5.4 tons | LUXAIRE | HRCU-A-CB (Split System: Heat Pump with Remote Outdoor Unit-Air-Source) | HH836E2S11 | ASPEN |  | D(A,C,E)36A4K+TDR | TP9C100C16MP13 | 30800 | 18 | 8.5 | 31000 | 25200 | 81.29% | 2 | 0 | 10.5 |  |  |  |  | R-454B | 2.5667 | Residential & Commercial | USHP | Ducted CEE Tier 1
215439643 | Central HP <5.4 tons | DAIKIN | HRCU-A-CB (Split System: Heat Pump with Remote Outdoor Unit-Air-Source) | DH6VSA1810A* |  |  | CA*EA3022*3A* | D*96TC0403BNA* | 17000 | 19 | 8.8 | 16800 | 13000 | 77.38% | 2.1 | 0 | 12 |  |  |  |  | R-32 | 1.4167 | Residential & Commercial | USHP | Ducted CEE Tier 1
215679785 | Central HP <5.4 tons | HEIL | HRCU-A-CB (Split System: Heat Pump with Remote Outdoor Unit-Air-Source) | H5H0V36*K*AAA* |  |  | ESH5X42M12A*+WALLCON | *96CTN0802120B* | 34000 | 16 | 8.5 | 35600 | 25200 | 70.79% | 1.76 | 0 | 9.5 |  |  |  |  | R-454B | 2.8333 | Residential & Commercial | USHP
215679885 | Central HP <5.4 tons | HEIL | HRCU-A-CB (Split System: Heat Pump with Remote Outdoor Unit-Air-Source) | H5H0V36*K*AAA* |  |  | ESH5X48M12A*+WALLCON | *80CSU0601716B* | 34200 | 17 | 8.5 | 35400 | 25200 | 71.19% | 1.9 | 0 | 9.5 |  |  |  |  | R-454B | 2.85 | Residential & Commercial | USHP
215678308 | Central HP <5.4 tons | COMFORTMAKER | HRCU-A-CB (Split System: Heat Pump with Remote Outdoor Unit-Air-Source) | C5H0V24*K*AAA* |  |  | EA*5X36M17A*+WALLCON | *80CSU0401712B* | 23200 | 17 | 8.5 | 23400 | 16500 | 70.51% | 2 | 0 | 10 |  |  |  |  | R-454B | 1.9333 | Residential & Commercial | USHP | Ducted CEE Tier 1
216055356 | Central HP <5.4 tons | LUXAIRE | HRCU-A-CB (Split System: Heat Pump with Remote Outdoor Unit-Air-Source) | HH860E2S11 | ASPEN |  | C(A,C,D,E)60A3K+TDR | TMLV100C16MP12 | 40500 | 16.5 | 8.1 | 43500 | 33400 | 76.78% | 2 | 0 | 11.2 |  |  |  |  | R-454B | 3.375 | Residential & Commercial | USHP | Ducted CEE Tier 1
215850844 | Central HP <5.4 tons | COLEMAN | HRCU-A-CB (Split System: Heat Pump with Remote Outdoor Unit-Air-Source) | HH860E2S11 | ASPEN |  | C(A,C,D,E)60A3K+TDR | TM8Y080C16MP11 | 41000 | 17 | 8.1 | 43500 | 33400 | 76.78% | 2 | 0 | 11 |  |  |  |  | R-454B | 3.4167 | Residential & Commercial | USHP | Ducted CEE Tier 1
215679305 | Central HP <5.4 tons | HEIL | HRCU-A-CB (Split System: Heat Pump with Remote Outdoor Unit-Air-Source) | H5H0V36*K*AAA* |  |  | EA*5X37M21A*+WALLCON | *97CTN0601716A* | 34200 | 17.5 | 9 | 35600 | 25400 | 71.35% | 1.88 | 0 | 9.5 |  |  |  |  | R-454B | 2.85 | Residential & Commercial | USHP
215679555 | Central HP <5.4 tons | HEIL | HRCU-A-CB (Split System: Heat Pump with Remote Outdoor Unit-Air-Source) | H5H0V36*K*AAA* |  |  | EA*5X60M24A*+WALLCON | *96CTN0802120B* | 34400 | 18 | 9 | 34200 | 24800 | 72.51% | 1.9 | 0 | 10 |  |  |  |  | R-454B | 2.8667 | Residential & Commercial | USHP | Ducted CEE Tier 1
215675728 | Central HP <5.4 tons | COMFORTMAKER | HRCU-A-CB (Split System: Heat Pump with Remote Outdoor Unit-Air-Source) | C5H0V48*K*AAA* |  |  | EVM5X60M21A*+WALLCON | *80CTL0901716B* | 48000 | 19 | 9 | 50000 | 37000 | 74% | 1.98 | 0 | 10 |  |  |  |  | R-454B | 4 | Residential & Commercial | USHP | Ducted CEE Tier 1
216054951 | Central HP <5.4 tons | LUXAIRE | HRCU-A-CB (Split System: Heat Pump with Remote Outdoor Unit-Air-Source) | HH824E2S11 | ASPEN |  | D(A,C,E)24B4K+TDR | Z8ES100B12SMPS1 | 21000 | 19 | 9.5 | 22800 | 18000 | 78.95% | 2 | 0 | 11.2 |  |  |  |  | R-454B | 1.75 | Residential & Commercial | USHP | Ducted CEE Tier 1
215849773 | Central HP <5.4 tons | COLEMAN | HRCU-A-CB (Split System: Heat Pump with Remote Outdoor Unit-Air-Source) | HH824E2S11 | ASPEN |  | C(A,C,D,E)24C3K+TDR | CP9C080B12MP13 | 22200 | 17 | 9 | 22800 | 18300 | 80.26% | 2 | 0 | 12 |  |  |  |  | R-454B | 1.85 | Residential & Commercial | USHP | Ducted CEE Tier 1
215849787 | Central HP <5.4 tons | COLEMAN | HRCU-A-CB (Split System: Heat Pump with Remote Outdoor Unit-Air-Source) | HH824E2S11 | ASPEN |  | C(A,C,D,E)24C3K+TDR | CPLC080B12MP13 | 22200 | 17 | 8.5 | 22800 | 17700 | 77.63% | 2 | 0 | 12 |  |  |  |  | R-454B | 1.85 | Residential & Commercial | USHP | Ducted CEE Tier 1
215849840 | Central HP <5.4 tons | COLEMAN | HRCU-A-CB (Split System: Heat Pump with Remote Outdoor Unit-Air-Source) | HH824E2S11 | ASPEN |  | C(A,C,D,E)24C3K+TDR | TM8E060A12MP11 | 20600 | 17.5 | 9 | 23000 | 17900 | 77.83% | 2 | 0 | 11.2 |  |  |  |  | R-454B | 1.7167 | Residential & Commercial | USHP | Ducted CEE Tier 1
215676455 | Central HP <5.4 tons | HEIL | HRCU-A-CB (Split System: Heat Pump with Remote Outdoor Unit-Air-Source) | H5H0V48*K*AAA* |  |  | EVD5X60M21A*+WALLCON | *80CTL0702120B* | 48000 | 19 | 9 | 50000 | 36800 | 73.6% | 2 | 0 | 10 |  |  |  |  | R-454B | 4 | Residential & Commercial | USHP | Ducted CEE Tier 1
215676555 | Central HP <5.4 tons | HEIL | HRCU-A-CB (Split System: Heat Pump with Remote Outdoor Unit-Air-Source) | H5H0V48*K*AAA* |  |  | EVD5X60M21A*+WALLCON | *97CMN1002122B* | 48000 | 19 | 9 | 50000 | 36600 | 73.2% | 2 | 0 | 10 |  |  |  |  | R-454B | 4 | Residential & Commercial | USHP | Ducted CEE Tier 1
215849796 | Central HP <5.4 tons | COLEMAN | HRCU-A-CB (Split System: Heat Pump with Remote Outdoor Unit-Air-Source) | HH824E2S11 | ASPEN |  | C(A,C,D,E)24A3K+TDR | TL8E060A12UH11 | 20000 | 17.5 | 9 | 22600 | 17900 | 79.2% | 2 | 0 | 11.2 |  |  |  |  | R-454B | 1.6667 | Residential & Commercial | USHP | Ducted CEE Tier 1
215849913 | Central HP <5.4 tons | COLEMAN | HRCU-A-CB (Split System: Heat Pump with Remote Outdoor Unit-Air-Source) | HH824E2S11 | ASPEN |  | C(A,C,D,E)24C3K+TDR | TM9E026A08MP12 | 20800 | 16.5 | 9 | 23000 | 17600 | 76.52% | 2 | 0 | 10.5 |  |  |  |  | R-454B | 1.7333 | Residential & Commercial | USHP | Ducted CEE Tier 1
215850653 | Central HP <5.4 tons | COLEMAN | HRCU-A-CB (Split System: Heat Pump with Remote Outdoor Unit-Air-Source) | HH860E2S11 | ASPEN |  | C(A,C,D,E)48A3K+TDR | CPLC080C16MP13 | 39500 | 16.5 | 8.1 | 44000 | 33400 | 75.91% | 2 | 0 | 11.2 |  |  |  |  | R-454B | 3.2917 | Residential & Commercial | USHP | Ducted CEE Tier 1
215850655 | Central HP <5.4 tons | COLEMAN | HRCU-A-CB (Split System: Heat Pump with Remote Outdoor Unit-Air-Source) | HH860E2S11 | ASPEN |  | C(A,C,D,E)60A3K+TDR | CPLC080C16MP13 | 40500 | 17 | 8.5 | 44000 | 33400 | 75.91% | 2 | 0 | 11 |  |  |  |  | R-454B | 3.375 | Residential & Commercial | USHP | Ducted CEE Tier 1
215850669 | Central HP <5.4 tons | COLEMAN | HRCU-A-CB (Split System: Heat Pump with Remote Outdoor Unit-Air-Source) | HH860E2S11 | ASPEN |  | D(A,C,E)60A3K+TDR | CPLC100C16MP13 | 40500 | 17 | 8.5 | 44000 | 33400 | 75.91% | 2 | 0 | 11 |  |  |  |  | R-454B | 3.375 | Residential & Commercial | USHP | Ducted CEE Tier 1
215850578 | Central HP <5.4 tons | COLEMAN | HRCU-A-CB (Split System: Heat Pump with Remote Outdoor Unit-Air-Source) | HH836E2S11 | ASPEN |  | C(A,C,D,E)48A3K+TDR | Z8ES100B12SMPS1 | 31000 | 18 | 8.1 | 30400 | 24800 | 81.58% | 2 | 0 | 11.2 |  |  |  |  | R-454B | 2.5833 | Residential & Commercial | USHP | Ducted CEE Tier 1
215850605 | Central HP <5.4 tons | COLEMAN | HRCU-A-CB (Split System: Heat Pump with Remote Outdoor Unit-Air-Source) | HH836E2S11 | ASPEN |  | C(A,C,D,E)36B3K+TDR | Z9ES080C20SMPS1 | 31200 | 17.5 | 8.1 | 32000 | 24200 | 75.62% | 2 | 0 | 10.5 |  |  |  |  | R-454B | 2.6 | Residential & Commercial | USHP | Ducted CEE Tier 1
215850778 | Central HP <5.4 tons | COLEMAN | HRCU-A-CB (Split System: Heat Pump with Remote Outdoor Unit-Air-Source) | HH860E2S11 | ASPEN |  | D(A,C,E)60A3K+TDR | TM8E120C16MP11 | 41000 | 18 | 8.5 | 45000 | 34200 | 76% | 2 | 0 | 10.5 |  |  |  |  | R-454B | 3.4167 | Residential & Commercial | USHP | Ducted CEE Tier 1
215850830 | Central HP <5.4 tons | COLEMAN | HRCU-A-CB (Split System: Heat Pump with Remote Outdoor Unit-Air-Source) | HH860E2S11 | ASPEN |  | D(A,C,E)60B3K+TDR | TM8V100C20MP12 | 41500 | 18 | 8.5 | 44500 | 33800 | 75.96% | 2 | 0 | 10.5 |  |  |  |  | R-454B | 3.4583 | Residential & Commercial | USHP | Ducted CEE Tier 1
213821298 | Central HP <5.4 tons | TEMPSTAR | HRCU-A-CB (Split System: Heat Pump with Remote Outdoor Unit-Air-Source) | DLCURAH24ABK | ASPEN |  | D(A,C,E)30C44+TDR | *96MSN0802120A* | 23000 | 17.5 | 8.5 | 25200 | 20000 | 79.37% | 2.97 | 0 | 9.8 |  |  |  |  | R-410A | 1.9167 | Residential & Commercial | USHP
213821312 | Central HP <5.4 tons | TEMPSTAR | HRCU-A-CB (Split System: Heat Pump with Remote Outdoor Unit-Air-Source) | DLCURAH24ABK | ASPEN |  | D(A,C,E)30B34+TDR | *96VTN0601412B* | 23200 | 17 | 8.5 | 26200 | 20200 | 77.1% | 2.89 | 0 | 10 |  |  |  |  | R-410A | 1.9333 | Residential & Commercial | USHP | Ducted CEE Tier 1
213821313 | Central HP <5.4 tons | TEMPSTAR | HRCU-A-CB (Split System: Heat Pump with Remote Outdoor Unit-Air-Source) | DLCURAH24ABK | ASPEN |  | D(A,C,E)30C44+TDR | *96VTN0601412B* | 23600 | 17 | 8.5 | 26200 | 20200 | 77.1% | 2.89 | 0 | 10 |  |  |  |  | R-410A | 1.9667 | Residential & Commercial | USHP | Ducted CEE Tier 1
213821330 | Central HP <5.4 tons | TEMPSTAR | HRCU-A-CB (Split System: Heat Pump with Remote Outdoor Unit-Air-Source) | DLCURAH24ABK | ASPEN |  | D(A,C,E)36C34+TDR | *96VTN0802120B* | 23800 | 17 | 8.5 | 26400 | 20200 | 76.52% | 2.92 | 0 | 10 |  |  |  |  | R-410A | 1.9833 | Residential & Commercial | USHP | Ducted CEE Tier 1
213821331 | Central HP <5.4 tons | TEMPSTAR | HRCU-A-CB (Split System: Heat Pump with Remote Outdoor Unit-Air-Source) | DLCURAH24ABK | ASPEN |  | D(A,C,E)24B44+TDR | *96VTN1002120B* | 23200 | 17.5 | 8.5 | 26200 | 20000 | 76.34% | 2.91 | 0 | 10 |  |  |  |  | R-410A | 1.9333 | Residential & Commercial | USHP | Ducted CEE Tier 1
215849889 | Central HP <5.4 tons | COLEMAN | HRCU-A-CB (Split System: Heat Pump with Remote Outdoor Unit-Air-Source) | HH824E2S11 | ASPEN |  | C(A,C,D,E)24C3K+TDR | TM8Y060A12MP11 | 20600 | 17.5 | 9 | 22800 | 18400 | 80.7% | 2 | 0 | 10.5 |  |  |  |  | R-454B | 1.7167 | Residential & Commercial | USHP | Ducted CEE Tier 1
215849904 | Central HP <5.4 tons | COLEMAN | HRCU-A-CB (Split System: Heat Pump with Remote Outdoor Unit-Air-Source) | HH824E2S11 | ASPEN |  | D(A,C,E)24C3K+TDR | TM8Y080B12MP11 | 22400 | 17 | 8.5 | 22800 | 18300 | 80.26% | 2 | 0 | 12 |  |  |  |  | R-454B | 1.8667 | Residential & Commercial | USHP | Ducted CEE Tier 1
215849923 | Central HP <5.4 tons | COLEMAN | HRCU-A-CB (Split System: Heat Pump with Remote Outdoor Unit-Air-Source) | HH824E2S11 | ASPEN |  | C(A,C,D,E)24A3K+TDR | TM9E040A10MP12 | 20200 | 16.5 | 8.5 | 22600 | 18100 | 80.09% | 2 | 0 | 9.8 |  |  |  |  | R-454B | 1.6833 | Residential & Commercial | USHP
215675818 | Central HP <5.4 tons | COMFORTMAKER | HRCU-A-CB (Split System: Heat Pump with Remote Outdoor Unit-Air-Source) | C5H0V48*K*AAA* |  |  | EVM5X60M21A*+WALLCON | *97CMN1002122B* | 48000 | 19 | 9 | 50000 | 36800 | 73.6% | 2 | 0 | 10 |  |  |  |  | R-454B | 4 | Residential & Commercial | USHP | Ducted CEE Tier 1
215675918 | Central HP <5.4 tons | COMFORTMAKER | HRCU-A-CB (Split System: Heat Pump with Remote Outdoor Unit-Air-Source) | C5H0V48*K*AAA* |  |  | EVM5X60M24A*+WALLCON | *95CSU1002122B* | 48000 | 19 | 9 | 50000 | 36400 | 72.8% | 2.02 | 0 | 10 |  |  |  |  | R-454B | 4 | Residential & Commercial | USHP | Ducted CEE Tier 1
213781201 | Central HP <5.4 tons | DAY & NIGHT | HRCU-A-CB (Split System: Heat Pump with Remote Outdoor Unit-Air-Source) | CVH837GKA2* |  |  | EA*4X43L21A*+WALLCON | *80CTL1102120B* | 33000 | 17 | 8.5 | 32600 | 25000 | 76.69% | 1.98 | 0 | 11.5 |  |  |  |  | R-410A | 2.75 | Residential & Commercial | USHP | Ducted CEE Tier 1
213781281 | Central HP <5.4 tons | DAY & NIGHT | HRCU-A-CB (Split System: Heat Pump with Remote Outdoor Unit-Air-Source) | CVH837GKA2* |  |  | EA*4X48L21A*+WALLCON | *80CTL0451712B* | 32000 | 16.5 | 8.1 | 32800 | 25200 | 76.83% | 1.92 | 0 | 10.5 |  |  |  |  | R-410A | 2.6667 | Residential & Commercial | USHP | Ducted CEE Tier 1
215677508 | Central HP <5.4 tons | COMFORTMAKER | HRCU-A-CB (Split System: Heat Pump with Remote Outdoor Unit-Air-Source) | C5H0V60*K*AAA* |  |  | EVD5X60M24A*+WALLCON | *97CMN0602120B* | 55500 | 17.5 | 8.5 | 64000 | 45500 | 71.09% | 1.94 | 0 | 8.5 |  |  |  |  | R-454B | 4.625 | Residential & Commercial | USHP
215677558 | Central HP <5.4 tons | COMFORTMAKER | HRCU-A-CB (Split System: Heat Pump with Remote Outdoor Unit-Air-Source) | C5H0V60*K*AAA* |  |  | EVD5X60M24A*+WALLCON | *96CTN1202422B* | 56500 | 18.5 | 9 | 63000 | 44500 | 70.63% | 2.08 | 0 | 9 |  |  |  |  | R-454B | 4.7083 | Residential & Commercial | USHP
214092285 | Central HP <5.4 tons | LUXAIRE | HRCU-A-CB (Split System: Heat Pump with Remote Outdoor Unit-Air-Source) | HMH72B341 | ASPEN |  | D(A,C,E)42A44+TDR | TM8E060A12MP11 | 32600 | 18 | 8.1 | 32400 | 44000 | 135.8% | 3.09 | 0 | 10 |  |  |  |  | R-410A | 2.7167 | Residential & Commercial | USHP | Ducted CEE Tier 1
213205623 | Central HP <5.4 tons | TEMPSTAR | HRCU-A-CB (Split System: Heat Pump with Remote Outdoor Unit-Air-Source) | DLCURAH36ABK | ASPEN |  | D(A,C,E)42B34+TDR | *92ESN1202420A* | 35400 | 16 | 8.1 | 38500 | 31800 | 82.6% | 2.72 | 0 | 10.5 |  |  |  |  | R-410A | 2.95 | Residential & Commercial | USHP | Ducted CEE Tier 1
214093371 | Central HP <5.4 tons | LUXAIRE | HRCU-A-CB (Split System: Heat Pump with Remote Outdoor Unit-Air-Source) | HMH72B361 | ASPEN |  | D(A,C,E)48B36+TDR | Z8ES080C20SMPS1 | 34600 | 17 | 8.1 | 32400 | 44000 | 135.8% | 3.24 | 0 | 9 |  |  |  |  | R-410A | 2.8833 | Residential & Commercial | USHP
215935530 | Central HP <5.4 tons | DAY & NIGHT | HRCU-A-CB (Split System: Heat Pump with Remote Outdoor Unit-Air-Source) | C5H3V36*K*AAA* |  |  | EVD5X30M17A*+WALLCON | *97CMN0601714B* | 34000 | 20 | 8.1 | 38000 | 27200 | 71.58% | 2 | 0 | 11 |  |  |  |  | R-454B | 2.8333 | Residential & Commercial | USHP | Ducted CEE Tier 1
215935630 | Central HP <5.4 tons | DAY & NIGHT | HRCU-A-CB (Split System: Heat Pump with Remote Outdoor Unit-Air-Source) | C5H3V36*K*AAA* |  |  | EVD5X36M21A*+WALLCON | *80CTL0701716B* | 34200 | 20.5 | 8.5 | 39000 | 28400 | 72.82% | 2.02 | 0 | 11.5 |  |  |  |  | R-454B | 2.85 | Residential & Commercial | USHP | Ducted CEE Tier 1
215679865 | Central HP <5.4 tons | HEIL | HRCU-A-CB (Split System: Heat Pump with Remote Outdoor Unit-Air-Source) | H5H0V36*K*AAA* |  |  | ESH5X48M12A*+WALLCON | *96CTN0802120B* | 34200 | 16 | 8.5 | 35400 | 25200 | 71.19% | 1.88 | 0 | 9.5 |  |  |  |  | R-454B | 2.85 | Residential & Commercial | USHP
215850264 | Central HP <5.4 tons | COLEMAN | HRCU-A-CB (Split System: Heat Pump with Remote Outdoor Unit-Air-Source) | HH836E2S11 | ASPEN |  | C(A,C,D,E)48A3K+TDR | CPLC080C16MP13 | 31200 | 18 | 8.5 | 31200 | 25400 | 81.41% | 2 | 0 | 11 |  |  |  |  | R-454B | 2.6 | Residential & Commercial | USHP | Ducted CEE Tier 1
215850631 | Central HP <5.4 tons | COLEMAN | HRCU-A-CB (Split System: Heat Pump with Remote Outdoor Unit-Air-Source) | HH860E2S11 | ASPEN |  | D(A,C,E)60B3K+TDR | CP9C100C16MP13 | 41000 | 17 | 8.5 | 44000 | 33200 | 75.45% | 2 | 0 | 11.5 |  |  |  |  | R-454B | 3.4167 | Residential & Commercial | USHP | Ducted CEE Tier 1
215850649 | Central HP <5.4 tons | COLEMAN | HRCU-A-CB (Split System: Heat Pump with Remote Outdoor Unit-Air-Source) | HH860E2S11 | ASPEN |  | D(A,C,E)60A3K+TDR | CP9C120D20MP13 | 41000 | 17.5 | 8.1 | 44500 | 33400 | 75.06% | 2 | 0 | 11.5 |  |  |  |  | R-454B | 3.4167 | Residential & Commercial | USHP | Ducted CEE Tier 1
215850683 | Central HP <5.4 tons | COLEMAN | HRCU-A-CB (Split System: Heat Pump with Remote Outdoor Unit-Air-Source) | HH860E2S11 | ASPEN |  | C(A,C,D,E)48A3K+TDR | CPLC120C20MP13 | 40000 | 17.5 | 8.1 | 45000 | 33800 | 75.11% | 2 | 0 | 10.5 |  |  |  |  | R-454B | 3.3333 | Residential & Commercial | USHP | Ducted CEE Tier 1
215850735 | Central HP <5.4 tons | COLEMAN | HRCU-A-CB (Split System: Heat Pump with Remote Outdoor Unit-Air-Source) | HH860E2S11 | ASPEN |  | C(A,C,D,E)60A3K+TDR | TM8E080C16MP11 | 41000 | 18 | 8.5 | 45000 | 34200 | 76% | 2 | 0 | 10.5 |  |  |  |  | R-454B | 3.4167 | Residential & Commercial | USHP | Ducted CEE Tier 1
213206639 | Central HP <5.4 tons | CARRIER | HRCU-A-CB (Split System: Heat Pump with Remote Outdoor Unit-Air-Source) | 38MURAQ24AB3* | ASPEN |  | D(A,C,E)36B34+TDR | 59TP6B100V21**20 | 22800 | 16.9 | 8.1 | 25200 | 19900 | 78.97% | 2.7 | 0 | 10.3 |  |  |  |  | R-410A | 1.9 | Residential & Commercial | USHP | Ducted CEE Tier 1
215439654 | Central HP <5.4 tons | DAIKIN | HRCU-A-CB (Split System: Heat Pump with Remote Outdoor Unit-Air-Source) | DH6VSA1810A* |  |  | CA*EA2418*3A* | D*80TC0604B*A* | 17000 | 19 | 8.8 | 16800 | 13000 | 77.38% | 2.1 | 0 | 12 |  |  |  |  | R-32 | 1.4167 | Residential & Commercial | USHP | Ducted CEE Tier 1
215439661 | Central HP <5.4 tons | DAIKIN | HRCU-A-CB (Split System: Heat Pump with Remote Outdoor Unit-Air-Source) | DH6VSA1810A* |  |  | CA*EA3022*3A* | D*96SC0603BUA* | 17000 | 19 | 8.8 | 16800 | 13000 | 77.38% | 2.1 | 0 | 12 |  |  |  |  | R-32 | 1.4167 | Residential & Commercial | USHP | Ducted CEE Tier 1
214336678 | Central HP <5.4 tons | RHEEM | HRCU-A-CB (Split System: Heat Pump with Remote Outdoor Unit-Air-Source) | RD17AZ60AJ3N | ASPEN |  | CP61C34+TDR | R802V1255A24UHN | 52000 | 17.9 | 8.1 | 53500 | 49000 | 91.59% | 1.75 | 0 | 9.8 |  |  |  |  | R-410A | 4.3333 | Residential & Commercial | USHP
215676818 | Central HP <5.4 tons | COMFORTMAKER | HRCU-A-CB (Split System: Heat Pump with Remote Outdoor Unit-Air-Source) | C5H0V48*K*AAA* |  |  | EVD5X61M21A*+WALLCON | *97CMN1002122B* | 48500 | 19.5 | 9.5 | 50000 | 36800 | 73.6% | 2.12 | 0 | 10.5 |  |  |  |  | R-454B | 4.0417 | Residential & Commercial | USHP | Ducted CEE Tier 1
215935710 | Central HP <5.4 tons | DAY & NIGHT | HRCU-A-CB (Split System: Heat Pump with Remote Outdoor Unit-Air-Source) | C5H3V36*K*AAA* |  |  | EVD5X36M21A*+WALLCON | *97CMN0601714B* | 34000 | 20 | 8.1 | 38000 | 27000 | 71.05% | 2 | 0 | 11 |  |  |  |  | R-454B | 2.8333 | Residential & Commercial | USHP | Ducted CEE Tier 1
215935730 | Central HP <5.4 tons | DAY & NIGHT | HRCU-A-CB (Split System: Heat Pump with Remote Outdoor Unit-Air-Source) | C5H3V36*K*AAA* |  |  | EVD5X36M21A*+WALLCON | *97CMN0801714B* | 34200 | 20.5 | 8.5 | 39000 | 28600 | 73.33% | 2.02 | 0 | 11.5 |  |  |  |  | R-454B | 2.85 | Residential & Commercial | USHP | Ducted CEE Tier 1
213781701 | Central HP <5.4 tons | DAY & NIGHT | HRCU-A-CB (Split System: Heat Pump with Remote Outdoor Unit-Air-Source) | CVH837GKA2* |  |  | EA*4X61L24A*+WALLCON | *97CMN1202422B* | 33200 | 17.5 | 8.5 | 32000 | 24800 | 77.5% | 1.98 | 0 | 11.7 |  |  |  |  | R-410A | 2.7667 | Residential & Commercial | USHP | Ducted CEE Tier 1
215850848 | Central HP <5.4 tons | COLEMAN | HRCU-A-CB (Split System: Heat Pump with Remote Outdoor Unit-Air-Source) | HH860E2S11 | ASPEN |  | D(A,C,E)60A3K+TDR | TM8Y080C16MP11 | 41000 | 17 | 8.1 | 43500 | 33400 | 76.78% | 2 | 0 | 11 |  |  |  |  | R-454B | 3.4167 | Residential & Commercial | USHP | Ducted CEE Tier 1
216055215 | Central HP <5.4 tons | LUXAIRE | HRCU-A-CB (Split System: Heat Pump with Remote Outdoor Unit-Air-Source) | HH860E2S11 | ASPEN |  | C(A,C,D,E)60A3K+TDR | LP9C080C16MP13 | 40500 | 17 | 8.5 | 44000 | 33600 | 76.36% | 2 | 0 | 10.5 |  |  |  |  | R-454B | 3.375 | Residential & Commercial | USHP | Ducted CEE Tier 1
216055224 | Central HP <5.4 tons | LUXAIRE | HRCU-A-CB (Split System: Heat Pump with Remote Outdoor Unit-Air-Source) | HH860E2S11 | ASPEN |  | C(A,C,D,E)60A3K+TDR | LP9C120D20MP13 | 41000 | 17.5 | 8.1 | 44500 | 33400 | 75.06% | 2 | 0 | 11.2 |  |  |  |  | R-454B | 3.4167 | Residential & Commercial | USHP | Ducted CEE Tier 1
216055265 | Central HP <5.4 tons | LUXAIRE | HRCU-A-CB (Split System: Heat Pump with Remote Outdoor Unit-Air-Source) | HH860E2S11 | ASPEN |  | C(A,C,D,E)48A3K+TDR | TM8E120C20MP11 | 41000 | 16.5 | 8.1 | 46000 | 35000 | 76.09% | 2 | 0 | 10.5 |  |  |  |  | R-454B | 3.4167 | Residential & Commercial | USHP | Ducted CEE Tier 1
216055283 | Central HP <5.4 tons | LUXAIRE | HRCU-A-CB (Split System: Heat Pump with Remote Outdoor Unit-Air-Source) | HH860E2S11 | ASPEN |  | C(A,C,D,E)48A3K+TDR | TM8Y080C16MP11 | 40000 | 17.5 | 8.1 | 43500 | 33400 | 76.78% | 2 | 0 | 11.2 |  |  |  |  | R-454B | 3.3333 | Residential & Commercial | USHP | Ducted CEE Tier 1
216055290 | Central HP <5.4 tons | LUXAIRE | HRCU-A-CB (Split System: Heat Pump with Remote Outdoor Unit-Air-Source) | HH860E2S11 | ASPEN |  | C(A,C,D,E)60A3K+TDR | TM8Y100C20MP11 | 41000 | 17.5 | 8.1 | 44500 | 33800 | 75.96% | 2 | 0 | 11.5 |  |  |  |  | R-454B | 3.4167 | Residential & Commercial | USHP | Ducted CEE Tier 1
216055322 | Central HP <5.4 tons | LUXAIRE | HRCU-A-CB (Split System: Heat Pump with Remote Outdoor Unit-Air-Source) | HH860E2S11 | ASPEN |  | C(A,C,D,E)48A3K+TDR | TM9Y080C16MP11 | 39500 | 16.5 | 8.1 | 44000 | 33800 | 76.82% | 2 | 0 | 10.5 |  |  |  |  | R-454B | 3.2917 | Residential & Commercial | USHP | Ducted CEE Tier 1
213203979 | Central HP <5.4 tons | TEMPSTAR | HRCU-A-CB (Split System: Heat Pump with Remote Outdoor Unit-Air-Source) | DLCURAH18ABK | ASPEN |  | D(A,C,E)24B44+TDR | *95ESN0401410A* | 16900 | 15.8 | 8.5 | 18200 | 13500 | 74.18% | 2.21 | 0 | 10.2 |  |  |  |  | R-410A | 1.4083 | Residential & Commercial | USHP | Ducted CEE Tier 1
213204382 | Central HP <5.4 tons | TEMPSTAR | HRCU-A-CB (Split System: Heat Pump with Remote Outdoor Unit-Air-Source) | DLCURAH24ABK | ASPEN |  | D(A,C,E)24B44+TDR | *80ES(N,L)0451412A* | 23600 | 16.4 | 8.4 | 26000 | 26200 | 100.8% | 2.75 | 0 | 10.3 |  |  |  |  | R-410A | 1.9667 | Residential & Commercial | USHP | Ducted CEE Tier 1
213204413 | Central HP <5.4 tons | TEMPSTAR | HRCU-A-CB (Split System: Heat Pump with Remote Outdoor Unit-Air-Source) | DLCURAH24ABK | ASPEN |  | D(A,C,E)36B34+TDR | *80ES(N,L)0701412A* | 23800 | 17 | 8.5 | 26200 | 25600 | 97.71% | 2.52 | 0 | 10 |  |  |  |  | R-410A | 1.9833 | Residential & Commercial | USHP | Ducted CEE Tier 1
213204815 | Central HP <5.4 tons | TEMPSTAR | HRCU-A-CB (Split System: Heat Pump with Remote Outdoor Unit-Air-Source) | DLCURAH24ABK | ASPEN |  | D(A,C,E)30B34+TDR | *80ES(N,L)1102120A* | 23600 | 16.2 | 8.3 | 26000 | 20200 | 77.69% | 2.94 | 0 | 10 |  |  |  |  | R-410A | 1.9667 | Residential & Commercial | USHP | Ducted CEE Tier 1
213204867 | Central HP <5.4 tons | TEMPSTAR | HRCU-A-CB (Split System: Heat Pump with Remote Outdoor Unit-Air-Source) | DLCURAH24ABK | ASPEN |  | D(A,C,E)36B34+TDR | *92ESN0601714A* | 23800 | 17 | 8.5 | 26200 | 20200 | 77.1% | 2.91 | 0 | 10 |  |  |  |  | R-410A | 1.9833 | Residential & Commercial | USHP | Ducted CEE Tier 1
213204897 | Central HP <5.4 tons | TEMPSTAR | HRCU-A-CB (Split System: Heat Pump with Remote Outdoor Unit-Air-Source) | DLCURAH24ABK | ASPEN |  | D(A,C,E)30B34+TDR | *92ESN1002120A* | 23400 | 16.7 | 8.3 | 25800 | 20000 | 77.52% | 2.92 | 0 | 10 |  |  |  |  | R-410A | 1.95 | Residential & Commercial | USHP | Ducted CEE Tier 1
213205050 | Central HP <5.4 tons | TEMPSTAR | HRCU-A-CB (Split System: Heat Pump with Remote Outdoor Unit-Air-Source) | DLCURAH24ABK | ASPEN |  | D(A,C,E)24B44+TDR | *96VTN0802120A* | 23400 | 17 | 8.1 | 25800 | 20000 | 77.52% | 2.86 | 0 | 10.5 |  |  |  |  | R-410A | 1.95 | Residential & Commercial | USHP | Ducted CEE Tier 1
215849981 | Central HP <5.4 tons | COLEMAN | HRCU-A-CB (Split System: Heat Pump with Remote Outdoor Unit-Air-Source) | HH824E2S11 | ASPEN |  | D(A,C,E)36A3K+TDR | TM9V040A10MP12 | 20800 | 16.5 | 8.5 | 22800 | 17500 | 76.75% | 2 | 0 | 10.5 |  |  |  |  | R-454B | 1.7333 | Residential & Commercial | USHP | Ducted CEE Tier 1
215850065 | Central HP <5.4 tons | COLEMAN | HRCU-A-CB (Split System: Heat Pump with Remote Outdoor Unit-Air-Source) | HH824E2S11 | ASPEN |  | D(A,C,E)24C3K+TDR | TMLE060A12MP11 | 20800 | 17.5 | 9 | 22800 | 17900 | 78.51% | 2 | 0 | 11.2 |  |  |  |  | R-454B | 1.7333 | Residential & Commercial | USHP | Ducted CEE Tier 1
215850098 | Central HP <5.4 tons | COLEMAN | HRCU-A-CB (Split System: Heat Pump with Remote Outdoor Unit-Air-Source) | HH824E2S11 | ASPEN |  | C(A,C,D,E)24C3K+TDR | TP9C060B12MP13 | 22200 | 17 | 8.5 | 22800 | 18000 | 78.95% | 2 | 0 | 12 |  |  |  |  | R-454B | 1.85 | Residential & Commercial | USHP | Ducted CEE Tier 1
215850133 | Central HP <5.4 tons | COLEMAN | HRCU-A-CB (Split System: Heat Pump with Remote Outdoor Unit-Air-Source) | HH824E2S11 | ASPEN |  | C(A,C,D,E)24A3K+TDR | Z8ES040A12SMPS1 | 20000 | 17.5 | 9 | 22600 | 18100 | 80.09% | 2 | 0 | 11.2 |  |  |  |  | R-454B | 1.6667 | Residential & Commercial | USHP | Ducted CEE Tier 1
216055340 | Central HP <5.4 tons | LUXAIRE | HRCU-A-CB (Split System: Heat Pump with Remote Outdoor Unit-Air-Source) | HH860E2S11 | ASPEN |  | C(A,C,D,E)48A3K+TDR | TMLE100C16MP11 | 40000 | 17.5 | 8.1 | 45000 | 34200 | 76% | 2 | 0 | 10.5 |  |  |  |  | R-454B | 3.3333 | Residential & Commercial | USHP | Ducted CEE Tier 1
216055363 | Central HP <5.4 tons | LUXAIRE | HRCU-A-CB (Split System: Heat Pump with Remote Outdoor Unit-Air-Source) | HH860E2S11 | ASPEN |  | D(A,C,E)60A3K+TDR | TP9C080C16MP13 | 40500 | 17 | 8.5 | 43500 | 33600 | 77.24% | 2 | 0 | 10.5 |  |  |  |  | R-454B | 3.375 | Residential & Commercial | USHP | Ducted CEE Tier 1
216055372 | Central HP <5.4 tons | LUXAIRE | HRCU-A-CB (Split System: Heat Pump with Remote Outdoor Unit-Air-Source) | HH860E2S11 | ASPEN |  | D(A,C,E)60A3K+TDR | TP9C120D20MP13 | 41000 | 17.5 | 8.1 | 44000 | 33400 | 75.91% | 2 | 0 | 11.5 |  |  |  |  | R-454B | 3.4167 | Residential & Commercial | USHP | Ducted CEE Tier 1
213820984 | Central HP <5.4 tons | TEMPSTAR | HRCU-A-CB (Split System: Heat Pump with Remote Outdoor Unit-Air-Source) | DLCURAH18ABK | ASPEN |  | D(A,C,E)24B44+TDR | *80VTL0451412B* | 17700 | 16.5 | 8.5 | 17900 | 12900 | 72.07% | 2.61 | 0 | 11 |  |  |  |  | R-410A | 1.475 | Residential & Commercial | USHP | Ducted CEE Tier 1
216055188 | Central HP <5.4 tons | LUXAIRE | HRCU-A-CB (Split System: Heat Pump with Remote Outdoor Unit-Air-Source) | HH836E2S11 | ASPEN |  | C(A,C,D,E)48A3K+TDR | Z8ES100B12SMPS1 | 31000 | 18 | 8.1 | 30400 | 24800 | 81.58% | 2 | 0 | 11.2 |  |  |  |  | R-454B | 2.5833 | Residential & Commercial | USHP | Ducted CEE Tier 1
216055204 | Central HP <5.4 tons | LUXAIRE | HRCU-A-CB (Split System: Heat Pump with Remote Outdoor Unit-Air-Source) | HH836E2S11 | ASPEN |  | D(A,C,E)36A4K+TDR | Z8ET080B12LMPS1 | 30400 | 19 | 8.5 | 30000 | 24800 | 82.67% | 2 | 0 | 11.2 |  |  |  |  | R-454B | 2.5333 | Residential & Commercial | USHP | Ducted CEE Tier 1
215849990 | Central HP <5.4 tons | COLEMAN | HRCU-A-CB (Split System: Heat Pump with Remote Outdoor Unit-Air-Source) | HH824E2S11 | ASPEN |  | D(A,C,E)24C3K+TDR | TM9V060B12MP12 | 22400 | 17 | 8.5 | 22600 | 18000 | 79.65% | 2 | 0 | 12 |  |  |  |  | R-454B | 1.8667 | Residential & Commercial | USHP | Ducted CEE Tier 1
215850005 | Central HP <5.4 tons | COLEMAN | HRCU-A-CB (Split System: Heat Pump with Remote Outdoor Unit-Air-Source) | HH824E2S11 | ASPEN |  | D(A,C,E)36A3K+TDR | TM9V080B12MP12 | 22200 | 17 | 8.1 | 22600 | 18300 | 80.97% | 2 | 0 | 12 |  |  |  |  | R-454B | 1.85 | Residential & Commercial | USHP | Ducted CEE Tier 1
215850139 | Central HP <5.4 tons | COLEMAN | HRCU-A-CB (Split System: Heat Pump with Remote Outdoor Unit-Air-Source) | HH824E2S11 | ASPEN |  | D(A,C,E)24C3K+TDR | Z8ES040A12SMPS1 | 20800 | 17.5 | 9.5 | 22800 | 18100 | 79.39% | 2 | 0 | 11.2 |  |  |  |  | R-454B | 1.7333 | Residential & Commercial | USHP | Ducted CEE Tier 1
215850591 | Central HP <5.4 tons | COLEMAN | HRCU-A-CB (Split System: Heat Pump with Remote Outdoor Unit-Air-Source) | HH836E2S11 | ASPEN |  | C(A,C,D,E)48A3K+TDR | Z8ES120C16SMPS1 | 31600 | 18 | 8.1 | 31200 | 25200 | 80.77% | 2 | 0 | 11.2 |  |  |  |  | R-454B | 2.6333 | Residential & Commercial | USHP | Ducted CEE Tier 1
214595143 | Central HP <5.4 tons | BRYANT HEATING AND COOLING SYSTEMS | HRCU-A-CB (Split System: Heat Pump with Remote Outdoor Unit-Air-Source) | 38MURAQ18AB3* | ASPEN |  | A(E,F)M364+TDR | 0 | 18000 | 15.2 | 9 | 19300 | 18300 | 94.82% | 2.2 | 0 | 9.8 |  |  |  |  | R-410A | 1.5 | Residential & Commercial | USHP
215850033 | Central HP <5.4 tons | COLEMAN | HRCU-A-CB (Split System: Heat Pump with Remote Outdoor Unit-Air-Source) | HH824E2S11 | ASPEN |  | C(A,C,D,E)24A3K+TDR | TM9Y080B12MP11 | 21600 | 17 | 8.1 | 22400 | 18500 | 82.59% | 2 | 0 | 11.7 |  |  |  |  | R-454B | 1.8 | Residential & Commercial | USHP | Ducted CEE Tier 1
215850080 | Central HP <5.4 tons | COLEMAN | HRCU-A-CB (Split System: Heat Pump with Remote Outdoor Unit-Air-Source) | HH824E2S11 | ASPEN |  | D(A,C,E)36A3K+TDR | TMLE080B12MP11 | 22400 | 17 | 8.1 | 22600 | 18000 | 79.65% | 2 | 0 | 12 |  |  |  |  | R-454B | 1.8667 | Residential & Commercial | USHP | Ducted CEE Tier 1
215850164 | Central HP <5.4 tons | COLEMAN | HRCU-A-CB (Split System: Heat Pump with Remote Outdoor Unit-Air-Source) | HH824E2S11 | ASPEN |  | D(A,C,E)24C3K+TDR | Z8ES080B12SMPS1 | 22400 | 18 | 8.5 | 22600 | 18500 | 81.86% | 2 | 0 | 12 |  |  |  |  | R-454B | 1.8667 | Residential & Commercial | USHP | Ducted CEE Tier 1
215850180 | Central HP <5.4 tons | COLEMAN | HRCU-A-CB (Split System: Heat Pump with Remote Outdoor Unit-Air-Source) | HH824E2S11 | ASPEN |  | D(A,C,E)24C3K+TDR | Z8ET060A12LMPS1 | 20800 | 18.9 | 9 | 22800 | 17700 | 77.63% | 2 | 0 | 11.7 |  |  |  |  | R-454B | 1.7333 | Residential & Commercial | USHP | Ducted CEE Tier 1
215850181 | Central HP <5.4 tons | COLEMAN | HRCU-A-CB (Split System: Heat Pump with Remote Outdoor Unit-Air-Source) | HH824E2S11 | ASPEN |  | D(A,C,E)36A3K+TDR | Z8ET060A12LMPS1 | 20800 | 18.8 | 8.5 | 22800 | 17700 | 77.63% | 2 | 0 | 11.7 |  |  |  |  | R-454B | 1.7333 | Residential & Commercial | USHP | Ducted CEE Tier 1
216055326 | Central HP <5.4 tons | LUXAIRE | HRCU-A-CB (Split System: Heat Pump with Remote Outdoor Unit-Air-Source) | HH860E2S11 | ASPEN |  | C(A,C,D,E)60A3K+TDR | TM9Y100C16MP11 | 40500 | 17 | 8.5 | 44000 | 33800 | 76.82% | 2 | 0 | 10.5 |  |  |  |  | R-454B | 3.375 | Residential & Commercial | USHP | Ducted CEE Tier 1
216055328 | Central HP <5.4 tons | LUXAIRE | HRCU-A-CB (Split System: Heat Pump with Remote Outdoor Unit-Air-Source) | HH860E2S11 | ASPEN |  | C(A,C,D,E)48A3K+TDR | TM9Y100C20MP11 | 40000 | 16.5 | 8.1 | 45500 | 34800 | 76.48% | 2 | 0 | 10.5 |  |  |  |  | R-454B | 3.3333 | Residential & Commercial | USHP | Ducted CEE Tier 1
216055361 | Central HP <5.4 tons | LUXAIRE | HRCU-A-CB (Split System: Heat Pump with Remote Outdoor Unit-Air-Source) | HH860E2S11 | ASPEN |  | C(A,C,D,E)48A3K+TDR | TP9C080C16MP13 | 39500 | 16.5 | 8.1 | 43500 | 33600 | 77.24% | 2 | 0 | 10.5 |  |  |  |  | R-454B | 3.2917 | Residential & Commercial | USHP | Ducted CEE Tier 1
216055377 | Central HP <5.4 tons | LUXAIRE | HRCU-A-CB (Split System: Heat Pump with Remote Outdoor Unit-Air-Source) | HH860E2S11 | ASPEN |  | C(A,C,D,E)60A3K+TDR | TPLC100C16MP13 | 40500 | 16.5 | 8.1 | 43500 | 33400 | 76.78% | 2 | 0 | 11.5 |  |  |  |  | R-454B | 3.375 | Residential & Commercial | USHP | Ducted CEE Tier 1
216055410 | Central HP <5.4 tons | LUXAIRE | HRCU-A-CB (Split System: Heat Pump with Remote Outdoor Unit-Air-Source) | HH860E2S11 | ASPEN |  | C(A,C,D,E)60A3K+TDR | Z9ES080C20SMPS1 | 41500 | 17.5 | 8.1 | 46000 | 33400 | 72.61% | 2 | 0 | 11.5 |  |  |  |  | R-454B | 3.4583 | Residential & Commercial | USHP | Ducted CEE Tier 1
215850214 | Central HP <5.4 tons | COLEMAN | HRCU-A-CB (Split System: Heat Pump with Remote Outdoor Unit-Air-Source) | HH824E2S11 | ASPEN |  | C(A,C,D,E)24C3K+TDR | Z9ES080B12SMPS1 | 22200 | 17 | 8.5 | 22800 | 18100 | 79.39% | 2 | 0 | 12 |  |  |  |  | R-454B | 1.85 | Residential & Commercial | USHP | Ducted CEE Tier 1
215850751 | Central HP <5.4 tons | COLEMAN | HRCU-A-CB (Split System: Heat Pump with Remote Outdoor Unit-Air-Source) | HH860E2S11 | ASPEN |  | D(A,C,E)60B3K+TDR | TM8E080C20MP11 | 42500 | 17 | 8.5 | 46500 | 35000 | 75.27% | 2 | 0 | 11 |  |  |  |  | R-454B | 3.5417 | Residential & Commercial | USHP | Ducted CEE Tier 1
215850768 | Central HP <5.4 tons | COLEMAN | HRCU-A-CB (Split System: Heat Pump with Remote Outdoor Unit-Air-Source) | HH860E2S11 | ASPEN |  | D(A,C,E)60A3K+TDR | TM8E100C20MP11 | 42000 | 17 | 8.1 | 46500 | 35000 | 75.27% | 2 | 0 | 10.5 |  |  |  |  | R-454B | 3.5 | Residential & Commercial | USHP | Ducted CEE Tier 1
215850832 | Central HP <5.4 tons | COLEMAN | HRCU-A-CB (Split System: Heat Pump with Remote Outdoor Unit-Air-Source) | HH860E2S11 | ASPEN |  | C(A,C,D,E)48A3K+TDR | TM8V120C20MP12 | 40000 | 17.5 | 8.1 | 44500 | 33800 | 75.96% | 2 | 0 | 10.5 |  |  |  |  | R-454B | 3.3333 | Residential & Commercial | USHP | Ducted CEE Tier 1
215851169 | Central HP <5.4 tons | COLEMAN | HRCU-A-CB (Split System: Heat Pump with Remote Outdoor Unit-Air-Source) | HH860E2S11 | ASPEN |  | D(A,C,E)60B3K+TDR | TP9C120D20MP13 | 41500 | 18 | 8.1 | 44000 | 33400 | 75.91% | 2 | 0 | 11.5 |  |  |  |  | R-454B | 3.4583 | Residential & Commercial | USHP | Ducted CEE Tier 1
215676588 | Central HP <5.4 tons | COMFORTMAKER | HRCU-A-CB (Split System: Heat Pump with Remote Outdoor Unit-Air-Source) | C5H0V48*K*AAA* |  |  | EVD5X60M24A*+WALLCON | *80CSU0802120A* | 48000 | 19 | 9 | 50000 | 36400 | 72.8% | 2.12 | 0 | 10 |  |  |  |  | R-454B | 4 | Residential & Commercial | USHP | Ducted CEE Tier 1
215679245 | Central HP <5.4 tons | HEIL | HRCU-A-CB (Split System: Heat Pump with Remote Outdoor Unit-Air-Source) | H5H0V36*K*AAA* |  |  | EA*5X37M17A*+WALLCON | *80CSU0601716B* | 34000 | 17 | 9 | 35600 | 25400 | 71.35% | 1.86 | 0 | 9.5 |  |  |  |  | R-454B | 2.8333 | Residential & Commercial | USHP
216055302 | Central HP <5.4 tons | LUXAIRE | HRCU-A-CB (Split System: Heat Pump with Remote Outdoor Unit-Air-Source) | HH860E2S11 | ASPEN |  | C(A,C,D,E)60A3K+TDR | TM9E100C16MP12 | 41000 | 18 | 8.5 | 45500 | 34400 | 75.6% | 2 | 0 | 10.5 |  |  |  |  | R-454B | 3.4167 | Residential & Commercial | USHP | Ducted CEE Tier 1
216055336 | Central HP <5.4 tons | LUXAIRE | HRCU-A-CB (Split System: Heat Pump with Remote Outdoor Unit-Air-Source) | HH860E2S11 | ASPEN |  | D(A,C,E)60A3K+TDR | TMLE080C16MP11 | 41000 | 18 | 8.5 | 45000 | 34200 | 76% | 2 | 0 | 10.5 |  |  |  |  | R-454B | 3.4167 | Residential & Commercial | USHP | Ducted CEE Tier 1
216055337 | Central HP <5.4 tons | LUXAIRE | HRCU-A-CB (Split System: Heat Pump with Remote Outdoor Unit-Air-Source) | HH860E2S11 | ASPEN |  | C(A,C,D,E)48A3K+TDR | TMLE080C20MP11 | 41000 | 16.5 | 8.1 | 46000 | 35000 | 76.09% | 2 | 0 | 10.5 |  |  |  |  | R-454B | 3.4167 | Residential & Commercial | USHP | Ducted CEE Tier 1
216055370 | Central HP <5.4 tons | LUXAIRE | HRCU-A-CB (Split System: Heat Pump with Remote Outdoor Unit-Air-Source) | HH860E2S11 | ASPEN |  | C(A,C,D,E)48A3K+TDR | TP9C120D20MP13 | 40000 | 17.5 | 8.1 | 44000 | 33400 | 75.91% | 2 | 0 | 11.2 |  |  |  |  | R-454B | 3.3333 | Residential & Commercial | USHP | Ducted CEE Tier 1
212160177 | Central HP <5.4 tons | ARMSTRONG AIR | HRCU-A-CB (Split System: Heat Pump with Remote Outdoor Unit-Air-Source) | 4SHP22LX124P-**A | ADP |  | H,A,DE32936 | A97US2V060B12X | 23600 | 20 | 8.45 | 22000 | 15400 | 70% | 1.88 | 0 | 13 |  |  |  |  | R-410A | 1.9667 | Residential & Commercial | USHP | Ducted CEE Tier 1
212160195 | Central HP <5.4 tons | ARMSTRONG AIR | HRCU-A-CB (Split System: Heat Pump with Remote Outdoor Unit-Air-Source) | 4SHP22LX124P-**A | ADP |  | PL36H175P159 | A97US2V060B12X | 23800 | 20 | 8.5 | 22000 | 15400 | 70% | 1.9 | 0 | 13.5 |  |  |  |  | R-410A | 1.9833 | Residential & Commercial | USHP | Ducted CEE Tier 1
215439649 | Central HP <5.4 tons | DAIKIN | HRCU-A-CB (Split System: Heat Pump with Remote Outdoor Unit-Air-Source) | DH6VSA1810A* |  |  | CHPEA2422*3A* | D*80TC0803B*A* | 17000 | 19 | 8.8 | 16800 | 13000 | 77.38% | 2.1 | 0 | 12 |  |  |  |  | R-32 | 1.4167 | Residential & Commercial | USHP | Ducted CEE Tier 1
215439663 | Central HP <5.4 tons | DAIKIN | HRCU-A-CB (Split System: Heat Pump with Remote Outdoor Unit-Air-Source) | DH6VSA1810A* |  |  | CA*EA3022*3A* | D*80SC0805CUA* | 17000 | 19 | 8.8 | 16800 | 13000 | 77.38% | 2.1 | 0 | 12 |  |  |  |  | R-32 | 1.4167 | Residential & Commercial | USHP | Ducted CEE Tier 1
216766466 | Central HP <5.4 tons | TRANE | HRCU-A-CB (Split System: Heat Pump with Remote Outdoor Unit-Air-Source) | 5TWR7048A1 |  |  | 5PX*CD09AS3 | S9X2C100D5PSB | 43500 | 16 | 8.5 | 44000 | 32400 | 73.64% | 2.16 | 0 | 12 |  |  |  |  | R-454B | 3.625 | Residential & Commercial | USHP | Ducted CEE Tier 1
214336686 | Central HP <5.4 tons | RHEEM | HRCU-A-CB (Split System: Heat Pump with Remote Outdoor Unit-Air-Source) | RD17AZ60AJ3N | ASPEN |  | CP61C34+TDR | R921V0705A21M4S | 51500 | 17.9 | 8.1 | 54000 | 49500 | 91.67% | 1.75 | 0 | 9.8 |  |  |  |  | R-410A | 4.2917 | Residential & Commercial | USHP
214802934 | Central HP <5.4 tons | RHEEM | HRCU-A-CB (Split System: Heat Pump with Remote Outdoor Unit-Air-Source) | RP15AZ48AJ2N | ASPEN |  | D(A,C,E)48B44+TDR | R801V1005A21UHU | 44000 | 15.4 | 8.1 | 45500 | 33800 | 74.29% | 3.03 | 0 | 10 |  |  |  |  | R-410A | 3.6667 | Residential & Commercial | USHP | Ducted CEE Tier 1
211752356 | Central HP <5.4 tons | ARMSTRONG AIR | HRCU-A-CB (Split System: Heat Pump with Remote Outdoor Unit-Air-Source) | 4SHP22LX124P-**A | ADP |  | H,A,DE34936 | A97USMV070B12 | 23800 | 21 | 8.5 | 22000 | 15400 | 70% | 1.92 | 0 | 13.5 |  |  |  |  | R-410A | 1.9833 | Residential & Commercial | USHP | Ducted CEE Tier 1
215439648 | Central HP <5.4 tons | DAIKIN | HRCU-A-CB (Split System: Heat Pump with Remote Outdoor Unit-Air-Source) | DH6VSA1810A* |  |  | CA*EA2418*3A* | D*80TC0804C*A* | 17000 | 19 | 8.8 | 16800 | 13000 | 77.38% | 2.1 | 0 | 12 |  |  |  |  | R-32 | 1.4167 | Residential & Commercial | USHP | Ducted CEE Tier 1
215677015 | Central HP <5.4 tons | HEIL | HRCU-A-CB (Split System: Heat Pump with Remote Outdoor Unit-Air-Source) | H5H0V60*K*AAA* |  |  | EVM5X60M21A*+WALLCON | *80CTL1102120B* | 57000 | 18.5 | 9 | 63500 | 44500 | 70.08% | 2.08 | 0 | 9.5 |  |  |  |  | R-454B | 4.75 | Residential & Commercial | USHP
215849757 | Central HP <5.4 tons | COLEMAN | HRCU-A-CB (Split System: Heat Pump with Remote Outdoor Unit-Air-Source) | HH824E2S11 | ASPEN |  | C(A,C,D,E)24A3K+TDR | CP9C060B12MP13 | 21600 | 17 | 8.5 | 22600 | 18000 | 79.65% | 2 | 0 | 12 |  |  |  |  | R-454B | 1.8 | Residential & Commercial | USHP | Ducted CEE Tier 1
214505262 | Central HP <5.4 tons | DAIKIN | HRCU-A-CB (Split System: Heat Pump with Remote Outdoor Unit-Air-Source) | DZ6VSA241EA* |  |  | CA*EA3026*4B* | D*96SC0805CUA* | 23000 | 17 | 8.6 | 23000 | 16100 | 70% | 2 | 0 | 10 |  |  |  |  | R-410A | 1.9167 | Residential & Commercial | USHP | Ducted CEE Tier 1
214505264 | Central HP <5.4 tons | DAIKIN | HRCU-A-CB (Split System: Heat Pump with Remote Outdoor Unit-Air-Source) | DZ6VSA241EA* |  |  | CA*EA3026*4B* | D*96VC1005CNA* | 23000 | 17 | 8.6 | 23000 | 16100 | 70% | 2 | 0 | 10 |  |  |  |  | R-410A | 1.9167 | Residential & Commercial | USHP | Ducted CEE Tier 1
214320590 | Central HP <5.4 tons | Frigidaire | HRCU-A-C (Split System: Heat Pump with Remote Outdoor Unit with No Indoor Fan --Air Source) | GXH24-36MSK4DH | ASPEN |  | C(A,C,E)37C24+TDR | 0 | 32000 | 15.2 | 8.5 | 34000 | 24000 | 70.59% | 1.8 | 0 | 9.5 |  |  |  |  | R-410A | 2.6667 | Residential & Commercial | USHP
213821588 | Central HP <5.4 tons | TEMPSTAR | HRCU-A-CB (Split System: Heat Pump with Remote Outdoor Unit-Air-Source) | DLCURAH36ABK | ASPEN |  | D(A,C,E)42B34+TDR | *80MS(N,L)0902420A* | 35200 | 16.5 | 8.1 | 38500 | 31800 | 82.6% | 2.72 | 0 | 10.5 |  |  |  |  | R-410A | 2.9333 | Residential & Commercial | USHP | Ducted CEE Tier 1
213821589 | Central HP <5.4 tons | TEMPSTAR | HRCU-A-CB (Split System: Heat Pump with Remote Outdoor Unit-Air-Source) | DLCURAH36ABK | ASPEN |  | D(A,C,E)36B34+TDR | *80MS(N,L)1102120A* | 35400 | 16.5 | 8.1 | 38500 | 32200 | 83.64% | 2.55 | 0 | 10 |  |  |  |  | R-410A | 2.95 | Residential & Commercial | USHP | Ducted CEE Tier 1
213821590 | Central HP <5.4 tons | TEMPSTAR | HRCU-A-CB (Split System: Heat Pump with Remote Outdoor Unit-Air-Source) | DLCURAH36ABK | ASPEN |  | D(A,C,E)36C34+TDR | *80MS(N,L)1102120A* | 35400 | 16.5 | 8.1 | 38500 | 32200 | 83.64% | 2.55 | 0 | 10 |  |  |  |  | R-410A | 2.95 | Residential & Commercial | USHP | Ducted CEE Tier 1
215031253 | Central HP <5.4 tons | DAIKIN | HRCU-A-CB (Split System: Heat Pump with Remote Outdoor Unit-Air-Source) | DZ9VCA3610A* | ASPEN |  | CH48B34+TDR | D*96VC1005CNA* | 31600 | 19 | 8.1 | 34000 | 24400 | 71.76% | 1.8 | 0 | 11.9 |  |  |  |  | R-410A | 2.6333 | Residential & Commercial | USHP | Ducted CEE Tier 1
213779040 | Central HP <5.4 tons | COMFORTMAKER | HRCU-A-CB (Split System: Heat Pump with Remote Outdoor Unit-Air-Source) | CVH837GKA** |  |  | EA*4X37L21A*+WALLCON | *96CTN0801714B* | 32800 | 17 | 8.5 | 33000 | 25200 | 76.36% | 1.96 | 0 | 11 |  |  |  |  | R-410A | 2.7333 | Residential & Commercial | USHP | Ducted CEE Tier 1
214802896 | Central HP <5.4 tons | RHEEM | HRCU-A-CB (Split System: Heat Pump with Remote Outdoor Unit-Air-Source) | RP15AZ48AJ2N | ASPEN |  | D(A,C,E)60C34+TDR | R801V0755A21DZ | 45000 | 15.6 | 8.1 | 45500 | 33800 | 74.29% | 3 | 0 | 10.1 |  |  |  |  | R-410A | 3.75 | Residential & Commercial | USHP | Ducted CEE Tier 1
216055396 | Central HP <5.4 tons | LUXAIRE | HRCU-A-CB (Split System: Heat Pump with Remote Outdoor Unit-Air-Source) | HH860E2S11 | ASPEN |  | D(A,C,E)60A3K+TDR | Z8ES100C20SMPS1 | 41500 | 18 | 8.5 | 44000 | 33400 | 75.91% | 2 | 0 | 11.7 |  |  |  |  | R-454B | 3.4583 | Residential & Commercial | USHP | Ducted CEE Tier 1
215850633 | Central HP <5.4 tons | COLEMAN | HRCU-A-CB (Split System: Heat Pump with Remote Outdoor Unit-Air-Source) | HH860E2S11 | ASPEN |  | C(A,C,D,E)48A3K+TDR | CP9C100C20MP13 | 40000 | 17.5 | 8.1 | 45000 | 33800 | 75.11% | 2 | 0 | 10.5 |  |  |  |  | R-454B | 3.3333 | Residential & Commercial | USHP | Ducted CEE Tier 1
212159491 | Central HP <5.4 tons | ARMSTRONG AIR | HRCU-A-CB (Split System: Heat Pump with Remote Outdoor Unit-Air-Source) | 4SHP22LX124P-**A | ADP |  | PL36H175P149 | A80UH1E045A12 | 23400 | 21 | 8.5 | 21200 | 14900 | 70.28% | 1.86 | 0 | 13.5 |  |  |  |  | R-410A | 1.95 | Residential & Commercial | USHP | Ducted CEE Tier 1
215676928 | Central HP <5.4 tons | COMFORTMAKER | HRCU-A-CB (Split System: Heat Pump with Remote Outdoor Unit-Air-Source) | C5H0V48*K*AAA* |  |  | EVD5X61M24A*+WALLCON | *97CMN1002122B* | 48500 | 19.5 | 9.5 | 50000 | 36800 | 73.6% | 2.12 | 0 | 10.5 |  |  |  |  | R-454B | 4.0417 | Residential & Commercial | USHP | Ducted CEE Tier 1
214336661 | Central HP <5.4 tons | RHEEM | HRCU-A-CB (Split System: Heat Pump with Remote Outdoor Unit-Air-Source) | RD17AZ60AJ3N | ASPEN |  | CP61C34+TDR | R801V0755A21DZ | 52000 | 17.9 | 8.1 | 54000 | 49000 | 90.74% | 1.75 | 0 | 9.8 |  |  |  |  | R-410A | 4.3333 | Residential & Commercial | USHP
214336665 | Central HP <5.4 tons | RHEEM | HRCU-A-CB (Split System: Heat Pump with Remote Outdoor Unit-Air-Source) | RD17AZ60AJ3N | ASPEN |  | CP61C34+TDR | R801V1005A21UHN | 52000 | 17.9 | 8.1 | 53500 | 49000 | 91.59% | 1.75 | 0 | 9.8 |  |  |  |  | R-410A | 4.3333 | Residential & Commercial | USHP
215850595 | Central HP <5.4 tons | COLEMAN | HRCU-A-CB (Split System: Heat Pump with Remote Outdoor Unit-Air-Source) | HH836E2S11 | ASPEN |  | C(A,C,D,E)48A3K+TDR | Z8ES120C20SMPS1 | 31600 | 18 | 8.5 | 31400 | 25400 | 80.89% | 2 | 0 | 10.5 |  |  |  |  | R-454B | 2.6333 | Residential & Commercial | USHP | Ducted CEE Tier 1
215439642 | Central HP <5.4 tons | DAIKIN | HRCU-A-CB (Split System: Heat Pump with Remote Outdoor Unit-Air-Source) | DH6VSA1810A* |  |  | CHPEA2422*3A* | D*96TC0403BNA* | 17000 | 19 | 8.8 | 16800 | 13000 | 77.38% | 2.1 | 0 | 12 |  |  |  |  | R-32 | 1.4167 | Residential & Commercial | USHP | Ducted CEE Tier 1
216055157 | Central HP <5.4 tons | LUXAIRE | HRCU-A-CB (Split System: Heat Pump with Remote Outdoor Unit-Air-Source) | HH836E2S11 | ASPEN |  | C(A,C,D,E)36B3K+TDR | TP9C080B12MP13 | 30600 | 18 | 8.5 | 30800 | 25200 | 81.82% | 2 | 0 | 10.5 |  |  |  |  | R-454B | 2.55 | Residential & Commercial | USHP | Ducted CEE Tier 1
216055291 | Central HP <5.4 tons | LUXAIRE | HRCU-A-CB (Split System: Heat Pump with Remote Outdoor Unit-Air-Source) | HH860E2S11 | ASPEN |  | D(A,C,E)60A3K+TDR | TM8Y100C20MP11 | 41000 | 17.5 | 8.1 | 44500 | 33800 | 75.96% | 2 | 0 | 11.5 |  |  |  |  | R-454B | 3.4167 | Residential & Commercial | USHP | Ducted CEE Tier 1
216055355 | Central HP <5.4 tons | LUXAIRE | HRCU-A-CB (Split System: Heat Pump with Remote Outdoor Unit-Air-Source) | HH860E2S11 | ASPEN |  | C(A,C,D,E)48A3K+TDR | TMLV100C16MP12 | 39500 | 16.5 | 8.1 | 43500 | 33400 | 76.78% | 2 | 0 | 11.2 |  |  |  |  | R-454B | 3.2917 | Residential & Commercial | USHP | Ducted CEE Tier 1
213780751 | Central HP <5.4 tons | DAY & NIGHT | HRCU-A-CB (Split System: Heat Pump with Remote Outdoor Unit-Air-Source) | CVH837GKA2* |  |  | EA*4X36L21A*+WALLCON | *80CTL0901716B* | 31600 | 17 | 8.1 | 33000 | 24200 | 73.33% | 1.84 | 0 | 11 |  |  |  |  | R-410A | 2.6333 | Residential & Commercial | USHP | Ducted CEE Tier 1
214336691 | Central HP <5.4 tons | RHEEM | HRCU-A-CB (Split System: Heat Pump with Remote Outdoor Unit-Air-Source) | RD17AZ60AJ3N | ASPEN |  | CP61C34+TDR | R951V0855A21M4S | 51500 | 17 | 8.1 | 54000 | 49500 | 91.67% | 1.75 | 0 | 9.8 |  |  |  |  | R-410A | 4.2917 | Residential & Commercial | USHP
214336675 | Central HP <5.4 tons | RHEEM | HRCU-A-CB (Split System: Heat Pump with Remote Outdoor Unit-Air-Source) | RD17AZ60AJ3N | ASPEN |  | CP61C34+TDR | R802V1005A21UHN | 52000 | 17.9 | 8.1 | 53500 | 49000 | 91.59% | 1.75 | 0 | 9.8 |  |  |  |  | R-410A | 4.3333 | Residential & Commercial | USHP
214336676 | Central HP <5.4 tons | RHEEM | HRCU-A-CB (Split System: Heat Pump with Remote Outdoor Unit-Air-Source) | RD17AZ60AJ3N | ASPEN |  | CP61C34+TDR | R802V1005A21UHS | 52000 | 17.9 | 8.1 | 53500 | 49000 | 91.59% | 1.75 | 0 | 9.8 |  |  |  |  | R-410A | 4.3333 | Residential & Commercial | USHP
215679355 | Central HP <5.4 tons | HEIL | HRCU-A-CB (Split System: Heat Pump with Remote Outdoor Unit-Air-Source) | H5H0V36*K*AAA* |  |  | EA*5X42M21A*+WALLCON | *80CSU0401712B* | 33200 | 17.5 | 8.5 | 35800 | 25600 | 71.51% | 1.86 | 0 | 9.5 |  |  |  |  | R-454B | 2.7667 | Residential & Commercial | USHP
213780451 | Central HP <5.4 tons | DAY & NIGHT | HRCU-A-CB (Split System: Heat Pump with Remote Outdoor Unit-Air-Source) | CVH837GKA** |  |  | EHD4X60AAL+WALLCON | *96CTN1202422B* | 33000 | 16.5 | 8.1 | 32200 | 24800 | 77.02% | 2 | 0 | 11.5 |  |  |  |  | R-410A | 2.75 | Residential & Commercial | USHP | Ducted CEE Tier 1
212969811 | Central HP <5.4 tons | DAY & NIGHT | HRCU-A-CB (Split System: Heat Pump with Remote Outdoor Unit-Air-Source) | DLCURAH24ABK |  |  | EN(A,D)4X24L17** | *80VSL0451412B* | 23400 | 17 | 8.5 | 27000 | 25000 | 92.59% | 2.08 | 0 | 10 |  |  |  |  | R-410A | 1.95 | Residential & Commercial | USHP | Ducted CEE Tier 1
215675888 | Central HP <5.4 tons | COMFORTMAKER | HRCU-A-CB (Split System: Heat Pump with Remote Outdoor Unit-Air-Source) | C5H0V48*K*AAA* |  |  | EVM5X60M24A*+WALLCON | *80CTL1102120B* | 48000 | 19 | 9 | 50000 | 36400 | 72.8% | 2 | 0 | 10.5 |  |  |  |  | R-454B | 4 | Residential & Commercial | USHP | Ducted CEE Tier 1
215676538 | Central HP <5.4 tons | COMFORTMAKER | HRCU-A-CB (Split System: Heat Pump with Remote Outdoor Unit-Air-Source) | C5H0V48*K*AAA* |  |  | EVD5X60M21A*+WALLCON | *97CMN0801714B* | 47500 | 18.5 | 9 | 50000 | 37400 | 74.8% | 1.98 | 0 | 10 |  |  |  |  | R-454B | 3.9583 | Residential & Commercial | USHP | Ducted CEE Tier 1
215850367 | Central HP <5.4 tons | COLEMAN | HRCU-A-CB (Split System: Heat Pump with Remote Outdoor Unit-Air-Source) | HH836E2S11 | ASPEN |  | C(A,C,D,E)48A3K+TDR | TM8Y080B12MP11 | 30800 | 18 | 8.1 | 30800 | 25200 | 81.82% | 2 | 0 | 10.5 |  |  |  |  | R-454B | 2.5667 | Residential & Commercial | USHP | Ducted CEE Tier 1
215850451 | Central HP <5.4 tons | COLEMAN | HRCU-A-CB (Split System: Heat Pump with Remote Outdoor Unit-Air-Source) | HH836E2S11 | ASPEN |  | C(A,C,D,E)36B3K+TDR | TM9V100C16MP12 | 31000 | 18 | 8.5 | 31000 | 25200 | 81.29% | 2 | 0 | 10.5 |  |  |  |  | R-454B | 2.5833 | Residential & Commercial | USHP | Ducted CEE Tier 1
215850566 | Central HP <5.4 tons | COLEMAN | HRCU-A-CB (Split System: Heat Pump with Remote Outdoor Unit-Air-Source) | HH836E2S11 | ASPEN |  | C(A,C,D,E)48A3K+TDR | Z8ES080B12SMPS1 | 30800 | 18 | 8.1 | 30000 | 24800 | 82.67% | 2 | 0 | 11.2 |  |  |  |  | R-454B | 2.5667 | Residential & Commercial | USHP | Ducted CEE Tier 1
215850599 | Central HP <5.4 tons | COLEMAN | HRCU-A-CB (Split System: Heat Pump with Remote Outdoor Unit-Air-Source) | HH836E2S11 | ASPEN |  | C(A,C,D,E)48A3K+TDR | Z8ET080B12LMPS1 | 30800 | 19 | 8.1 | 30000 | 24800 | 82.67% | 2 | 0 | 11.2 |  |  |  |  | R-454B | 2.5667 | Residential & Commercial | USHP | Ducted CEE Tier 1
215851183 | Central HP <5.4 tons | COLEMAN | HRCU-A-CB (Split System: Heat Pump with Remote Outdoor Unit-Air-Source) | HH860E2S11 | ASPEN |  | C(A,C,D,E)48A3K+TDR | TPLC100C16MP13 | 39500 | 16.5 | 8.1 | 43500 | 33400 | 76.78% | 2 | 0 | 11.2 |  |  |  |  | R-454B | 3.2917 | Residential & Commercial | USHP | Ducted CEE Tier 1
216055362 | Central HP <5.4 tons | LUXAIRE | HRCU-A-CB (Split System: Heat Pump with Remote Outdoor Unit-Air-Source) | HH860E2S11 | ASPEN |  | C(A,C,D,E)60A3K+TDR | TP9C080C16MP13 | 40500 | 17 | 8.5 | 43500 | 33600 | 77.24% | 2 | 0 | 10.5 |  |  |  |  | R-454B | 3.375 | Residential & Commercial | USHP | Ducted CEE Tier 1
215849907 | Central HP <5.4 tons | COLEMAN | HRCU-A-CB (Split System: Heat Pump with Remote Outdoor Unit-Air-Source) | HH824E2S11 | ASPEN |  | D(A,C,E)36A3K+TDR | TM8Y080B12MP11 | 22200 | 17 | 8.1 | 22600 | 18300 | 80.97% | 2 | 0 | 12 |  |  |  |  | R-454B | 1.85 | Residential & Commercial | USHP | Ducted CEE Tier 1
215850058 | Central HP <5.4 tons | COLEMAN | HRCU-A-CB (Split System: Heat Pump with Remote Outdoor Unit-Air-Source) | HH824E2S11 | ASPEN |  | C(A,C,D,E)24A3K+TDR | TMLE060A12MP11 | 20200 | 17.5 | 8.5 | 22600 | 17900 | 79.2% | 2 | 0 | 11.2 |  |  |  |  | R-454B | 1.6833 | Residential & Commercial | USHP | Ducted CEE Tier 1
215850173 | Central HP <5.4 tons | COLEMAN | HRCU-A-CB (Split System: Heat Pump with Remote Outdoor Unit-Air-Source) | HH824E2S11 | ASPEN |  | C(A,C,D,E)24C3K+TDR | Z8ES100B12SMPS1 | 20600 | 18.8 | 9.5 | 22800 | 18000 | 78.95% | 2 | 0 | 11.2 |  |  |  |  | R-454B | 1.7167 | Residential & Commercial | USHP | Ducted CEE Tier 1
215850188 | Central HP <5.4 tons | COLEMAN | HRCU-A-CB (Split System: Heat Pump with Remote Outdoor Unit-Air-Source) | HH824E2S11 | ASPEN |  | D(A,C,E)24C3K+TDR | Z9ES026A08SMPS1 | 21000 | 17.5 | 8.1 | 23000 | 17300 | 75.22% | 2 | 0 | 11.7 |  |  |  |  | R-454B | 1.75 | Residential & Commercial | USHP | Ducted CEE Tier 1
215851228 | Central HP <5.4 tons | COLEMAN | HRCU-A-CB (Split System: Heat Pump with Remote Outdoor Unit-Air-Source) | HH860E2S11 | ASPEN |  | C(A,C,D,E)48A3K+TDR | Z8ES080C16SMPS1 | 40500 | 17.5 | 8.1 | 44000 | 33400 | 75.91% | 2 | 0 | 11.7 |  |  |  |  | R-454B | 3.375 | Residential & Commercial | USHP | Ducted CEE Tier 1
215850623 | Central HP <5.4 tons | COLEMAN | HRCU-A-CB (Split System: Heat Pump with Remote Outdoor Unit-Air-Source) | HH860E2S11 | ASPEN |  | C(A,C,D,E)48A3K+TDR | CP9C100C16MP13 | 39500 | 16.5 | 8.1 | 44000 | 33200 | 75.45% | 2 | 0 | 11.2 |  |  |  |  | R-454B | 3.2917 | Residential & Commercial | USHP | Ducted CEE Tier 1
215850625 | Central HP <5.4 tons | COLEMAN | HRCU-A-CB (Split System: Heat Pump with Remote Outdoor Unit-Air-Source) | HH860E2S11 | ASPEN |  | C(A,C,D,E)60A3K+TDR | CP9C100C16MP13 | 40500 | 17 | 8.5 | 44000 | 33200 | 75.45% | 2 | 0 | 11 |  |  |  |  | R-454B | 3.375 | Residential & Commercial | USHP | Ducted CEE Tier 1
215850659 | Central HP <5.4 tons | COLEMAN | HRCU-A-CB (Split System: Heat Pump with Remote Outdoor Unit-Air-Source) | HH860E2S11 | ASPEN |  | D(A,C,E)60A3K+TDR | CPLC080C16MP13 | 40500 | 17 | 8.5 | 44000 | 33400 | 75.91% | 2 | 0 | 11 |  |  |  |  | R-454B | 3.375 | Residential & Commercial | USHP | Ducted CEE Tier 1
215849837 | Central HP <5.4 tons | COLEMAN | HRCU-A-CB (Split System: Heat Pump with Remote Outdoor Unit-Air-Source) | HH824E2S11 | ASPEN |  | C(A,C,D,E)24A3K+TDR | TM8E060A12MP11 | 20200 | 17.5 | 8.5 | 22600 | 17900 | 79.2% | 2 | 0 | 11.2 |  |  |  |  | R-454B | 1.6833 | Residential & Commercial | USHP | Ducted CEE Tier 1
215676628 | Central HP <5.4 tons | COMFORTMAKER | HRCU-A-CB (Split System: Heat Pump with Remote Outdoor Unit-Air-Source) | C5H0V48*K*AAA* |  |  | EVD5X60M24A*+WALLCON | *80CTL1102120B* | 48000 | 19 | 9 | 50000 | 36400 | 72.8% | 2 | 0 | 10.5 |  |  |  |  | R-454B | 4 | Residential & Commercial | USHP | Ducted CEE Tier 1
215850928 | Central HP <5.4 tons | COLEMAN | HRCU-A-CB (Split System: Heat Pump with Remote Outdoor Unit-Air-Source) | HH860E2S11 | ASPEN |  | C(A,C,D,E)60B3K+TDR | TM9E120D20MP12 | 42000 | 17 | 8.5 | 46500 | 35000 | 75.27% | 2 | 0 | 11 |  |  |  |  | R-454B | 3.5 | Residential & Commercial | USHP | Ducted CEE Tier 1
215850946 | Central HP <5.4 tons | COLEMAN | HRCU-A-CB (Split System: Heat Pump with Remote Outdoor Unit-Air-Source) | HH860E2S11 | ASPEN |  | C(A,C,D,E)60A3K+TDR | TM9V100C16MP12 | 40500 | 16.5 | 8.1 | 43500 | 33200 | 76.32% | 2 | 0 | 11.2 |  |  |  |  | R-454B | 3.375 | Residential & Commercial | USHP | Ducted CEE Tier 1
215676528 | Central HP <5.4 tons | COMFORTMAKER | HRCU-A-CB (Split System: Heat Pump with Remote Outdoor Unit-Air-Source) | C5H0V48*K*AAA* |  |  | EVD5X60M21A*+WALLCON | *97CMN0602120B* | 47500 | 18.5 | 9 | 50000 | 37200 | 74.4% | 1.98 | 0 | 10 |  |  |  |  | R-454B | 3.9583 | Residential & Commercial | USHP | Ducted CEE Tier 1
215676578 | Central HP <5.4 tons | COMFORTMAKER | HRCU-A-CB (Split System: Heat Pump with Remote Outdoor Unit-Air-Source) | C5H0V48*K*AAA* |  |  | EVD5X60M21A*+WALLCON | *96CTN1002122B* | 48000 | 19 | 9 | 50000 | 36600 | 73.2% | 2 | 0 | 10 |  |  |  |  | R-454B | 4 | Residential & Commercial | USHP | Ducted CEE Tier 1
214725836 | Central HP <5.4 tons | LUXAIRE | HRCU-A-CB (Split System: Heat Pump with Remote Outdoor Unit-Air-Source) | THF2B48T21 | ASPEN |  | D(A,C,E)48B44+TDR | TM9Y100C16MP11 | 42000 | 15.9 | 8.2 | 44000 | 31200 | 70.91% | 3.12 | 0 | 11.5 |  |  |  |  | R-410A | 3.5 | Residential & Commercial | USHP | Ducted CEE Tier 1
215869141 | Central HP <5.4 tons | AMERICAN STANDARD | HRCU-A-CB (Split System: Heat Pump with Remote Outdoor Unit-Air-Source) | 5A6V8X60A1 |  |  | 5TXCC007AS3 | S9V2C100U5VSB+LRP | 53000 | 18.1 | 8.5 | 56000 | 40000 | 71.43% | 2 | 0 | 10 |  |  |  |  | R-454B | 4.4167 | Residential & Commercial | USHP | Ducted CEE Tier 1
212159758 | Central HP <5.4 tons | ARMSTRONG AIR | HRCU-A-CB (Split System: Heat Pump with Remote Outdoor Unit-Air-Source) | 4SHP22LX124P-**A | ADP |  | H,A,DE34936 | A80UH2E090B12 | 24000 | 21 | 8.5 | 22000 | 15400 | 70% | 1.92 | 0 | 13.5 |  |  |  |  | R-410A | 2 | Residential & Commercial | USHP | Ducted CEE Tier 1
216055378 | Central HP <5.4 tons | LUXAIRE | HRCU-A-CB (Split System: Heat Pump with Remote Outdoor Unit-Air-Source) | HH860E2S11 | ASPEN |  | D(A,C,E)60A3K+TDR | TPLC100C16MP13 | 40500 | 16.5 | 8.1 | 43500 | 33400 | 76.78% | 2 | 0 | 11.5 |  |  |  |  | R-454B | 3.375 | Residential & Commercial | USHP | Ducted CEE Tier 1
216055411 | Central HP <5.4 tons | LUXAIRE | HRCU-A-CB (Split System: Heat Pump with Remote Outdoor Unit-Air-Source) | HH860E2S11 | ASPEN |  | D(A,C,E)60A3K+TDR | Z9ES080C20SMPS1 | 41500 | 17.5 | 8.1 | 46000 | 33400 | 72.61% | 2 | 0 | 11.5 |  |  |  |  | R-454B | 3.4583 | Residential & Commercial | USHP | Ducted CEE Tier 1
216733033 | Central HP <5.4 tons | BRYANT HEATING AND COOLING SYSTEMS | HRCU-A-CB (Split System: Heat Pump with Remote Outdoor Unit-Air-Source) | 37MUHAQ24AA3 |  |  | CAA**2417AM* | 986TD42080C17*** | 22000 | 16 | 8.5 | 21000 | 19100 | 90.95% | 1.96 | 0 | 10.5 |  |  |  |  | R-454B | 1.8333 | Residential & Commercial | USHP | Ducted CEE Tier 1
216733301 | Central HP <5.4 tons | BRYANT HEATING AND COOLING SYSTEMS | HRCU-A-CB (Split System: Heat Pump with Remote Outdoor Unit-Air-Source) | 37MUHAQ24AA3 |  |  | CAA**2517AM* | 88*TB48090C17*** | 22800 | 16 | 8.5 | 20600 | 18400 | 89.32% | 1.96 | 0 | 11 |  |  |  |  | R-454B | 1.9 | Residential & Commercial | USHP | Ducted CEE Tier 1
214389295 | Central HP <5.4 tons | BRYANT HEATING AND COOLING SYSTEMS | HRCU-A-CB (Split System: Heat Pump with Remote Outdoor Unit-Air-Source) | 284ANV036*0**B* |  |  | CNPV*4821AL*+UI | 987MC66100C21*** | 33800 | 19.5 | 9 | 36600 | 26000 | 71.04% | 2.04 | 0 | 12.5 |  |  |  |  | R-410A | 2.8167 | Residential & Commercial | USHP | Ducted CEE Tier 1
215850183 | Central HP <5.4 tons | COLEMAN | HRCU-A-CB (Split System: Heat Pump with Remote Outdoor Unit-Air-Source) | HH824E2S11 | ASPEN |  | C(A,C,D,E)24C3K+TDR | Z8ET080B12LMPS1 | 22200 | 18 | 8.5 | 22800 | 18500 | 81.14% | 2 | 0 | 12 |  |  |  |  | R-454B | 1.85 | Residential & Commercial | USHP | Ducted CEE Tier 1
214336717 | Central HP <5.4 tons | RHEEM | HRCU-A-CB (Split System: Heat Pump with Remote Outdoor Unit-Air-Source) | RD17AZ48AJ3N | ASPEN |  | D(A,C,E)60C44+TDR | R801V1005A21UHS | 45500 | 16 | 8.1 | 45500 | 33800 | 74.29% | 3.17 | 0 | 10 |  |  |  |  | R-410A | 3.7917 | Residential & Commercial | USHP | Ducted CEE Tier 1
215679285 | Central HP <5.4 tons | HEIL | HRCU-A-CB (Split System: Heat Pump with Remote Outdoor Unit-Air-Source) | H5H0V36*K*AAA* |  |  | EA*5X37M21A*+WALLCON | *80CSU0401712B* | 34600 | 17.5 | 9 | 35200 | 25000 | 71.02% | 1.9 | 0 | 10 |  |  |  |  | R-454B | 2.8833 | Residential & Commercial | USHP | Ducted CEE Tier 1
215679335 | Central HP <5.4 tons | HEIL | HRCU-A-CB (Split System: Heat Pump with Remote Outdoor Unit-Air-Source) | H5H0V36*K*AAA* |  |  | EA*5X37M21A*+WALLCON | *97CTN1002122A* | 34600 | 18 | 9 | 35200 | 25000 | 71.02% | 1.9 | 0 | 10 |  |  |  |  | R-454B | 2.8833 | Residential & Commercial | USHP | Ducted CEE Tier 1
215850725 | Central HP <5.4 tons | COLEMAN | HRCU-A-CB (Split System: Heat Pump with Remote Outdoor Unit-Air-Source) | HH860E2S11 | ASPEN |  | C(A,C,D,E)60A3K+TDR | TL9E100C20UH11 | 41000 | 17 | 8.1 | 44000 | 33400 | 75.91% | 2 | 0 | 11.5 |  |  |  |  | R-454B | 3.4167 | Residential & Commercial | USHP | Ducted CEE Tier 1
215850743 | Central HP <5.4 tons | COLEMAN | HRCU-A-CB (Split System: Heat Pump with Remote Outdoor Unit-Air-Source) | HH860E2S11 | ASPEN |  | C(A,C,D,E)48A3K+TDR | TM8E080C20MP11 | 41000 | 16.5 | 8.1 | 46000 | 35000 | 76.09% | 2 | 0 | 10.5 |  |  |  |  | R-454B | 3.4167 | Residential & Commercial | USHP | Ducted CEE Tier 1
215439667 | Central HP <5.4 tons | DAIKIN | HRCU-A-CB (Split System: Heat Pump with Remote Outdoor Unit-Air-Source) | DH6VSA1810A* |  |  | CA*EA2418*3A* | D*80SC0604BUA* | 17000 | 19 | 8.8 | 16800 | 13000 | 77.38% | 2.1 | 0 | 12 |  |  |  |  | R-32 | 1.4167 | Residential & Commercial | USHP | Ducted CEE Tier 1
215850609 | Central HP <5.4 tons | COLEMAN | HRCU-A-CB (Split System: Heat Pump with Remote Outdoor Unit-Air-Source) | HH836E2S11 | ASPEN |  | C(A,C,D,E)36B3K+TDR | Z9ES100C16SMPS1 | 32000 | 17.5 | 8.1 | 32400 | 24600 | 75.93% | 2 | 0 | 10.5 |  |  |  |  | R-454B | 2.6667 | Residential & Commercial | USHP | Ducted CEE Tier 1
215850190 | Central HP <5.4 tons | COLEMAN | HRCU-A-CB (Split System: Heat Pump with Remote Outdoor Unit-Air-Source) | HH824E2S11 | ASPEN |  | C(A,C,D,E)24A3K+TDR | Z9ES040A10SMPS1 | 20200 | 17.5 | 8.1 | 22600 | 17800 | 78.76% | 2 | 0 | 11.2 |  |  |  |  | R-454B | 1.6833 | Residential & Commercial | USHP | Ducted CEE Tier 1
215850207 | Central HP <5.4 tons | COLEMAN | HRCU-A-CB (Split System: Heat Pump with Remote Outdoor Unit-Air-Source) | HH824E2S11 | ASPEN |  | D(A,C,E)36A3K+TDR | Z9ES060B12SMPS1 | 22200 | 17 | 8.1 | 22600 | 18600 | 82.3% | 2 | 0 | 11.7 |  |  |  |  | R-454B | 1.85 | Residential & Commercial | USHP | Ducted CEE Tier 1
215850964 | Central HP <5.4 tons | COLEMAN | HRCU-A-CB (Split System: Heat Pump with Remote Outdoor Unit-Air-Source) | HH860E2S11 | ASPEN |  | C(A,C,D,E)48A3K+TDR | TM9V120D20MP12 | 40000 | 17.5 | 8.1 | 44000 | 33400 | 75.91% | 2 | 0 | 11.2 |  |  |  |  | R-454B | 3.3333 | Residential & Commercial | USHP | Ducted CEE Tier 1
215851107 | Central HP <5.4 tons | COLEMAN | HRCU-A-CB (Split System: Heat Pump with Remote Outdoor Unit-Air-Source) | HH860E2S11 | ASPEN |  | C(A,C,D,E)60A3K+TDR | TMLV120C20MP12 | 41000 | 18 | 8.5 | 44500 | 33800 | 75.96% | 2 | 0 | 10.5 |  |  |  |  | R-454B | 3.4167 | Residential & Commercial | USHP | Ducted CEE Tier 1
215851137 | Central HP <5.4 tons | COLEMAN | HRCU-A-CB (Split System: Heat Pump with Remote Outdoor Unit-Air-Source) | HH860E2S11 | ASPEN |  | C(A,C,D,E)60A3K+TDR | TP9C100C16MP13 | 40500 | 17 | 8.5 | 43500 | 33200 | 76.32% | 2 | 0 | 11 |  |  |  |  | R-454B | 3.375 | Residential & Commercial | USHP | Ducted CEE Tier 1
215851162 | Central HP <5.4 tons | COLEMAN | HRCU-A-CB (Split System: Heat Pump with Remote Outdoor Unit-Air-Source) | HH860E2S11 | ASPEN |  | C(A,C,D,E)60A3K+TDR | TP9C120D20MP13 | 41000 | 17.5 | 8.1 | 44000 | 33400 | 75.91% | 2 | 0 | 11.5 |  |  |  |  | R-454B | 3.4167 | Residential & Commercial | USHP | Ducted CEE Tier 1
213821316 | Central HP <5.4 tons | TEMPSTAR | HRCU-A-CB (Split System: Heat Pump with Remote Outdoor Unit-Air-Source) | DLCURAH24ABK | ASPEN |  | D(A,C,E)24B44+TDR | *96VTN0601716B* | 23200 | 16.5 | 8.5 | 26800 | 20400 | 76.12% | 2.93 | 0 | 10 |  |  |  |  | R-410A | 1.9333 | Residential & Commercial | USHP | Ducted CEE Tier 1
213779611 | Central HP <5.4 tons | DAY & NIGHT | HRCU-A-CB (Split System: Heat Pump with Remote Outdoor Unit-Air-Source) | CVH837GKA** |  |  | EA*4X60L24A*+WALLCON | *96CTN1002122B* | 32800 | 17.5 | 8.1 | 31800 | 24600 | 77.36% | 1.98 | 0 | 11.5 |  |  |  |  | R-410A | 2.7333 | Residential & Commercial | USHP | Ducted CEE Tier 1
213779761 | Central HP <5.4 tons | DAY & NIGHT | HRCU-A-CB (Split System: Heat Pump with Remote Outdoor Unit-Air-Source) | CVH837GKA** |  |  | EA*4X61L24A*+WALLCON | *80CTL1102120B* | 33200 | 17.5 | 8.5 | 32000 | 24800 | 77.5% | 2 | 0 | 11.5 |  |  |  |  | R-410A | 2.7667 | Residential & Commercial | USHP | Ducted CEE Tier 1
213779811 | Central HP <5.4 tons | DAY & NIGHT | HRCU-A-CB (Split System: Heat Pump with Remote Outdoor Unit-Air-Source) | CVH837GKA** |  |  | EA*4X61L24A*+WALLCON | *96CTN1202422B* | 33200 | 17.5 | 8.5 | 32000 | 24800 | 77.5% | 2 | 0 | 11.7 |  |  |  |  | R-410A | 2.7667 | Residential & Commercial | USHP | Ducted CEE Tier 1
214802919 | Central HP <5.4 tons | RHEEM | HRCU-A-CB (Split System: Heat Pump with Remote Outdoor Unit-Air-Source) | RP15AZ48AJ2N | ASPEN |  | D(A,C,E)60B44+TDR | R801V1005A21DZ | 45000 | 15.6 | 8.2 | 46000 | 33800 | 73.48% | 3.04 | 0 | 10.1 |  |  |  |  | R-410A | 3.75 | Residential & Commercial | USHP | Ducted CEE Tier 1
214638553 | Central HP <5.4 tons | GUARDIAN | HRCU-A-CB (Split System: Heat Pump with Remote Outdoor Unit-Air-Source) | RHP15042B21 | ASPEN |  | AE(D,N,U)+CM60A34+TDR | 0 | 39500 | 16.2 | 8.2 | 40000 | 29200 | 73% | 3.27 | 0 | 12 |  |  |  |  | R-410A | 3.2917 | Residential & Commercial | USHP | Ducted CEE Tier 1
215677338 | Central HP <5.4 tons | COMFORTMAKER | HRCU-A-CB (Split System: Heat Pump with Remote Outdoor Unit-Air-Source) | C5H0V60*K*AAA* |  |  | EVD5X60M21A*+WALLCON | *80CTL0701716B* | 55000 | 18 | 9 | 59500 | 43500 | 73.11% | 2.1 | 0 | 9.5 |  |  |  |  | R-454B | 4.5833 | Residential & Commercial | USHP
216054990 | Central HP <5.4 tons | LUXAIRE | HRCU-A-CB (Split System: Heat Pump with Remote Outdoor Unit-Air-Source) | HH824E2S11 | ASPEN |  | C(A,C,D,E)24A3K+TDR | Z9ES080B12SMPS1 | 21600 | 17 | 8.1 | 22600 | 18100 | 80.09% | 2 | 0 | 12 |  |  |  |  | R-454B | 1.8 | Residential & Commercial | USHP | Ducted CEE Tier 1
215849810 | Central HP <5.4 tons | COLEMAN | HRCU-A-CB (Split System: Heat Pump with Remote Outdoor Unit-Air-Source) | HH824E2S11 | ASPEN |  | C(A,C,D,E)24A3K+TDR | TL9E060B12UH11 | 21600 | 17 | 8.1 | 22600 | 18000 | 79.65% | 2 | 0 | 12 |  |  |  |  | R-454B | 1.8 | Residential & Commercial | USHP | Ducted CEE Tier 1
216766474 | Central HP <5.4 tons | TRANE | HRCU-A-CB (Split System: Heat Pump with Remote Outdoor Unit-Air-Source) | 5TWR7048A1 |  |  | 5PX*CD09AS3 | S9V2C100D5VSB | 43000 | 16 | 8.5 | 44000 | 32200 | 73.18% | 2.15 | 0 | 12 |  |  |  |  | R-454B | 3.5833 | Residential & Commercial | USHP | Ducted CEE Tier 1
216766526 | Central HP <5.4 tons | TRANE | HRCU-A-CB (Split System: Heat Pump with Remote Outdoor Unit-Air-Source) | 5TWR7048A1 |  |  | 5PX*D010AS3 | S9X2D120U5PSB | 44000 | 16 | 9 | 44000 | 32400 | 73.64% | 2.24 | 0 | 12 |  |  |  |  | R-454B | 3.6667 | Residential & Commercial | USHP | Ducted CEE Tier 1
216766544 | Central HP <5.4 tons | TRANE | HRCU-A-CB (Split System: Heat Pump with Remote Outdoor Unit-Air-Source) | 5TWR7048A1 |  |  | 5PX*DD10AS3+P0V0C000M50SD | 0 | 43500 | 16 | 8.7 | 44500 | 32400 | 72.81% | 2.21 | 0 | 12 |  |  |  |  | R-454B | 3.625 | Residential & Commercial | USHP | Ducted CEE Tier 1
216766578 | Central HP <5.4 tons | TRANE | HRCU-A-CB (Split System: Heat Pump with Remote Outdoor Unit-Air-Source) | 5TWR7048A1 |  |  | 5TXCC009AS3 | S8V2C080M5PDB | 43500 | 16.5 | 8.7 | 44000 | 32200 | 73.18% | 2.21 | 0 | 12 |  |  |  |  | R-454B | 3.625 | Residential & Commercial | USHP | Ducted CEE Tier 1
216766592 | Central HP <5.4 tons | TRANE | HRCU-A-CB (Split System: Heat Pump with Remote Outdoor Unit-Air-Source) | 5TWR7048A1 |  |  | 5TXCD008AS3 | S8V2D120M5PCB | 43000 | 16.5 | 9 | 44500 | 32400 | 72.81% | 2.23 | 0 | 12 |  |  |  |  | R-454B | 3.5833 | Residential & Commercial | USHP | Ducted CEE Tier 1
216055211 | Central HP <5.4 tons | LUXAIRE | HRCU-A-CB (Split System: Heat Pump with Remote Outdoor Unit-Air-Source) | HH836E2S11 | ASPEN |  | C(A,C,D,E)36B3K+TDR | Z9ES100C16SMPS1 | 32000 | 17.5 | 8.1 | 32400 | 24600 | 75.93% | 2 | 0 | 10.5 |  |  |  |  | R-454B | 2.6667 | Residential & Commercial | USHP | Ducted CEE Tier 1
215439639 | Central HP <5.4 tons | DAIKIN | HRCU-A-CB (Split System: Heat Pump with Remote Outdoor Unit-Air-Source) | DH6VSA1810A* |  |  | CHPEA2422*3A* | D*96TC0603BNA* | 17000 | 19 | 8.8 | 16800 | 13000 | 77.38% | 2.1 | 0 | 12 |  |  |  |  | R-32 | 1.4167 | Residential & Commercial | USHP | Ducted CEE Tier 1
215675938 | Central HP <5.4 tons | COMFORTMAKER | HRCU-A-CB (Split System: Heat Pump with Remote Outdoor Unit-Air-Source) | C5H0V48*K*AAA* |  |  | EVM5X60M24A*+WALLCON | *97CMN1202422B* | 48000 | 19 | 9 | 50000 | 36600 | 73.2% | 2 | 0 | 10 |  |  |  |  | R-454B | 4 | Residential & Commercial | USHP | Ducted CEE Tier 1
216054758 | Central HP <5.4 tons | LUXAIRE | HRCU-A-CB (Split System: Heat Pump with Remote Outdoor Unit-Air-Source) | HH824E2S11 | ASPEN |  | D(A,C,E)24B3K+TDR | LP9C080B12MP13 | 22000 | 17 | 8.5 | 22600 | 18300 | 80.97% | 2 | 0 | 12 |  |  |  |  | R-454B | 1.8333 | Residential & Commercial | USHP | Ducted CEE Tier 1
216054759 | Central HP <5.4 tons | LUXAIRE | HRCU-A-CB (Split System: Heat Pump with Remote Outdoor Unit-Air-Source) | HH824E2S11 | ASPEN |  | D(A,C,E)24B4K+TDR | LP9C080B12MP13 | 22600 | 17 | 9 | 22800 | 18300 | 80.26% | 2 | 0 | 12 |  |  |  |  | R-454B | 1.8833 | Residential & Commercial | USHP | Ducted CEE Tier 1
214389313 | Central HP <5.4 tons | BRYANT HEATING AND COOLING SYSTEMS | HRCU-A-CB (Split System: Heat Pump with Remote Outdoor Unit-Air-Source) | 284ANV036*0**B* |  |  | CNPV*4824AL*+UI | 986TD66100C21*** | 33800 | 19.5 | 9 | 36600 | 26000 | 71.04% | 2.04 | 0 | 12.5 |  |  |  |  | R-410A | 2.8167 | Residential & Commercial | USHP | Ducted CEE Tier 1
214389394 | Central HP <5.4 tons | BRYANT HEATING AND COOLING SYSTEMS | HRCU-A-CB (Split System: Heat Pump with Remote Outdoor Unit-Air-Source) | 284ANV036*0**B* |  |  | CNPV*3621AL*+UI | 987MC42060C17*** | 32400 | 18 | 9 | 39000 | 27400 | 70.26% | 1.9 | 0 | 11 |  |  |  |  | R-410A | 2.7 | Residential & Commercial | USHP | Ducted CEE Tier 1
216057050 | Central HP <5.4 tons | LUXAIRE | HRCU-A-C (Split System: Heat Pump with Remote Outdoor Unit with No Indoor Fan --Air Source) | HH824E2S11 | ASPEN |  | D(A,C,E)24B3K+TDR | 0 | 22000 | 15.2 | 8.1 | 22600 | 21200 | 93.81% | 2.67 | 0 | 11 |  |  |  |  | R-454B | 1.8333 | Residential & Commercial | USHP | Ducted CEE Tier 1
216054757 | Central HP <5.4 tons | LUXAIRE | HRCU-A-CB (Split System: Heat Pump with Remote Outdoor Unit-Air-Source) | HH824E2S11 | ASPEN |  | C(A,C,D,E)24D2K+TDR | LP9C080B12MP13 | 21000 | 17 | 8.5 | 22800 | 18300 | 80.26% | 2 | 0 | 11.7 |  |  |  |  | R-454B | 1.75 | Residential & Commercial | USHP | Ducted CEE Tier 1
216054807 | Central HP <5.4 tons | LUXAIRE | HRCU-A-CB (Split System: Heat Pump with Remote Outdoor Unit-Air-Source) | HH824E2S11 | ASPEN |  | D(A,C,E)24B4K+TDR | TM8V080B12MP12 | 22400 | 17 | 8.5 | 22800 | 17700 | 77.63% | 2 | 0 | 12 |  |  |  |  | R-454B | 1.8667 | Residential & Commercial | USHP | Ducted CEE Tier 1
216054824 | Central HP <5.4 tons | LUXAIRE | HRCU-A-CB (Split System: Heat Pump with Remote Outdoor Unit-Air-Source) | HH824E2S11 | ASPEN |  | D(A,C,E)24B3K+TDR | TM9E026A08MP12 | 20600 | 16.5 | 8.5 | 22800 | 17600 | 77.19% | 2 | 0 | 9.8 |  |  |  |  | R-454B | 1.7167 | Residential & Commercial | USHP
216054841 | Central HP <5.4 tons | LUXAIRE | HRCU-A-CB (Split System: Heat Pump with Remote Outdoor Unit-Air-Source) | HH824E2S11 | ASPEN |  | C(A,C,D,E)24D2K+TDR | TM9E060B12MP12 | 21000 | 17 | 8.5 | 22800 | 18300 | 80.26% | 2 | 0 | 11.2 |  |  |  |  | R-454B | 1.75 | Residential & Commercial | USHP | Ducted CEE Tier 1
215679575 | Central HP <5.4 tons | HEIL | HRCU-A-CB (Split System: Heat Pump with Remote Outdoor Unit-Air-Source) | H5H0V36*K*AAA* |  |  | EA*5X60M24A*+WALLCON | *97CTN1002122A* | 34400 | 18.5 | 9 | 34200 | 24800 | 72.51% | 1.9 | 0 | 10.5 |  |  |  |  | R-454B | 2.8667 | Residential & Commercial | USHP | Ducted CEE Tier 1
215679595 | Central HP <5.4 tons | HEIL | HRCU-A-CB (Split System: Heat Pump with Remote Outdoor Unit-Air-Source) | H5H0V36*K*AAA* |  |  | EA*5X61M21A*+WALLCON | *96CTN0802120B* | 34800 | 18 | 9 | 34400 | 24800 | 72.09% | 1.92 | 0 | 10.5 |  |  |  |  | R-454B | 2.9 | Residential & Commercial | USHP | Ducted CEE Tier 1
215850685 | Central HP <5.4 tons | COLEMAN | HRCU-A-CB (Split System: Heat Pump with Remote Outdoor Unit-Air-Source) | HH860E2S11 | ASPEN |  | C(A,C,D,E)60A3K+TDR | CPLC120C20MP13 | 41000 | 18 | 8.5 | 45000 | 33800 | 75.11% | 2 | 0 | 10.5 |  |  |  |  | R-454B | 3.4167 | Residential & Commercial | USHP | Ducted CEE Tier 1
215850766 | Central HP <5.4 tons | COLEMAN | HRCU-A-CB (Split System: Heat Pump with Remote Outdoor Unit-Air-Source) | HH860E2S11 | ASPEN |  | C(A,C,D,E)60B3K+TDR | TM8E100C20MP11 | 42500 | 17 | 8.5 | 46500 | 35000 | 75.27% | 2 | 0 | 11 |  |  |  |  | R-454B | 3.5417 | Residential & Commercial | USHP | Ducted CEE Tier 1
215850816 | Central HP <5.4 tons | COLEMAN | HRCU-A-CB (Split System: Heat Pump with Remote Outdoor Unit-Air-Source) | HH860E2S11 | ASPEN |  | C(A,C,D,E)60B3K+TDR | TM8V100C16MP12 | 41000 | 17 | 8.5 | 43500 | 33400 | 76.78% | 2 | 0 | 11.5 |  |  |  |  | R-454B | 3.4167 | Residential & Commercial | USHP | Ducted CEE Tier 1
215850852 | Central HP <5.4 tons | COLEMAN | HRCU-A-CB (Split System: Heat Pump with Remote Outdoor Unit-Air-Source) | HH860E2S11 | ASPEN |  | C(A,C,D,E)48A3K+TDR | TM8Y100C16MP11 | 40000 | 17.5 | 8.1 | 43500 | 33400 | 76.78% | 2 | 0 | 11.2 |  |  |  |  | R-454B | 3.3333 | Residential & Commercial | USHP | Ducted CEE Tier 1
215850885 | Central HP <5.4 tons | COLEMAN | HRCU-A-CB (Split System: Heat Pump with Remote Outdoor Unit-Air-Source) | HH860E2S11 | ASPEN |  | C(A,C,D,E)60A3K+TDR | TM9E080C16MP12 | 41000 | 18 | 8.5 | 45000 | 34400 | 76.44% | 2 | 0 | 10.5 |  |  |  |  | R-454B | 3.4167 | Residential & Commercial | USHP | Ducted CEE Tier 1
215851016 | Central HP <5.4 tons | COLEMAN | HRCU-A-CB (Split System: Heat Pump with Remote Outdoor Unit-Air-Source) | HH860E2S11 | ASPEN |  | C(A,C,D,E)60A3K+TDR | TMLE080C16MP11 | 41000 | 18 | 8.5 | 45000 | 34200 | 76% | 2 | 0 | 10.5 |  |  |  |  | R-454B | 3.4167 | Residential & Commercial | USHP | Ducted CEE Tier 1
215851034 | Central HP <5.4 tons | COLEMAN | HRCU-A-CB (Split System: Heat Pump with Remote Outdoor Unit-Air-Source) | HH860E2S11 | ASPEN |  | C(A,C,D,E)48A3K+TDR | TMLE100C16MP11 | 40000 | 17.5 | 8.1 | 45000 | 34200 | 76% | 2 | 0 | 10.5 |  |  |  |  | R-454B | 3.3333 | Residential & Commercial | USHP | Ducted CEE Tier 1
215851036 | Central HP <5.4 tons | COLEMAN | HRCU-A-CB (Split System: Heat Pump with Remote Outdoor Unit-Air-Source) | HH860E2S11 | ASPEN |  | C(A,C,D,E)60A3K+TDR | TMLE100C16MP11 | 41000 | 18 | 8.5 | 45000 | 34200 | 76% | 2 | 0 | 10.5 |  |  |  |  | R-454B | 3.4167 | Residential & Commercial | USHP | Ducted CEE Tier 1
215676335 | Central HP <5.4 tons | HEIL | HRCU-A-CB (Split System: Heat Pump with Remote Outdoor Unit-Air-Source) | H5H0V48*K*AAA* |  |  | EVD5X49M24A*+WALLCON | *95CSU1002122B* | 48000 | 19 | 9 | 50000 | 36400 | 72.8% | 2.02 | 0 | 10 |  |  |  |  | R-454B | 4 | Residential & Commercial | USHP | Ducted CEE Tier 1
211176460 | Central HP <5.4 tons | COMFORT-AIRE | HRCU-A-CB (Split System: Heat Pump with Remote Outdoor Unit-Air-Source) | HRG1548S1R-**A | COMFORT-AIRE |  | MCG48T(C,D)2M | GUH96T090C3M | 45500 | 15.2 | 8.1 | 45000 | 31600 | 70.22% | 2.8 | 0 | 12.3 |  |  |  |  | R-410A | 3.7917 | Residential & Commercial | USHP | Ducted CEE Tier 1
215679455 | Central HP <5.4 tons | HEIL | HRCU-A-CB (Split System: Heat Pump with Remote Outdoor Unit-Air-Source) | H5H0V36*K*AAA* |  |  | EA*5X43M21A*+WALLCON | *97CTN0801716A* | 34200 | 17.5 | 9 | 35400 | 25400 | 71.75% | 1.88 | 0 | 9.5 |  |  |  |  | R-454B | 2.85 | Residential & Commercial | USHP
213613574 | Central HP <5.4 tons | BRYANT HEATING AND COOLING SYSTEMS | HRCU-A-CB (Split System: Heat Pump with Remote Outdoor Unit-Air-Source) | 38MURAQ18AB3* | ASPEN |  | L(E,G)M36D4 | 0 | 18000 | 15.2 | 8.5 | 19300 | 18300 | 94.82% | 2.2 | 0 | 9.8 |  |  |  |  | R-410A | 1.5 | Residential & Commercial | USHP
216764617 | Central HP <5.4 tons | TRANE | HRCU-A-CB (Split System: Heat Pump with Remote Outdoor Unit-Air-Source) | 5TWR7036A1 |  |  | 5PX*BD04AS3 | S8X2B060M4PTC | 32600 | 17.1 | 8.2 | 33400 | 24400 | 73.05% | 1.9 | 0 | 11.7 |  |  |  |  | R-454B | 2.7167 | Residential & Commercial | USHP | Ducted CEE Tier 1
216764701 | Central HP <5.4 tons | TRANE | HRCU-A-CB (Split System: Heat Pump with Remote Outdoor Unit-Air-Source) | 5TWR7036A1 |  |  | 5PX*CD09AS3 | S8X2C080M5PSC | 34200 | 17.1 | 9 | 32200 | 24000 | 74.53% | 2.1 | 0 | 12.5 |  |  |  |  | R-454B | 2.85 | Residential & Commercial | USHP | Ducted CEE Tier 1
216764719 | Central HP <5.4 tons | TRANE | HRCU-A-CB (Split System: Heat Pump with Remote Outdoor Unit-Air-Source) | 5TWR7036A1 |  |  | 5TXCB004AS3 | S8X2B080M4PSC | 32600 | 17.1 | 8.7 | 32800 | 24400 | 74.39% | 2.1 | 0 | 11.5 |  |  |  |  | R-454B | 2.7167 | Residential & Commercial | USHP | Ducted CEE Tier 1
212969581 | Central HP <5.4 tons | DAY & NIGHT | HRCU-A-CB (Split System: Heat Pump with Remote Outdoor Unit-Air-Source) | DLCURAH18ABK |  |  | EN(A,D)4X24L17** | *80VSL0451412B* | 17700 | 16.5 | 8.5 | 18700 | 19100 | 102.1% | 2.3 | 0 | 11 |  |  |  |  | R-410A | 1.475 | Residential & Commercial | USHP | Ducted CEE Tier 1
212970431 | Central HP <5.4 tons | DAY & NIGHT | HRCU-A-CB (Split System: Heat Pump with Remote Outdoor Unit-Air-Source) | DLCURAH36ABK |  |  | EA*4X48L21A* | *80VSL0701716B* | 36000 | 16 | 8.5 | 38500 | 34800 | 90.39% | 2.02 | 0 | 10 |  |  |  |  | R-410A | 3 | Residential & Commercial | USHP | Ducted CEE Tier 1
214336671 | Central HP <5.4 tons | RHEEM | HRCU-A-CB (Split System: Heat Pump with Remote Outdoor Unit-Air-Source) | RD17AZ60AJ3N | ASPEN |  | CP61C34+TDR | R802V0755A21DZ | 52000 | 17.9 | 8.1 | 54000 | 49000 | 90.74% | 1.75 | 0 | 9.8 |  |  |  |  | R-410A | 4.3333 | Residential & Commercial | USHP
215679485 | Central HP <5.4 tons | HEIL | HRCU-A-CB (Split System: Heat Pump with Remote Outdoor Unit-Air-Source) | H5H0V36*K*AAA* |  |  | EA*5X48M21A*+WALLCON | *96CTN0802120B* | 33800 | 18 | 9 | 35000 | 25000 | 71.43% | 1.88 | 0 | 10 |  |  |  |  | R-454B | 2.8167 | Residential & Commercial | USHP | Ducted CEE Tier 1
215439636 | Central HP <5.4 tons | DAIKIN | HRCU-A-CB (Split System: Heat Pump with Remote Outdoor Unit-Air-Source) | DH6VSA1810A* |  |  | CHPEA2422*3A* | D*96TC0803BNA* | 17000 | 19 | 8.8 | 16800 | 13000 | 77.38% | 2.1 | 0 | 12 |  |  |  |  | R-32 | 1.4167 | Residential & Commercial | USHP | Ducted CEE Tier 1
216055015 | Central HP <5.4 tons | LUXAIRE | HRCU-A-CB (Split System: Heat Pump with Remote Outdoor Unit-Air-Source) | HH836E2S11 | ASPEN |  | D(A,C,E)36A4K+TDR | LPLC080C16MP13 | 31000 | 18 | 8.5 | 31200 | 25400 | 81.41% | 2 | 0 | 11 |  |  |  |  | R-454B | 2.5833 | Residential & Commercial | USHP | Ducted CEE Tier 1
216055022 | Central HP <5.4 tons | LUXAIRE | HRCU-A-CB (Split System: Heat Pump with Remote Outdoor Unit-Air-Source) | HH836E2S11 | ASPEN |  | C(A,C,D,E)36B3K+TDR | TL8E100C20UH11 | 31000 | 17 | 8.5 | 30800 | 25000 | 81.17% | 2 | 0 | 11 |  |  |  |  | R-454B | 2.5833 | Residential & Commercial | USHP | Ducted CEE Tier 1
215849926 | Central HP <5.4 tons | COLEMAN | HRCU-A-CB (Split System: Heat Pump with Remote Outdoor Unit-Air-Source) | HH824E2S11 | ASPEN |  | C(A,C,D,E)24C3K+TDR | TM9E040A10MP12 | 20600 | 16.5 | 9 | 23000 | 18100 | 78.7% | 2 | 0 | 10.5 |  |  |  |  | R-454B | 1.7167 | Residential & Commercial | USHP | Ducted CEE Tier 1
215849962 | Central HP <5.4 tons | COLEMAN | HRCU-A-CB (Split System: Heat Pump with Remote Outdoor Unit-Air-Source) | HH824E2S11 | ASPEN |  | C(A,C,D,E)24C3K+TDR | TM9E080B12MP12 | 22200 | 17 | 8.5 | 22800 | 18700 | 82.02% | 2 | 0 | 11.7 |  |  |  |  | R-454B | 1.85 | Residential & Commercial | USHP | Ducted CEE Tier 1
215850017 | Central HP <5.4 tons | COLEMAN | HRCU-A-CB (Split System: Heat Pump with Remote Outdoor Unit-Air-Source) | HH824E2S11 | ASPEN |  | D(A,C,E)36A3K+TDR | TM9Y040A10MP11 | 21000 | 16.5 | 8.1 | 22400 | 17300 | 77.23% | 2 | 0 | 10.5 |  |  |  |  | R-454B | 1.75 | Residential & Commercial | USHP | Ducted CEE Tier 1
215850051 | Central HP <5.4 tons | COLEMAN | HRCU-A-CB (Split System: Heat Pump with Remote Outdoor Unit-Air-Source) | HH824E2S11 | ASPEN |  | D(A,C,E)24C3K+TDR | TMLE040A12MP11 | 21000 | 16.5 | 8.5 | 22600 | 17200 | 76.11% | 2 | 0 | 11.7 |  |  |  |  | R-454B | 1.75 | Residential & Commercial | USHP | Ducted CEE Tier 1
215850167 | Central HP <5.4 tons | COLEMAN | HRCU-A-CB (Split System: Heat Pump with Remote Outdoor Unit-Air-Source) | HH824E2S11 | ASPEN |  | D(A,C,E)36A3K+TDR | Z8ES080B12SMPS1 | 22200 | 18 | 8.1 | 22400 | 18500 | 82.59% | 2 | 0 | 12 |  |  |  |  | R-454B | 1.85 | Residential & Commercial | USHP | Ducted CEE Tier 1
215850178 | Central HP <5.4 tons | COLEMAN | HRCU-A-CB (Split System: Heat Pump with Remote Outdoor Unit-Air-Source) | HH824E2S11 | ASPEN |  | C(A,C,D,E)24A3K+TDR | Z8ET060A12LMPS1 | 20200 | 18.5 | 8.5 | 22600 | 17700 | 78.32% | 2 | 0 | 11.2 |  |  |  |  | R-454B | 1.6833 | Residential & Commercial | USHP | Ducted CEE Tier 1
216766694 | Central HP <5.4 tons | TRANE | HRCU-A-CB (Split System: Heat Pump with Remote Outdoor Unit-Air-Source) | 5TWR7060A1 |  |  | 5PX*DD10AS3 | S8V2C080M5PCB | 50500 | 15.2 | 8.7 | 51000 | 38500 | 75.49% | 2.17 | 0 | 10 |  |  |  |  | R-454B | 4.2083 | Residential & Commercial | USHP | Ducted CEE Tier 1
215439655 | Central HP <5.4 tons | DAIKIN | HRCU-A-CB (Split System: Heat Pump with Remote Outdoor Unit-Air-Source) | DH6VSA1810A* |  |  | CHPEA2422*3A* | D*80TC0603B*A* | 17000 | 19 | 8.8 | 16800 | 13000 | 77.38% | 2.1 | 0 | 12 |  |  |  |  | R-32 | 1.4167 | Residential & Commercial | USHP | Ducted CEE Tier 1
215439657 | Central HP <5.4 tons | DAIKIN | HRCU-A-CB (Split System: Heat Pump with Remote Outdoor Unit-Air-Source) | DH6VSA1810A* |  |  | CA*EA2418*3A* | D*80TC0603B*A* | 17000 | 19 | 8.8 | 16800 | 13000 | 77.38% | 2.1 | 0 | 12 |  |  |  |  | R-32 | 1.4167 | Residential & Commercial | USHP | Ducted CEE Tier 1
216766728 | Central HP <5.4 tons | TRANE | HRCU-A-CB (Split System: Heat Pump with Remote Outdoor Unit-Air-Source) | 5TWR7060A1 |  |  | 5TXCD008AS3 | S9V2C080U5VSB | 51000 | 15.2 | 8.7 | 51500 | 39000 | 75.73% | 2.19 | 0 | 11 |  |  |  |  | R-454B | 4.25 | Residential & Commercial | USHP | Ducted CEE Tier 1
215679665 | Central HP <5.4 tons | HEIL | HRCU-A-CB (Split System: Heat Pump with Remote Outdoor Unit-Air-Source) | H5H0V36*K*AAA* |  |  | EA*5X61M24A*+WALLCON | *96CTN0802120B* | 34800 | 18 | 9 | 34400 | 24800 | 72.09% | 1.92 | 0 | 10.5 |  |  |  |  | R-454B | 2.9 | Residential & Commercial | USHP | Ducted CEE Tier 1
215676515 | Central HP <5.4 tons | HEIL | HRCU-A-CB (Split System: Heat Pump with Remote Outdoor Unit-Air-Source) | H5H0V48*K*AAA* |  |  | EVD5X60M21A*+WALLCON | *95CSU1002122B* | 48000 | 19 | 9 | 50000 | 36600 | 73.2% | 2.12 | 0 | 10 |  |  |  |  | R-454B | 4 | Residential & Commercial | USHP | Ducted CEE Tier 1
215676415 | Central HP <5.4 tons | HEIL | HRCU-A-CB (Split System: Heat Pump with Remote Outdoor Unit-Air-Source) | H5H0V48*K*AAA* |  |  | EVD5X60M21A*+WALLCON | *80CSU0802120A* | 48000 | 19 | 9 | 50000 | 36600 | 73.2% | 2.12 | 0 | 10 |  |  |  |  | R-454B | 4 | Residential & Commercial | USHP | Ducted CEE Tier 1
213821114 | Central HP <5.4 tons | TEMPSTAR | HRCU-A-CB (Split System: Heat Pump with Remote Outdoor Unit-Air-Source) | DLCURAH24AAK | ASPEN |  | D(A,C,E)36B34+TDR | *96MSN0261410A* | 23400 | 15.5 | 8.1 | 24600 | 22200 | 90.24% | 2.83 | 0 | 9.5 |  |  |  |  | R-410A | 1.95 | Residential & Commercial | USHP
213821163 | Central HP <5.4 tons | TEMPSTAR | HRCU-A-CB (Split System: Heat Pump with Remote Outdoor Unit-Air-Source) | DLCURAH24AAK | ASPEN |  | D(A,C,E)30C44+TDR | *96VTN0802120B* | 23800 | 16 | 8.5 | 25000 | 22400 | 89.6% | 2.92 | 0 | 9.5 |  |  |  |  | R-410A | 1.9833 | Residential & Commercial | USHP
216766016 | Central HP <5.4 tons | TRANE | HRCU-A-CB (Split System: Heat Pump with Remote Outdoor Unit-Air-Source) | 5TWR7036A1 |  |  | 5PX*B004AS3 | S9V2B060U4VSB | 32200 | 16 | 8.7 | 32200 | 24000 | 74.53% | 2.11 | 0 | 12 |  |  |  |  | R-454B | 2.6833 | Residential & Commercial | USHP | Ducted CEE Tier 1
216766032 | Central HP <5.4 tons | TRANE | HRCU-A-CB (Split System: Heat Pump with Remote Outdoor Unit-Air-Source) | 5TWR7036A1 |  |  | 5PX*B006AS3 | S8V2B060M4PDB | 33400 | 16.5 | 8.7 | 32600 | 24200 | 74.23% | 2.18 | 0 | 12 |  |  |  |  | R-454B | 2.7833 | Residential & Commercial | USHP | Ducted CEE Tier 1
216766050 | Central HP <5.4 tons | TRANE | HRCU-A-CB (Split System: Heat Pump with Remote Outdoor Unit-Air-Source) | 5TWR7036A1 |  |  | 5PX*B006AS3 | S8V2B060M4PCB | 33400 | 16.5 | 8.7 | 32600 | 24200 | 74.23% | 2.18 | 0 | 12 |  |  |  |  | R-454B | 2.7833 | Residential & Commercial | USHP | Ducted CEE Tier 1
216054875 | Central HP <5.4 tons | LUXAIRE | HRCU-A-CB (Split System: Heat Pump with Remote Outdoor Unit-Air-Source) | HH824E2S11 | ASPEN |  | D(A,C,E)36A4K+TDR | TM9Y040A10MP11 | 21200 | 17 | 8.1 | 22600 | 17300 | 76.55% | 2 | 0 | 10.5 |  |  |  |  | R-454B | 1.7667 | Residential & Commercial | USHP | Ducted CEE Tier 1
216054909 | Central HP <5.4 tons | LUXAIRE | HRCU-A-CB (Split System: Heat Pump with Remote Outdoor Unit-Air-Source) | HH824E2S11 | ASPEN |  | D(A,C,E)24B4K+TDR | TMLE100B12MP11 | 22600 | 17 | 8.5 | 22800 | 18000 | 78.95% | 2 | 0 | 12 |  |  |  |  | R-454B | 1.8833 | Residential & Commercial | USHP | Ducted CEE Tier 1
216054941 | Central HP <5.4 tons | LUXAIRE | HRCU-A-CB (Split System: Heat Pump with Remote Outdoor Unit-Air-Source) | HH824E2S11 | ASPEN |  | D(A,C,E)36A4K+TDR | Z8ES060A12SMPS1 | 21200 | 17.5 | 8.5 | 22600 | 17300 | 76.55% | 2 | 0 | 11.7 |  |  |  |  | R-454B | 1.7667 | Residential & Commercial | USHP | Ducted CEE Tier 1
216054959 | Central HP <5.4 tons | LUXAIRE | HRCU-A-CB (Split System: Heat Pump with Remote Outdoor Unit-Air-Source) | HH824E2S11 | ASPEN |  | D(A,C,E)36A4K+TDR | Z8ET060A12LMPS1 | 21000 | 19 | 9 | 23000 | 17700 | 76.96% | 2 | 0 | 11.7 |  |  |  |  | R-454B | 1.75 | Residential & Commercial | USHP | Ducted CEE Tier 1
216054961 | Central HP <5.4 tons | LUXAIRE | HRCU-A-CB (Split System: Heat Pump with Remote Outdoor Unit-Air-Source) | HH824E2S11 | ASPEN |  | C(A,C,D,E)24D2K+TDR | Z8ET080B12LMPS1 | 21000 | 17.5 | 8.5 | 22800 | 18500 | 81.14% | 2 | 0 | 11.7 |  |  |  |  | R-454B | 1.75 | Residential & Commercial | USHP | Ducted CEE Tier 1
216055044 | Central HP <5.4 tons | LUXAIRE | HRCU-A-CB (Split System: Heat Pump with Remote Outdoor Unit-Air-Source) | HH836E2S11 | ASPEN |  | C(A,C,D,E)48A3K+TDR | TM8E100C16MP11 | 31400 | 18 | 8.1 | 31200 | 25200 | 80.77% | 2 | 0 | 10.5 |  |  |  |  | R-454B | 2.6167 | Residential & Commercial | USHP | Ducted CEE Tier 1
216055061 | Central HP <5.4 tons | LUXAIRE | HRCU-A-CB (Split System: Heat Pump with Remote Outdoor Unit-Air-Source) | HH836E2S11 | ASPEN |  | C(A,C,D,E)36B3K+TDR | TM8V100C16MP12 | 31000 | 18 | 8.5 | 31200 | 25400 | 81.41% | 2 | 0 | 10.5 |  |  |  |  | R-454B | 2.5833 | Residential & Commercial | USHP | Ducted CEE Tier 1
216055111 | Central HP <5.4 tons | LUXAIRE | HRCU-A-CB (Split System: Heat Pump with Remote Outdoor Unit-Air-Source) | HH836E2S11 | ASPEN |  | D(A,C,E)36A4K+TDR | TM9V100C20MP12 | 31600 | 18 | 8.5 | 32400 | 26000 | 80.25% | 2 | 0 | 9.8 |  |  |  |  | R-454B | 2.6333 | Residential & Commercial | USHP
214336715 | Central HP <5.4 tons | RHEEM | HRCU-A-CB (Split System: Heat Pump with Remote Outdoor Unit-Air-Source) | RD17AZ48AJ3N | ASPEN |  | D(A,C,E)60C44+TDR | R801V0755A21UHS | 45500 | 15.2 | 8.1 | 45500 | 33800 | 74.29% | 3.18 | 0 | 10 |  |  |  |  | R-410A | 3.7917 | Residential & Commercial | USHP | Ducted CEE Tier 1
214336722 | Central HP <5.4 tons | RHEEM | HRCU-A-CB (Split System: Heat Pump with Remote Outdoor Unit-Air-Source) | RD17AZ48AJ3N | ASPEN |  | D(A,C,E)60C44+TDR | R802V1005A21UHS | 45500 | 16 | 8.1 | 45500 | 33800 | 74.29% | 3.17 | 0 | 10 |  |  |  |  | R-410A | 3.7917 | Residential & Commercial | USHP | Ducted CEE Tier 1
216055407 | Central HP <5.4 tons | LUXAIRE | HRCU-A-CB (Split System: Heat Pump with Remote Outdoor Unit-Air-Source) | HH860E2S11 | ASPEN |  | C(A,C,D,E)60A3K+TDR | Z9ES080C16SMPS1 | 41500 | 17.5 | 8.1 | 46500 | 33800 | 72.69% | 2 | 0 | 11.5 |  |  |  |  | R-454B | 3.4583 | Residential & Commercial | USHP | Ducted CEE Tier 1
215850772 | Central HP <5.4 tons | COLEMAN | HRCU-A-CB (Split System: Heat Pump with Remote Outdoor Unit-Air-Source) | HH860E2S11 | ASPEN |  | C(A,C,D,E)48A3K+TDR | TM8E120C16MP11 | 40000 | 17.5 | 8.1 | 45000 | 34200 | 76% | 2 | 0 | 10.5 |  |  |  |  | R-454B | 3.3333 | Residential & Commercial | USHP | Ducted CEE Tier 1
212160144 | Central HP <5.4 tons | ARMSTRONG AIR | HRCU-A-CB (Split System: Heat Pump with Remote Outdoor Unit-Air-Source) | 4SHP22LX124P-**A | ADP |  | PL36H210P299 | A97US2V040B12X | 23800 | 21 | 8.5 | 22000 | 15400 | 70% | 1.92 | 0 | 13.5 |  |  |  |  | R-410A | 1.9833 | Residential & Commercial | USHP | Ducted CEE Tier 1
214092691 | Central HP <5.4 tons | LUXAIRE | HRCU-A-CB (Split System: Heat Pump with Remote Outdoor Unit-Air-Source) | HMH72B361 | ASPEN |  | D(A,C,E)48B34+TDR | Z8ES100C20SMPS1 | 34600 | 16.5 | 8.1 | 32400 | 44500 | 137.3% | 3.25 | 0 | 9 |  |  |  |  | R-410A | 2.8833 | Residential & Commercial | USHP
216765968 | Central HP <5.4 tons | TRANE | HRCU-A-CB (Split System: Heat Pump with Remote Outdoor Unit-Air-Source) | 5TWR7024A1 |  |  | 5TXCB006AS3 | S9X2B040D3PSB | 22400 | 16.5 | 8.7 | 21200 | 17000 | 80.19% | 2.01 | 0 | 12 |  |  |  |  | R-454B | 1.8667 | Residential & Commercial | USHP | Ducted CEE Tier 1
216765998 | Central HP <5.4 tons | TRANE | HRCU-A-CB (Split System: Heat Pump with Remote Outdoor Unit-Air-Source) | 5TWR7024A1 |  |  | 5TXCB006AS3 | S9X1B060U4PSB | 23800 | 17.1 | 9 | 21800 | 17400 | 79.82% | 2.08 | 0 | 12.5 |  |  |  |  | R-454B | 1.9833 | Residential & Commercial | USHP | Ducted CEE Tier 1
216766316 | Central HP <5.4 tons | TRANE | HRCU-A-CB (Split System: Heat Pump with Remote Outdoor Unit-Air-Source) | 5TWR7036A1 |  |  | 5TXCB006AS3 | S8V2B060M4PCB | 33200 | 16.5 | 8.7 | 32600 | 24000 | 73.62% | 2.16 | 0 | 12 |  |  |  |  | R-454B | 2.7667 | Residential & Commercial | USHP | Ducted CEE Tier 1
213770474 | Central HP <5.4 tons | TEMPSTAR | HRCU-A-CB (Split System: Heat Pump with Remote Outdoor Unit-Air-Source) | TVH825GKA2* |  |  | EA*4X24L14A*+WALLCON | *80CTL0701412B* | 23400 | 16.5 | 8.1 | 22000 | 16800 | 76.36% | 1.9 | 0 | 10.5 |  |  |  |  | R-410A | 1.95 | Residential & Commercial | USHP | Ducted CEE Tier 1
213770524 | Central HP <5.4 tons | TEMPSTAR | HRCU-A-CB (Split System: Heat Pump with Remote Outdoor Unit-Air-Source) | TVH825GKA2* |  |  | EA*4X24L17A*+WALLCON | *80CTL0901716B* | 23400 | 16.5 | 8.1 | 21800 | 16800 | 77.06% | 1.9 | 0 | 10.5 |  |  |  |  | R-410A | 1.95 | Residential & Commercial | USHP | Ducted CEE Tier 1
216055031 | Central HP <5.4 tons | LUXAIRE | HRCU-A-CB (Split System: Heat Pump with Remote Outdoor Unit-Air-Source) | HH836E2S11 | ASPEN |  | C(A,C,D,E)36B3K+TDR | TM8E080B12MP11 | 30800 | 18 | 8.5 | 31400 | 25400 | 80.89% | 2 | 0 | 10.5 |  |  |  |  | R-454B | 2.5667 | Residential & Commercial | USHP | Ducted CEE Tier 1
216055240 | Central HP <5.4 tons | LUXAIRE | HRCU-A-CB (Split System: Heat Pump with Remote Outdoor Unit-Air-Source) | HH860E2S11 | ASPEN |  | D(A,C,E)60A3K+TDR | TL8E080C16UH11 | 41000 | 17 | 8.5 | 44000 | 33600 | 76.36% | 2 | 0 | 11.5 |  |  |  |  | R-454B | 3.4167 | Residential & Commercial | USHP | Ducted CEE Tier 1
216055258 | Central HP <5.4 tons | LUXAIRE | HRCU-A-CB (Split System: Heat Pump with Remote Outdoor Unit-Air-Source) | HH860E2S11 | ASPEN |  | D(A,C,E)60A3K+TDR | TM8E100C16MP11 | 41000 | 18 | 8.5 | 45000 | 34200 | 76% | 2 | 0 | 10.5 |  |  |  |  | R-454B | 3.4167 | Residential & Commercial | USHP | Ducted CEE Tier 1
216055288 | Central HP <5.4 tons | LUXAIRE | HRCU-A-CB (Split System: Heat Pump with Remote Outdoor Unit-Air-Source) | HH860E2S11 | ASPEN |  | D(A,C,E)60A3K+TDR | TM8Y100C16MP11 | 41000 | 17 | 8.1 | 43500 | 33400 | 76.78% | 2 | 0 | 11 |  |  |  |  | R-454B | 3.4167 | Residential & Commercial | USHP | Ducted CEE Tier 1
216055315 | Central HP <5.4 tons | LUXAIRE | HRCU-A-CB (Split System: Heat Pump with Remote Outdoor Unit-Air-Source) | HH860E2S11 | ASPEN |  | D(A,C,E)60A3K+TDR | TM9V100C16MP12 | 40500 | 16.5 | 8.1 | 43500 | 33200 | 76.32% | 2 | 0 | 11.2 |  |  |  |  | R-454B | 3.375 | Residential & Commercial | USHP | Ducted CEE Tier 1
216054988 | Central HP <5.4 tons | LUXAIRE | HRCU-A-CB (Split System: Heat Pump with Remote Outdoor Unit-Air-Source) | HH824E2S11 | ASPEN |  | D(A,C,E)36A3K+TDR | Z9ES060B12SMPS1 | 22200 | 17 | 8.1 | 22600 | 18600 | 82.3% | 2 | 0 | 11.7 |  |  |  |  | R-454B | 1.85 | Residential & Commercial | USHP | Ducted CEE Tier 1
216055122 | Central HP <5.4 tons | LUXAIRE | HRCU-A-CB (Split System: Heat Pump with Remote Outdoor Unit-Air-Source) | HH836E2S11 | ASPEN |  | C(A,C,D,E)48A3K+TDR | TM9Y100C16MP11 | 31000 | 18 | 8.1 | 31000 | 25200 | 81.29% | 2 | 0 | 10.5 |  |  |  |  | R-454B | 2.5833 | Residential & Commercial | USHP | Ducted CEE Tier 1
215679655 | Central HP <5.4 tons | HEIL | HRCU-A-CB (Split System: Heat Pump with Remote Outdoor Unit-Air-Source) | H5H0V36*K*AAA* |  |  | EA*5X61M21A*+WALLCON | *97CTN1002122A* | 34800 | 18.5 | 9 | 34400 | 24800 | 72.09% | 1.92 | 0 | 10.5 |  |  |  |  | R-454B | 2.9 | Residential & Commercial | USHP | Ducted CEE Tier 1
215679775 | Central HP <5.4 tons | HEIL | HRCU-A-CB (Split System: Heat Pump with Remote Outdoor Unit-Air-Source) | H5H0V36*K*AAA* |  |  | ESH5X36M12A*+WALLCON | *97CTN1202422A* | 33800 | 16.5 | 8.5 | 35800 | 25400 | 70.95% | 1.76 | 0 | 9.5 |  |  |  |  | R-454B | 2.8167 | Residential & Commercial | USHP
215869159 | Central HP <5.4 tons | AMERICAN STANDARD | HRCU-A-CB (Split System: Heat Pump with Remote Outdoor Unit-Air-Source) | 5A6V8X60A1 |  |  | 5TXCD010AS3 | S9V2C100D5VSB+LRP | 51000 | 18 | 8.5 | 53000 | 38500 | 72.64% | 1.9 | 0 | 9.8 |  |  |  |  | R-454B | 4.25 | Residential & Commercial | USHP
216055127 | Central HP <5.4 tons | LUXAIRE | HRCU-A-CB (Split System: Heat Pump with Remote Outdoor Unit-Air-Source) | HH836E2S11 | ASPEN |  | C(A,C,D,E)36B3K+TDR | TMLE080B12MP11 | 30800 | 18 | 8.5 | 31400 | 25400 | 80.89% | 2 | 0 | 10.5 |  |  |  |  | R-454B | 2.5667 | Residential & Commercial | USHP | Ducted CEE Tier 1
216055294 | Central HP <5.4 tons | LUXAIRE | HRCU-A-CB (Split System: Heat Pump with Remote Outdoor Unit-Air-Source) | HH860E2S11 | ASPEN |  | D(A,C,E)60A3K+TDR | TM8Y120C20MP11 | 41000 | 17.5 | 8.1 | 44500 | 33800 | 75.96% | 2 | 0 | 11.5 |  |  |  |  | R-454B | 3.4167 | Residential & Commercial | USHP | Ducted CEE Tier 1
216055311 | Central HP <5.4 tons | LUXAIRE | HRCU-A-CB (Split System: Heat Pump with Remote Outdoor Unit-Air-Source) | HH860E2S11 | ASPEN |  | C(A,C,D,E)60A3K+TDR | TM9V080C16MP12 | 40500 | 17 | 8.5 | 43500 | 33600 | 77.24% | 2 | 0 | 10.5 |  |  |  |  | R-454B | 3.375 | Residential & Commercial | USHP | Ducted CEE Tier 1
216055327 | Central HP <5.4 tons | LUXAIRE | HRCU-A-CB (Split System: Heat Pump with Remote Outdoor Unit-Air-Source) | HH860E2S11 | ASPEN |  | D(A,C,E)60A3K+TDR | TM9Y100C16MP11 | 40500 | 17 | 8.5 | 44000 | 33800 | 76.82% | 2 | 0 | 10.5 |  |  |  |  | R-454B | 3.375 | Residential & Commercial | USHP | Ducted CEE Tier 1
216055342 | Central HP <5.4 tons | LUXAIRE | HRCU-A-CB (Split System: Heat Pump with Remote Outdoor Unit-Air-Source) | HH860E2S11 | ASPEN |  | D(A,C,E)60A3K+TDR | TMLE100C16MP11 | 41000 | 18 | 8.5 | 45000 | 34200 | 76% | 2 | 0 | 10.5 |  |  |  |  | R-454B | 3.4167 | Residential & Commercial | USHP | Ducted CEE Tier 1
216055161 | Central HP <5.4 tons | LUXAIRE | HRCU-A-CB (Split System: Heat Pump with Remote Outdoor Unit-Air-Source) | HH836E2S11 | ASPEN |  | C(A,C,D,E)48A3K+TDR | TP9C080C16MP13 | 31200 | 18 | 8.1 | 31400 | 25400 | 80.89% | 2 | 0 | 10.5 |  |  |  |  | R-454B | 2.6 | Residential & Commercial | USHP | Ducted CEE Tier 1
216055175 | Central HP <5.4 tons | LUXAIRE | HRCU-A-CB (Split System: Heat Pump with Remote Outdoor Unit-Air-Source) | HH836E2S11 | ASPEN |  | C(A,C,D,E)36B3K+TDR | TPLC100C16MP13 | 31000 | 18 | 8.5 | 31200 | 25400 | 81.41% | 2 | 0 | 10.5 |  |  |  |  | R-454B | 2.5833 | Residential & Commercial | USHP | Ducted CEE Tier 1
216055343 | Central HP <5.4 tons | LUXAIRE | HRCU-A-CB (Split System: Heat Pump with Remote Outdoor Unit-Air-Source) | HH860E2S11 | ASPEN |  | C(A,C,D,E)48A3K+TDR | TMLE100C20MP11 | 41000 | 16.5 | 8.1 | 46000 | 35000 | 76.09% | 2 | 0 | 10.5 |  |  |  |  | R-454B | 3.4167 | Residential & Commercial | USHP | Ducted CEE Tier 1
211260040 | Central HP <5.4 tons | TEMPSTAR | HRCU-A-CB (Split System: Heat Pump with Remote Outdoor Unit-Air-Source) | DLCURAH18ABK |  |  | EA*4X19L17A* | OMV098J12* | 18800 | 16 | 8.5 | 18800 | 17500 | 93.09% | 2.12 | 0 | 11 |  |  |  |  | R-410A | 1.5667 | Residential & Commercial | USHP | Ducted CEE Tier 1
211260133 | Central HP <5.4 tons | TEMPSTAR | HRCU-A-CB (Split System: Heat Pump with Remote Outdoor Unit-Air-Source) | DLCURAH18ABK |  |  | EA*4X24L14A* | *95ESN0401410A* | 17700 | 15.5 | 8.5 | 18700 | 19000 | 101.6% | 2.28 | 0 | 10.5 |  |  |  |  | R-410A | 1.475 | Residential & Commercial | USHP | Ducted CEE Tier 1
215850954 | Central HP <5.4 tons | COLEMAN | HRCU-A-CB (Split System: Heat Pump with Remote Outdoor Unit-Air-Source) | HH860E2S11 | ASPEN |  | C(A,C,D,E)48A3K+TDR | TM9V100C20MP12 | 40000 | 17.5 | 8.1 | 44500 | 33800 | 75.96% | 2 | 0 | 10.5 |  |  |  |  | R-454B | 3.3333 | Residential & Commercial | USHP | Ducted CEE Tier 1
215588127 | Central HP <5.4 tons | CARRIER | HRCU-A-CB (Split System: Heat Pump with Remote Outdoor Unit-Air-Source) | 27VNA154A*030* |  |  | CAA**6124AM*+UI | 59CU5B080C21**20 | 50000 | 19 | 10.5 | 53000 | 52500 | 99.06% | 1.94 | 0 | 11 |  |  |  |  | R-454B | 4.1667 | Residential & Commercial | USHP | Ducted CEE Tier 1
215588141 | Central HP <5.4 tons | CARRIER | HRCU-A-CB (Split System: Heat Pump with Remote Outdoor Unit-Air-Source) | 27VNA154A*030* |  |  | CSAH*4812AM*+UI | 59CU5B080C21**20 | 48500 | 17.5 | 10.5 | 52500 | 52000 | 99.05% | 1.92 | 0 | 10.5 |  |  |  |  | R-454B | 4.0417 | Residential & Commercial | USHP | Ducted CEE Tier 1
213771426 | Central HP <5.4 tons | BRYANT HEATING AND COOLING SYSTEMS | HRCU-A-CB (Split System: Heat Pump with Remote Outdoor Unit-Air-Source) | 288BNV025*0**B* |  |  | CAP**4224AL*+UI | 986TD66120C24*** | 23800 | 17 | 8.1 | 21400 | 16600 | 77.57% | 1.96 | 0 | 11 |  |  |  |  | R-410A | 1.9833 | Residential & Commercial | USHP | Ducted CEE Tier 1
216055140 | Central HP <5.4 tons | LUXAIRE | HRCU-A-CB (Split System: Heat Pump with Remote Outdoor Unit-Air-Source) | HH836E2S11 | ASPEN |  | C(A,C,D,E)48A3K+TDR | TMLE100C16MP11 | 31400 | 18 | 8.1 | 31200 | 25200 | 80.77% | 2 | 0 | 10.5 |  |  |  |  | R-454B | 2.6167 | Residential & Commercial | USHP | Ducted CEE Tier 1
216055179 | Central HP <5.4 tons | LUXAIRE | HRCU-A-CB (Split System: Heat Pump with Remote Outdoor Unit-Air-Source) | HH836E2S11 | ASPEN |  | C(A,C,D,E)48A3K+TDR | Z8ES080B12SMPS1 | 30800 | 18 | 8.1 | 30000 | 24800 | 82.67% | 2 | 0 | 11.2 |  |  |  |  | R-454B | 2.5667 | Residential & Commercial | USHP | Ducted CEE Tier 1
216055181 | Central HP <5.4 tons | LUXAIRE | HRCU-A-CB (Split System: Heat Pump with Remote Outdoor Unit-Air-Source) | HH836E2S11 | ASPEN |  | C(A,C,D,E)36B3K+TDR | Z8ES080C16SMPS1 | 31200 | 18 | 8.5 | 30800 | 25000 | 81.17% | 2 | 0 | 11 |  |  |  |  | R-454B | 2.6 | Residential & Commercial | USHP | Ducted CEE Tier 1
216054770 | Central HP <5.4 tons | LUXAIRE | HRCU-A-CB (Split System: Heat Pump with Remote Outdoor Unit-Air-Source) | HH824E2S11 | ASPEN |  | D(A,C,E)24B3K+TDR | TL8E060A12UH11 | 20400 | 17.5 | 8.5 | 22800 | 17900 | 78.51% | 2 | 0 | 11.2 |  |  |  |  | R-454B | 1.7 | Residential & Commercial | USHP | Ducted CEE Tier 1
216054772 | Central HP <5.4 tons | LUXAIRE | HRCU-A-CB (Split System: Heat Pump with Remote Outdoor Unit-Air-Source) | HH824E2S11 | ASPEN |  | D(A,C,E)36A3K+TDR | TL8E060A12UH11 | 20600 | 17.5 | 8.5 | 22600 | 17900 | 79.2% | 2 | 0 | 11.2 |  |  |  |  | R-454B | 1.7167 | Residential & Commercial | USHP | Ducted CEE Tier 1
216054790 | Central HP <5.4 tons | LUXAIRE | HRCU-A-CB (Split System: Heat Pump with Remote Outdoor Unit-Air-Source) | HH824E2S11 | ASPEN |  | D(A,C,E)36A3K+TDR | TM8E060A12MP11 | 20800 | 17.5 | 8.5 | 22800 | 17900 | 78.51% | 2 | 0 | 11.2 |  |  |  |  | R-454B | 1.7333 | Residential & Commercial | USHP | Ducted CEE Tier 1
216054863 | Central HP <5.4 tons | LUXAIRE | HRCU-A-CB (Split System: Heat Pump with Remote Outdoor Unit-Air-Source) | HH824E2S11 | ASPEN |  | D(A,C,E)36A4K+TDR | TM9V060B12MP12 | 22600 | 17 | 8.5 | 22800 | 18000 | 78.95% | 2 | 0 | 12 |  |  |  |  | R-454B | 1.8833 | Residential & Commercial | USHP | Ducted CEE Tier 1
216054872 | Central HP <5.4 tons | LUXAIRE | HRCU-A-CB (Split System: Heat Pump with Remote Outdoor Unit-Air-Source) | HH824E2S11 | ASPEN |  | D(A,C,E)24B3K+TDR | TM9Y040A10MP11 | 20600 | 16.5 | 8.1 | 22400 | 17300 | 77.23% | 2 | 0 | 9.8 |  |  |  |  | R-454B | 1.7167 | Residential & Commercial | USHP
215850804 | Central HP <5.4 tons | COLEMAN | HRCU-A-CB (Split System: Heat Pump with Remote Outdoor Unit-Air-Source) | HH860E2S11 | ASPEN |  | C(A,C,D,E)60A3K+TDR | TM8V080C16MP12 | 40500 | 16.5 | 8.1 | 43500 | 33400 | 76.78% | 2 | 0 | 11.2 |  |  |  |  | R-454B | 3.375 | Residential & Commercial | USHP | Ducted CEE Tier 1
215850854 | Central HP <5.4 tons | COLEMAN | HRCU-A-CB (Split System: Heat Pump with Remote Outdoor Unit-Air-Source) | HH860E2S11 | ASPEN |  | C(A,C,D,E)60A3K+TDR | TM8Y100C16MP11 | 41000 | 17 | 8.1 | 43500 | 33400 | 76.78% | 2 | 0 | 11 |  |  |  |  | R-454B | 3.4167 | Residential & Commercial | USHP | Ducted CEE Tier 1
215850897 | Central HP <5.4 tons | COLEMAN | HRCU-A-CB (Split System: Heat Pump with Remote Outdoor Unit-Air-Source) | HH860E2S11 | ASPEN |  | C(A,C,D,E)60B3K+TDR | TM9E080C20MP12 | 43000 | 17 | 8.5 | 46500 | 35000 | 75.27% | 2 | 0 | 11 |  |  |  |  | R-454B | 3.5833 | Residential & Commercial | USHP | Ducted CEE Tier 1
215851154 | Central HP <5.4 tons | COLEMAN | HRCU-A-CB (Split System: Heat Pump with Remote Outdoor Unit-Air-Source) | HH860E2S11 | ASPEN |  | D(A,C,E)60A3K+TDR | TP9C100C20MP13 | 41000 | 18 | 8.5 | 44500 | 33800 | 75.96% | 2 | 0 | 10.5 |  |  |  |  | R-454B | 3.4167 | Residential & Commercial | USHP | Ducted CEE Tier 1
215851256 | Central HP <5.4 tons | COLEMAN | HRCU-A-CB (Split System: Heat Pump with Remote Outdoor Unit-Air-Source) | HH860E2S11 | ASPEN |  | C(A,C,D,E)60A3K+TDR | Z8ES100C16SMPS1 | 41000 | 17 | 8.5 | 43500 | 33200 | 76.32% | 2 | 0 | 11.7 |  |  |  |  | R-454B | 3.4167 | Residential & Commercial | USHP | Ducted CEE Tier 1
215851315 | Central HP <5.4 tons | COLEMAN | HRCU-A-CB (Split System: Heat Pump with Remote Outdoor Unit-Air-Source) | HH860E2S11 | ASPEN |  | D(A,C,E)60B3K+TDR | Z8ES130D20SMPS1 | 42000 | 18 | 9 | 44500 | 33600 | 75.51% | 2 | 0 | 11.7 |  |  |  |  | R-454B | 3.5 | Residential & Commercial | USHP | Ducted CEE Tier 1
215851331 | Central HP <5.4 tons | COLEMAN | HRCU-A-CB (Split System: Heat Pump with Remote Outdoor Unit-Air-Source) | HH860E2S11 | ASPEN |  | C(A,C,D,E)60A3K+TDR | Z9ES080C20SMPS1 | 41500 | 17.5 | 8.1 | 46000 | 33400 | 72.61% | 2 | 0 | 11.5 |  |  |  |  | R-454B | 3.4583 | Residential & Commercial | USHP | Ducted CEE Tier 1
215850627 | Central HP <5.4 tons | COLEMAN | HRCU-A-CB (Split System: Heat Pump with Remote Outdoor Unit-Air-Source) | HH860E2S11 | ASPEN |  | C(A,C,D,E)60B3K+TDR | CP9C100C16MP13 | 41000 | 17 | 8.5 | 44000 | 33200 | 75.45% | 2 | 0 | 11.5 |  |  |  |  | R-454B | 3.4167 | Residential & Commercial | USHP | Ducted CEE Tier 1
215851253 | Central HP <5.4 tons | COLEMAN | HRCU-A-CB (Split System: Heat Pump with Remote Outdoor Unit-Air-Source) | HH860E2S11 | ASPEN |  | C(A,C,D,E)48A3K+TDR | Z8ES100C16SMPS1 | 40000 | 16.5 | 8.1 | 43500 | 33200 | 76.32% | 2 | 0 | 11.7 |  |  |  |  | R-454B | 3.3333 | Residential & Commercial | USHP | Ducted CEE Tier 1
215851266 | Central HP <5.4 tons | COLEMAN | HRCU-A-CB (Split System: Heat Pump with Remote Outdoor Unit-Air-Source) | HH860E2S11 | ASPEN |  | C(A,C,D,E)48A3K+TDR | Z8ES100C20SMPS1 | 40500 | 17.5 | 8.1 | 44000 | 33400 | 75.91% | 2 | 0 | 11.7 |  |  |  |  | R-454B | 3.375 | Residential & Commercial | USHP | Ducted CEE Tier 1
215851268 | Central HP <5.4 tons | COLEMAN | HRCU-A-CB (Split System: Heat Pump with Remote Outdoor Unit-Air-Source) | HH860E2S11 | ASPEN |  | C(A,C,D,E)60A3K+TDR | Z8ES100C20SMPS1 | 41500 | 18 | 8.5 | 44000 | 33400 | 75.91% | 2 | 0 | 11.7 |  |  |  |  | R-454B | 3.4583 | Residential & Commercial | USHP | Ducted CEE Tier 1
215850990 | Central HP <5.4 tons | COLEMAN | HRCU-A-CB (Split System: Heat Pump with Remote Outdoor Unit-Air-Source) | HH860E2S11 | ASPEN |  | D(A,C,E)60A3K+TDR | TM9Y100C16MP11 | 40500 | 17 | 8.5 | 44000 | 33800 | 76.82% | 2 | 0 | 10.5 |  |  |  |  | R-454B | 3.375 | Residential & Commercial | USHP | Ducted CEE Tier 1
215851020 | Central HP <5.4 tons | COLEMAN | HRCU-A-CB (Split System: Heat Pump with Remote Outdoor Unit-Air-Source) | HH860E2S11 | ASPEN |  | D(A,C,E)60A3K+TDR | TMLE080C16MP11 | 41000 | 18 | 8.5 | 45000 | 34200 | 76% | 2 | 0 | 10.5 |  |  |  |  | R-454B | 3.4167 | Residential & Commercial | USHP | Ducted CEE Tier 1
215851070 | Central HP <5.4 tons | COLEMAN | HRCU-A-CB (Split System: Heat Pump with Remote Outdoor Unit-Air-Source) | HH860E2S11 | ASPEN |  | C(A,C,D,E)60B3K+TDR | TMLE120C20MP11 | 42500 | 17 | 8.5 | 46500 | 35000 | 75.27% | 2 | 0 | 11 |  |  |  |  | R-454B | 3.5417 | Residential & Commercial | USHP | Ducted CEE Tier 1
215851213 | Central HP <5.4 tons | COLEMAN | HRCU-A-CB (Split System: Heat Pump with Remote Outdoor Unit-Air-Source) | HH860E2S11 | ASPEN |  | C(A,C,D,E)48A3K+TDR | TPLC120C20MP13 | 40000 | 17.5 | 8.1 | 44500 | 33800 | 75.96% | 2 | 0 | 10.5 |  |  |  |  | R-454B | 3.3333 | Residential & Commercial | USHP | Ducted CEE Tier 1
215851312 | Central HP <5.4 tons | COLEMAN | HRCU-A-CB (Split System: Heat Pump with Remote Outdoor Unit-Air-Source) | HH860E2S11 | ASPEN |  | D(A,C,E)60A3K+TDR | Z8ES130D20SMPS1 | 41500 | 18 | 9 | 44500 | 33600 | 75.51% | 2 | 0 | 11.7 |  |  |  |  | R-454B | 3.4583 | Residential & Commercial | USHP | Ducted CEE Tier 1
215850689 | Central HP <5.4 tons | COLEMAN | HRCU-A-CB (Split System: Heat Pump with Remote Outdoor Unit-Air-Source) | HH860E2S11 | ASPEN |  | D(A,C,E)60A3K+TDR | CPLC120C20MP13 | 41000 | 18 | 8.5 | 45000 | 33800 | 75.11% | 2 | 0 | 10.5 |  |  |  |  | R-454B | 3.4167 | Residential & Commercial | USHP | Ducted CEE Tier 1
213770674 | Central HP <5.4 tons | TEMPSTAR | HRCU-A-CB (Split System: Heat Pump with Remote Outdoor Unit-Air-Source) | TVH825GKA2* |  |  | EA*4X25L17A*+WALLCON | *96CTN0601714B* | 24200 | 16.5 | 8.1 | 21400 | 16700 | 78.04% | 2 | 0 | 11 |  |  |  |  | R-410A | 2.0167 | Residential & Commercial | USHP | Ducted CEE Tier 1
213770824 | Central HP <5.4 tons | TEMPSTAR | HRCU-A-CB (Split System: Heat Pump with Remote Outdoor Unit-Air-Source) | TVH825GKA2* |  |  | EA*4X36L17A*+WALLCON | *80CTL0701412B* | 23600 | 16.5 | 8.1 | 21400 | 16700 | 78.04% | 1.94 | 0 | 10.5 |  |  |  |  | R-410A | 1.9667 | Residential & Commercial | USHP | Ducted CEE Tier 1
213771024 | Central HP <5.4 tons | TEMPSTAR | HRCU-A-CB (Split System: Heat Pump with Remote Outdoor Unit-Air-Source) | TVH825GKA2* |  |  | EA*4X36L21A*+WALLCON | *96CTN1002122B* | 23600 | 16.5 | 8.1 | 21400 | 16600 | 77.57% | 1.94 | 0 | 11 |  |  |  |  | R-410A | 1.9667 | Residential & Commercial | USHP | Ducted CEE Tier 1
216054904 | Central HP <5.4 tons | LUXAIRE | HRCU-A-CB (Split System: Heat Pump with Remote Outdoor Unit-Air-Source) | HH824E2S11 | ASPEN |  | D(A,C,E)36A3K+TDR | TMLE080B12MP11 | 22400 | 17 | 8.1 | 22600 | 18000 | 79.65% | 2 | 0 | 12 |  |  |  |  | R-454B | 1.8667 | Residential & Commercial | USHP | Ducted CEE Tier 1
216054906 | Central HP <5.4 tons | LUXAIRE | HRCU-A-CB (Split System: Heat Pump with Remote Outdoor Unit-Air-Source) | HH824E2S11 | ASPEN |  | C(A,C,D,E)24A3K+TDR | TMLE100B12MP11 | 21600 | 17 | 8.1 | 22600 | 18000 | 79.65% | 2 | 0 | 12 |  |  |  |  | R-454B | 1.8 | Residential & Commercial | USHP | Ducted CEE Tier 1
216054920 | Central HP <5.4 tons | LUXAIRE | HRCU-A-CB (Split System: Heat Pump with Remote Outdoor Unit-Air-Source) | HH824E2S11 | ASPEN |  | D(A,C,E)24B3K+TDR | TP9C080B12MP13 | 22000 | 17 | 8.1 | 22600 | 18300 | 80.97% | 2 | 0 | 12 |  |  |  |  | R-454B | 1.8333 | Residential & Commercial | USHP | Ducted CEE Tier 1
214389299 | Central HP <5.4 tons | BRYANT HEATING AND COOLING SYSTEMS | HRCU-A-CB (Split System: Heat Pump with Remote Outdoor Unit-Air-Source) | 284ANV036*0**B* |  |  | CNPV*4821AL*+UI | 986TD42080C17*** | 33400 | 19 | 9 | 36800 | 26200 | 71.2% | 2.02 | 0 | 12 |  |  |  |  | R-410A | 2.7833 | Residential & Commercial | USHP | Ducted CEE Tier 1
214389317 | Central HP <5.4 tons | BRYANT HEATING AND COOLING SYSTEMS | HRCU-A-CB (Split System: Heat Pump with Remote Outdoor Unit-Air-Source) | 284ANV036*0**B* |  |  | CNPV*6024AL*+UI | 88*TB60090C21*** | 34000 | 20 | 9 | 36200 | 25400 | 70.17% | 2.02 | 0 | 12.5 |  |  |  |  | R-410A | 2.8333 | Residential & Commercial | USHP | Ducted CEE Tier 1
215676095 | Central HP <5.4 tons | HEIL | HRCU-A-CB (Split System: Heat Pump with Remote Outdoor Unit-Air-Source) | H5H0V48*K*AAA* |  |  | EVD5X48M21A*+WALLCON | *80CSU0601716A* | 47000 | 18 | 9 | 50000 | 36400 | 72.8% | 2 | 0 | 9.5 |  |  |  |  | R-454B | 3.9167 | Residential & Commercial | USHP
213204422 | Central HP <5.4 tons | TEMPSTAR | HRCU-A-CB (Split System: Heat Pump with Remote Outdoor Unit-Air-Source) | DLCURAH24ABK | ASPEN |  | D(A,C,E)30C44+TDR | *80ES(N,L)0701712A* | 23400 | 17 | 8.5 | 25600 | 26800 | 104.7% | 2.84 | 0 | 10 |  |  |  |  | R-410A | 1.95 | Residential & Commercial | USHP | Ducted CEE Tier 1
215850986 | Central HP <5.4 tons | COLEMAN | HRCU-A-CB (Split System: Heat Pump with Remote Outdoor Unit-Air-Source) | HH860E2S11 | ASPEN |  | C(A,C,D,E)60A3K+TDR | TM9Y100C16MP11 | 40500 | 17 | 8.5 | 44000 | 33800 | 76.82% | 2 | 0 | 10.5 |  |  |  |  | R-454B | 3.375 | Residential & Commercial | USHP | Ducted CEE Tier 1
216766446 | Central HP <5.4 tons | TRANE | HRCU-A-CB (Split System: Heat Pump with Remote Outdoor Unit-Air-Source) | 5TWR7048A1 |  |  | 5PX*C009AS3 | S8V2C100M5PCB | 43500 | 16.5 | 8.7 | 44000 | 32000 | 72.73% | 2.21 | 0 | 12 |  |  |  |  | R-454B | 3.625 | Residential & Commercial | USHP | Ducted CEE Tier 1
216766480 | Central HP <5.4 tons | TRANE | HRCU-A-CB (Split System: Heat Pump with Remote Outdoor Unit-Air-Source) | 5TWR7048A1 |  |  | 5PX*D008AS3 | S8V2C080M5PDB | 43500 | 16 | 8.7 | 45000 | 32800 | 72.89% | 2.21 | 0 | 12 |  |  |  |  | R-454B | 3.625 | Residential & Commercial | USHP | Ducted CEE Tier 1
216766496 | Central HP <5.4 tons | TRANE | HRCU-A-CB (Split System: Heat Pump with Remote Outdoor Unit-Air-Source) | 5TWR7048A1 |  |  | 5PX*D008AS3 | S8V2C100M5PCB | 43000 | 16 | 8.7 | 44500 | 32600 | 73.26% | 2.22 | 0 | 12 |  |  |  |  | R-454B | 3.5833 | Residential & Commercial | USHP | Ducted CEE Tier 1
216766596 | Central HP <5.4 tons | TRANE | HRCU-A-CB (Split System: Heat Pump with Remote Outdoor Unit-Air-Source) | 5TWR7048A1 |  |  | 5TXCD008AS3 | S8V2C080M5PCB | 43500 | 16 | 8.7 | 45000 | 32800 | 72.89% | 2.21 | 0 | 12 |  |  |  |  | R-454B | 3.625 | Residential & Commercial | USHP | Ducted CEE Tier 1
216766362 | Central HP <5.4 tons | TRANE | HRCU-A-CB (Split System: Heat Pump with Remote Outdoor Unit-Air-Source) | 5TWR7036A1 |  |  | 5TXCC005AS3 | S8V2C080M5PDB | 32600 | 16 | 8.7 | 32600 | 24200 | 74.23% | 2.13 | 0 | 12 |  |  |  |  | R-454B | 2.7167 | Residential & Commercial | USHP | Ducted CEE Tier 1
216766378 | Central HP <5.4 tons | TRANE | HRCU-A-CB (Split System: Heat Pump with Remote Outdoor Unit-Air-Source) | 5TWR7036A1 |  |  | 5TXCC007AS3 | S9V2C100D5VSB | 31800 | 15.2 | 8.7 | 31600 | 23600 | 74.68% | 2.16 | 0 | 11.7 |  |  |  |  | R-454B | 2.65 | Residential & Commercial | USHP | Ducted CEE Tier 1
216055176 | Central HP <5.4 tons | LUXAIRE | HRCU-A-CB (Split System: Heat Pump with Remote Outdoor Unit-Air-Source) | HH836E2S11 | ASPEN |  | C(A,C,D,E)48A3K+TDR | TPLC100C16MP13 | 31200 | 18 | 8.1 | 31200 | 25400 | 81.41% | 2 | 0 | 10.5 |  |  |  |  | R-454B | 2.6 | Residential & Commercial | USHP | Ducted CEE Tier 1
216055193 | Central HP <5.4 tons | LUXAIRE | HRCU-A-CB (Split System: Heat Pump with Remote Outdoor Unit-Air-Source) | HH836E2S11 | ASPEN |  | C(A,C,D,E)36B3K+TDR | Z8ES100C20SMPS1 | 31600 | 18 | 8.5 | 31800 | 25400 | 79.87% | 2 | 0 | 10.5 |  |  |  |  | R-454B | 2.6333 | Residential & Commercial | USHP | Ducted CEE Tier 1
216055195 | Central HP <5.4 tons | LUXAIRE | HRCU-A-CB (Split System: Heat Pump with Remote Outdoor Unit-Air-Source) | HH836E2S11 | ASPEN |  | D(A,C,E)36A4K+TDR | Z8ES100C20SMPS1 | 31600 | 18 | 8.5 | 31800 | 25400 | 79.87% | 2 | 0 | 10.5 |  |  |  |  | R-454B | 2.6333 | Residential & Commercial | USHP | Ducted CEE Tier 1
216055209 | Central HP <5.4 tons | LUXAIRE | HRCU-A-CB (Split System: Heat Pump with Remote Outdoor Unit-Air-Source) | HH836E2S11 | ASPEN |  | C(A,C,D,E)48A3K+TDR | Z9ES080C20SMPS1 | 31400 | 18 | 8.1 | 31800 | 24200 | 76.1% | 2 | 0 | 10.5 |  |  |  |  | R-454B | 2.6167 | Residential & Commercial | USHP | Ducted CEE Tier 1
216054929 | Central HP <5.4 tons | LUXAIRE | HRCU-A-CB (Split System: Heat Pump with Remote Outdoor Unit-Air-Source) | HH824E2S11 | ASPEN |  | D(A,C,E)36A4K+TDR | TPLC080B12MP13 | 22600 | 17 | 8.5 | 22600 | 17700 | 78.32% | 2 | 0 | 12 |  |  |  |  | R-454B | 1.8833 | Residential & Commercial | USHP | Ducted CEE Tier 1
216054931 | Central HP <5.4 tons | LUXAIRE | HRCU-A-CB (Split System: Heat Pump with Remote Outdoor Unit-Air-Source) | HH824E2S11 | ASPEN |  | C(A,C,D,E)24D2K+TDR | Z8ES040A12SMPS1 | 19500 | 17 | 9.5 | 22800 | 18100 | 79.39% | 2 | 0 | 11 |  |  |  |  | R-454B | 1.625 | Residential & Commercial | USHP | Ducted CEE Tier 1
216054974 | Central HP <5.4 tons | LUXAIRE | HRCU-A-CB (Split System: Heat Pump with Remote Outdoor Unit-Air-Source) | HH824E2S11 | ASPEN |  | D(A,C,E)24B3K+TDR | Z9ES040A10SMPS1 | 20600 | 17.5 | 8.1 | 22800 | 17800 | 78.07% | 2 | 0 | 11 |  |  |  |  | R-454B | 1.7167 | Residential & Commercial | USHP | Ducted CEE Tier 1
216054981 | Central HP <5.4 tons | LUXAIRE | HRCU-A-CB (Split System: Heat Pump with Remote Outdoor Unit-Air-Source) | HH824E2S11 | ASPEN |  | D(A,C,E)24B4K+TDR | Z9ES060A10SMPS1 | 21000 | 17.5 | 8.5 | 23000 | 17600 | 76.52% | 2 | 0 | 11.7 |  |  |  |  | R-454B | 1.75 | Residential & Commercial | USHP | Ducted CEE Tier 1
214389406 | Central HP <5.4 tons | BRYANT HEATING AND COOLING SYSTEMS | HRCU-A-CB (Split System: Heat Pump with Remote Outdoor Unit-Air-Source) | 284ANV036*0**B* |  |  | CNPV*4221AL*+UI | 88*TB36045C17*** | 32800 | 18 | 9 | 38000 | 26800 | 70.53% | 1.94 | 0 | 11 |  |  |  |  | R-410A | 2.7333 | Residential & Commercial | USHP | Ducted CEE Tier 1
216055397 | Central HP <5.4 tons | LUXAIRE | HRCU-A-CB (Split System: Heat Pump with Remote Outdoor Unit-Air-Source) | HH860E2S11 | ASPEN |  | C(A,C,D,E)48A3K+TDR | Z8ES120C16SMPS1 | 40000 | 17.5 | 8.1 | 43000 | 33000 | 76.74% | 2 | 0 | 11.5 |  |  |  |  | R-454B | 3.3333 | Residential & Commercial | USHP | Ducted CEE Tier 1
213204458 | Central HP <5.4 tons | TEMPSTAR | HRCU-A-CB (Split System: Heat Pump with Remote Outdoor Unit-Air-Source) | DLCURAH24ABK | ASPEN |  | D(A,C,E)30C44+TDR | *80ES(N,L)0901714A* | 23800 | 17 | 8.5 | 25800 | 26000 | 100.8% | 2.76 | 0 | 10.4 |  |  |  |  | R-410A | 1.9833 | Residential & Commercial | USHP | Ducted CEE Tier 1
213204805 | Central HP <5.4 tons | TEMPSTAR | HRCU-A-CB (Split System: Heat Pump with Remote Outdoor Unit-Air-Source) | DLCURAH24ABK | ASPEN |  | D(A,C,E)30C44+TDR | *80ES(N,L)0902120A* | 23800 | 17 | 8.5 | 25800 | 20000 | 77.52% | 2.98 | 0 | 10.4 |  |  |  |  | R-410A | 1.9833 | Residential & Commercial | USHP | Ducted CEE Tier 1
213204872 | Central HP <5.4 tons | TEMPSTAR | HRCU-A-CB (Split System: Heat Pump with Remote Outdoor Unit-Air-Source) | DLCURAH24ABK | ASPEN |  | D(A,C,E)24B44+TDR | *92ESN0801716A* | 23400 | 17.4 | 8.5 | 25600 | 20000 | 78.12% | 3 | 0 | 10.3 |  |  |  |  | R-410A | 1.95 | Residential & Commercial | USHP | Ducted CEE Tier 1
213204070 | Central HP <5.4 tons | TEMPSTAR | HRCU-A-CB (Split System: Heat Pump with Remote Outdoor Unit-Air-Source) | DLCURAH24AAK | ASPEN |  | D(A,C,E)36B34+TDR | *80ES(N,L)0701716A* | 23800 | 15.5 | 8.5 | 26200 | 28600 | 109.2% | 2.63 | 0 | 9 |  |  |  |  | R-410A | 1.9833 | Residential & Commercial | USHP
213204157 | Central HP <5.4 tons | TEMPSTAR | HRCU-A-CB (Split System: Heat Pump with Remote Outdoor Unit-Air-Source) | DLCURAH24AAK | ASPEN |  | D(A,C,E)24B44+TDR | *92ESN0601714A* | 23800 | 16 | 8.1 | 25400 | 28200 | 111% | 2.69 | 0 | 9.5 |  |  |  |  | R-410A | 1.9833 | Residential & Commercial | USHP
215439665 | Central HP <5.4 tons | DAIKIN | HRCU-A-CB (Split System: Heat Pump with Remote Outdoor Unit-Air-Source) | DH6VSA1810A* |  |  | CHPEA2422*3A* | D*80SC0604BUA* | 17000 | 19 | 8.8 | 16800 | 13000 | 77.38% | 2.1 | 0 | 12 |  |  |  |  | R-32 | 1.4167 | Residential & Commercial | USHP | Ducted CEE Tier 1
215679915 | Central HP <5.4 tons | HEIL | HRCU-A-CB (Split System: Heat Pump with Remote Outdoor Unit-Air-Source) | H5H0V36*K*AAA* |  |  | ESH5X48M12A*+WALLCON | *97CTN1002122A* | 34200 | 16.5 | 8.5 | 35400 | 25200 | 71.19% | 1.9 | 0 | 9.5 |  |  |  |  | R-454B | 2.85 | Residential & Commercial | USHP
216766792 | Central HP <5.4 tons | TRANE | HRCU-A-CB (Split System: Heat Pump with Remote Outdoor Unit-Air-Source) | 5TWX7024A1 |  |  | 5PX*B004AS3 | S9X2B040U3PSB | 23200 | 16.5 | 8.7 | 21800 | 17200 | 78.9% | 2.01 | 0 | 12 |  |  |  |  | R-454B | 1.9333 | Residential & Commercial | USHP | Ducted CEE Tier 1
215677058 | Central HP <5.4 tons | COMFORTMAKER | HRCU-A-CB (Split System: Heat Pump with Remote Outdoor Unit-Air-Source) | C5H0V60*K*AAA* |  |  | EVM5X60M21A*+WALLCON | *97CMN0802120B* | 56500 | 18 | 9 | 64000 | 45000 | 70.31% | 2.06 | 0 | 9 |  |  |  |  | R-454B | 4.7083 | Residential & Commercial | USHP
215439640 | Central HP <5.4 tons | DAIKIN | HRCU-A-CB (Split System: Heat Pump with Remote Outdoor Unit-Air-Source) | DH6VSA1810A* |  |  | CA*EA3022*3A* | D*96TC0603BNA* | 17000 | 19 | 8.8 | 16800 | 13000 | 77.38% | 2.1 | 0 | 12 |  |  |  |  | R-32 | 1.4167 | Residential & Commercial | USHP | Ducted CEE Tier 1
216733053 | Central HP <5.4 tons | BRYANT HEATING AND COOLING SYSTEMS | HRCU-A-CB (Split System: Heat Pump with Remote Outdoor Unit-Air-Source) | 37MUHAQ24AA3 |  |  | CAA**2417AM* | 926TC36040V17*** | 22000 | 15.5 | 8.5 | 21200 | 19300 | 91.04% | 1.98 | 0 | 10 |  |  |  |  | R-454B | 1.8333 | Residential & Commercial | USHP | Ducted CEE Tier 1
216054760 | Central HP <5.4 tons | LUXAIRE | HRCU-A-CB (Split System: Heat Pump with Remote Outdoor Unit-Air-Source) | HH824E2S11 | ASPEN |  | D(A,C,E)36A3K+TDR | LP9C080B12MP13 | 22200 | 17 | 9 | 22600 | 18300 | 80.97% | 2 | 0 | 12 |  |  |  |  | R-454B | 1.85 | Residential & Commercial | USHP | Ducted CEE Tier 1
215850260 | Central HP <5.4 tons | COLEMAN | HRCU-A-CB (Split System: Heat Pump with Remote Outdoor Unit-Air-Source) | HH836E2S11 | ASPEN |  | C(A,C,D,E)36B3K+TDR | CPLC080C16MP13 | 31000 | 17.5 | 8.1 | 31200 | 25400 | 81.41% | 2 | 0 | 10.5 |  |  |  |  | R-454B | 2.5833 | Residential & Commercial | USHP | Ducted CEE Tier 1
215850294 | Central HP <5.4 tons | COLEMAN | HRCU-A-CB (Split System: Heat Pump with Remote Outdoor Unit-Air-Source) | HH836E2S11 | ASPEN |  | C(A,C,D,E)48A3K+TDR | TL9E100C20UH11 | 31400 | 17 | 8.5 | 31400 | 25400 | 80.89% | 2 | 0 | 10.5 |  |  |  |  | R-454B | 2.6167 | Residential & Commercial | USHP | Ducted CEE Tier 1
215850562 | Central HP <5.4 tons | COLEMAN | HRCU-A-CB (Split System: Heat Pump with Remote Outdoor Unit-Air-Source) | HH836E2S11 | ASPEN |  | C(A,C,D,E)48A3K+TDR | TPLC100C16MP13 | 31200 | 18 | 8.1 | 31200 | 25400 | 81.41% | 2 | 0 | 10.5 |  |  |  |  | R-454B | 2.6 | Residential & Commercial | USHP | Ducted CEE Tier 1
216732948 | Central HP <5.4 tons | BRYANT HEATING AND COOLING SYSTEMS | HRCU-A-CB (Split System: Heat Pump with Remote Outdoor Unit-Air-Source) | 37MUHAQ24AA3 |  |  | CAA**2417AM* | 926SB30040V14*** | 21800 | 15.5 | 8.5 | 21200 | 19200 | 90.57% | 1.96 | 0 | 10 |  |  |  |  | R-454B | 1.8167 | Residential & Commercial | USHP | Ducted CEE Tier 1
215850774 | Central HP <5.4 tons | COLEMAN | HRCU-A-CB (Split System: Heat Pump with Remote Outdoor Unit-Air-Source) | HH860E2S11 | ASPEN |  | C(A,C,D,E)60A3K+TDR | TM8E120C16MP11 | 41000 | 18 | 8.5 | 45000 | 34200 | 76% | 2 | 0 | 10.5 |  |  |  |  | R-454B | 3.4167 | Residential & Commercial | USHP | Ducted CEE Tier 1
215850958 | Central HP <5.4 tons | COLEMAN | HRCU-A-CB (Split System: Heat Pump with Remote Outdoor Unit-Air-Source) | HH860E2S11 | ASPEN |  | C(A,C,D,E)60B3K+TDR | TM9V100C20MP12 | 41000 | 18 | 8.5 | 44500 | 33800 | 75.96% | 2 | 0 | 10.5 |  |  |  |  | R-454B | 3.4167 | Residential & Commercial | USHP | Ducted CEE Tier 1
213204112 | Central HP <5.4 tons | TEMPSTAR | HRCU-A-CB (Split System: Heat Pump with Remote Outdoor Unit-Air-Source) | DLCURAH24AAK | ASPEN |  | D(A,C,E)30B34+TDR | *80ES(N,L)1102120A* | 23800 | 15.5 | 8.5 | 26200 | 27600 | 105.3% | 2.7 | 0 | 9.5 |  |  |  |  | R-410A | 1.9833 | Residential & Commercial | USHP
213204164 | Central HP <5.4 tons | TEMPSTAR | HRCU-A-CB (Split System: Heat Pump with Remote Outdoor Unit-Air-Source) | DLCURAH24AAK | ASPEN |  | D(A,C,E)36B34+TDR | *92ESN0601714A* | 23800 | 16 | 8.1 | 25400 | 28000 | 110.2% | 2.59 | 0 | 9 |  |  |  |  | R-410A | 1.9833 | Residential & Commercial | USHP
213204180 | Central HP <5.4 tons | TEMPSTAR | HRCU-A-CB (Split System: Heat Pump with Remote Outdoor Unit-Air-Source) | DLCURAH24AAK | ASPEN |  | D(A,C,E)24B44+TDR | *92ESN0802120A* | 23800 | 16 | 8.5 | 26000 | 28000 | 107.7% | 2.62 | 0 | 9 |  |  |  |  | R-410A | 1.9833 | Residential & Commercial | USHP
213204199 | Central HP <5.4 tons | TEMPSTAR | HRCU-A-CB (Split System: Heat Pump with Remote Outdoor Unit-Air-Source) | DLCURAH24AAK | ASPEN |  | D(A,C,E)36B34+TDR | *92ESN1002120A* | 23800 | 16 | 8.5 | 26000 | 27800 | 106.9% | 2.6 | 0 | 9 |  |  |  |  | R-410A | 1.9833 | Residential & Commercial | USHP
213204279 | Central HP <5.4 tons | TEMPSTAR | HRCU-A-CB (Split System: Heat Pump with Remote Outdoor Unit-Air-Source) | DLCURAH24AAK | ASPEN |  | D(A,C,E)30C44+TDR | *95ESN0802120A* | 23800 | 15.5 | 8.5 | 26000 | 26000 | 100% | 2.73 | 0 | 9.5 |  |  |  |  | R-410A | 1.9833 | Residential & Commercial | USHP
213204366 | Central HP <5.4 tons | TEMPSTAR | HRCU-A-CB (Split System: Heat Pump with Remote Outdoor Unit-Air-Source) | DLCURAH24AAK | ASPEN |  | D(A,C,E)36B34+TDR | *96VTN1002120A* | 23800 | 16 | 8.1 | 25000 | 26200 | 104.8% | 2.75 | 0 | 9.5 |  |  |  |  | R-410A | 1.9833 | Residential & Commercial | USHP
214093051 | Central HP <5.4 tons | LUXAIRE | HRCU-A-CB (Split System: Heat Pump with Remote Outdoor Unit-Air-Source) | HMH72B341 | ASPEN |  | D(A,C,E)36A36+TDR | TM9V040A10MP12 | 31000 | 16.9 | 8.1 | 32400 | 44000 | 135.8% | 3.04 | 0 | 9.3 |  |  |  |  | R-410A | 2.5833 | Residential & Commercial | USHP
212159483 | Central HP <5.4 tons | ARMSTRONG AIR | HRCU-A-CB (Split System: Heat Pump with Remote Outdoor Unit-Air-Source) | 4SHP22LX124P-**A | ADP |  | H,A,DE32936 | A80UH1E045A12 | 23200 | 20 | 8.45 | 21200 | 14900 | 70.28% | 1.84 | 0 | 13 |  |  |  |  | R-410A | 1.9333 | Residential & Commercial | USHP | Ducted CEE Tier 1
212159684 | Central HP <5.4 tons | ARMSTRONG AIR | HRCU-A-CB (Split System: Heat Pump with Remote Outdoor Unit-Air-Source) | 4SHP22LX124P-**A | ADP |  | PL36H175P159 | A80UH2E045A12 | 23600 | 21 | 8.5 | 21400 | 15000 | 70.09% | 1.9 | 0 | 13.5 |  |  |  |  | R-410A | 1.9667 | Residential & Commercial | USHP | Ducted CEE Tier 1
212160119 | Central HP <5.4 tons | ARMSTRONG AIR | HRCU-A-CB (Split System: Heat Pump with Remote Outdoor Unit-Air-Source) | 4SHP22LX124P-**A | ADP |  | PL36H210P299 | A96US2V070B12 | 23800 | 21 | 8.5 | 22000 | 15400 | 70% | 1.92 | 0 | 13.5 |  |  |  |  | R-410A | 1.9833 | Residential & Commercial | USHP | Ducted CEE Tier 1
212160169 | Central HP <5.4 tons | ARMSTRONG AIR | HRCU-A-CB (Split System: Heat Pump with Remote Outdoor Unit-Air-Source) | 4SHP22LX124P-**A | ADP |  | H,A,DE34936 | A97US2V040B12X | 23800 | 21 | 8.5 | 22000 | 15400 | 70% | 1.92 | 0 | 13.5 |  |  |  |  | R-410A | 1.9833 | Residential & Commercial | USHP | Ducted CEE Tier 1
212160186 | Central HP <5.4 tons | ARMSTRONG AIR | HRCU-A-CB (Split System: Heat Pump with Remote Outdoor Unit-Air-Source) | 4SHP22LX124P-**A | ADP |  | PL36H175P149 | A97US2V060B12X | 23800 | 20 | 8.5 | 22000 | 15400 | 70% | 1.9 | 0 | 13.5 |  |  |  |  | R-410A | 1.9833 | Residential & Commercial | USHP | Ducted CEE Tier 1
215849898 | Central HP <5.4 tons | COLEMAN | HRCU-A-CB (Split System: Heat Pump with Remote Outdoor Unit-Air-Source) | HH824E2S11 | ASPEN |  | C(A,C,D,E)24A3K+TDR | TM8Y080B12MP11 | 21600 | 17 | 8.1 | 22600 | 18300 | 80.97% | 2 | 0 | 12 |  |  |  |  | R-454B | 1.8 | Residential & Commercial | USHP | Ducted CEE Tier 1
215849932 | Central HP <5.4 tons | COLEMAN | HRCU-A-CB (Split System: Heat Pump with Remote Outdoor Unit-Air-Source) | HH824E2S11 | ASPEN |  | D(A,C,E)36A3K+TDR | TM9E040A10MP12 | 20800 | 16.5 | 8.5 | 22800 | 18100 | 79.39% | 2 | 0 | 10.5 |  |  |  |  | R-454B | 1.7333 | Residential & Commercial | USHP | Ducted CEE Tier 1
215849999 | Central HP <5.4 tons | COLEMAN | HRCU-A-CB (Split System: Heat Pump with Remote Outdoor Unit-Air-Source) | HH824E2S11 | ASPEN |  | C(A,C,D,E)24C3K+TDR | TM9V080B12MP12 | 22200 | 17 | 8.5 | 22800 | 18300 | 80.26% | 2 | 0 | 12 |  |  |  |  | R-454B | 1.85 | Residential & Commercial | USHP | Ducted CEE Tier 1
215850149 | Central HP <5.4 tons | COLEMAN | HRCU-A-CB (Split System: Heat Pump with Remote Outdoor Unit-Air-Source) | HH824E2S11 | ASPEN |  | C(A,C,D,E)24C3K+TDR | Z8ES060A12SMPS1 | 20800 | 17.5 | 9 | 22600 | 17300 | 76.55% | 2 | 0 | 11 |  |  |  |  | R-454B | 1.7333 | Residential & Commercial | USHP | Ducted CEE Tier 1
215850198 | Central HP <5.4 tons | COLEMAN | HRCU-A-CB (Split System: Heat Pump with Remote Outdoor Unit-Air-Source) | HH824E2S11 | ASPEN |  | C(A,C,D,E)24A3K+TDR | Z9ES060B12SMPS1 | 21600 | 17 | 8.1 | 22400 | 18600 | 83.04% | 2 | 0 | 11.7 |  |  |  |  | R-454B | 1.8 | Residential & Commercial | USHP | Ducted CEE Tier 1
214336716 | Central HP <5.4 tons | RHEEM | HRCU-A-CB (Split System: Heat Pump with Remote Outdoor Unit-Air-Source) | RD17AZ48AJ3N | ASPEN |  | D(A,C,E)60C44+TDR | R801V1005A21UHN | 45500 | 16 | 8.1 | 45500 | 33800 | 74.29% | 3.17 | 0 | 10 |  |  |  |  | R-410A | 3.7917 | Residential & Commercial | USHP | Ducted CEE Tier 1
216055412 | Central HP <5.4 tons | LUXAIRE | HRCU-A-CB (Split System: Heat Pump with Remote Outdoor Unit-Air-Source) | HH860E2S11 | ASPEN |  | C(A,C,D,E)48A3K+TDR | Z9ES100C16SMPS1 | 41000 | 17.5 | 8.1 | 46500 | 34200 | 73.55% | 2 | 0 | 10.5 |  |  |  |  | R-454B | 3.4167 | Residential & Commercial | USHP | Ducted CEE Tier 1
215850615 | Central HP <5.4 tons | COLEMAN | HRCU-A-CB (Split System: Heat Pump with Remote Outdoor Unit-Air-Source) | HH860E2S11 | ASPEN |  | C(A,C,D,E)60A3K+TDR | CP9C080C16MP13 | 40500 | 17 | 8.5 | 44000 | 33600 | 76.36% | 2 | 0 | 10.5 |  |  |  |  | R-454B | 3.375 | Residential & Commercial | USHP | Ducted CEE Tier 1
214389279 | Central HP <5.4 tons | BRYANT HEATING AND COOLING SYSTEMS | HRCU-A-CB (Split System: Heat Pump with Remote Outdoor Unit-Air-Source) | 284ANV036*0**B* |  |  | CNPV*4821AL*+UI | 88*TB36045C17*** | 33200 | 18.5 | 9 | 37000 | 26200 | 70.81% | 2 | 0 | 11.7 |  |  |  |  | R-410A | 2.7667 | Residential & Commercial | USHP | Ducted CEE Tier 1
216733334 | Central HP <5.4 tons | BRYANT HEATING AND COOLING SYSTEMS | HRCU-A-CB (Split System: Heat Pump with Remote Outdoor Unit-Air-Source) | 37MUHAQ24AA3 |  |  | CAA**2517AM* | 82*TB48090V17*** | 23200 | 16.5 | 8.5 | 20800 | 18500 | 88.94% | 1.96 | 0 | 11 |  |  |  |  | R-454B | 1.9333 | Residential & Commercial | USHP | Ducted CEE Tier 1
216733469 | Central HP <5.4 tons | BRYANT HEATING AND COOLING SYSTEMS | HRCU-A-CB (Split System: Heat Pump with Remote Outdoor Unit-Air-Source) | 37MUHAQ24AA3 |  |  | CAA**2517AM* | 926SB30040V14*** | 22800 | 15.5 | 8.5 | 20800 | 18500 | 88.94% | 1.96 | 0 | 11 |  |  |  |  | R-454B | 1.9 | Residential & Commercial | USHP | Ducted CEE Tier 1
215679505 | Central HP <5.4 tons | HEIL | HRCU-A-CB (Split System: Heat Pump with Remote Outdoor Unit-Air-Source) | H5H0V36*K*AAA* |  |  | EA*5X48M21A*+WALLCON | *80CSU0601716B* | 33800 | 18 | 9 | 35000 | 25000 | 71.43% | 1.9 | 0 | 9.5 |  |  |  |  | R-454B | 2.8167 | Residential & Commercial | USHP
214802916 | Central HP <5.4 tons | RHEEM | HRCU-A-CB (Split System: Heat Pump with Remote Outdoor Unit-Air-Source) | RP15AZ48AJ2N | ASPEN |  | D(A,C,E)48B44+TDR | R801V1005A21DZ | 44000 | 15.4 | 8.1 | 45500 | 33600 | 73.85% | 3.01 | 0 | 10 |  |  |  |  | R-410A | 3.6667 | Residential & Commercial | USHP | Ducted CEE Tier 1
214573153 | Central HP <5.4 tons | COMFORTMAKER | HRCU-A-CB (Split System: Heat Pump with Remote Outdoor Unit-Air-Source) | CVH837GKA** |  |  | EHD4X42AAL+WALLCON | *95CSU1002122B* | 32600 | 17 | 8.5 | 32800 | 24800 | 75.61% | 1.96 | 0 | 11 |  |  |  |  | R-410A | 2.7167 | Residential & Commercial | USHP | Ducted CEE Tier 1
212976668 | Central HP <5.4 tons | COMFORTMAKER | HRCU-A-CB (Split System: Heat Pump with Remote Outdoor Unit-Air-Source) | DLCURAH24ABK |  |  | EA*4X36L21A* | *96VTN1002120B* | 23600 | 17.5 | 8.5 | 26200 | 23800 | 90.84% | 1.98 | 0 | 10 |  |  |  |  | R-410A | 1.9667 | Residential & Commercial | USHP | Ducted CEE Tier 1
214093082 | Central HP <5.4 tons | LUXAIRE | HRCU-A-CB (Split System: Heat Pump with Remote Outdoor Unit-Air-Source) | HMH72B341 | ASPEN |  | D(A,C,E)42A46+TDR | TM9Y100C16MP11 | 32800 | 18 | 8.1 | 32400 | 45000 | 138.9% | 3.09 | 0 | 10 |  |  |  |  | R-410A | 2.7333 | Residential & Commercial | USHP | Ducted CEE Tier 1
214093085 | Central HP <5.4 tons | LUXAIRE | HRCU-A-CB (Split System: Heat Pump with Remote Outdoor Unit-Air-Source) | HMH72B341 | ASPEN |  | D(A,C,E)42A46+TDR | TM9Y100C20MP11 | 32400 | 15.5 | 8.1 | 32400 | 44500 | 137.3% | 3.05 | 0 | 9.5 |  |  |  |  | R-410A | 2.7 | Residential & Commercial | USHP
214093101 | Central HP <5.4 tons | LUXAIRE | HRCU-A-CB (Split System: Heat Pump with Remote Outdoor Unit-Air-Source) | HMH72B341 | ASPEN |  | D(A,C,E)48B36+TDR | TMLE080C16MP11 | 33000 | 18 | 8.2 | 32400 | 45000 | 138.9% | 3.11 | 0 | 10 |  |  |  |  | R-410A | 2.75 | Residential & Commercial | USHP | Ducted CEE Tier 1
214093118 | Central HP <5.4 tons | LUXAIRE | HRCU-A-CB (Split System: Heat Pump with Remote Outdoor Unit-Air-Source) | HMH72B341 | ASPEN |  | D(A,C,E)42A46+TDR | TMLV120C20MP12 | 31800 | 16.5 | 8.5 | 32400 | 44000 | 135.8% | 3.14 | 0 | 8.9 |  |  |  |  | R-410A | 2.65 | Residential & Commercial | USHP
215439656 | Central HP <5.4 tons | DAIKIN | HRCU-A-CB (Split System: Heat Pump with Remote Outdoor Unit-Air-Source) | DH6VSA1810A* |  |  | CA*EA3022*3A* | D*80TC0603B*A* | 17000 | 19 | 8.8 | 16800 | 13000 | 77.38% | 2.1 | 0 | 12 |  |  |  |  | R-32 | 1.4167 | Residential & Commercial | USHP | Ducted CEE Tier 1
215439673 | Central HP <5.4 tons | DAIKIN | HRCU-A-CB (Split System: Heat Pump with Remote Outdoor Unit-Air-Source) | DH6VSA1810A* |  |  | CHPEA2422*3A* | D*97MC0603BNA* | 17000 | 19 | 8.8 | 16800 | 13000 | 77.38% | 2.1 | 0 | 12 |  |  |  |  | R-32 | 1.4167 | Residential & Commercial | USHP | Ducted CEE Tier 1
216054837 | Central HP <5.4 tons | LUXAIRE | HRCU-A-CB (Split System: Heat Pump with Remote Outdoor Unit-Air-Source) | HH824E2S11 | ASPEN |  | D(A,C,E)24B4K+TDR | TM9E060A10MP12 | 21000 | 17 | 9 | 23000 | 18100 | 78.7% | 2 | 0 | 10.5 |  |  |  |  | R-454B | 1.75 | Residential & Commercial | USHP | Ducted CEE Tier 1
215849834 | Central HP <5.4 tons | COLEMAN | HRCU-A-CB (Split System: Heat Pump with Remote Outdoor Unit-Air-Source) | HH824E2S11 | ASPEN |  | D(A,C,E)36A3K+TDR | TM8E040A12MP11 | 20800 | 16.5 | 8.5 | 22400 | 17200 | 76.79% | 2 | 0 | 11.7 |  |  |  |  | R-454B | 1.7333 | Residential & Commercial | USHP | Ducted CEE Tier 1
215849852 | Central HP <5.4 tons | COLEMAN | HRCU-A-CB (Split System: Heat Pump with Remote Outdoor Unit-Air-Source) | HH824E2S11 | ASPEN |  | C(A,C,D,E)24C3K+TDR | TM8E080B12MP11 | 22200 | 17 | 8.5 | 22800 | 18000 | 78.95% | 2 | 0 | 12 |  |  |  |  | R-454B | 1.85 | Residential & Commercial | USHP | Ducted CEE Tier 1
215849870 | Central HP <5.4 tons | COLEMAN | HRCU-A-CB (Split System: Heat Pump with Remote Outdoor Unit-Air-Source) | HH824E2S11 | ASPEN |  | D(A,C,E)36A3K+TDR | TM8E100B12MP11 | 22400 | 17 | 8.1 | 22600 | 18000 | 79.65% | 2 | 0 | 12 |  |  |  |  | R-454B | 1.8667 | Residential & Commercial | USHP | Ducted CEE Tier 1
215849886 | Central HP <5.4 tons | COLEMAN | HRCU-A-CB (Split System: Heat Pump with Remote Outdoor Unit-Air-Source) | HH824E2S11 | ASPEN |  | C(A,C,D,E)24A3K+TDR | TM8Y060A12MP11 | 20000 | 17.5 | 8.5 | 22600 | 18400 | 81.42% | 2 | 0 | 9.8 |  |  |  |  | R-454B | 1.6667 | Residential & Commercial | USHP
216766084 | Central HP <5.4 tons | TRANE | HRCU-A-CB (Split System: Heat Pump with Remote Outdoor Unit-Air-Source) | 5TWR7036A1 |  |  | 5PX*BD04AS3 | S9V2B040D3VSB | 32600 | 16 | 8.2 | 33600 | 24600 | 73.21% | 1.98 | 0 | 11.7 |  |  |  |  | R-454B | 2.7167 | Residential & Commercial | USHP | Ducted CEE Tier 1
213753627 | Central HP <5.4 tons | CARRIER | HRCU-A-CB (Split System: Heat Pump with Remote Outdoor Unit-Air-Source) | 38MURAQ30AB3* | ASPEN |  | D(A,C,E)36B34+TDR | 59TP6C100V21**22 | 29600 | 15.2 | 8.1 | 34200 | 24200 | 70.76% | 2.65 | 0 | 9 |  |  |  |  | R-410A | 2.4667 | Residential & Commercial | USHP
213821462 | Central HP <5.4 tons | TEMPSTAR | HRCU-A-CB (Split System: Heat Pump with Remote Outdoor Unit-Air-Source) | DLCURAH30ABK | ASPEN |  | D(A,C,E)30D44+TDR | *92MSN0801716A* | 29200 | 15.5 | 8.1 | 33200 | 24000 | 72.29% | 2.79 | 0 | 8.9 |  |  |  |  | R-410A | 2.4333 | Residential & Commercial | USHP
213821464 | Central HP <5.4 tons | TEMPSTAR | HRCU-A-CB (Split System: Heat Pump with Remote Outdoor Unit-Air-Source) | DLCURAH30ABK | ASPEN |  | D(A,C,E)36C34+TDR | *92MSN0801716A* | 28800 | 15.4 | 8.1 | 33200 | 24000 | 72.29% | 2.79 | 0 | 8.8 |  |  |  |  | R-410A | 2.4 | Residential & Commercial | USHP
215849984 | Central HP <5.4 tons | COLEMAN | HRCU-A-CB (Split System: Heat Pump with Remote Outdoor Unit-Air-Source) | HH824E2S11 | ASPEN |  | C(A,C,D,E)24A3K+TDR | TM9V060B12MP12 | 21600 | 17 | 8.1 | 22600 | 18000 | 79.65% | 2 | 0 | 12 |  |  |  |  | R-454B | 1.8 | Residential & Commercial | USHP | Ducted CEE Tier 1
215850029 | Central HP <5.4 tons | COLEMAN | HRCU-A-CB (Split System: Heat Pump with Remote Outdoor Unit-Air-Source) | HH824E2S11 | ASPEN |  | D(A,C,E)36A3K+TDR | TM9Y060B12MP11 | 22200 | 17 | 8.1 | 22600 | 18400 | 81.42% | 2 | 0 | 11.7 |  |  |  |  | R-454B | 1.85 | Residential & Commercial | USHP | Ducted CEE Tier 1
215850061 | Central HP <5.4 tons | COLEMAN | HRCU-A-CB (Split System: Heat Pump with Remote Outdoor Unit-Air-Source) | HH824E2S11 | ASPEN |  | C(A,C,D,E)24C3K+TDR | TMLE060A12MP11 | 20600 | 17.5 | 9 | 23000 | 17900 | 77.83% | 2 | 0 | 11.2 |  |  |  |  | R-454B | 1.7167 | Residential & Commercial | USHP | Ducted CEE Tier 1
215850086 | Central HP <5.4 tons | COLEMAN | HRCU-A-CB (Split System: Heat Pump with Remote Outdoor Unit-Air-Source) | HH824E2S11 | ASPEN |  | C(A,C,D,E)24C3K+TDR | TMLE100B12MP11 | 22200 | 17 | 8.5 | 22800 | 18000 | 78.95% | 2 | 0 | 12 |  |  |  |  | R-454B | 1.85 | Residential & Commercial | USHP | Ducted CEE Tier 1
215850104 | Central HP <5.4 tons | COLEMAN | HRCU-A-CB (Split System: Heat Pump with Remote Outdoor Unit-Air-Source) | HH824E2S11 | ASPEN |  | D(A,C,E)36A3K+TDR | TP9C060B12MP13 | 22400 | 17 | 8.1 | 22600 | 18000 | 79.65% | 2 | 0 | 12 |  |  |  |  | R-454B | 1.8667 | Residential & Commercial | USHP | Ducted CEE Tier 1
215850177 | Central HP <5.4 tons | COLEMAN | HRCU-A-CB (Split System: Heat Pump with Remote Outdoor Unit-Air-Source) | HH824E2S11 | ASPEN |  | D(A,C,E)36A3K+TDR | Z8ES100B12SMPS1 | 20600 | 18.8 | 9 | 22600 | 18000 | 79.65% | 2 | 0 | 11.2 |  |  |  |  | R-454B | 1.7167 | Residential & Commercial | USHP | Ducted CEE Tier 1
215851082 | Central HP <5.4 tons | COLEMAN | HRCU-A-CB (Split System: Heat Pump with Remote Outdoor Unit-Air-Source) | HH860E2S11 | ASPEN |  | C(A,C,D,E)60B3K+TDR | TMLE130D20MP11 | 43000 | 17 | 8.5 | 46500 | 35200 | 75.7% | 2 | 0 | 11 |  |  |  |  | R-454B | 3.5833 | Residential & Commercial | USHP | Ducted CEE Tier 1
215851134 | Central HP <5.4 tons | COLEMAN | HRCU-A-CB (Split System: Heat Pump with Remote Outdoor Unit-Air-Source) | HH860E2S11 | ASPEN |  | C(A,C,D,E)48A3K+TDR | TP9C100C16MP13 | 39500 | 16.5 | 8.1 | 43500 | 33200 | 76.32% | 2 | 0 | 11.2 |  |  |  |  | R-454B | 3.2917 | Residential & Commercial | USHP | Ducted CEE Tier 1
215851185 | Central HP <5.4 tons | COLEMAN | HRCU-A-CB (Split System: Heat Pump with Remote Outdoor Unit-Air-Source) | HH860E2S11 | ASPEN |  | C(A,C,D,E)60A3K+TDR | TPLC100C16MP13 | 40500 | 16.5 | 8.1 | 43500 | 33400 | 76.78% | 2 | 0 | 11.5 |  |  |  |  | R-454B | 3.375 | Residential & Commercial | USHP | Ducted CEE Tier 1
215850651 | Central HP <5.4 tons | COLEMAN | HRCU-A-CB (Split System: Heat Pump with Remote Outdoor Unit-Air-Source) | HH860E2S11 | ASPEN |  | D(A,C,E)60B3K+TDR | CP9C120D20MP13 | 41500 | 17.5 | 8.1 | 44500 | 33400 | 75.06% | 2 | 0 | 11.5 |  |  |  |  | R-454B | 3.4583 | Residential & Commercial | USHP | Ducted CEE Tier 1
215850715 | Central HP <5.4 tons | COLEMAN | HRCU-A-CB (Split System: Heat Pump with Remote Outdoor Unit-Air-Source) | HH860E2S11 | ASPEN |  | C(A,C,D,E)60A3K+TDR | TL9E080C16UH11 | 41000 | 18 | 8.5 | 45500 | 34400 | 75.6% | 2 | 0 | 10.5 |  |  |  |  | R-454B | 3.4167 | Residential & Commercial | USHP | Ducted CEE Tier 1
215850733 | Central HP <5.4 tons | COLEMAN | HRCU-A-CB (Split System: Heat Pump with Remote Outdoor Unit-Air-Source) | HH860E2S11 | ASPEN |  | C(A,C,D,E)48A3K+TDR | TM8E080C16MP11 | 40000 | 17.5 | 8.1 | 45000 | 34200 | 76% | 2 | 0 | 10.5 |  |  |  |  | R-454B | 3.3333 | Residential & Commercial | USHP | Ducted CEE Tier 1
216733536 | Central HP <5.4 tons | BRYANT HEATING AND COOLING SYSTEMS | HRCU-A-CB (Split System: Heat Pump with Remote Outdoor Unit-Air-Source) | 37MUHAQ24AA3 |  |  | CAA**2517AM* | 986TD30040C14*** | 22800 | 15.5 | 8.5 | 20800 | 18600 | 89.42% | 1.96 | 0 | 10.5 |  |  |  |  | R-454B | 1.9 | Residential & Commercial | USHP | Ducted CEE Tier 1
216733805 | Central HP <5.4 tons | BRYANT HEATING AND COOLING SYSTEMS | HRCU-A-CB (Split System: Heat Pump with Remote Outdoor Unit-Air-Source) | 37MUHAQ24AA3 |  |  | CAA**3017AM* | 83*CA36040C17*** | 22800 | 17 | 8.5 | 21200 | 19000 | 89.62% | 1.94 | 0 | 11 |  |  |  |  | R-454B | 1.9 | Residential & Commercial | USHP | Ducted CEE Tier 1
214389382 | Central HP <5.4 tons | BRYANT HEATING AND COOLING SYSTEMS | HRCU-A-CB (Split System: Heat Pump with Remote Outdoor Unit-Air-Source) | 284ANV036*0**B* |  |  | CNPV*3621AL*+UI | 88*TB36045C17*** | 32000 | 18 | 9 | 39000 | 27400 | 70.26% | 1.9 | 0 | 11 |  |  |  |  | R-410A | 2.6667 | Residential & Commercial | USHP | Ducted CEE Tier 1
214389400 | Central HP <5.4 tons | BRYANT HEATING AND COOLING SYSTEMS | HRCU-A-CB (Split System: Heat Pump with Remote Outdoor Unit-Air-Source) | 284ANV036*0**B* |  |  | CNPV*3621AL*+UI | 986TD42060C17*** | 32400 | 18 | 9 | 39000 | 27400 | 70.26% | 1.9 | 0 | 11 |  |  |  |  | R-410A | 2.7 | Residential & Commercial | USHP | Ducted CEE Tier 1
215849761 | Central HP <5.4 tons | COLEMAN | HRCU-A-CB (Split System: Heat Pump with Remote Outdoor Unit-Air-Source) | HH824E2S11 | ASPEN |  | C(A,C,D,E)24C3K+TDR | CP9C060B12MP13 | 22200 | 17 | 9 | 22800 | 18000 | 78.95% | 2 | 0 | 12 |  |  |  |  | R-454B | 1.85 | Residential & Commercial | USHP | Ducted CEE Tier 1
215487439 | Central HP <5.4 tons | DAIKIN | HRCU-A-CB (Split System: Heat Pump with Remote Outdoor Unit-Air-Source) | DH7VSA4810A* |  |  | CA*EA6030*3A* | D*80VC0804C*A* | 45500 | 16.5 | 8.8 | 47000 | 33600 | 71.49% | 2 | 0 | 10 |  |  |  |  | R-32 | 3.7917 | Residential & Commercial | USHP | Ducted CEE Tier 1
213821607 | Central HP <5.4 tons | TEMPSTAR | HRCU-A-CB (Split System: Heat Pump with Remote Outdoor Unit-Air-Source) | DLCURAH36ABK | ASPEN |  | D(A,C,E)36B34+TDR | *80VTL0902120B* | 33600 | 16.4 | 8.5 | 37800 | 31800 | 84.13% | 2.72 | 0 | 9.8 |  |  |  |  | R-410A | 2.8 | Residential & Commercial | USHP
213821640 | Central HP <5.4 tons | TEMPSTAR | HRCU-A-CB (Split System: Heat Pump with Remote Outdoor Unit-Air-Source) | DLCURAH36ABK | ASPEN |  | D(A,C,E)36B34+TDR | *96MSN0802120A* | 35200 | 16 | 8.1 | 39000 | 32200 | 82.56% | 2.52 | 0 | 9.5 |  |  |  |  | R-410A | 2.9333 | Residential & Commercial | USHP
213821540 | Central HP <5.4 tons | TEMPSTAR | HRCU-A-CB (Split System: Heat Pump with Remote Outdoor Unit-Air-Source) | DLCURAH30ABK | ASPEN |  | D(A,C,E)30D44+TDR | *96VTN0802120B* | 29400 | 15.2 | 8.1 | 33400 | 23800 | 71.26% | 2.8 | 0 | 8.9 |  |  |  |  | R-410A | 2.45 | Residential & Commercial | USHP
215439634 | Central HP <5.4 tons | DAIKIN | HRCU-A-CB (Split System: Heat Pump with Remote Outdoor Unit-Air-Source) | DH6VSA1810A* |  |  | CA*EA3022*3A* | D*96TC0804CNA* | 17000 | 19 | 8.8 | 16800 | 13000 | 77.38% | 2.1 | 0 | 12 |  |  |  |  | R-32 | 1.4167 | Residential & Commercial | USHP | Ducted CEE Tier 1
215439652 | Central HP <5.4 tons | DAIKIN | HRCU-A-CB (Split System: Heat Pump with Remote Outdoor Unit-Air-Source) | DH6VSA1810A* |  |  | CHPEA2422*3A* | D*80TC0604B*A* | 17000 | 19 | 8.8 | 16800 | 13000 | 77.38% | 2.1 | 0 | 12 |  |  |  |  | R-32 | 1.4167 | Residential & Commercial | USHP | Ducted CEE Tier 1
215439668 | Central HP <5.4 tons | DAIKIN | HRCU-A-CB (Split System: Heat Pump with Remote Outdoor Unit-Air-Source) | DH6VSA1810A* |  |  | CA*EA3022*3A* | D*97MC0804CNA* | 17000 | 19 | 8.8 | 16800 | 13000 | 77.38% | 2.1 | 0 | 12 |  |  |  |  | R-32 | 1.4167 | Residential & Commercial | USHP | Ducted CEE Tier 1
216733514 | Central HP <5.4 tons | BRYANT HEATING AND COOLING SYSTEMS | HRCU-A-CB (Split System: Heat Pump with Remote Outdoor Unit-Air-Source) | 37MUHAQ24AA3 |  |  | CAA**2517AM* | 935SB36040M17*** | 23000 | 16.5 | 8.5 | 20800 | 18500 | 88.94% | 1.96 | 0 | 11 |  |  |  |  | R-454B | 1.9167 | Residential & Commercial | USHP | Ducted CEE Tier 1
212159688 | Central HP <5.4 tons | ARMSTRONG AIR | HRCU-A-CB (Split System: Heat Pump with Remote Outdoor Unit-Air-Source) | 4SHP22LX124P-**A | ADP |  | H,A,DE34936 | A80UH2E045A12 | 23600 | 21 | 8.5 | 21400 | 15000 | 70.09% | 1.9 | 0 | 13.5 |  |  |  |  | R-410A | 1.9667 | Residential & Commercial | USHP | Ducted CEE Tier 1
212160133 | Central HP <5.4 tons | ARMSTRONG AIR | HRCU-A-CB (Split System: Heat Pump with Remote Outdoor Unit-Air-Source) | 4SHP22LX124P-**A | ADP |  | V,A,D36H175D149 | A96US2V070B12 | 23800 | 21 | 8.5 | 22000 | 15400 | 70% | 1.92 | 0 | 13.5 |  |  |  |  | R-410A | 1.9833 | Residential & Commercial | USHP | Ducted CEE Tier 1
213821174 | Central HP <5.4 tons | TEMPSTAR | HRCU-A-CB (Split System: Heat Pump with Remote Outdoor Unit-Air-Source) | DLCURAH24AAK | ASPEN |  | D(A,C,E)36B34+TDR | *96VTN1002122B* | 23800 | 16.5 | 8.5 | 25200 | 22400 | 88.89% | 2.91 | 0 | 9.5 |  |  |  |  | R-410A | 1.9833 | Residential & Commercial | USHP
215850647 | Central HP <5.4 tons | COLEMAN | HRCU-A-CB (Split System: Heat Pump with Remote Outdoor Unit-Air-Source) | HH860E2S11 | ASPEN |  | C(A,C,D,E)60B3K+TDR | CP9C120D20MP13 | 41500 | 17.5 | 8.1 | 44500 | 33400 | 75.06% | 2 | 0 | 11.5 |  |  |  |  | R-454B | 3.4583 | Residential & Commercial | USHP | Ducted CEE Tier 1
213821467 | Central HP <5.4 tons | TEMPSTAR | HRCU-A-CB (Split System: Heat Pump with Remote Outdoor Unit-Air-Source) | DLCURAH30ABK | ASPEN |  | D(A,C,E)30C44+TDR | *92MSN0802120A* | 29000 | 15.5 | 8.5 | 33400 | 23800 | 71.26% | 2.79 | 0 | 8.9 |  |  |  |  | R-410A | 2.4167 | Residential & Commercial | USHP
215850731 | Central HP <5.4 tons | COLEMAN | HRCU-A-CB (Split System: Heat Pump with Remote Outdoor Unit-Air-Source) | HH860E2S11 | ASPEN |  | D(A,C,E)60B3K+TDR | TL9E100C20UH11 | 41500 | 17 | 8.5 | 44000 | 33400 | 75.91% | 2 | 0 | 11.7 |  |  |  |  | R-454B | 3.4583 | Residential & Commercial | USHP | Ducted CEE Tier 1
215850637 | Central HP <5.4 tons | COLEMAN | HRCU-A-CB (Split System: Heat Pump with Remote Outdoor Unit-Air-Source) | HH860E2S11 | ASPEN |  | C(A,C,D,E)60B3K+TDR | CP9C100C20MP13 | 41000 | 18 | 8.5 | 45000 | 33800 | 75.11% | 2 | 0 | 11 |  |  |  |  | R-454B | 3.4167 | Residential & Commercial | USHP | Ducted CEE Tier 1
215850739 | Central HP <5.4 tons | COLEMAN | HRCU-A-CB (Split System: Heat Pump with Remote Outdoor Unit-Air-Source) | HH860E2S11 | ASPEN |  | D(A,C,E)60A3K+TDR | TM8E080C16MP11 | 41000 | 18 | 8.5 | 45000 | 34200 | 76% | 2 | 0 | 10.5 |  |  |  |  | R-454B | 3.4167 | Residential & Commercial | USHP | Ducted CEE Tier 1
215850814 | Central HP <5.4 tons | COLEMAN | HRCU-A-CB (Split System: Heat Pump with Remote Outdoor Unit-Air-Source) | HH860E2S11 | ASPEN |  | C(A,C,D,E)60A3K+TDR | TM8V100C16MP12 | 40500 | 16.5 | 8.1 | 43500 | 33400 | 76.78% | 2 | 0 | 11.2 |  |  |  |  | R-454B | 3.375 | Residential & Commercial | USHP | Ducted CEE Tier 1
215850864 | Central HP <5.4 tons | COLEMAN | HRCU-A-CB (Split System: Heat Pump with Remote Outdoor Unit-Air-Source) | HH860E2S11 | ASPEN |  | C(A,C,D,E)60A3K+TDR | TM8Y100C20MP11 | 41000 | 17.5 | 8.1 | 44500 | 33800 | 75.96% | 2 | 0 | 11.5 |  |  |  |  | R-454B | 3.4167 | Residential & Commercial | USHP | Ducted CEE Tier 1
215850889 | Central HP <5.4 tons | COLEMAN | HRCU-A-CB (Split System: Heat Pump with Remote Outdoor Unit-Air-Source) | HH860E2S11 | ASPEN |  | D(A,C,E)60A3K+TDR | TM9E080C16MP12 | 41000 | 18 | 8.5 | 45000 | 34400 | 76.44% | 2 | 0 | 10.5 |  |  |  |  | R-454B | 3.4167 | Residential & Commercial | USHP | Ducted CEE Tier 1
215850923 | Central HP <5.4 tons | COLEMAN | HRCU-A-CB (Split System: Heat Pump with Remote Outdoor Unit-Air-Source) | HH860E2S11 | ASPEN |  | C(A,C,D,E)48A3K+TDR | TM9E120D20MP12 | 40500 | 16.5 | 8.1 | 46000 | 35000 | 76.09% | 2 | 0 | 10.5 |  |  |  |  | R-454B | 3.375 | Residential & Commercial | USHP | Ducted CEE Tier 1
215851014 | Central HP <5.4 tons | COLEMAN | HRCU-A-CB (Split System: Heat Pump with Remote Outdoor Unit-Air-Source) | HH860E2S11 | ASPEN |  | C(A,C,D,E)48A3K+TDR | TMLE080C16MP11 | 40000 | 17.5 | 8.1 | 45000 | 34200 | 76% | 2 | 0 | 10.5 |  |  |  |  | R-454B | 3.3333 | Residential & Commercial | USHP | Ducted CEE Tier 1
215851146 | Central HP <5.4 tons | COLEMAN | HRCU-A-CB (Split System: Heat Pump with Remote Outdoor Unit-Air-Source) | HH860E2S11 | ASPEN |  | C(A,C,D,E)48A3K+TDR | TP9C100C20MP13 | 40000 | 17.5 | 8.1 | 44500 | 33800 | 75.96% | 2 | 0 | 10.5 |  |  |  |  | R-454B | 3.3333 | Residential & Commercial | USHP | Ducted CEE Tier 1
215851173 | Central HP <5.4 tons | COLEMAN | HRCU-A-CB (Split System: Heat Pump with Remote Outdoor Unit-Air-Source) | HH860E2S11 | ASPEN |  | C(A,C,D,E)60A3K+TDR | TPLC080C16MP13 | 40500 | 16.5 | 8.1 | 43500 | 33400 | 76.78% | 2 | 0 | 11.5 |  |  |  |  | R-454B | 3.375 | Residential & Commercial | USHP | Ducted CEE Tier 1
216055406 | Central HP <5.4 tons | LUXAIRE | HRCU-A-CB (Split System: Heat Pump with Remote Outdoor Unit-Air-Source) | HH860E2S11 | ASPEN |  | C(A,C,D,E)48A3K+TDR | Z9ES080C16SMPS1 | 40500 | 17.5 | 8.1 | 46500 | 33800 | 72.69% | 2 | 0 | 11.2 |  |  |  |  | R-454B | 3.375 | Residential & Commercial | USHP | Ducted CEE Tier 1
216055408 | Central HP <5.4 tons | LUXAIRE | HRCU-A-CB (Split System: Heat Pump with Remote Outdoor Unit-Air-Source) | HH860E2S11 | ASPEN |  | D(A,C,E)60A3K+TDR | Z9ES080C16SMPS1 | 41500 | 17.5 | 8.1 | 46500 | 33800 | 72.69% | 2 | 0 | 11.5 |  |  |  |  | R-454B | 3.4583 | Residential & Commercial | USHP | Ducted CEE Tier 1
215850705 | Central HP <5.4 tons | COLEMAN | HRCU-A-CB (Split System: Heat Pump with Remote Outdoor Unit-Air-Source) | HH860E2S11 | ASPEN |  | C(A,C,D,E)60A3K+TDR | TL8E100C20UH11 | 41500 | 18 | 8.5 | 45000 | 34000 | 75.56% | 2 | 0 | 11.5 |  |  |  |  | R-454B | 3.4583 | Residential & Commercial | USHP | Ducted CEE Tier 1
215850828 | Central HP <5.4 tons | COLEMAN | HRCU-A-CB (Split System: Heat Pump with Remote Outdoor Unit-Air-Source) | HH860E2S11 | ASPEN |  | D(A,C,E)60A3K+TDR | TM8V100C20MP12 | 41000 | 18 | 8.5 | 44500 | 33800 | 75.96% | 2 | 0 | 10.5 |  |  |  |  | R-454B | 3.4167 | Residential & Commercial | USHP | Ducted CEE Tier 1
215851198 | Central HP <5.4 tons | COLEMAN | HRCU-A-CB (Split System: Heat Pump with Remote Outdoor Unit-Air-Source) | HH860E2S11 | ASPEN |  | C(A,C,D,E)48A3K+TDR | TPLC100C20MP13 | 40000 | 17.5 | 8.1 | 44500 | 33800 | 75.96% | 2 | 0 | 10.5 |  |  |  |  | R-454B | 3.3333 | Residential & Commercial | USHP | Ducted CEE Tier 1
216764785 | Central HP <5.4 tons | TRANE | HRCU-A-CB (Split System: Heat Pump with Remote Outdoor Unit-Air-Source) | 5TWR7048A1 |  |  | 5PX*D008AS3 | S8X2C100M5PSC | 43500 | 17.1 | 9 | 45000 | 33000 | 73.33% | 2.2 | 0 | 11.7 |  |  |  |  | R-454B | 3.625 | Residential & Commercial | USHP | Ducted CEE Tier 1
216764801 | Central HP <5.4 tons | TRANE | HRCU-A-CB (Split System: Heat Pump with Remote Outdoor Unit-Air-Source) | 5TWR7048A1 |  |  | 5PX*D010AS3 | S8X2D120M5PSC | 44000 | 17.1 | 9 | 44500 | 32400 | 72.81% | 2.2 | 0 | 12 |  |  |  |  | R-454B | 3.6667 | Residential & Commercial | USHP | Ducted CEE Tier 1
215851004 | Central HP <5.4 tons | COLEMAN | HRCU-A-CB (Split System: Heat Pump with Remote Outdoor Unit-Air-Source) | HH860E2S11 | ASPEN |  | C(A,C,D,E)48A3K+TDR | TM9Y120D20MP11 | 40000 | 17.5 | 8.1 | 43500 | 33400 | 76.78% | 2 | 0 | 11.2 |  |  |  |  | R-454B | 3.3333 | Residential & Commercial | USHP | Ducted CEE Tier 1
215851040 | Central HP <5.4 tons | COLEMAN | HRCU-A-CB (Split System: Heat Pump with Remote Outdoor Unit-Air-Source) | HH860E2S11 | ASPEN |  | D(A,C,E)60A3K+TDR | TMLE100C16MP11 | 41000 | 18 | 8.5 | 45000 | 34200 | 76% | 2 | 0 | 10.5 |  |  |  |  | R-454B | 3.4167 | Residential & Commercial | USHP | Ducted CEE Tier 1
215851065 | Central HP <5.4 tons | COLEMAN | HRCU-A-CB (Split System: Heat Pump with Remote Outdoor Unit-Air-Source) | HH860E2S11 | ASPEN |  | C(A,C,D,E)48A3K+TDR | TMLE120C20MP11 | 41000 | 16.5 | 8.1 | 46000 | 35000 | 76.09% | 2 | 0 | 10.5 |  |  |  |  | R-454B | 3.4167 | Residential & Commercial | USHP | Ducted CEE Tier 1
215439666 | Central HP <5.4 tons | DAIKIN | HRCU-A-CB (Split System: Heat Pump with Remote Outdoor Unit-Air-Source) | DH6VSA1810A* |  |  | CA*EA3022*3A* | D*80SC0604BUA* | 17000 | 19 | 8.8 | 16800 | 13000 | 77.38% | 2.1 | 0 | 12 |  |  |  |  | R-32 | 1.4167 | Residential & Commercial | USHP | Ducted CEE Tier 1
213925634 | Central HP <5.4 tons | LUXAIRE | HRCU-A-CB (Split System: Heat Pump with Remote Outdoor Unit-Air-Source) | HMH72B361 | ASPEN |  | L(E,G)M48D4 | 0 | 35200 | 18 | 8.2 | 36000 | 26400 | 73.33% | 2.82 | 0 | 9 |  |  |  |  | R-410A | 2.9333 | Residential & Commercial | USHP
213205527 | Central HP <5.4 tons | TEMPSTAR | HRCU-A-CB (Split System: Heat Pump with Remote Outdoor Unit-Air-Source) | DLCURAH36ABK | ASPEN |  | D(A,C,E)36B34+TDR | *80ES(N,L)0902116A* | 35200 | 16 | 8.1 | 38500 | 31800 | 82.6% | 2.72 | 0 | 10.5 |  |  |  |  | R-410A | 2.9333 | Residential & Commercial | USHP | Ducted CEE Tier 1
213205541 | Central HP <5.4 tons | TEMPSTAR | HRCU-A-CB (Split System: Heat Pump with Remote Outdoor Unit-Air-Source) | DLCURAH36ABK | ASPEN |  | D(A,C,E)36B34+TDR | *80ES(N,L)0902420A* | 35000 | 16.5 | 8.1 | 38500 | 31800 | 82.6% | 2.72 | 0 | 10.5 |  |  |  |  | R-410A | 2.9167 | Residential & Commercial | USHP | Ducted CEE Tier 1
213205560 | Central HP <5.4 tons | TEMPSTAR | HRCU-A-CB (Split System: Heat Pump with Remote Outdoor Unit-Air-Source) | DLCURAH36ABK | ASPEN |  | D(A,C,E)42B34+TDR | *80ES(N,L)1102420A* | 35200 | 16.5 | 8.1 | 38500 | 31800 | 82.6% | 2.72 | 0 | 10.5 |  |  |  |  | R-410A | 2.9333 | Residential & Commercial | USHP | Ducted CEE Tier 1
216699817 | Central HP <5.4 tons | DAIKIN | HRCU-A-CB (Split System: Heat Pump with Remote Outdoor Unit-Air-Source) | DH9VSA241CA* |  |  | CHPEA4830*3A* | D*97MC0804CNA* | 23000 | 18.2 | 9 | 21000 | 21000 | 100% | 2 | 0 | 11.7 |  |  |  |  | R-32 | 1.9167 | Residential & Commercial | USHP | Ducted CEE Tier 1
216699800 | Central HP <5.4 tons | DAIKIN | HRCU-A-CB (Split System: Heat Pump with Remote Outdoor Unit-Air-Source) | DH9VSA241CA* |  |  | CA*EA4830*3A*+MBVK16CP1X00A* | 0 | 23400 | 19.2 | 9.2 | 22000 | 22000 | 100% | 2 | 0 | 11.7 |  |  |  |  | R-32 | 1.95 | Residential & Commercial | USHP | Ducted CEE Tier 1
213771576 | Central HP <5.4 tons | BRYANT HEATING AND COOLING SYSTEMS | HRCU-A-CB (Split System: Heat Pump with Remote Outdoor Unit-Air-Source) | 288BNV025*0**B* |  |  | CAP**4821AL*+UI | 88*TB48090C17*** | 24200 | 17 | 8.1 | 20800 | 16500 | 79.33% | 2.02 | 0 | 11 |  |  |  |  | R-410A | 2.0167 | Residential & Commercial | USHP | Ducted CEE Tier 1
215850663 | Central HP <5.4 tons | COLEMAN | HRCU-A-CB (Split System: Heat Pump with Remote Outdoor Unit-Air-Source) | HH860E2S11 | ASPEN |  | C(A,C,D,E)48A3K+TDR | CPLC100C16MP13 | 39500 | 16.5 | 8.1 | 44000 | 33400 | 75.91% | 2 | 0 | 11.2 |  |  |  |  | R-454B | 3.2917 | Residential & Commercial | USHP | Ducted CEE Tier 1
215850420 | Central HP <5.4 tons | COLEMAN | HRCU-A-CB (Split System: Heat Pump with Remote Outdoor Unit-Air-Source) | HH836E2S11 | ASPEN |  | C(A,C,D,E)36B3K+TDR | TM9E100C16MP12 | 31000 | 18 | 8.5 | 31200 | 25200 | 80.77% | 2 | 0 | 10.5 |  |  |  |  | R-454B | 2.5833 | Residential & Commercial | USHP | Ducted CEE Tier 1
215850445 | Central HP <5.4 tons | COLEMAN | HRCU-A-CB (Split System: Heat Pump with Remote Outdoor Unit-Air-Source) | HH836E2S11 | ASPEN |  | C(A,C,D,E)36B3K+TDR | TM9V080C16MP12 | 30800 | 18 | 8.5 | 31400 | 25400 | 80.89% | 2 | 0 | 10.5 |  |  |  |  | R-454B | 2.5667 | Residential & Commercial | USHP | Ducted CEE Tier 1
215850786 | Central HP <5.4 tons | COLEMAN | HRCU-A-CB (Split System: Heat Pump with Remote Outdoor Unit-Air-Source) | HH860E2S11 | ASPEN |  | C(A,C,D,E)60B3K+TDR | TM8E120C20MP11 | 42500 | 17 | 8.5 | 46500 | 35000 | 75.27% | 2 | 0 | 11 |  |  |  |  | R-454B | 3.5417 | Residential & Commercial | USHP | Ducted CEE Tier 1
215850822 | Central HP <5.4 tons | COLEMAN | HRCU-A-CB (Split System: Heat Pump with Remote Outdoor Unit-Air-Source) | HH860E2S11 | ASPEN |  | C(A,C,D,E)48A3K+TDR | TM8V100C20MP12 | 40000 | 17.5 | 8.1 | 44500 | 33800 | 75.96% | 2 | 0 | 10.5 |  |  |  |  | R-454B | 3.3333 | Residential & Commercial | USHP | Ducted CEE Tier 1
215850836 | Central HP <5.4 tons | COLEMAN | HRCU-A-CB (Split System: Heat Pump with Remote Outdoor Unit-Air-Source) | HH860E2S11 | ASPEN |  | C(A,C,D,E)60B3K+TDR | TM8V120C20MP12 | 41500 | 18 | 8.5 | 44500 | 33800 | 75.96% | 2 | 0 | 10.5 |  |  |  |  | R-454B | 3.4583 | Residential & Commercial | USHP | Ducted CEE Tier 1
215850872 | Central HP <5.4 tons | COLEMAN | HRCU-A-CB (Split System: Heat Pump with Remote Outdoor Unit-Air-Source) | HH860E2S11 | ASPEN |  | C(A,C,D,E)48A3K+TDR | TM8Y120C20MP11 | 40000 | 17.5 | 8.1 | 44500 | 33800 | 75.96% | 2 | 0 | 11.2 |  |  |  |  | R-454B | 3.3333 | Residential & Commercial | USHP | Ducted CEE Tier 1
215850936 | Central HP <5.4 tons | COLEMAN | HRCU-A-CB (Split System: Heat Pump with Remote Outdoor Unit-Air-Source) | HH860E2S11 | ASPEN |  | C(A,C,D,E)60A3K+TDR | TM9V080C16MP12 | 40500 | 17 | 8.5 | 43500 | 33600 | 77.24% | 2 | 0 | 10.5 |  |  |  |  | R-454B | 3.375 | Residential & Commercial | USHP | Ducted CEE Tier 1
215851104 | Central HP <5.4 tons | COLEMAN | HRCU-A-CB (Split System: Heat Pump with Remote Outdoor Unit-Air-Source) | HH860E2S11 | ASPEN |  | C(A,C,D,E)48A3K+TDR | TMLV120C20MP12 | 40000 | 17.5 | 8.1 | 44500 | 33800 | 75.96% | 2 | 0 | 10.5 |  |  |  |  | R-454B | 3.3333 | Residential & Commercial | USHP | Ducted CEE Tier 1
215851249 | Central HP <5.4 tons | COLEMAN | HRCU-A-CB (Split System: Heat Pump with Remote Outdoor Unit-Air-Source) | HH860E2S11 | ASPEN |  | D(A,C,E)60A3K+TDR | Z8ES080C20SMPS1 | 41000 | 18 | 8.5 | 44000 | 33400 | 75.91% | 2 | 0 | 11.7 |  |  |  |  | R-454B | 3.4167 | Residential & Commercial | USHP | Ducted CEE Tier 1
215851329 | Central HP <5.4 tons | COLEMAN | HRCU-A-CB (Split System: Heat Pump with Remote Outdoor Unit-Air-Source) | HH860E2S11 | ASPEN |  | C(A,C,D,E)48A3K+TDR | Z9ES080C20SMPS1 | 40500 | 17.5 | 8.1 | 46000 | 33400 | 72.61% | 2 | 0 | 11.2 |  |  |  |  | R-454B | 3.375 | Residential & Commercial | USHP | Ducted CEE Tier 1
215851347 | Central HP <5.4 tons | COLEMAN | HRCU-A-CB (Split System: Heat Pump with Remote Outdoor Unit-Air-Source) | HH860E2S11 | ASPEN |  | D(A,C,E)60A3K+TDR | Z9ES100C16SMPS1 | 42000 | 18 | 8.5 | 46500 | 34200 | 73.55% | 2 | 0 | 10.5 |  |  |  |  | R-454B | 3.5 | Residential & Commercial | USHP | Ducted CEE Tier 1
215851372 | Central HP <5.4 tons | COLEMAN | HRCU-A-CB (Split System: Heat Pump with Remote Outdoor Unit-Air-Source) | HH860E2S11 | ASPEN |  | D(A,C,E)60A3K+TDR | Z9ES120D20SMPS1 | 43000 | 17.5 | 8.1 | 46500 | 34200 | 73.55% | 2 | 0 | 11.5 |  |  |  |  | R-454B | 3.5833 | Residential & Commercial | USHP | Ducted CEE Tier 1
216733654 | Central HP <5.4 tons | BRYANT HEATING AND COOLING SYSTEMS | HRCU-A-CB (Split System: Heat Pump with Remote Outdoor Unit-Air-Source) | 37MUHAQ24AA3 |  |  | CAA**3014AM* | 8(0,1)*SB36045M14*** | 22200 | 16 | 8.1 | 20800 | 18800 | 90.38% | 1.85 | 0 | 10.5 |  |  |  |  | R-454B | 1.85 | Residential & Commercial | USHP | Ducted CEE Tier 1
216733685 | Central HP <5.4 tons | BRYANT HEATING AND COOLING SYSTEMS | HRCU-A-CB (Split System: Heat Pump with Remote Outdoor Unit-Air-Source) | 37MUHAQ24AA3 |  |  | CAA**3014AM* | 82*SB36070V14*** | 22400 | 16.5 | 8.5 | 20800 | 18800 | 90.38% | 1.96 | 0 | 11 |  |  |  |  | R-454B | 1.8667 | Residential & Commercial | USHP | Ducted CEE Tier 1
215850834 | Central HP <5.4 tons | COLEMAN | HRCU-A-CB (Split System: Heat Pump with Remote Outdoor Unit-Air-Source) | HH860E2S11 | ASPEN |  | C(A,C,D,E)60A3K+TDR | TM8V120C20MP12 | 41000 | 18 | 8.5 | 44500 | 33800 | 75.96% | 2 | 0 | 10.5 |  |  |  |  | R-454B | 3.4167 | Residential & Commercial | USHP | Ducted CEE Tier 1
215850883 | Central HP <5.4 tons | COLEMAN | HRCU-A-CB (Split System: Heat Pump with Remote Outdoor Unit-Air-Source) | HH860E2S11 | ASPEN |  | C(A,C,D,E)48A3K+TDR | TM9E080C16MP12 | 40000 | 17.5 | 8.1 | 45000 | 34400 | 76.44% | 2 | 0 | 10.5 |  |  |  |  | R-454B | 3.3333 | Residential & Commercial | USHP | Ducted CEE Tier 1
216765884 | Central HP <5.4 tons | TRANE | HRCU-A-CB (Split System: Heat Pump with Remote Outdoor Unit-Air-Source) | 5TWR7024A1 |  |  | 5PX*BD04AS3 | S9V2B040D3VSB | 23400 | 17.1 | 8.1 | 22200 | 17200 | 77.48% | 1.84 | 0 | 12.5 |  |  |  |  | R-454B | 1.95 | Residential & Commercial | USHP | Ducted CEE Tier 1
216765934 | Central HP <5.4 tons | TRANE | HRCU-A-CB (Split System: Heat Pump with Remote Outdoor Unit-Air-Source) | 5TWR7024A1 |  |  | 5TXCB004AS3 | S9X2B040D3PSB | 21600 | 15.2 | 8.5 | 21200 | 16800 | 79.25% | 1.93 | 0 | 11.7 |  |  |  |  | R-454B | 1.8 | Residential & Commercial | USHP | Ducted CEE Tier 1
215439674 | Central HP <5.4 tons | DAIKIN | HRCU-A-CB (Split System: Heat Pump with Remote Outdoor Unit-Air-Source) | DH6VSA1810A* |  |  | CA*EA3022*3A* | D*97MC0603BNA* | 17000 | 19 | 8.8 | 16800 | 13000 | 77.38% | 2.1 | 0 | 12 |  |  |  |  | R-32 | 1.4167 | Residential & Commercial | USHP | Ducted CEE Tier 1
215679515 | Central HP <5.4 tons | HEIL | HRCU-A-CB (Split System: Heat Pump with Remote Outdoor Unit-Air-Source) | H5H0V36*K*AAA* |  |  | EA*5X48M21A*+WALLCON | *97CTN0601716A* | 33400 | 17.5 | 9 | 35200 | 25400 | 72.16% | 1.88 | 0 | 9.5 |  |  |  |  | R-454B | 2.7833 | Residential & Commercial | USHP
215851318 | Central HP <5.4 tons | COLEMAN | HRCU-A-CB (Split System: Heat Pump with Remote Outdoor Unit-Air-Source) | HH860E2S11 | ASPEN |  | C(A,C,D,E)48A3K+TDR | Z9ES080C16SMPS1 | 40500 | 17.5 | 8.1 | 46500 | 33800 | 72.69% | 2 | 0 | 11.2 |  |  |  |  | R-454B | 3.375 | Residential & Commercial | USHP | Ducted CEE Tier 1
207699009 | Central HP <5.4 tons | MDV | HRCU-A-CB (Split System: Heat Pump with Remote Outdoor Unit-Air-Source) | MOD30U-30HFN1-MR0(X) |  |  | MVC-30HWFN1-M | 0 | 30000 | 16.2 | 8.9 | 33000 | 24000 | 72.73% | 1.8 | 11 | 10 |  |  |  |  | R-410A | 2.5 | Residential & Commercial | USHP | Ducted CEE Tier 1
214606338 | Central HP <5.4 tons | LUXAIRE | HRCU-A-CB (Split System: Heat Pump with Remote Outdoor Unit-Air-Source) | THF2B36T21 | ASPEN |  | AE(D,N,U)+CM48C3G+TDR | 0 | 34200 | 15.5 | 8.1 | 33800 | 25000 | 73.96% | 3.16 | 0 | 12.1 |  |  |  |  | R-410A | 2.85 | Residential & Commercial | USHP | Ducted CEE Tier 1
215850921 | Central HP <5.4 tons | COLEMAN | HRCU-A-CB (Split System: Heat Pump with Remote Outdoor Unit-Air-Source) | HH860E2S11 | ASPEN |  | D(A,C,E)60B3K+TDR | TM9E100C20MP12 | 42500 | 17 | 8.5 | 46500 | 35000 | 75.27% | 2 | 0 | 11 |  |  |  |  | R-454B | 3.5417 | Residential & Commercial | USHP | Ducted CEE Tier 1
215850980 | Central HP <5.4 tons | COLEMAN | HRCU-A-CB (Split System: Heat Pump with Remote Outdoor Unit-Air-Source) | HH860E2S11 | ASPEN |  | D(A,C,E)60A3K+TDR | TM9Y080C16MP11 | 40500 | 17 | 8.5 | 44000 | 33800 | 76.82% | 2 | 0 | 10.5 |  |  |  |  | R-454B | 3.375 | Residential & Commercial | USHP | Ducted CEE Tier 1
215851028 | Central HP <5.4 tons | COLEMAN | HRCU-A-CB (Split System: Heat Pump with Remote Outdoor Unit-Air-Source) | HH860E2S11 | ASPEN |  | C(A,C,D,E)60B3K+TDR | TMLE080C20MP11 | 42500 | 17 | 8.5 | 46500 | 35000 | 75.27% | 2 | 0 | 11 |  |  |  |  | R-454B | 3.5417 | Residential & Commercial | USHP | Ducted CEE Tier 1
215851053 | Central HP <5.4 tons | COLEMAN | HRCU-A-CB (Split System: Heat Pump with Remote Outdoor Unit-Air-Source) | HH860E2S11 | ASPEN |  | D(A,C,E)60B3K+TDR | TMLE100C20MP11 | 42500 | 17 | 8.5 | 46500 | 35000 | 75.27% | 2 | 0 | 11 |  |  |  |  | R-454B | 3.5417 | Residential & Commercial | USHP | Ducted CEE Tier 1
215851055 | Central HP <5.4 tons | COLEMAN | HRCU-A-CB (Split System: Heat Pump with Remote Outdoor Unit-Air-Source) | HH860E2S11 | ASPEN |  | C(A,C,D,E)48A3K+TDR | TMLE120C16MP11 | 40000 | 17.5 | 8.1 | 45000 | 34200 | 76% | 2 | 0 | 10.5 |  |  |  |  | R-454B | 3.3333 | Residential & Commercial | USHP | Ducted CEE Tier 1
215851280 | Central HP <5.4 tons | COLEMAN | HRCU-A-CB (Split System: Heat Pump with Remote Outdoor Unit-Air-Source) | HH860E2S11 | ASPEN |  | C(A,C,D,E)48A3K+TDR | Z8ES120C16SMPS1 | 40000 | 17.5 | 8.1 | 43000 | 33000 | 76.74% | 2 | 0 | 11.5 |  |  |  |  | R-454B | 3.3333 | Residential & Commercial | USHP | Ducted CEE Tier 1
215851321 | Central HP <5.4 tons | COLEMAN | HRCU-A-CB (Split System: Heat Pump with Remote Outdoor Unit-Air-Source) | HH860E2S11 | ASPEN |  | C(A,C,D,E)60A3K+TDR | Z9ES080C16SMPS1 | 41500 | 17.5 | 8.1 | 46500 | 33800 | 72.69% | 2 | 0 | 11.5 |  |  |  |  | R-454B | 3.4583 | Residential & Commercial | USHP | Ducted CEE Tier 1
215850249 | Central HP <5.4 tons | COLEMAN | HRCU-A-CB (Split System: Heat Pump with Remote Outdoor Unit-Air-Source) | HH836E2S11 | ASPEN |  | C(A,C,D,E)36B3K+TDR | CP9C100C20MP13 | 31600 | 17.5 | 8.1 | 32400 | 26000 | 80.25% | 2 | 0 | 9.8 |  |  |  |  | R-454B | 2.6333 | Residential & Commercial | USHP
215850267 | Central HP <5.4 tons | COLEMAN | HRCU-A-CB (Split System: Heat Pump with Remote Outdoor Unit-Air-Source) | HH836E2S11 | ASPEN |  | C(A,C,D,E)36B3K+TDR | CPLC100C16MP13 | 31000 | 17.5 | 8.1 | 31200 | 25400 | 81.41% | 2 | 0 | 10.5 |  |  |  |  | R-454B | 2.5833 | Residential & Commercial | USHP | Ducted CEE Tier 1
215850297 | Central HP <5.4 tons | COLEMAN | HRCU-A-CB (Split System: Heat Pump with Remote Outdoor Unit-Air-Source) | HH836E2S11 | ASPEN |  | C(A,C,D,E)36B3K+TDR | TM8E080B12MP11 | 30800 | 18 | 8.5 | 31400 | 25400 | 80.89% | 2 | 0 | 10.5 |  |  |  |  | R-454B | 2.5667 | Residential & Commercial | USHP | Ducted CEE Tier 1
215850364 | Central HP <5.4 tons | COLEMAN | HRCU-A-CB (Split System: Heat Pump with Remote Outdoor Unit-Air-Source) | HH836E2S11 | ASPEN |  | C(A,C,D,E)36B3K+TDR | TM8Y080B12MP11 | 30600 | 18 | 8.5 | 30800 | 25200 | 81.82% | 2 | 0 | 10.5 |  |  |  |  | R-454B | 2.55 | Residential & Commercial | USHP | Ducted CEE Tier 1
215487454 | Central HP <5.4 tons | DAIKIN | HRCU-A-CB (Split System: Heat Pump with Remote Outdoor Unit-Air-Source) | DH7VSA4810A* |  |  | CHPEA4830*3A* | D*96VC1205DNA* | 45500 | 16.5 | 8.5 | 46000 | 33600 | 73.04% | 2 | 0 | 10 |  |  |  |  | R-32 | 3.7917 | Residential & Commercial | USHP | Ducted CEE Tier 1
214243060 | Central HP <5.4 tons | COMFORTMAKER | HRCU-A-CB (Split System: Heat Pump with Remote Outdoor Unit-Air-Source) | CVH825GKA2* |  |  | EN(A,D,W)4X42L21**+WALLCON | *96CTN0801714B* | 23800 | 16.5 | 8.1 | 21400 | 16700 | 78.04% | 1.96 | 0 | 11 |  |  |  |  | R-410A | 1.9833 | Residential & Commercial | USHP | Ducted CEE Tier 1
213779140 | Central HP <5.4 tons | COMFORTMAKER | HRCU-A-CB (Split System: Heat Pump with Remote Outdoor Unit-Air-Source) | CVH837GKA** |  |  | EA*4X42L21A*+WALLCON | *97CMN1002122B* | 31800 | 17 | 8.1 | 33000 | 24400 | 73.94% | 1.88 | 0 | 11 |  |  |  |  | R-410A | 2.65 | Residential & Commercial | USHP | Ducted CEE Tier 1
213779390 | Central HP <5.4 tons | COMFORTMAKER | HRCU-A-CB (Split System: Heat Pump with Remote Outdoor Unit-Air-Source) | CVH837GKA** |  |  | EA*4X48L21A*+WALLCON | *80CTL0901716B* | 32400 | 17 | 8.1 | 32600 | 25000 | 76.69% | 1.96 | 0 | 11 |  |  |  |  | R-410A | 2.7 | Residential & Commercial | USHP | Ducted CEE Tier 1
214243160 | Central HP <5.4 tons | COMFORTMAKER | HRCU-A-CB (Split System: Heat Pump with Remote Outdoor Unit-Air-Source) | CVH825GKA2* |  |  | EN(A,D,W)4X48L21**+WALLCON | *97CMN1002122B* | 24200 | 17 | 8.1 | 21200 | 16600 | 78.3% | 2.02 | 0 | 11.5 |  |  |  |  | R-410A | 2.0167 | Residential & Commercial | USHP | Ducted CEE Tier 1
216055387 | Central HP <5.4 tons | LUXAIRE | HRCU-A-CB (Split System: Heat Pump with Remote Outdoor Unit-Air-Source) | HH860E2S11 | ASPEN |  | D(A,C,E)60A3K+TDR | Z8ES080C16SMPS1 | 41500 | 18 | 8.5 | 44000 | 33400 | 75.91% | 2 | 0 | 11.7 |  |  |  |  | R-454B | 3.4583 | Residential & Commercial | USHP | Ducted CEE Tier 1
215850808 | Central HP <5.4 tons | COLEMAN | HRCU-A-CB (Split System: Heat Pump with Remote Outdoor Unit-Air-Source) | HH860E2S11 | ASPEN |  | D(A,C,E)60A3K+TDR | TM8V080C16MP12 | 40500 | 16.5 | 8.1 | 43500 | 33400 | 76.78% | 2 | 0 | 11.2 |  |  |  |  | R-454B | 3.375 | Residential & Commercial | USHP | Ducted CEE Tier 1
215850842 | Central HP <5.4 tons | COLEMAN | HRCU-A-CB (Split System: Heat Pump with Remote Outdoor Unit-Air-Source) | HH860E2S11 | ASPEN |  | C(A,C,D,E)48A3K+TDR | TM8Y080C16MP11 | 40000 | 17.5 | 8.1 | 43500 | 33400 | 76.78% | 2 | 0 | 11.2 |  |  |  |  | R-454B | 3.3333 | Residential & Commercial | USHP | Ducted CEE Tier 1
215850858 | Central HP <5.4 tons | COLEMAN | HRCU-A-CB (Split System: Heat Pump with Remote Outdoor Unit-Air-Source) | HH860E2S11 | ASPEN |  | D(A,C,E)60A3K+TDR | TM8Y100C16MP11 | 41000 | 17 | 8.1 | 43500 | 33400 | 76.78% | 2 | 0 | 11 |  |  |  |  | R-454B | 3.4167 | Residential & Commercial | USHP | Ducted CEE Tier 1
215850976 | Central HP <5.4 tons | COLEMAN | HRCU-A-CB (Split System: Heat Pump with Remote Outdoor Unit-Air-Source) | HH860E2S11 | ASPEN |  | C(A,C,D,E)60A3K+TDR | TM9Y080C16MP11 | 40500 | 17 | 8.5 | 44000 | 33800 | 76.82% | 2 | 0 | 10.5 |  |  |  |  | R-454B | 3.375 | Residential & Commercial | USHP | Ducted CEE Tier 1
215850994 | Central HP <5.4 tons | COLEMAN | HRCU-A-CB (Split System: Heat Pump with Remote Outdoor Unit-Air-Source) | HH860E2S11 | ASPEN |  | C(A,C,D,E)48A3K+TDR | TM9Y100C20MP11 | 40000 | 16.5 | 8.1 | 45500 | 34800 | 76.48% | 2 | 0 | 10.5 |  |  |  |  | R-454B | 3.3333 | Residential & Commercial | USHP | Ducted CEE Tier 1
215851061 | Central HP <5.4 tons | COLEMAN | HRCU-A-CB (Split System: Heat Pump with Remote Outdoor Unit-Air-Source) | HH860E2S11 | ASPEN |  | D(A,C,E)60A3K+TDR | TMLE120C16MP11 | 41000 | 18 | 8.5 | 45000 | 34200 | 76% | 2 | 0 | 10.5 |  |  |  |  | R-454B | 3.4167 | Residential & Commercial | USHP | Ducted CEE Tier 1
215851092 | Central HP <5.4 tons | COLEMAN | HRCU-A-CB (Split System: Heat Pump with Remote Outdoor Unit-Air-Source) | HH860E2S11 | ASPEN |  | C(A,C,D,E)48A3K+TDR | TMLV100C16MP12 | 39500 | 16.5 | 8.1 | 43500 | 33400 | 76.78% | 2 | 0 | 11.2 |  |  |  |  | R-454B | 3.2917 | Residential & Commercial | USHP | Ducted CEE Tier 1
215851141 | Central HP <5.4 tons | COLEMAN | HRCU-A-CB (Split System: Heat Pump with Remote Outdoor Unit-Air-Source) | HH860E2S11 | ASPEN |  | D(A,C,E)60A3K+TDR | TP9C100C16MP13 | 40500 | 17 | 8.5 | 43500 | 33200 | 76.32% | 2 | 0 | 11 |  |  |  |  | R-454B | 3.375 | Residential & Commercial | USHP | Ducted CEE Tier 1
215851192 | Central HP <5.4 tons | COLEMAN | HRCU-A-CB (Split System: Heat Pump with Remote Outdoor Unit-Air-Source) | HH860E2S11 | ASPEN |  | D(A,C,E)60A3K+TDR | TPLC100C16MP13 | 40500 | 16.5 | 8.1 | 43500 | 33400 | 76.78% | 2 | 0 | 11.5 |  |  |  |  | R-454B | 3.375 | Residential & Commercial | USHP | Ducted CEE Tier 1
215850782 | Central HP <5.4 tons | COLEMAN | HRCU-A-CB (Split System: Heat Pump with Remote Outdoor Unit-Air-Source) | HH860E2S11 | ASPEN |  | C(A,C,D,E)48A3K+TDR | TM8E120C20MP11 | 41000 | 16.5 | 8.1 | 46000 | 35000 | 76.09% | 2 | 0 | 10.5 |  |  |  |  | R-454B | 3.4167 | Residential & Commercial | USHP | Ducted CEE Tier 1
215850802 | Central HP <5.4 tons | COLEMAN | HRCU-A-CB (Split System: Heat Pump with Remote Outdoor Unit-Air-Source) | HH860E2S11 | ASPEN |  | C(A,C,D,E)48A3K+TDR | TM8V080C16MP12 | 39500 | 16.5 | 8.1 | 43500 | 33400 | 76.78% | 2 | 0 | 11.2 |  |  |  |  | R-454B | 3.2917 | Residential & Commercial | USHP | Ducted CEE Tier 1
215850868 | Central HP <5.4 tons | COLEMAN | HRCU-A-CB (Split System: Heat Pump with Remote Outdoor Unit-Air-Source) | HH860E2S11 | ASPEN |  | D(A,C,E)60A3K+TDR | TM8Y100C20MP11 | 41000 | 17.5 | 8.1 | 44500 | 33800 | 75.96% | 2 | 0 | 11.5 |  |  |  |  | R-454B | 3.4167 | Residential & Commercial | USHP | Ducted CEE Tier 1
215850901 | Central HP <5.4 tons | COLEMAN | HRCU-A-CB (Split System: Heat Pump with Remote Outdoor Unit-Air-Source) | HH860E2S11 | ASPEN |  | D(A,C,E)60B3K+TDR | TM9E080C20MP12 | 43000 | 17 | 8.5 | 46500 | 35000 | 75.27% | 2 | 0 | 11 |  |  |  |  | R-454B | 3.5833 | Residential & Commercial | USHP | Ducted CEE Tier 1
215850917 | Central HP <5.4 tons | COLEMAN | HRCU-A-CB (Split System: Heat Pump with Remote Outdoor Unit-Air-Source) | HH860E2S11 | ASPEN |  | C(A,C,D,E)60B3K+TDR | TM9E100C20MP12 | 42500 | 17 | 8.5 | 46500 | 35000 | 75.27% | 2 | 0 | 11 |  |  |  |  | R-454B | 3.5417 | Residential & Commercial | USHP | Ducted CEE Tier 1
215850932 | Central HP <5.4 tons | COLEMAN | HRCU-A-CB (Split System: Heat Pump with Remote Outdoor Unit-Air-Source) | HH860E2S11 | ASPEN |  | D(A,C,E)60B3K+TDR | TM9E120D20MP12 | 42000 | 17 | 8.5 | 46500 | 35000 | 75.27% | 2 | 0 | 11 |  |  |  |  | R-454B | 3.5 | Residential & Commercial | USHP | Ducted CEE Tier 1
215850984 | Central HP <5.4 tons | COLEMAN | HRCU-A-CB (Split System: Heat Pump with Remote Outdoor Unit-Air-Source) | HH860E2S11 | ASPEN |  | C(A,C,D,E)48A3K+TDR | TM9Y100C16MP11 | 39500 | 16.5 | 8.1 | 44000 | 33800 | 76.82% | 2 | 0 | 10.5 |  |  |  |  | R-454B | 3.2917 | Residential & Commercial | USHP | Ducted CEE Tier 1
215851099 | Central HP <5.4 tons | COLEMAN | HRCU-A-CB (Split System: Heat Pump with Remote Outdoor Unit-Air-Source) | HH860E2S11 | ASPEN |  | D(A,C,E)60A3K+TDR | TMLV100C16MP12 | 40500 | 16.5 | 8.1 | 43500 | 33400 | 76.78% | 2 | 0 | 11.2 |  |  |  |  | R-454B | 3.375 | Residential & Commercial | USHP | Ducted CEE Tier 1
215850233 | Central HP <5.4 tons | COLEMAN | HRCU-A-CB (Split System: Heat Pump with Remote Outdoor Unit-Air-Source) | HH836E2S11 | ASPEN |  | C(A,C,D,E)48A3K+TDR | CP9C080B12MP13 | 30800 | 18 | 8.5 | 30800 | 25200 | 81.82% | 2 | 0 | 11 |  |  |  |  | R-454B | 2.5667 | Residential & Commercial | USHP | Ducted CEE Tier 1
215850282 | Central HP <5.4 tons | COLEMAN | HRCU-A-CB (Split System: Heat Pump with Remote Outdoor Unit-Air-Source) | HH836E2S11 | ASPEN |  | C(A,C,D,E)48A3K+TDR | TL8E100C20UH11 | 31200 | 17 | 8.1 | 30800 | 25000 | 81.17% | 2 | 0 | 11.2 |  |  |  |  | R-454B | 2.6 | Residential & Commercial | USHP | Ducted CEE Tier 1
215850300 | Central HP <5.4 tons | COLEMAN | HRCU-A-CB (Split System: Heat Pump with Remote Outdoor Unit-Air-Source) | HH836E2S11 | ASPEN |  | C(A,C,D,E)48A3K+TDR | TM8E080B12MP11 | 31000 | 18 | 8.1 | 31400 | 25400 | 80.89% | 2 | 0 | 10.5 |  |  |  |  | R-454B | 2.5833 | Residential & Commercial | USHP | Ducted CEE Tier 1
215850315 | Central HP <5.4 tons | COLEMAN | HRCU-A-CB (Split System: Heat Pump with Remote Outdoor Unit-Air-Source) | HH836E2S11 | ASPEN |  | C(A,C,D,E)36B3K+TDR | TM8E100B12MP11 | 30800 | 18 | 8.5 | 31200 | 25400 | 81.41% | 2 | 0 | 10.5 |  |  |  |  | R-454B | 2.5667 | Residential & Commercial | USHP | Ducted CEE Tier 1
215850514 | Central HP <5.4 tons | COLEMAN | HRCU-A-CB (Split System: Heat Pump with Remote Outdoor Unit-Air-Source) | HH836E2S11 | ASPEN |  | C(A,C,D,E)48A3K+TDR | TMLE100C16MP11 | 31400 | 18 | 8.1 | 31200 | 25200 | 80.77% | 2 | 0 | 10.5 |  |  |  |  | R-454B | 2.6167 | Residential & Commercial | USHP | Ducted CEE Tier 1
216766744 | Central HP <5.4 tons | TRANE | HRCU-A-CB (Split System: Heat Pump with Remote Outdoor Unit-Air-Source) | 5TWR7060A1 |  |  | 5TXCD008AS3 | S8V2D120M5PDB | 51000 | 15.2 | 8.7 | 51500 | 39000 | 75.73% | 2.19 | 0 | 11.2 |  |  |  |  | R-454B | 4.25 | Residential & Commercial | USHP | Ducted CEE Tier 1
216766760 | Central HP <5.4 tons | TRANE | HRCU-A-CB (Split System: Heat Pump with Remote Outdoor Unit-Air-Source) | 5TWR7060A1 |  |  | 5TXCD010AS3+P0V0C000M50SD | 0 | 52500 | 16 | 9 | 51000 | 38500 | 75.49% | 2.24 | 0 | 11.5 |  |  |  |  | R-454B | 4.375 | Residential & Commercial | USHP | Ducted CEE Tier 1
214573967 | Central HP <5.4 tons | TEMPSTAR | HRCU-A-CB (Split System: Heat Pump with Remote Outdoor Unit-Air-Source) | TVH837GKA2* |  |  | EA*4X48L21A*+WALLCON | *96CTN0802120B* | 32400 | 17.5 | 8.5 | 32400 | 24800 | 76.54% | 2 | 0 | 11.5 |  |  |  |  | R-410A | 2.7 | Residential & Commercial | USHP | Ducted CEE Tier 1
216055320 | Central HP <5.4 tons | LUXAIRE | HRCU-A-CB (Split System: Heat Pump with Remote Outdoor Unit-Air-Source) | HH860E2S11 | ASPEN |  | C(A,C,D,E)60A3K+TDR | TM9V120D20MP12 | 41000 | 17.5 | 8.1 | 44000 | 33400 | 75.91% | 2 | 0 | 11.5 |  |  |  |  | R-454B | 3.4167 | Residential & Commercial | USHP | Ducted CEE Tier 1
215683667 | Central HP <5.4 tons | CARRIER | HRCU-A-CB (Split System: Heat Pump with Remote Outdoor Unit-Air-Source) | 27VNA024A*030* |  |  | CAA**3717AM*+UI | 58CU*A060C17**16 | 23800 | 17 | 9 | 23400 | 16500 | 70.51% | 2 | 0 | 10 |  |  |  |  | R-454B | 1.9833 | Residential & Commercial | USHP | Ducted CEE Tier 1
215439653 | Central HP <5.4 tons | DAIKIN | HRCU-A-CB (Split System: Heat Pump with Remote Outdoor Unit-Air-Source) | DH6VSA1810A* |  |  | CA*EA3022*3A* | D*80TC0604B*A* | 17000 | 19 | 8.8 | 16800 | 13000 | 77.38% | 2.1 | 0 | 12 |  |  |  |  | R-32 | 1.4167 | Residential & Commercial | USHP | Ducted CEE Tier 1
215850454 | Central HP <5.4 tons | COLEMAN | HRCU-A-CB (Split System: Heat Pump with Remote Outdoor Unit-Air-Source) | HH836E2S11 | ASPEN |  | C(A,C,D,E)48A3K+TDR | TM9V100C16MP12 | 31200 | 18 | 8.1 | 31000 | 25200 | 81.29% | 2 | 0 | 10.5 |  |  |  |  | R-454B | 2.6 | Residential & Commercial | USHP | Ducted CEE Tier 1
212400414 | Central HP <5.4 tons | COLEMAN | HRCU-A-CB (Split System: Heat Pump with Remote Outdoor Unit-Air-Source) | HMH72B361 | ASPEN |  | C(A,C,D,E)36C44+JMET12BS2N1+TDR | 0 | 34000 | 18 | 8.1 | 36000 | 25400 | 70.56% | 2.64 | 0 | 8.5 |  |  |  |  | R-410A | 2.8333 | Residential & Commercial | USHP
215850211 | Central HP <5.4 tons | COLEMAN | HRCU-A-CB (Split System: Heat Pump with Remote Outdoor Unit-Air-Source) | HH824E2S11 | ASPEN |  | C(A,C,D,E)24A3K+TDR | Z9ES080B12SMPS1 | 21600 | 17 | 8.1 | 22600 | 18100 | 80.09% | 2 | 0 | 12 |  |  |  |  | R-454B | 1.8 | Residential & Commercial | USHP | Ducted CEE Tier 1
216764817 | Central HP <5.4 tons | TRANE | HRCU-A-CB (Split System: Heat Pump with Remote Outdoor Unit-Air-Source) | 5TWR7048A1 |  |  | 5PX*DD10AS3 | S8X1C080M5PTC | 43000 | 17.1 | 9 | 44500 | 32600 | 73.26% | 2.1 | 0 | 11.7 |  |  |  |  | R-454B | 3.5833 | Residential & Commercial | USHP | Ducted CEE Tier 1
216764833 | Central HP <5.4 tons | TRANE | HRCU-A-CB (Split System: Heat Pump with Remote Outdoor Unit-Air-Source) | 5TWR7048A1 |  |  | 5TXCD010AS3 | S8X2C080M5PSC | 44000 | 17.1 | 9 | 44000 | 32200 | 73.18% | 2.2 | 0 | 12 |  |  |  |  | R-454B | 3.6667 | Residential & Commercial | USHP | Ducted CEE Tier 1
214802739 | Central HP <5.4 tons | RHEEM | HRCU-A-CB (Split System: Heat Pump with Remote Outdoor Unit-Air-Source) | RP15AZ24AJ2N | ASPEN |  | D(A,C,E)24B34+TDR | R801V1004A17UHS | 22400 | 16 | 8.3 | 23000 | 16300 | 70.87% | 3.03 | 0 | 11.9 |  |  |  |  | R-410A | 1.8667 | Residential & Commercial | USHP | Ducted CEE Tier 1
216764919 | Central HP <5.4 tons | TRANE | HRCU-A-CB (Split System: Heat Pump with Remote Outdoor Unit-Air-Source) | 5TWX7024A1 |  |  | 5TXCB004AS3 | S8X2B080M4PTC | 22600 | 17.5 | 8.7 | 21600 | 17000 | 78.7% | 1.9 | 0 | 12 |  |  |  |  | R-454B | 1.8833 | Residential & Commercial | USHP | Ducted CEE Tier 1
215850838 | Central HP <5.4 tons | COLEMAN | HRCU-A-CB (Split System: Heat Pump with Remote Outdoor Unit-Air-Source) | HH860E2S11 | ASPEN |  | D(A,C,E)60A3K+TDR | TM8V120C20MP12 | 41000 | 18 | 8.5 | 44500 | 33800 | 75.96% | 2 | 0 | 10.5 |  |  |  |  | R-454B | 3.4167 | Residential & Commercial | USHP | Ducted CEE Tier 1
215850956 | Central HP <5.4 tons | COLEMAN | HRCU-A-CB (Split System: Heat Pump with Remote Outdoor Unit-Air-Source) | HH860E2S11 | ASPEN |  | C(A,C,D,E)60A3K+TDR | TM9V100C20MP12 | 41000 | 18 | 8.5 | 44500 | 33800 | 75.96% | 2 | 0 | 10.5 |  |  |  |  | R-454B | 3.4167 | Residential & Commercial | USHP | Ducted CEE Tier 1
215850970 | Central HP <5.4 tons | COLEMAN | HRCU-A-CB (Split System: Heat Pump with Remote Outdoor Unit-Air-Source) | HH860E2S11 | ASPEN |  | D(A,C,E)60A3K+TDR | TM9V120D20MP12 | 41000 | 17.5 | 8.1 | 44000 | 33400 | 75.91% | 2 | 0 | 11.5 |  |  |  |  | R-454B | 3.4167 | Residential & Commercial | USHP | Ducted CEE Tier 1
215851006 | Central HP <5.4 tons | COLEMAN | HRCU-A-CB (Split System: Heat Pump with Remote Outdoor Unit-Air-Source) | HH860E2S11 | ASPEN |  | C(A,C,D,E)60A3K+TDR | TM9Y120D20MP11 | 41000 | 17.5 | 8.1 | 43500 | 33400 | 76.78% | 2 | 0 | 11.5 |  |  |  |  | R-454B | 3.4167 | Residential & Commercial | USHP | Ducted CEE Tier 1
215851122 | Central HP <5.4 tons | COLEMAN | HRCU-A-CB (Split System: Heat Pump with Remote Outdoor Unit-Air-Source) | HH860E2S11 | ASPEN |  | C(A,C,D,E)60A3K+TDR | TP9C080C16MP13 | 40500 | 17 | 8.5 | 43500 | 33600 | 77.24% | 2 | 0 | 10.5 |  |  |  |  | R-454B | 3.375 | Residential & Commercial | USHP | Ducted CEE Tier 1
215683883 | Central HP <5.4 tons | CARRIER | HRCU-A-CB (Split System: Heat Pump with Remote Outdoor Unit-Air-Source) | 27VNA036A*030* |  |  | CAA**3717AM*+UI | 59MN7C080C17**14 | 33800 | 17.5 | 9 | 35800 | 25600 | 71.51% | 1.86 | 0 | 9.5 |  |  |  |  | R-454B | 2.8167 | Residential & Commercial | USHP
215683917 | Central HP <5.4 tons | CARRIER | HRCU-A-CB (Split System: Heat Pump with Remote Outdoor Unit-Air-Source) | 27VNA036A*030* |  |  | CAA**3721AM*+UI | 59MN7C060C21**20 | 34200 | 17.5 | 9 | 35400 | 25400 | 71.75% | 1.88 | 0 | 9.5 |  |  |  |  | R-454B | 2.85 | Residential & Commercial | USHP
215684017 | Central HP <5.4 tons | CARRIER | HRCU-A-CB (Split System: Heat Pump with Remote Outdoor Unit-Air-Source) | 27VNA036A*030* |  |  | CSAH*3612AM*+UI | 58TN*B070C17**16 | 33600 | 16.5 | 8.5 | 35800 | 25600 | 71.51% | 1.78 | 0 | 9 |  |  |  |  | R-454B | 2.8 | Residential & Commercial | USHP
212986132 | Central HP <5.4 tons | COMFORTMAKER | HRCU-A-CB (Split System: Heat Pump with Remote Outdoor Unit-Air-Source) | DLCURAH24ABK |  |  | EA*4X24L14A* | *96MSN0401410A* | 23200 | 16 | 8.5 | 27000 | 26600 | 98.52% | 2.22 | 0 | 9.5 |  |  |  |  | R-410A | 1.9333 | Residential & Commercial | USHP
212986216 | Central HP <5.4 tons | COMFORTMAKER | HRCU-A-CB (Split System: Heat Pump with Remote Outdoor Unit-Air-Source) | DLCURAH24ABK |  |  | EN(A,D)4X24L14** | *96MSN0401410A* | 23200 | 16 | 8.5 | 27000 | 25200 | 93.33% | 2.1 | 0 | 10 |  |  |  |  | R-410A | 1.9333 | Residential & Commercial | USHP | Ducted CEE Tier 1
214242860 | Central HP <5.4 tons | COMFORTMAKER | HRCU-A-CB (Split System: Heat Pump with Remote Outdoor Unit-Air-Source) | CVH825GKA2* |  |  | END4X42L17**+WALLCON | *80CTL0451712B* | 23800 | 16 | 8.1 | 21400 | 16700 | 78.04% | 1.96 | 0 | 11 |  |  |  |  | R-410A | 1.9833 | Residential & Commercial | USHP | Ducted CEE Tier 1
214242960 | Central HP <5.4 tons | COMFORTMAKER | HRCU-A-CB (Split System: Heat Pump with Remote Outdoor Unit-Air-Source) | CVH825GKA2* |  |  | EN(A,D,W)4X42L21**+WALLCON | *80CTL0451712B* | 23600 | 16 | 8.1 | 21600 | 16800 | 77.78% | 1.94 | 0 | 10.5 |  |  |  |  | R-410A | 1.9667 | Residential & Commercial | USHP | Ducted CEE Tier 1
216737345 | Central HP <5.4 tons | COMFORTMAKER | HRCU-A-CB (Split System: Heat Pump with Remote Outdoor Unit-Air-Source) | D5CUHAH24AAK |  |  | ESH5X30M12A* | *80VTL0701716B* | 22400 | 15.5 | 8.1 | 21000 | 18800 | 89.52% | 1.85 | 0 | 10.5 |  |  |  |  | R-454B | 1.8667 | Residential & Commercial | USHP | Ducted CEE Tier 1
216054753 | Central HP <5.4 tons | LUXAIRE | HRCU-A-CB (Split System: Heat Pump with Remote Outdoor Unit-Air-Source) | HH824E2S11 | ASPEN |  | D(A,C,E)24B4K+TDR | LP9C060B12MP13 | 22600 | 17 | 9 | 22800 | 18000 | 78.95% | 2 | 0 | 12 |  |  |  |  | R-454B | 1.8833 | Residential & Commercial | USHP | Ducted CEE Tier 1
216054787 | Central HP <5.4 tons | LUXAIRE | HRCU-A-CB (Split System: Heat Pump with Remote Outdoor Unit-Air-Source) | HH824E2S11 | ASPEN |  | C(A,C,D,E)24D2K+TDR | TM8E060A12MP11 | 19500 | 17 | 9 | 23000 | 17900 | 77.83% | 2 | 0 | 11 |  |  |  |  | R-454B | 1.625 | Residential & Commercial | USHP | Ducted CEE Tier 1
216054839 | Central HP <5.4 tons | LUXAIRE | HRCU-A-CB (Split System: Heat Pump with Remote Outdoor Unit-Air-Source) | HH824E2S11 | ASPEN |  | D(A,C,E)36A4K+TDR | TM9E060A10MP12 | 21000 | 17 | 9 | 22800 | 18100 | 79.39% | 2 | 0 | 10.5 |  |  |  |  | R-454B | 1.75 | Residential & Commercial | USHP | Ducted CEE Tier 1
216054855 | Central HP <5.4 tons | LUXAIRE | HRCU-A-CB (Split System: Heat Pump with Remote Outdoor Unit-Air-Source) | HH824E2S11 | ASPEN |  | D(A,C,E)24B4K+TDR | TM9V040A10MP12 | 21000 | 17 | 9 | 23000 | 17500 | 76.09% | 2 | 0 | 10.5 |  |  |  |  | R-454B | 1.75 | Residential & Commercial | USHP | Ducted CEE Tier 1
216054871 | Central HP <5.4 tons | LUXAIRE | HRCU-A-CB (Split System: Heat Pump with Remote Outdoor Unit-Air-Source) | HH824E2S11 | ASPEN |  | C(A,C,D,E)24D2K+TDR | TM9Y040A10MP11 | 19900 | 16 | 8.5 | 22600 | 17300 | 76.55% | 2 | 0 | 10 |  |  |  |  | R-454B | 1.6583 | Residential & Commercial | USHP | Ducted CEE Tier 1
216054873 | Central HP <5.4 tons | LUXAIRE | HRCU-A-CB (Split System: Heat Pump with Remote Outdoor Unit-Air-Source) | HH824E2S11 | ASPEN |  | D(A,C,E)24B4K+TDR | TM9Y040A10MP11 | 21000 | 16.5 | 8.5 | 22600 | 17300 | 76.55% | 2 | 0 | 10.5 |  |  |  |  | R-454B | 1.75 | Residential & Commercial | USHP | Ducted CEE Tier 1
216054962 | Central HP <5.4 tons | LUXAIRE | HRCU-A-CB (Split System: Heat Pump with Remote Outdoor Unit-Air-Source) | HH824E2S11 | ASPEN |  | D(A,C,E)24B3K+TDR | Z8ET080B12LMPS1 | 22000 | 18 | 8.5 | 22600 | 18500 | 81.86% | 2 | 0 | 12 |  |  |  |  | R-454B | 1.8333 | Residential & Commercial | USHP | Ducted CEE Tier 1
215851113 | Central HP <5.4 tons | COLEMAN | HRCU-A-CB (Split System: Heat Pump with Remote Outdoor Unit-Air-Source) | HH860E2S11 | ASPEN |  | D(A,C,E)60A3K+TDR | TMLV120C20MP12 | 41000 | 18 | 8.5 | 44500 | 33800 | 75.96% | 2 | 0 | 10.5 |  |  |  |  | R-454B | 3.4167 | Residential & Commercial | USHP | Ducted CEE Tier 1
216737562 | Central HP <5.4 tons | COMFORTMAKER | HRCU-A-CB (Split System: Heat Pump with Remote Outdoor Unit-Air-Source) | D5CUHAH24AAK |  |  | ESH5X30M12A* | *96MSN0801716A* | 22400 | 15.2 | 8.1 | 21000 | 18900 | 90% | 1.9 | 0 | 10.5 |  |  |  |  | R-454B | 1.8667 | Residential & Commercial | USHP | Ducted CEE Tier 1
216737696 | Central HP <5.4 tons | COMFORTMAKER | HRCU-A-CB (Split System: Heat Pump with Remote Outdoor Unit-Air-Source) | D5CUHAH24AAK |  |  | ESH5X30M12A* | *95MSU0401712A* | 22400 | 15.5 | 8.1 | 21000 | 18900 | 90% | 1.85 | 0 | 10.5 |  |  |  |  | R-454B | 1.8667 | Residential & Commercial | USHP | Ducted CEE Tier 1
216738132 | Central HP <5.4 tons | COMFORTMAKER | HRCU-A-CB (Split System: Heat Pump with Remote Outdoor Unit-Air-Source) | D5CUHAH24AAK |  |  | ESH5X36M12A* | *80MS(N,L)1552420A* | 22800 | 15.5 | 8.1 | 20800 | 18500 | 88.94% | 1.85 | 0 | 10.5 |  |  |  |  | R-454B | 1.9 | Residential & Commercial | USHP | Ducted CEE Tier 1
216738167 | Central HP <5.4 tons | COMFORTMAKER | HRCU-A-CB (Split System: Heat Pump with Remote Outdoor Unit-Air-Source) | D5CUHAH24AAK |  |  | ESH5X36M12A* | *80VSL0901716B* | 22600 | 15.5 | 8.1 | 20600 | 18400 | 89.32% | 1.85 | 0 | 10.5 |  |  |  |  | R-454B | 1.8833 | Residential & Commercial | USHP | Ducted CEE Tier 1
216738718 | Central HP <5.4 tons | COMFORTMAKER | HRCU-A-CB (Split System: Heat Pump with Remote Outdoor Unit-Air-Source) | D5CUHAH24AAK |  |  | ESH5X36M12A* | *95MSU0802120A* | 22600 | 16 | 8.1 | 20800 | 18400 | 88.46% | 1.85 | 0 | 11 |  |  |  |  | R-454B | 1.8833 | Residential & Commercial | USHP | Ducted CEE Tier 1
216738833 | Central HP <5.4 tons | COMFORTMAKER | HRCU-A-CB (Split System: Heat Pump with Remote Outdoor Unit-Air-Source) | D5CUHAH24AAK |  |  | ESH5X36M12A* | *96VTN0601716B* | 22600 | 16 | 8.1 | 20800 | 18500 | 88.94% | 1.85 | 0 | 11 |  |  |  |  | R-454B | 1.8833 | Residential & Commercial | USHP | Ducted CEE Tier 1
216738917 | Central HP <5.4 tons | COMFORTMAKER | HRCU-A-CB (Split System: Heat Pump with Remote Outdoor Unit-Air-Source) | D5CUHAH24AAK |  |  | ESH5X36M12A* | *97VTN0802120A* | 22800 | 16 | 8.1 | 21000 | 18600 | 88.57% | 1.85 | 0 | 11 |  |  |  |  | R-454B | 1.9 | Residential & Commercial | USHP | Ducted CEE Tier 1
216766380 | Central HP <5.4 tons | TRANE | HRCU-A-CB (Split System: Heat Pump with Remote Outdoor Unit-Air-Source) | 5TWR7036A1 |  |  | 5TXCC007AS3 | S9X1C100U5PSB | 33600 | 15.2 | 9 | 32800 | 24200 | 73.78% | 2.19 | 0 | 12 |  |  |  |  | R-454B | 2.8 | Residential & Commercial | USHP | Ducted CEE Tier 1
215683705 | Central HP <5.4 tons | CARRIER | HRCU-A-CB (Split System: Heat Pump with Remote Outdoor Unit-Air-Source) | 27VNA024A*030* |  |  | CAA**3721AM*+UI | 59MN7C060C17**14 | 24000 | 17 | 9 | 23400 | 16400 | 70.09% | 2.02 | 0 | 10.5 |  |  |  |  | R-454B | 2 | Residential & Commercial | USHP | Ducted CEE Tier 1
215851222 | Central HP <5.4 tons | COLEMAN | HRCU-A-CB (Split System: Heat Pump with Remote Outdoor Unit-Air-Source) | HH860E2S11 | ASPEN |  | D(A,C,E)60A3K+TDR | TPLC120C20MP13 | 41000 | 18 | 8.5 | 44500 | 33800 | 75.96% | 2 | 0 | 10.5 |  |  |  |  | R-454B | 3.4167 | Residential & Commercial | USHP | Ducted CEE Tier 1
215851231 | Central HP <5.4 tons | COLEMAN | HRCU-A-CB (Split System: Heat Pump with Remote Outdoor Unit-Air-Source) | HH860E2S11 | ASPEN |  | C(A,C,D,E)60A3K+TDR | Z8ES080C16SMPS1 | 41500 | 18 | 8.5 | 44000 | 33400 | 75.91% | 2 | 0 | 11.7 |  |  |  |  | R-454B | 3.4583 | Residential & Commercial | USHP | Ducted CEE Tier 1
215851274 | Central HP <5.4 tons | COLEMAN | HRCU-A-CB (Split System: Heat Pump with Remote Outdoor Unit-Air-Source) | HH860E2S11 | ASPEN |  | D(A,C,E)60A3K+TDR | Z8ES100C20SMPS1 | 41500 | 18 | 8.5 | 44000 | 33400 | 75.91% | 2 | 0 | 11.7 |  |  |  |  | R-454B | 3.4583 | Residential & Commercial | USHP | Ducted CEE Tier 1
216055273 | Central HP <5.4 tons | LUXAIRE | HRCU-A-CB (Split System: Heat Pump with Remote Outdoor Unit-Air-Source) | HH860E2S11 | ASPEN |  | D(A,C,E)60A3K+TDR | TM8V080C16MP12 | 40500 | 16.5 | 8.1 | 43500 | 33400 | 76.78% | 2 | 0 | 11.2 |  |  |  |  | R-454B | 3.375 | Residential & Commercial | USHP | Ducted CEE Tier 1
216055282 | Central HP <5.4 tons | LUXAIRE | HRCU-A-CB (Split System: Heat Pump with Remote Outdoor Unit-Air-Source) | HH860E2S11 | ASPEN |  | D(A,C,E)60A3K+TDR | TM8V120C20MP12 | 41000 | 18 | 8.5 | 44500 | 33800 | 75.96% | 2 | 0 | 10.5 |  |  |  |  | R-454B | 3.4167 | Residential & Commercial | USHP | Ducted CEE Tier 1
216055307 | Central HP <5.4 tons | LUXAIRE | HRCU-A-CB (Split System: Heat Pump with Remote Outdoor Unit-Air-Source) | HH860E2S11 | ASPEN |  | C(A,C,D,E)48A3K+TDR | TM9E120D20MP12 | 40500 | 16.5 | 8.1 | 46000 | 35000 | 76.09% | 2 | 0 | 10.5 |  |  |  |  | R-454B | 3.375 | Residential & Commercial | USHP | Ducted CEE Tier 1
216055316 | Central HP <5.4 tons | LUXAIRE | HRCU-A-CB (Split System: Heat Pump with Remote Outdoor Unit-Air-Source) | HH860E2S11 | ASPEN |  | C(A,C,D,E)48A3K+TDR | TM9V100C20MP12 | 40000 | 17.5 | 8.1 | 44500 | 33800 | 75.96% | 2 | 0 | 10.5 |  |  |  |  | R-454B | 3.3333 | Residential & Commercial | USHP | Ducted CEE Tier 1
216055332 | Central HP <5.4 tons | LUXAIRE | HRCU-A-CB (Split System: Heat Pump with Remote Outdoor Unit-Air-Source) | HH860E2S11 | ASPEN |  | C(A,C,D,E)60A3K+TDR | TM9Y120D20MP11 | 41000 | 17.5 | 8.1 | 43500 | 33400 | 76.78% | 2 | 0 | 11.5 |  |  |  |  | R-454B | 3.4167 | Residential & Commercial | USHP | Ducted CEE Tier 1
207803596 | Central HP <5.4 tons | MDV | HRCU-A-CB (Split System: Heat Pump with Remote Outdoor Unit-Air-Source) | MOX430-17HFN1-MT0W |  |  | MVC-18HWFN1-MW(GA) | 0 | 18000 | 17.6 | 9.6 | 19000 | 17000 | 89.47% | 2 | 12.5 | 11.7 |  |  |  |  | R-410A | 1.5 | Residential & Commercial | USHP | Ducted CEE Tier 1
216055364 | Central HP <5.4 tons | LUXAIRE | HRCU-A-CB (Split System: Heat Pump with Remote Outdoor Unit-Air-Source) | HH860E2S11 | ASPEN |  | C(A,C,D,E)48A3K+TDR | TP9C100C16MP13 | 39500 | 16.5 | 8.1 | 43500 | 33200 | 76.32% | 2 | 0 | 11.2 |  |  |  |  | R-454B | 3.2917 | Residential & Commercial | USHP | Ducted CEE Tier 1
216055373 | Central HP <5.4 tons | LUXAIRE | HRCU-A-CB (Split System: Heat Pump with Remote Outdoor Unit-Air-Source) | HH860E2S11 | ASPEN |  | C(A,C,D,E)48A3K+TDR | TPLC080C16MP13 | 39500 | 16.5 | 8.1 | 43500 | 33400 | 76.78% | 2 | 0 | 11.2 |  |  |  |  | R-454B | 3.2917 | Residential & Commercial | USHP | Ducted CEE Tier 1
216055375 | Central HP <5.4 tons | LUXAIRE | HRCU-A-CB (Split System: Heat Pump with Remote Outdoor Unit-Air-Source) | HH860E2S11 | ASPEN |  | D(A,C,E)60A3K+TDR | TPLC080C16MP13 | 40500 | 16.5 | 8.1 | 43500 | 33400 | 76.78% | 2 | 0 | 11.5 |  |  |  |  | R-454B | 3.375 | Residential & Commercial | USHP | Ducted CEE Tier 1
215679325 | Central HP <5.4 tons | HEIL | HRCU-A-CB (Split System: Heat Pump with Remote Outdoor Unit-Air-Source) | H5H0V36*K*AAA* |  |  | EA*5X37M21A*+WALLCON | *97CTN0802120A* | 34400 | 18 | 9 | 35400 | 25200 | 71.19% | 1.88 | 0 | 10 |  |  |  |  | R-454B | 2.8667 | Residential & Commercial | USHP | Ducted CEE Tier 1
216733703 | Central HP <5.4 tons | BRYANT HEATING AND COOLING SYSTEMS | HRCU-A-CB (Split System: Heat Pump with Remote Outdoor Unit-Air-Source) | 37MUHAQ24AA3 |  |  | CAA**3014AM* | 82*TB36045V14*** | 22000 | 16 | 8.1 | 20800 | 18700 | 89.9% | 1.85 | 0 | 10.5 |  |  |  |  | R-454B | 1.8333 | Residential & Commercial | USHP | Ducted CEE Tier 1
215850568 | Central HP <5.4 tons | COLEMAN | HRCU-A-CB (Split System: Heat Pump with Remote Outdoor Unit-Air-Source) | HH836E2S11 | ASPEN |  | C(A,C,D,E)36B3K+TDR | Z8ES080C16SMPS1 | 31200 | 18 | 8.5 | 30800 | 25000 | 81.17% | 2 | 0 | 11 |  |  |  |  | R-454B | 2.6 | Residential & Commercial | USHP | Ducted CEE Tier 1
215679475 | Central HP <5.4 tons | HEIL | HRCU-A-CB (Split System: Heat Pump with Remote Outdoor Unit-Air-Source) | H5H0V36*K*AAA* |  |  | EA*5X43M21A*+WALLCON | *97CTN1002122A* | 34600 | 18 | 9 | 35200 | 25000 | 71.02% | 1.9 | 0 | 10 |  |  |  |  | R-454B | 2.8833 | Residential & Commercial | USHP | Ducted CEE Tier 1
215679625 | Central HP <5.4 tons | HEIL | HRCU-A-CB (Split System: Heat Pump with Remote Outdoor Unit-Air-Source) | H5H0V36*K*AAA* |  |  | EA*5X61M21A*+WALLCON | *97CTN0601716A* | 34400 | 17.5 | 9 | 34600 | 25200 | 72.83% | 1.9 | 0 | 9.5 |  |  |  |  | R-454B | 2.8667 | Residential & Commercial | USHP
215679645 | Central HP <5.4 tons | HEIL | HRCU-A-CB (Split System: Heat Pump with Remote Outdoor Unit-Air-Source) | H5H0V36*K*AAA* |  |  | EA*5X61M21A*+WALLCON | *97CTN0802120A* | 34800 | 18 | 9 | 34400 | 24800 | 72.09% | 1.92 | 0 | 10.5 |  |  |  |  | R-454B | 2.9 | Residential & Commercial | USHP | Ducted CEE Tier 1
215679675 | Central HP <5.4 tons | HEIL | HRCU-A-CB (Split System: Heat Pump with Remote Outdoor Unit-Air-Source) | H5H0V36*K*AAA* |  |  | EA*5X61M24A*+WALLCON | *97CTN0802120A* | 34800 | 18 | 9 | 34400 | 24800 | 72.09% | 1.92 | 0 | 10.5 |  |  |  |  | R-454B | 2.9 | Residential & Commercial | USHP | Ducted CEE Tier 1
215679695 | Central HP <5.4 tons | HEIL | HRCU-A-CB (Split System: Heat Pump with Remote Outdoor Unit-Air-Source) | H5H0V36*K*AAA* |  |  | EA*5X61M24A*+WALLCON | *97CTN1202422A* | 35000 | 18.5 | 9 | 34400 | 24800 | 72.09% | 1.92 | 0 | 10.5 |  |  |  |  | R-454B | 2.9167 | Residential & Commercial | USHP | Ducted CEE Tier 1
215439664 | Central HP <5.4 tons | DAIKIN | HRCU-A-CB (Split System: Heat Pump with Remote Outdoor Unit-Air-Source) | DH6VSA1810A* |  |  | CA*EA2418*3A* | D*80SC0805CUA* | 17000 | 19 | 8.8 | 16800 | 13000 | 77.38% | 2.1 | 0 | 12 |  |  |  |  | R-32 | 1.4167 | Residential & Commercial | USHP | Ducted CEE Tier 1
216733994 | Central HP <5.4 tons | BRYANT HEATING AND COOLING SYSTEMS | HRCU-A-CB (Split System: Heat Pump with Remote Outdoor Unit-Air-Source) | 37MUHAQ24AA3 |  |  | CAA**3017AM* | 82*TB48070V17*** | 22400 | 16 | 8.5 | 21000 | 18800 | 89.52% | 1.96 | 0 | 10.5 |  |  |  |  | R-454B | 1.8667 | Residential & Commercial | USHP | Ducted CEE Tier 1
215679745 | Central HP <5.4 tons | HEIL | HRCU-A-CB (Split System: Heat Pump with Remote Outdoor Unit-Air-Source) | H5H0V36*K*AAA* |  |  | ESH5X36M12A*+WALLCON | *97CTN0801716A* | 33400 | 16 | 8.5 | 36000 | 25600 | 71.11% | 1.76 | 0 | 9 |  |  |  |  | R-454B | 2.7833 | Residential & Commercial | USHP
215679995 | Central HP <5.4 tons | HEIL | HRCU-A-CB (Split System: Heat Pump with Remote Outdoor Unit-Air-Source) | H5H0V36*K*AAA* |  |  | ESH5X60M12A*+WALLCON | *97CTN1002122A* | 34600 | 17 | 8.5 | 34600 | 24800 | 71.68% | 1.82 | 0 | 10 |  |  |  |  | R-454B | 2.8833 | Residential & Commercial | USHP | Ducted CEE Tier 1
216055191 | Central HP <5.4 tons | LUXAIRE | HRCU-A-CB (Split System: Heat Pump with Remote Outdoor Unit-Air-Source) | HH836E2S11 | ASPEN |  | C(A,C,D,E)48A3K+TDR | Z8ES100C16SMPS1 | 31600 | 18 | 8.1 | 31400 | 25200 | 80.25% | 2 | 0 | 11.2 |  |  |  |  | R-454B | 2.6333 | Residential & Commercial | USHP | Ducted CEE Tier 1
215831777 | Central HP <5.4 tons | LUXAIRE | HRCU-A-CB (Split System: Heat Pump with Remote Outdoor Unit-Air-Source) | HMH72B341 | ASPEN |  | C(A,C,D,E)42A36+TDR | LP9C100C16MP13 | 31800 | 17.5 | 8.3 | 33800 | 24000 | 71.01% | 2.1 | 0 | 9.9 |  |  |  |  | R-410A | 2.65 | Residential & Commercial | USHP
215850582 | Central HP <5.4 tons | COLEMAN | HRCU-A-CB (Split System: Heat Pump with Remote Outdoor Unit-Air-Source) | HH836E2S11 | ASPEN |  | C(A,C,D,E)48A3K+TDR | Z8ES100C16SMPS1 | 31600 | 18 | 8.1 | 31400 | 25200 | 80.25% | 2 | 0 | 11.2 |  |  |  |  | R-454B | 2.6333 | Residential & Commercial | USHP | Ducted CEE Tier 1
215850584 | Central HP <5.4 tons | COLEMAN | HRCU-A-CB (Split System: Heat Pump with Remote Outdoor Unit-Air-Source) | HH836E2S11 | ASPEN |  | C(A,C,D,E)36B3K+TDR | Z8ES100C20SMPS1 | 31600 | 18 | 8.5 | 31800 | 25400 | 79.87% | 2 | 0 | 10.5 |  |  |  |  | R-454B | 2.6333 | Residential & Commercial | USHP | Ducted CEE Tier 1
215849779 | Central HP <5.4 tons | COLEMAN | HRCU-A-CB (Split System: Heat Pump with Remote Outdoor Unit-Air-Source) | HH824E2S11 | ASPEN |  | D(A,C,E)36A3K+TDR | CP9C080B12MP13 | 22200 | 17 | 9 | 22600 | 18300 | 80.97% | 2 | 0 | 12 |  |  |  |  | R-454B | 1.85 | Residential & Commercial | USHP | Ducted CEE Tier 1
215849831 | Central HP <5.4 tons | COLEMAN | HRCU-A-CB (Split System: Heat Pump with Remote Outdoor Unit-Air-Source) | HH824E2S11 | ASPEN |  | D(A,C,E)24C3K+TDR | TM8E040A12MP11 | 21000 | 16.5 | 8.5 | 22600 | 17200 | 76.11% | 2 | 0 | 11.7 |  |  |  |  | R-454B | 1.75 | Residential & Commercial | USHP | Ducted CEE Tier 1
215849996 | Central HP <5.4 tons | COLEMAN | HRCU-A-CB (Split System: Heat Pump with Remote Outdoor Unit-Air-Source) | HH824E2S11 | ASPEN |  | C(A,C,D,E)24A3K+TDR | TM9V080B12MP12 | 21600 | 17 | 8.1 | 22600 | 18300 | 80.97% | 2 | 0 | 12 |  |  |  |  | R-454B | 1.8 | Residential & Commercial | USHP | Ducted CEE Tier 1
215850014 | Central HP <5.4 tons | COLEMAN | HRCU-A-CB (Split System: Heat Pump with Remote Outdoor Unit-Air-Source) | HH824E2S11 | ASPEN |  | D(A,C,E)24C3K+TDR | TM9Y040A10MP11 | 21000 | 16.5 | 8.1 | 22600 | 17300 | 76.55% | 2 | 0 | 10.5 |  |  |  |  | R-454B | 1.75 | Residential & Commercial | USHP | Ducted CEE Tier 1
215850083 | Central HP <5.4 tons | COLEMAN | HRCU-A-CB (Split System: Heat Pump with Remote Outdoor Unit-Air-Source) | HH824E2S11 | ASPEN |  | C(A,C,D,E)24A3K+TDR | TMLE100B12MP11 | 21600 | 17 | 8.1 | 22600 | 18000 | 79.65% | 2 | 0 | 12 |  |  |  |  | R-454B | 1.8 | Residential & Commercial | USHP | Ducted CEE Tier 1
215850182 | Central HP <5.4 tons | COLEMAN | HRCU-A-CB (Split System: Heat Pump with Remote Outdoor Unit-Air-Source) | HH824E2S11 | ASPEN |  | C(A,C,D,E)24A3K+TDR | Z8ET080B12LMPS1 | 21600 | 18 | 8.1 | 22400 | 18500 | 82.59% | 2 | 0 | 12 |  |  |  |  | R-454B | 1.8 | Residential & Commercial | USHP | Ducted CEE Tier 1
212438128 | Central HP <5.4 tons | ARMSTRONG AIR | HRCU-A-CB (Split System: Heat Pump with Remote Outdoor Unit-Air-Source) | 4SHP22LX124P-**A | ADP |  | 36DX** | A80UH2E090B12 | 24000 | 21 | 8.5 | 22000 | 15400 | 70% | 1.92 | 0 | 13.5 |  |  |  |  | R-410A | 2 | Residential & Commercial | USHP | Ducted CEE Tier 1
213771626 | Central HP <5.4 tons | BRYANT HEATING AND COOLING SYSTEMS | HRCU-A-CB (Split System: Heat Pump with Remote Outdoor Unit-Air-Source) | 288BNV025*0**B* |  |  | CAP**4821AL*+UI | 987MC42080C17*** | 24000 | 16.5 | 8.1 | 21000 | 16600 | 79.05% | 2 | 0 | 11 |  |  |  |  | R-410A | 2 | Residential & Commercial | USHP | Ducted CEE Tier 1
216699836 | Central HP <5.4 tons | DAIKIN | HRCU-A-CB (Split System: Heat Pump with Remote Outdoor Unit-Air-Source) | DH9VSA361CA* |  |  | CA*EA6030*3A* | D*80TC0804C*A* | 34200 | 19 | 9.2 | 32600 | 32600 | 100% | 2 | 0 | 11.7 |  |  |  |  | R-32 | 2.85 | Residential & Commercial | USHP | Ducted CEE Tier 1
211708425 | Central HP <5.4 tons | COLEMAN | HRCU-A-CB (Split System: Heat Pump with Remote Outdoor Unit-Air-Source) | THF2B48T21 | ASPEN |  | D(A,C,E)48D36+TDR | TL9E100C20UH11 | 45500 | 16 | 8.2 | 44500 | 31200 | 70.11% | 3.08 | 0 | 11.9 |  |  |  |  | R-410A | 3.7917 | Residential & Commercial | USHP | Ducted CEE Tier 1
211708436 | Central HP <5.4 tons | COLEMAN | HRCU-A-CB (Split System: Heat Pump with Remote Outdoor Unit-Air-Source) | THF2B48T21 | ASPEN |  | D(A,C,E)48D34+TDR | TM8E100C20MP11 | 46000 | 16 | 8.2 | 44500 | 31600 | 71.01% | 3.08 | 0 | 11.9 |  |  |  |  | R-410A | 3.8333 | Residential & Commercial | USHP | Ducted CEE Tier 1
211708468 | Central HP <5.4 tons | COLEMAN | HRCU-A-CB (Split System: Heat Pump with Remote Outdoor Unit-Air-Source) | THF2B48T21 | ASPEN |  | D(A,C,E)48D34+TDR | TM9E080C20MP12 | 46000 | 16 | 8.2 | 44500 | 31600 | 71.01% | 3.08 | 0 | 11.9 |  |  |  |  | R-410A | 3.8333 | Residential & Commercial | USHP | Ducted CEE Tier 1
211708504 | Central HP <5.4 tons | COLEMAN | HRCU-A-CB (Split System: Heat Pump with Remote Outdoor Unit-Air-Source) | THF2B48T21 | ASPEN |  | D(A,C,E)48D34+TDR | TMLE100C16MP11 | 45000 | 16 | 8.2 | 44000 | 31200 | 70.91% | 3.13 | 0 | 11.9 |  |  |  |  | R-410A | 3.75 | Residential & Commercial | USHP | Ducted CEE Tier 1
216764735 | Central HP <5.4 tons | TRANE | HRCU-A-CB (Split System: Heat Pump with Remote Outdoor Unit-Air-Source) | 5TWR7036A1 |  |  | 5TXCB006AS3 | S8X1B080M4PTC | 33400 | 17.1 | 9 | 32800 | 24200 | 73.78% | 2.1 | 0 | 12 |  |  |  |  | R-454B | 2.7833 | Residential & Commercial | USHP | Ducted CEE Tier 1
215679425 | Central HP <5.4 tons | HEIL | HRCU-A-CB (Split System: Heat Pump with Remote Outdoor Unit-Air-Source) | H5H0V36*K*AAA* |  |  | EA*5X43M21A*+WALLCON | *80CSU0401712B* | 34600 | 18 | 9 | 35200 | 25000 | 71.02% | 1.9 | 0 | 10 |  |  |  |  | R-454B | 2.8833 | Residential & Commercial | USHP | Ducted CEE Tier 1
215676778 | Central HP <5.4 tons | COMFORTMAKER | HRCU-A-CB (Split System: Heat Pump with Remote Outdoor Unit-Air-Source) | C5H0V48*K*AAA* |  |  | EVD5X61M21A*+WALLCON | *95CSU0802120B* | 48500 | 18.5 | 9 | 50000 | 37000 | 74% | 2 | 0 | 10 |  |  |  |  | R-454B | 4.0417 | Residential & Commercial | USHP | Ducted CEE Tier 1
216766430 | Central HP <5.4 tons | TRANE | HRCU-A-CB (Split System: Heat Pump with Remote Outdoor Unit-Air-Source) | 5TWR7036A1 |  |  | 5TXCD010AS3 | S8V2D120M5PCB | 34600 | 17.1 | 9 | 32400 | 24000 | 74.07% | 2.24 | 0 | 12.5 |  |  |  |  | R-454B | 2.8833 | Residential & Commercial | USHP | Ducted CEE Tier 1
215940123 | Central HP <5.4 tons | TEMPSTAR | HRCU-A-CB (Split System: Heat Pump with Remote Outdoor Unit-Air-Source) | T5H3V36*K*AAA* |  |  | ESH5X48M12A*+WALLCON | *80CSU0601716B* | 33800 | 19.5 | 9 | 34600 | 26400 | 76.3% | 1.92 | 0 | 11.7 |  |  |  |  | R-454B | 2.8167 | Residential & Commercial | USHP | Ducted CEE Tier 1
213821148 | Central HP <5.4 tons | TEMPSTAR | HRCU-A-CB (Split System: Heat Pump with Remote Outdoor Unit-Air-Source) | DLCURAH24AAK | ASPEN |  | D(A,C,E)30C44+TDR | *96VTN0401712B* | 23600 | 15.5 | 8.1 | 24600 | 22400 | 91.06% | 2.85 | 0 | 9 |  |  |  |  | R-410A | 1.9667 | Residential & Commercial | USHP
216738414 | Central HP <5.4 tons | COMFORTMAKER | HRCU-A-CB (Split System: Heat Pump with Remote Outdoor Unit-Air-Source) | D5CUHAH24AAK |  |  | ESH5X36M12A* | *97CMN0801714B* | 22600 | 15.2 | 8.1 | 20600 | 18400 | 89.32% | 1.85 | 0 | 10.5 |  |  |  |  | R-454B | 1.8833 | Residential & Commercial | USHP | Ducted CEE Tier 1
215677795 | Central HP <5.4 tons | HEIL | HRCU-A-CB (Split System: Heat Pump with Remote Outdoor Unit-Air-Source) | H5H0V60*K*AAA* |  |  | EA*5X60M24A*+WALLCON | *80CTL1352422B* | 55500 | 18.5 | 9 | 59000 | 41500 | 70.34% | 2.02 | 0 | 9 |  |  |  |  | R-454B | 4.625 | Residential & Commercial | USHP
216055399 | Central HP <5.4 tons | LUXAIRE | HRCU-A-CB (Split System: Heat Pump with Remote Outdoor Unit-Air-Source) | HH860E2S11 | ASPEN |  | D(A,C,E)60A3K+TDR | Z8ES120C16SMPS1 | 41000 | 18 | 8.5 | 43000 | 33000 | 76.74% | 2 | 0 | 11.7 |  |  |  |  | R-454B | 3.4167 | Residential & Commercial | USHP | Ducted CEE Tier 1
215850862 | Central HP <5.4 tons | COLEMAN | HRCU-A-CB (Split System: Heat Pump with Remote Outdoor Unit-Air-Source) | HH860E2S11 | ASPEN |  | C(A,C,D,E)48A3K+TDR | TM8Y100C20MP11 | 40000 | 17.5 | 8.1 | 44500 | 33800 | 75.96% | 2 | 0 | 11.2 |  |  |  |  | R-454B | 3.3333 | Residential & Commercial | USHP | Ducted CEE Tier 1
215850996 | Central HP <5.4 tons | COLEMAN | HRCU-A-CB (Split System: Heat Pump with Remote Outdoor Unit-Air-Source) | HH860E2S11 | ASPEN |  | C(A,C,D,E)60A3K+TDR | TM9Y100C20MP11 | 41000 | 17 | 8.5 | 46000 | 34800 | 75.65% | 2 | 0 | 10.5 |  |  |  |  | R-454B | 3.4167 | Residential & Commercial | USHP | Ducted CEE Tier 1
215851078 | Central HP <5.4 tons | COLEMAN | HRCU-A-CB (Split System: Heat Pump with Remote Outdoor Unit-Air-Source) | HH860E2S11 | ASPEN |  | C(A,C,D,E)48A3K+TDR | TMLE130D20MP11 | 41500 | 16.5 | 8.1 | 46000 | 35200 | 76.52% | 2 | 0 | 10.5 |  |  |  |  | R-454B | 3.4583 | Residential & Commercial | USHP | Ducted CEE Tier 1
215851089 | Central HP <5.4 tons | COLEMAN | HRCU-A-CB (Split System: Heat Pump with Remote Outdoor Unit-Air-Source) | HH860E2S11 | ASPEN |  | D(A,C,E)60B3K+TDR | TMLE130D20MP11 | 43000 | 17 | 8.5 | 46500 | 35200 | 75.7% | 2 | 0 | 11 |  |  |  |  | R-454B | 3.5833 | Residential & Commercial | USHP | Ducted CEE Tier 1
215851164 | Central HP <5.4 tons | COLEMAN | HRCU-A-CB (Split System: Heat Pump with Remote Outdoor Unit-Air-Source) | HH860E2S11 | ASPEN |  | C(A,C,D,E)60B3K+TDR | TP9C120D20MP13 | 41500 | 18 | 8.5 | 44000 | 33400 | 75.91% | 2 | 0 | 11.5 |  |  |  |  | R-454B | 3.4583 | Residential & Commercial | USHP | Ducted CEE Tier 1
215849783 | Central HP <5.4 tons | COLEMAN | HRCU-A-CB (Split System: Heat Pump with Remote Outdoor Unit-Air-Source) | HH824E2S11 | ASPEN |  | C(A,C,D,E)24A3K+TDR | CPLC080B12MP13 | 21600 | 17 | 8.1 | 22600 | 17700 | 78.32% | 2 | 0 | 12 |  |  |  |  | R-454B | 1.8 | Residential & Commercial | USHP | Ducted CEE Tier 1
215849876 | Central HP <5.4 tons | COLEMAN | HRCU-A-CB (Split System: Heat Pump with Remote Outdoor Unit-Air-Source) | HH824E2S11 | ASPEN |  | C(A,C,D,E)24C3K+TDR | TM8V080B12MP12 | 22200 | 17 | 8.5 | 22800 | 17700 | 77.63% | 2 | 0 | 12 |  |  |  |  | R-454B | 1.85 | Residential & Commercial | USHP | Ducted CEE Tier 1
215849935 | Central HP <5.4 tons | COLEMAN | HRCU-A-CB (Split System: Heat Pump with Remote Outdoor Unit-Air-Source) | HH824E2S11 | ASPEN |  | C(A,C,D,E)24A3K+TDR | TM9E060A10MP12 | 20000 | 16.5 | 8.5 | 22600 | 18100 | 80.09% | 2 | 0 | 9.8 |  |  |  |  | R-454B | 1.6667 | Residential & Commercial | USHP
215849978 | Central HP <5.4 tons | COLEMAN | HRCU-A-CB (Split System: Heat Pump with Remote Outdoor Unit-Air-Source) | HH824E2S11 | ASPEN |  | D(A,C,E)24C3K+TDR | TM9V040A10MP12 | 21000 | 16.5 | 8.5 | 23000 | 17500 | 76.09% | 2 | 0 | 10.5 |  |  |  |  | R-454B | 1.75 | Residential & Commercial | USHP | Ducted CEE Tier 1
215850042 | Central HP <5.4 tons | COLEMAN | HRCU-A-CB (Split System: Heat Pump with Remote Outdoor Unit-Air-Source) | HH824E2S11 | ASPEN |  | D(A,C,E)36A3K+TDR | TM9Y080B12MP11 | 22200 | 17 | 8.1 | 22600 | 18500 | 81.86% | 2 | 0 | 11.7 |  |  |  |  | R-454B | 1.85 | Residential & Commercial | USHP | Ducted CEE Tier 1
215850092 | Central HP <5.4 tons | COLEMAN | HRCU-A-CB (Split System: Heat Pump with Remote Outdoor Unit-Air-Source) | HH824E2S11 | ASPEN |  | D(A,C,E)36A3K+TDR | TMLE100B12MP11 | 22400 | 17 | 8.1 | 22600 | 18000 | 79.65% | 2 | 0 | 12 |  |  |  |  | R-454B | 1.8667 | Residential & Commercial | USHP | Ducted CEE Tier 1
215850142 | Central HP <5.4 tons | COLEMAN | HRCU-A-CB (Split System: Heat Pump with Remote Outdoor Unit-Air-Source) | HH824E2S11 | ASPEN |  | D(A,C,E)36A3K+TDR | Z8ES040A12SMPS1 | 20600 | 17.5 | 9 | 22600 | 18100 | 80.09% | 2 | 0 | 11.2 |  |  |  |  | R-454B | 1.7167 | Residential & Commercial | USHP | Ducted CEE Tier 1
215850597 | Central HP <5.4 tons | COLEMAN | HRCU-A-CB (Split System: Heat Pump with Remote Outdoor Unit-Air-Source) | HH836E2S11 | ASPEN |  | C(A,C,D,E)36B3K+TDR | Z8ET080B12LMPS1 | 30600 | 19 | 8.5 | 30000 | 24800 | 82.67% | 2 | 0 | 11 |  |  |  |  | R-454B | 2.55 | Residential & Commercial | USHP | Ducted CEE Tier 1
216764935 | Central HP <5.4 tons | TRANE | HRCU-A-CB (Split System: Heat Pump with Remote Outdoor Unit-Air-Source) | 5TWX7036A1 |  |  | 5PX*B004AS3 | S8X1B060M4PTC | 32200 | 17.1 | 8.7 | 32200 | 23800 | 73.91% | 2.1 | 0 | 11.7 |  |  |  |  | R-454B | 2.6833 | Residential & Commercial | USHP | Ducted CEE Tier 1
216764942 | Central HP <5.4 tons | TRANE | HRCU-A-CB (Split System: Heat Pump with Remote Outdoor Unit-Air-Source) | 5TWX7036A1 |  |  | 5PX*B006AS3 | S8X2B080M4PTC | 32800 | 17.5 | 8.7 | 32200 | 24000 | 74.53% | 2.1 | 0 | 12 |  |  |  |  | R-454B | 2.7333 | Residential & Commercial | USHP | Ducted CEE Tier 1
216765003 | Central HP <5.4 tons | TRANE | HRCU-A-CB (Split System: Heat Pump with Remote Outdoor Unit-Air-Source) | 5TWX7036A1 |  |  | 5TXCB006AS3 | S8X2B080M4PSC | 32800 | 17.5 | 8.7 | 32400 | 24000 | 74.07% | 2.1 | 0 | 12 |  |  |  |  | R-454B | 2.7333 | Residential & Commercial | USHP | Ducted CEE Tier 1
214336663 | Central HP <5.4 tons | RHEEM | HRCU-A-CB (Split System: Heat Pump with Remote Outdoor Unit-Air-Source) | RD17AZ60AJ3N | ASPEN |  | CP61C34+TDR | R801V0755A21UHS | 52000 | 17.9 | 8.1 | 54000 | 49500 | 91.67% | 1.75 | 0 | 9.8 |  |  |  |  | R-410A | 4.3333 | Residential & Commercial | USHP
215850522 | Central HP <5.4 tons | COLEMAN | HRCU-A-CB (Split System: Heat Pump with Remote Outdoor Unit-Air-Source) | HH836E2S11 | ASPEN |  | C(A,C,D,E)48A3K+TDR | TMLE120C16MP11 | 30800 | 18 | 8.1 | 30200 | 24800 | 82.12% | 2 | 0 | 11.2 |  |  |  |  | R-454B | 2.5667 | Residential & Commercial | USHP | Ducted CEE Tier 1
207699007 | Central HP <5.4 tons | MDV | HRCU-A-CB (Split System: Heat Pump with Remote Outdoor Unit-Air-Source) | MOX430U-18HFN1-M |  |  | MVC-18HWFN1-M | 0 | 18000 | 18 | 9.3 | 19000 | 16500 | 86.84% | 2.04 | 12.5 | 12.4 |  |  |  |  | R-410A | 1.5 | Residential & Commercial | USHP | Ducted CEE Tier 1
215850197 | Central HP <5.4 tons | COLEMAN | HRCU-A-CB (Split System: Heat Pump with Remote Outdoor Unit-Air-Source) | HH824E2S11 | ASPEN |  | D(A,C,E)36A3K+TDR | Z9ES060A10SMPS1 | 20800 | 17.5 | 8.1 | 22800 | 17600 | 77.19% | 2 | 0 | 11.7 |  |  |  |  | R-454B | 1.7333 | Residential & Commercial | USHP | Ducted CEE Tier 1
215850217 | Central HP <5.4 tons | COLEMAN | HRCU-A-CB (Split System: Heat Pump with Remote Outdoor Unit-Air-Source) | HH824E2S11 | ASPEN |  | D(A,C,E)24C3K+TDR | Z9ES080B12SMPS1 | 22400 | 17 | 8.5 | 22600 | 18100 | 80.09% | 2 | 0 | 12 |  |  |  |  | R-454B | 1.8667 | Residential & Commercial | USHP | Ducted CEE Tier 1
216734187 | Central HP <5.4 tons | BRYANT HEATING AND COOLING SYSTEMS | HRCU-A-CB (Split System: Heat Pump with Remote Outdoor Unit-Air-Source) | 37MUHAQ24AA3 |  |  | CAA**3017AM* | 935SB36040M17*** | 22200 | 16 | 8.1 | 21000 | 18900 | 90% | 1.85 | 0 | 10.5 |  |  |  |  | R-454B | 1.85 | Residential & Commercial | USHP | Ducted CEE Tier 1
215850499 | Central HP <5.4 tons | COLEMAN | HRCU-A-CB (Split System: Heat Pump with Remote Outdoor Unit-Air-Source) | HH836E2S11 | ASPEN |  | C(A,C,D,E)36B3K+TDR | TMLE080C16MP11 | 31000 | 18 | 8.5 | 31000 | 25200 | 81.29% | 2 | 0 | 10.5 |  |  |  |  | R-454B | 2.5833 | Residential & Commercial | USHP | Ducted CEE Tier 1
212590801 | Central HP <5.4 tons | ARMSTRONG AIR | HRCU-A-CB (Split System: Heat Pump with Remote Outdoor Unit-Air-Source) | 4SHP22LX124P-**A | ADP |  | H,A,DD14936 | A96US2V070B12 | 23800 | 21 | 8.5 | 22000 | 15400 | 70% | 1.92 | 0 | 13.5 |  |  |  |  | R-410A | 1.9833 | Residential & Commercial | USHP | Ducted CEE Tier 1
215679705 | Central HP <5.4 tons | HEIL | HRCU-A-CB (Split System: Heat Pump with Remote Outdoor Unit-Air-Source) | H5H0V36*K*AAA* |  |  | ESH5X36M12A*+WALLCON | *96CTN0802120B* | 33600 | 16 | 8.5 | 35800 | 25400 | 70.95% | 1.76 | 0 | 9.5 |  |  |  |  | R-454B | 2.8 | Residential & Commercial | USHP
215679755 | Central HP <5.4 tons | HEIL | HRCU-A-CB (Split System: Heat Pump with Remote Outdoor Unit-Air-Source) | H5H0V36*K*AAA* |  |  | ESH5X36M12A*+WALLCON | *97CTN0802120A* | 33600 | 16 | 8.5 | 35800 | 25400 | 70.95% | 1.76 | 0 | 9.5 |  |  |  |  | R-454B | 2.8 | Residential & Commercial | USHP
216733605 | Central HP <5.4 tons | BRYANT HEATING AND COOLING SYSTEMS | HRCU-A-CB (Split System: Heat Pump with Remote Outdoor Unit-Air-Source) | 37MUHAQ24AA3 |  |  | CAA**2517AM* | 927TA48060V17*** | 23000 | 16.5 | 8.5 | 20600 | 18400 | 89.32% | 1.98 | 0 | 11 |  |  |  |  | R-454B | 1.9167 | Residential & Commercial | USHP | Ducted CEE Tier 1
216733784 | Central HP <5.4 tons | BRYANT HEATING AND COOLING SYSTEMS | HRCU-A-CB (Split System: Heat Pump with Remote Outdoor Unit-Air-Source) | 37MUHAQ24AA3 |  |  | CAA**3014AM* | 926TC30040V14*** | 22000 | 15.5 | 8.1 | 20800 | 18900 | 90.87% | 1.9 | 0 | 10.5 |  |  |  |  | R-454B | 1.8333 | Residential & Commercial | USHP | Ducted CEE Tier 1
215940223 | Central HP <5.4 tons | TEMPSTAR | HRCU-A-CB (Split System: Heat Pump with Remote Outdoor Unit-Air-Source) | T5H3V36*K*AAA* |  |  | ESH5X60M12A*+WALLCON | *97CTN0801716A* | 34000 | 19 | 9 | 34800 | 26400 | 75.86% | 1.92 | 0 | 11 |  |  |  |  | R-454B | 2.8333 | Residential & Commercial | USHP | Ducted CEE Tier 1
215940293 | Central HP <5.4 tons | TEMPSTAR | HRCU-A-CB (Split System: Heat Pump with Remote Outdoor Unit-Air-Source) | T5H3V36*K*AAA* |  |  | EVM5X44M21A*+WALLCON | *97CTN0601716A* | 35200 | 21 | 8.5 | 38500 | 29400 | 76.36% | 2 | 0 | 11.7 |  |  |  |  | R-454B | 2.9333 | Residential & Commercial | USHP | Ducted CEE Tier 1
215940443 | Central HP <5.4 tons | TEMPSTAR | HRCU-A-CB (Split System: Heat Pump with Remote Outdoor Unit-Air-Source) | T5H3V36*K*AAA* |  |  | EVM5X60M21A*+WALLCON | *97CTN0801716A* | 35400 | 21 | 8.5 | 38500 | 29000 | 75.32% | 2.02 | 0 | 12 |  |  |  |  | R-454B | 2.95 | Residential & Commercial | USHP | Ducted CEE Tier 1
215681315 | Central HP <5.4 tons | HEIL | HRCU-A-CB (Split System: Heat Pump with Remote Outdoor Unit-Air-Source) | H5H0V48*K*AAA* |  |  | EA*5X48M21A*+WALLCON | *80CSU0601716B* | 44000 | 17 | 9 | 48500 | 34200 | 70.52% | 2.04 | 0 | 9.5 |  |  |  |  | R-454B | 3.6667 | Residential & Commercial | USHP
214336690 | Central HP <5.4 tons | RHEEM | HRCU-A-CB (Split System: Heat Pump with Remote Outdoor Unit-Air-Source) | RD17AZ60AJ3N | ASPEN |  | CP61C34+TDR | R951V0705A21M4S | 51500 | 17.9 | 8.1 | 54000 | 49500 | 91.67% | 1.75 | 0 | 9.8 |  |  |  |  | R-410A | 4.2917 | Residential & Commercial | USHP
214336697 | Central HP <5.4 tons | RHEEM | HRCU-A-CB (Split System: Heat Pump with Remote Outdoor Unit-Air-Source) | RD17AZ60AJ3N | ASPEN |  | CP61C34+TDR | R962V1005A21M4S | 51500 | 17.9 | 8.1 | 54000 | 49500 | 91.67% | 1.75 | 0 | 9.8 |  |  |  |  | R-410A | 4.2917 | Residential & Commercial | USHP
215487472 | Central HP <5.4 tons | DAIKIN | HRCU-A-CB (Split System: Heat Pump with Remote Outdoor Unit-Air-Source) | DH6VSA1810A* |  |  | CA*EA3022*3A* | D*96VC0403BNA* | 17000 | 19 | 8.8 | 16800 | 13000 | 77.38% | 2.1 | 0 | 12 |  |  |  |  | R-32 | 1.4167 | Residential & Commercial | USHP | Ducted CEE Tier 1
215942635 | Central HP <5.4 tons | COMFORTMAKER | HRCU-A-CB (Split System: Heat Pump with Remote Outdoor Unit-Air-Source) | C5H3V36*K*AAA* |  |  | EVD5X61M21A*+WALLCON | *97CTN0802120A* | 35800 | 22 | 8.5 | 37400 | 28400 | 75.94% | 2.04 | 0 | 12.5 |  |  |  |  | R-454B | 2.9833 | Residential & Commercial | USHP | Ducted CEE Tier 1
215932239 | Central HP <5.4 tons | COMFORTMAKER | HRCU-A-CB (Split System: Heat Pump with Remote Outdoor Unit-Air-Source) | C5H3V36*K*AAA* |  |  | EA*5X42M21A*+WALLCON | *80CTL0702120B* | 32600 | 19.5 | 9.5 | 35000 | 26800 | 76.57% | 2.02 | 0 | 11 |  |  |  |  | R-454B | 2.7167 | Residential & Commercial | USHP | Ducted CEE Tier 1
215932289 | Central HP <5.4 tons | COMFORTMAKER | HRCU-A-CB (Split System: Heat Pump with Remote Outdoor Unit-Air-Source) | C5H3V36*K*AAA* |  |  | EA*5X42M21A*+WALLCON | *97CMN0601714B* | 32400 | 19 | 9.5 | 34400 | 26400 | 76.74% | 2.04 | 0 | 10.5 |  |  |  |  | R-454B | 2.7 | Residential & Commercial | USHP | Ducted CEE Tier 1
214092347 | Central HP <5.4 tons | LUXAIRE | HRCU-A-CB (Split System: Heat Pump with Remote Outdoor Unit-Air-Source) | HMH72B341 | ASPEN |  | D(A,C,E)36A34+TDR | TM9E080B12MP12 | 31600 | 17.5 | 8.1 | 32400 | 44000 | 135.8% | 3.06 | 0 | 9.8 |  |  |  |  | R-410A | 2.6333 | Residential & Commercial | USHP
214092965 | Central HP <5.4 tons | LUXAIRE | HRCU-A-CB (Split System: Heat Pump with Remote Outdoor Unit-Air-Source) | HMH72B341 | ASPEN |  | D(A,C,E)42A46+TDR | TL9E060B12UH11 | 32400 | 18 | 8.1 | 32400 | 44500 | 137.3% | 3.05 | 0 | 9.5 |  |  |  |  | R-410A | 2.7 | Residential & Commercial | USHP
214092983 | Central HP <5.4 tons | LUXAIRE | HRCU-A-CB (Split System: Heat Pump with Remote Outdoor Unit-Air-Source) | HMH72B341 | ASPEN |  | D(A,C,E)42A46+TDR | TM8E080C16MP11 | 33000 | 18 | 8.3 | 32400 | 45000 | 138.9% | 3.11 | 0 | 10 |  |  |  |  | R-410A | 2.75 | Residential & Commercial | USHP | Ducted CEE Tier 1
214093065 | Central HP <5.4 tons | LUXAIRE | HRCU-A-CB (Split System: Heat Pump with Remote Outdoor Unit-Air-Source) | HMH72B341 | ASPEN |  | D(A,C,E)48B36+TDR | TM9V100C16MP12 | 32600 | 17.5 | 8.5 | 32400 | 44000 | 135.8% | 3.14 | 0 | 10 |  |  |  |  | R-410A | 2.7167 | Residential & Commercial | USHP | Ducted CEE Tier 1
214092230 | Central HP <5.4 tons | LUXAIRE | HRCU-A-CB (Split System: Heat Pump with Remote Outdoor Unit-Air-Source) | HMH72B341 | ASPEN |  | D(A,C,E)36A34+TDR | LP9C080B12MP13 | 32800 | 17 | 8.1 | 32400 | 46000 | 142% | 3.03 | 0 | 9.5 |  |  |  |  | R-410A | 2.7333 | Residential & Commercial | USHP
214092265 | Central HP <5.4 tons | LUXAIRE | HRCU-A-CB (Split System: Heat Pump with Remote Outdoor Unit-Air-Source) | HMH72B341 | ASPEN |  | D(A,C,E)48B34+TDR | TL8E060A12UH11 | 32800 | 18 | 8.1 | 32400 | 45000 | 138.9% | 3.04 | 0 | 9.5 |  |  |  |  | R-410A | 2.7333 | Residential & Commercial | USHP
214092281 | Central HP <5.4 tons | LUXAIRE | HRCU-A-CB (Split System: Heat Pump with Remote Outdoor Unit-Air-Source) | HMH72B341 | ASPEN |  | D(A,C,E)36A34+TDR | TM8E040A12MP11 | 32800 | 18 | 8.1 | 32400 | 45000 | 138.9% | 3.01 | 0 | 10 |  |  |  |  | R-410A | 2.7333 | Residential & Commercial | USHP | Ducted CEE Tier 1
215850201 | Central HP <5.4 tons | COLEMAN | HRCU-A-CB (Split System: Heat Pump with Remote Outdoor Unit-Air-Source) | HH824E2S11 | ASPEN |  | C(A,C,D,E)24C3K+TDR | Z9ES060B12SMPS1 | 22200 | 17 | 8.5 | 22800 | 18600 | 81.58% | 2 | 0 | 11.7 |  |  |  |  | R-454B | 1.85 | Residential & Commercial | USHP | Ducted CEE Tier 1
215439670 | Central HP <5.4 tons | DAIKIN | HRCU-A-CB (Split System: Heat Pump with Remote Outdoor Unit-Air-Source) | DH6VSA1810A* |  |  | CHPEA2422*3A* | D*97MC0803BNA* | 17000 | 19 | 8.8 | 16800 | 13000 | 77.38% | 2.1 | 0 | 12 |  |  |  |  | R-32 | 1.4167 | Residential & Commercial | USHP | Ducted CEE Tier 1
215850269 | Central HP <5.4 tons | COLEMAN | HRCU-A-CB (Split System: Heat Pump with Remote Outdoor Unit-Air-Source) | HH836E2S11 | ASPEN |  | C(A,C,D,E)48A3K+TDR | CPLC100C16MP13 | 31200 | 18 | 8.5 | 31200 | 25400 | 81.41% | 2 | 0 | 11 |  |  |  |  | R-454B | 2.6 | Residential & Commercial | USHP | Ducted CEE Tier 1
215850337 | Central HP <5.4 tons | COLEMAN | HRCU-A-CB (Split System: Heat Pump with Remote Outdoor Unit-Air-Source) | HH836E2S11 | ASPEN |  | C(A,C,D,E)48A3K+TDR | TM8E120C16MP11 | 30800 | 18 | 8.1 | 30200 | 24800 | 82.12% | 2 | 0 | 11.2 |  |  |  |  | R-454B | 2.5667 | Residential & Commercial | USHP | Ducted CEE Tier 1
215850485 | Central HP <5.4 tons | COLEMAN | HRCU-A-CB (Split System: Heat Pump with Remote Outdoor Unit-Air-Source) | HH836E2S11 | ASPEN |  | C(A,C,D,E)48A3K+TDR | TM9Y100C16MP11 | 31000 | 18 | 8.1 | 31000 | 25200 | 81.29% | 2 | 0 | 10.5 |  |  |  |  | R-454B | 2.5833 | Residential & Commercial | USHP | Ducted CEE Tier 1
215850496 | Central HP <5.4 tons | COLEMAN | HRCU-A-CB (Split System: Heat Pump with Remote Outdoor Unit-Air-Source) | HH836E2S11 | ASPEN |  | C(A,C,D,E)48A3K+TDR | TMLE080B12MP11 | 31000 | 18 | 8.1 | 31400 | 25400 | 80.89% | 2 | 0 | 10.5 |  |  |  |  | R-454B | 2.5833 | Residential & Commercial | USHP | Ducted CEE Tier 1
215850510 | Central HP <5.4 tons | COLEMAN | HRCU-A-CB (Split System: Heat Pump with Remote Outdoor Unit-Air-Source) | HH836E2S11 | ASPEN |  | C(A,C,D,E)48A3K+TDR | TMLE100B12MP11 | 31000 | 18 | 8.1 | 31200 | 25400 | 81.41% | 2 | 0 | 10.5 |  |  |  |  | R-454B | 2.5833 | Residential & Commercial | USHP | Ducted CEE Tier 1
214336704 | Central HP <5.4 tons | RHEEM | HRCU-A-CB (Split System: Heat Pump with Remote Outdoor Unit-Air-Source) | RD17AZ60AJ3N | ASPEN |  | CP61C34+TDR | R98MV1155A24UPS | 51500 | 17.9 | 8.1 | 54000 | 49500 | 91.67% | 1.75 | 0 | 9.8 |  |  |  |  | R-410A | 4.2917 | Residential & Commercial | USHP
214336679 | Central HP <5.4 tons | RHEEM | HRCU-A-CB (Split System: Heat Pump with Remote Outdoor Unit-Air-Source) | RD17AZ60AJ3N | ASPEN |  | CP61C34+TDR | R802V1255A24UHS | 52000 | 17.9 | 8.1 | 53500 | 49000 | 91.59% | 1.75 | 0 | 9.8 |  |  |  |  | R-410A | 4.3333 | Residential & Commercial | USHP
214336662 | Central HP <5.4 tons | RHEEM | HRCU-A-CB (Split System: Heat Pump with Remote Outdoor Unit-Air-Source) | RD17AZ60AJ3N | ASPEN |  | CP61C34+TDR | R801V0755A21UHN | 52000 | 17.9 | 8.1 | 54000 | 49500 | 91.67% | 1.75 | 0 | 9.8 |  |  |  |  | R-410A | 4.3333 | Residential & Commercial | USHP
214336673 | Central HP <5.4 tons | RHEEM | HRCU-A-CB (Split System: Heat Pump with Remote Outdoor Unit-Air-Source) | RD17AZ60AJ3N | ASPEN |  | CP61C34+TDR | R802V0755A21UHS | 52000 | 17.9 | 8.1 | 54000 | 49500 | 91.67% | 1.75 | 0 | 9.8 |  |  |  |  | R-410A | 4.3333 | Residential & Commercial | USHP
216766598 | Central HP <5.4 tons | TRANE | HRCU-A-CB (Split System: Heat Pump with Remote Outdoor Unit-Air-Source) | 5TWR7048A1 |  |  | 5TXCD008AS3+P0V0D000M50SD | 0 | 43500 | 17 | 9 | 44000 | 32200 | 73.18% | 2.24 | 0 | 12.5 |  |  |  |  | R-454B | 3.625 | Residential & Commercial | USHP | Ducted CEE Tier 1
214092296 | Central HP <5.4 tons | LUXAIRE | HRCU-A-CB (Split System: Heat Pump with Remote Outdoor Unit-Air-Source) | HMH72B341 | ASPEN |  | D(A,C,E)36A34+TDR | TM8E100C16MP11 | 33000 | 18 | 8.1 | 32400 | 45000 | 138.9% | 3.06 | 0 | 10 |  |  |  |  | R-410A | 2.75 | Residential & Commercial | USHP | Ducted CEE Tier 1
215849800 | Central HP <5.4 tons | COLEMAN | HRCU-A-CB (Split System: Heat Pump with Remote Outdoor Unit-Air-Source) | HH824E2S11 | ASPEN |  | C(A,C,D,E)24C3K+TDR | TL8E060A12UH11 | 20600 | 17.5 | 9 | 23000 | 17900 | 77.83% | 2 | 0 | 11.2 |  |  |  |  | R-454B | 1.7167 | Residential & Commercial | USHP | Ducted CEE Tier 1
215849993 | Central HP <5.4 tons | COLEMAN | HRCU-A-CB (Split System: Heat Pump with Remote Outdoor Unit-Air-Source) | HH824E2S11 | ASPEN |  | D(A,C,E)36A3K+TDR | TM9V060B12MP12 | 22400 | 17 | 8.1 | 22600 | 18000 | 79.65% | 2 | 0 | 12 |  |  |  |  | R-454B | 1.8667 | Residential & Commercial | USHP | Ducted CEE Tier 1
215588159 | Central HP <5.4 tons | CARRIER | HRCU-A-CB (Split System: Heat Pump with Remote Outdoor Unit-Air-Source) | 27VNA154A*030* |  |  | CSAH*6012AM*+UI | 58TN*B070C17**16 | 48500 | 18 | 9.5 | 52000 | 51000 | 98.08% | 1.9 | 0 | 11.5 |  |  |  |  | R-454B | 4.0417 | Residential & Commercial | USHP | Ducted CEE Tier 1
215588345 | Central HP <5.4 tons | CARRIER | HRCU-A-CB (Split System: Heat Pump with Remote Outdoor Unit-Air-Source) | 27VNA154A*030* |  |  | CVAVA6021XMA*+UI | 59MN7C080C21**20 | 52000 | 19 | 8.1 | 53500 | 45500 | 85.05% | 1.9 | 0 | 11.5 |  |  |  |  | R-454B | 4.3333 | Residential & Commercial | USHP | Ducted CEE Tier 1
215850002 | Central HP <5.4 tons | COLEMAN | HRCU-A-CB (Split System: Heat Pump with Remote Outdoor Unit-Air-Source) | HH824E2S11 | ASPEN |  | D(A,C,E)24C3K+TDR | TM9V080B12MP12 | 22400 | 17 | 8.5 | 22800 | 18300 | 80.26% | 2 | 0 | 12 |  |  |  |  | R-454B | 1.8667 | Residential & Commercial | USHP | Ducted CEE Tier 1
215850036 | Central HP <5.4 tons | COLEMAN | HRCU-A-CB (Split System: Heat Pump with Remote Outdoor Unit-Air-Source) | HH824E2S11 | ASPEN |  | C(A,C,D,E)24C3K+TDR | TM9Y080B12MP11 | 22200 | 17 | 8.5 | 22800 | 18500 | 81.14% | 2 | 0 | 11.7 |  |  |  |  | R-454B | 1.85 | Residential & Commercial | USHP | Ducted CEE Tier 1
215850111 | Central HP <5.4 tons | COLEMAN | HRCU-A-CB (Split System: Heat Pump with Remote Outdoor Unit-Air-Source) | HH824E2S11 | ASPEN |  | C(A,C,D,E)24C3K+TDR | TP9C080B12MP13 | 22200 | 17 | 8.5 | 22800 | 18300 | 80.26% | 2 | 0 | 12 |  |  |  |  | R-454B | 1.85 | Residential & Commercial | USHP | Ducted CEE Tier 1
215850544 | Central HP <5.4 tons | COLEMAN | HRCU-A-CB (Split System: Heat Pump with Remote Outdoor Unit-Air-Source) | HH836E2S11 | ASPEN |  | C(A,C,D,E)36B3K+TDR | TP9C100C16MP13 | 31000 | 18 | 8.5 | 31000 | 25200 | 81.29% | 2 | 0 | 10.5 |  |  |  |  | R-454B | 2.5833 | Residential & Commercial | USHP | Ducted CEE Tier 1
215850560 | Central HP <5.4 tons | COLEMAN | HRCU-A-CB (Split System: Heat Pump with Remote Outdoor Unit-Air-Source) | HH836E2S11 | ASPEN |  | C(A,C,D,E)36B3K+TDR | TPLC100C16MP13 | 31000 | 18 | 8.5 | 31200 | 25400 | 81.41% | 2 | 0 | 10.5 |  |  |  |  | R-454B | 2.5833 | Residential & Commercial | USHP | Ducted CEE Tier 1
215681375 | Central HP <5.4 tons | HEIL | HRCU-A-CB (Split System: Heat Pump with Remote Outdoor Unit-Air-Source) | H5H0V48*K*AAA* |  |  | EA*5X60M24A*+WALLCON | *96CTN0802120B* | 45000 | 18 | 9 | 47500 | 33600 | 70.74% | 2.06 | 0 | 10 |  |  |  |  | R-454B | 3.75 | Residential & Commercial | USHP | Ducted CEE Tier 1
215850127 | Central HP <5.4 tons | COLEMAN | HRCU-A-CB (Split System: Heat Pump with Remote Outdoor Unit-Air-Source) | HH824E2S11 | ASPEN |  | D(A,C,E)24C3K+TDR | TPLC080B12MP13 | 22400 | 17 | 8.5 | 22600 | 17700 | 78.32% | 2 | 0 | 12 |  |  |  |  | R-454B | 1.8667 | Residential & Commercial | USHP | Ducted CEE Tier 1
215850318 | Central HP <5.4 tons | COLEMAN | HRCU-A-CB (Split System: Heat Pump with Remote Outdoor Unit-Air-Source) | HH836E2S11 | ASPEN |  | C(A,C,D,E)48A3K+TDR | TM8E100B12MP11 | 31000 | 18 | 8.1 | 31200 | 25400 | 81.41% | 2 | 0 | 10.5 |  |  |  |  | R-454B | 2.5833 | Residential & Commercial | USHP | Ducted CEE Tier 1
215850352 | Central HP <5.4 tons | COLEMAN | HRCU-A-CB (Split System: Heat Pump with Remote Outdoor Unit-Air-Source) | HH836E2S11 | ASPEN |  | C(A,C,D,E)36B3K+TDR | TM8V080C16MP12 | 31000 | 18 | 8.5 | 31200 | 25400 | 81.41% | 2 | 0 | 10.5 |  |  |  |  | R-454B | 2.5833 | Residential & Commercial | USHP | Ducted CEE Tier 1
215850361 | Central HP <5.4 tons | COLEMAN | HRCU-A-CB (Split System: Heat Pump with Remote Outdoor Unit-Air-Source) | HH836E2S11 | ASPEN |  | C(A,C,D,E)48A3K+TDR | TM8V100C16MP12 | 31200 | 18 | 8.1 | 31200 | 25400 | 81.41% | 2 | 0 | 10.5 |  |  |  |  | R-454B | 2.6 | Residential & Commercial | USHP | Ducted CEE Tier 1
215850370 | Central HP <5.4 tons | COLEMAN | HRCU-A-CB (Split System: Heat Pump with Remote Outdoor Unit-Air-Source) | HH836E2S11 | ASPEN |  | C(A,C,D,E)36B3K+TDR | TM8Y080C16MP11 | 30800 | 18 | 8.5 | 30400 | 25000 | 82.24% | 2 | 0 | 11 |  |  |  |  | R-454B | 2.5667 | Residential & Commercial | USHP | Ducted CEE Tier 1
215850377 | Central HP <5.4 tons | COLEMAN | HRCU-A-CB (Split System: Heat Pump with Remote Outdoor Unit-Air-Source) | HH836E2S11 | ASPEN |  | C(A,C,D,E)36B3K+TDR | TM8Y100C16MP11 | 30800 | 18 | 8.5 | 30400 | 25000 | 82.24% | 2 | 0 | 11 |  |  |  |  | R-454B | 2.5667 | Residential & Commercial | USHP | Ducted CEE Tier 1
215850520 | Central HP <5.4 tons | COLEMAN | HRCU-A-CB (Split System: Heat Pump with Remote Outdoor Unit-Air-Source) | HH836E2S11 | ASPEN |  | C(A,C,D,E)36B3K+TDR | TMLE120C16MP11 | 30600 | 18 | 8.5 | 30200 | 24800 | 82.12% | 2 | 0 | 11 |  |  |  |  | R-454B | 2.55 | Residential & Commercial | USHP | Ducted CEE Tier 1
215848361 | Central HP <5.4 tons | COLEMAN | HRCU-A-C (Split System: Heat Pump with Remote Outdoor Unit with No Indoor Fan --Air Source) | HH824E2S11 | ASPEN |  | C(A,C,D,E)24C3K+TDR | 0 | 22200 | 15.2 | 8.5 | 22800 | 21200 | 92.98% | 2.76 | 0 | 11 |  |  |  |  | R-454B | 1.85 | Residential & Commercial | USHP | Ducted CEE Tier 1
215849846 | Central HP <5.4 tons | COLEMAN | HRCU-A-CB (Split System: Heat Pump with Remote Outdoor Unit-Air-Source) | HH824E2S11 | ASPEN |  | D(A,C,E)36A3K+TDR | TM8E060A12MP11 | 20800 | 17.5 | 8.5 | 22800 | 17900 | 78.51% | 2 | 0 | 11.2 |  |  |  |  | R-454B | 1.7333 | Residential & Commercial | USHP | Ducted CEE Tier 1
216733436 | Central HP <5.4 tons | BRYANT HEATING AND COOLING SYSTEMS | HRCU-A-CB (Split System: Heat Pump with Remote Outdoor Unit-Air-Source) | 37MUHAQ24AA3 |  |  | CAA**2517AM* | 916SA36060M14*** | 23000 | 15.5 | 8.5 | 20800 | 18500 | 88.94% | 1.98 | 0 | 11 |  |  |  |  | R-454B | 1.9167 | Residential & Commercial | USHP | Ducted CEE Tier 1
216733854 | Central HP <5.4 tons | BRYANT HEATING AND COOLING SYSTEMS | HRCU-A-CB (Split System: Heat Pump with Remote Outdoor Unit-Air-Source) | 37MUHAQ24AA3 |  |  | CAA**3017AM* | 8(0,1)*SB36070M17*** | 22200 | 16.5 | 8.1 | 20800 | 18700 | 89.9% | 1.85 | 0 | 10.5 |  |  |  |  | R-454B | 1.85 | Residential & Commercial | USHP | Ducted CEE Tier 1
216733904 | Central HP <5.4 tons | BRYANT HEATING AND COOLING SYSTEMS | HRCU-A-CB (Split System: Heat Pump with Remote Outdoor Unit-Air-Source) | 37MUHAQ24AA3 |  |  | CAA**3017AM* | 82*SB48070V17*** | 22200 | 16 | 8.1 | 20800 | 18800 | 90.38% | 1.85 | 0 | 10.5 |  |  |  |  | R-454B | 1.85 | Residential & Commercial | USHP | Ducted CEE Tier 1
216733554 | Central HP <5.4 tons | BRYANT HEATING AND COOLING SYSTEMS | HRCU-A-CB (Split System: Heat Pump with Remote Outdoor Unit-Air-Source) | 37MUHAQ24AA3 |  |  | CAA**2517AM* | 986TD42080C17*** | 23000 | 16.5 | 8.5 | 20600 | 18400 | 89.32% | 1.96 | 0 | 11 |  |  |  |  | R-454B | 1.9167 | Residential & Commercial | USHP | Ducted CEE Tier 1
216681009 | Central HP <5.4 tons | BRYANT HEATING AND COOLING SYSTEMS | HRCU-A-CB (Split System: Heat Pump with Remote Outdoor Unit-Air-Source) | 38MURAQ36AB3* |  |  | CAP**3621AL* | 927TA60080V21*** | 34800 | 16 | 8.5 | 38500 | 34800 | 90.39% | 1.75 | 0 | 9.8 |  |  |  |  | R-410A | 2.9 | Residential & Commercial | USHP
214336666 | Central HP <5.4 tons | RHEEM | HRCU-A-CB (Split System: Heat Pump with Remote Outdoor Unit-Air-Source) | RD17AZ60AJ3N | ASPEN |  | CP61C34+TDR | R801V1005A21UHS | 52000 | 17.9 | 8.1 | 53500 | 49000 | 91.59% | 1.75 | 0 | 9.8 |  |  |  |  | R-410A | 4.3333 | Residential & Commercial | USHP
214336667 | Central HP <5.4 tons | RHEEM | HRCU-A-CB (Split System: Heat Pump with Remote Outdoor Unit-Air-Source) | RD17AZ60AJ3N | ASPEN |  | CP61C34+TDR | R801V1005A21UHU | 52000 | 17.9 | 8.1 | 54000 | 49000 | 90.74% | 1.75 | 0 | 9.8 |  |  |  |  | R-410A | 4.3333 | Residential & Commercial | USHP
211708482 | Central HP <5.4 tons | COLEMAN | HRCU-A-CB (Split System: Heat Pump with Remote Outdoor Unit-Air-Source) | THF2B48T21 | ASPEN |  | D(A,C,E)48D34+TDR | TM9V100C20MP12 | 45500 | 16 | 8.2 | 44000 | 31200 | 70.91% | 3.13 | 0 | 11.9 |  |  |  |  | R-410A | 3.7917 | Residential & Commercial | USHP | Ducted CEE Tier 1
215676635 | Central HP <5.4 tons | HEIL | HRCU-A-CB (Split System: Heat Pump with Remote Outdoor Unit-Air-Source) | H5H0V48*K*AAA* |  |  | EVD5X60M24A*+WALLCON | *95CSU0802120B* | 47500 | 18.5 | 9 | 50000 | 36600 | 73.2% | 2 | 0 | 10 |  |  |  |  | R-454B | 3.9583 | Residential & Commercial | USHP | Ducted CEE Tier 1
215851354 | Central HP <5.4 tons | COLEMAN | HRCU-A-CB (Split System: Heat Pump with Remote Outdoor Unit-Air-Source) | HH860E2S11 | ASPEN |  | C(A,C,D,E)60A3K+TDR | Z9ES100C20SMPS1 | 42000 | 17.5 | 8.1 | 46500 | 34000 | 73.12% | 2 | 0 | 11.2 |  |  |  |  | R-454B | 3.5 | Residential & Commercial | USHP | Ducted CEE Tier 1
216734007 | Central HP <5.4 tons | BRYANT HEATING AND COOLING SYSTEMS | HRCU-A-CB (Split System: Heat Pump with Remote Outdoor Unit-Air-Source) | 37MUHAQ24AA3 |  |  | CAA**3017AM* | 935CB48060C17*** | 22200 | 16 | 8.1 | 20800 | 18800 | 90.38% | 1.85 | 0 | 10.5 |  |  |  |  | R-454B | 1.85 | Residential & Commercial | USHP | Ducted CEE Tier 1
212624013 | Central HP <5.4 tons | COLEMAN | HRCU-A-CB (Split System: Heat Pump with Remote Outdoor Unit-Air-Source) | HMH72B341 | ASPEN |  | C(A,C,D,E)36D24+TDR | TMLE080B12MP11 | 30200 | 17.5 | 8.1 | 34000 | 28000 | 82.35% | 2.41 | 0 | 9 |  |  |  |  | R-410A | 2.5167 | Residential & Commercial | USHP
212624018 | Central HP <5.4 tons | COLEMAN | HRCU-A-CB (Split System: Heat Pump with Remote Outdoor Unit-Air-Source) | HMH72B341 | ASPEN |  | C(A,C,D,E)48C24+TDR | TMLE080B12MP11 | 30600 | 17.7 | 8.1 | 34000 | 28000 | 82.35% | 2.41 | 0 | 9 |  |  |  |  | R-410A | 2.55 | Residential & Commercial | USHP
212624038 | Central HP <5.4 tons | COLEMAN | HRCU-A-CB (Split System: Heat Pump with Remote Outdoor Unit-Air-Source) | HMH72B341 | ASPEN |  | D(A,C,E)42C24+TDR | TMLE080B12MP11 | 30200 | 17.5 | 8.1 | 34000 | 28000 | 82.35% | 2.41 | 0 | 9 |  |  |  |  | R-410A | 2.5167 | Residential & Commercial | USHP
212624186 | Central HP <5.4 tons | COLEMAN | HRCU-A-CB (Split System: Heat Pump with Remote Outdoor Unit-Air-Source) | HMH72B341 | ASPEN |  | D(A,C,E)42D34+TDR | TM9Y100C20MP11 | 33000 | 15.5 | 8.1 | 34000 | 27800 | 81.76% | 2.38 | 0 | 9 |  |  |  |  | R-410A | 2.75 | Residential & Commercial | USHP
212624195 | Central HP <5.4 tons | COLEMAN | HRCU-A-CB (Split System: Heat Pump with Remote Outdoor Unit-Air-Source) | HMH72B341 | ASPEN |  | D(A,C,E)42C34+TDR | TM8E100C16MP11 | 33000 | 18 | 8.4 | 34000 | 28400 | 83.53% | 2.74 | 0 | 10 |  |  |  |  | R-410A | 2.75 | Residential & Commercial | USHP | Ducted CEE Tier 1
212624222 | Central HP <5.4 tons | COLEMAN | HRCU-A-CB (Split System: Heat Pump with Remote Outdoor Unit-Air-Source) | HMH72B341 | ASPEN |  | C(A,C,D,E)36D24+TDR | TMLE040A12MP11 | 31600 | 18 | 8.1 | 33400 | 29000 | 86.83% | 2.48 | 0 | 10 |  |  |  |  | R-410A | 2.6333 | Residential & Commercial | USHP | Ducted CEE Tier 1
212624270 | Central HP <5.4 tons | COLEMAN | HRCU-A-CB (Split System: Heat Pump with Remote Outdoor Unit-Air-Source) | HMH72B341 | ASPEN |  | D(A,C,E)48D34+TDR | TMLE080C16MP11 | 33000 | 18 | 8.1 | 33000 | 29000 | 87.88% | 2.49 | 0 | 10 |  |  |  |  | R-410A | 2.75 | Residential & Commercial | USHP | Ducted CEE Tier 1
212624327 | Central HP <5.4 tons | COLEMAN | HRCU-A-CB (Split System: Heat Pump with Remote Outdoor Unit-Air-Source) | HMH72B341 | ASPEN |  | D(A,C,E)48D24+TDR | TM8E120C16MP11 | 32800 | 18 | 8.4 | 34000 | 28800 | 84.71% | 2.79 | 0 | 10 |  |  |  |  | R-410A | 2.7333 | Residential & Commercial | USHP | Ducted CEE Tier 1
212624388 | Central HP <5.4 tons | COLEMAN | HRCU-A-CB (Split System: Heat Pump with Remote Outdoor Unit-Air-Source) | HMH72B341 | ASPEN |  | C(A,C,D,E)36D24+TDR | TM9Y080C16MP11 | 30200 | 17.9 | 8.5 | 34000 | 28000 | 82.35% | 2.66 | 0 | 9 |  |  |  |  | R-410A | 2.5167 | Residential & Commercial | USHP
212624397 | Central HP <5.4 tons | COLEMAN | HRCU-A-CB (Split System: Heat Pump with Remote Outdoor Unit-Air-Source) | HMH72B341 | ASPEN |  | D(A,C,E)36A44+TDR | TM9Y080C16MP11 | 32000 | 18.5 | 8.5 | 34000 | 28000 | 82.35% | 2.66 | 0 | 9.4 |  |  |  |  | R-410A | 2.6667 | Residential & Commercial | USHP
212624404 | Central HP <5.4 tons | COLEMAN | HRCU-A-CB (Split System: Heat Pump with Remote Outdoor Unit-Air-Source) | HMH72B341 | ASPEN |  | D(A,C,E)36D24+TDR | TM9Y080C16MP11 | 30200 | 17.9 | 8.5 | 34000 | 28000 | 82.35% | 2.66 | 0 | 9 |  |  |  |  | R-410A | 2.5167 | Residential & Commercial | USHP
212624479 | Central HP <5.4 tons | COLEMAN | HRCU-A-CB (Split System: Heat Pump with Remote Outdoor Unit-Air-Source) | HMH72B341 | ASPEN |  | C(A,C,D,E)48C24+TDR | CPLC080C16MP13 | 30600 | 17.2 | 8.1 | 33800 | 27400 | 81.07% | 2.47 | 0 | 9.6 |  |  |  |  | R-410A | 2.55 | Residential & Commercial | USHP
212624486 | Central HP <5.4 tons | COLEMAN | HRCU-A-CB (Split System: Heat Pump with Remote Outdoor Unit-Air-Source) | HMH72B341 | ASPEN |  | D(A,C,E)36C34+TDR | CPLC080C16MP13 | 32400 | 17.5 | 8.1 | 33800 | 27400 | 81.07% | 2.47 | 0 | 10 |  |  |  |  | R-410A | 2.7 | Residential & Commercial | USHP | Ducted CEE Tier 1
212624504 | Central HP <5.4 tons | COLEMAN | HRCU-A-CB (Split System: Heat Pump with Remote Outdoor Unit-Air-Source) | HMH72B341 | ASPEN |  | C(A,C,D,E)36B34+TDR | CPLC100C16MP13 | 32000 | 17.5 | 8.1 | 33800 | 27400 | 81.07% | 2.47 | 0 | 9.9 |  |  |  |  | R-410A | 2.6667 | Residential & Commercial | USHP
213821455 | Central HP <5.4 tons | TEMPSTAR | HRCU-A-CB (Split System: Heat Pump with Remote Outdoor Unit-Air-Source) | DLCURAH30ABK | ASPEN |  | D(A,C,E)30C44+TDR | *92MSN0601714A* | 29000 | 15.2 | 8.1 | 33400 | 23800 | 71.26% | 2.77 | 0 | 8.9 |  |  |  |  | R-410A | 2.4167 | Residential & Commercial | USHP
212624511 | Central HP <5.4 tons | COLEMAN | HRCU-A-CB (Split System: Heat Pump with Remote Outdoor Unit-Air-Source) | HMH72B341 | ASPEN |  | C(A,C,D,E)42D24+TDR | CPLC100C16MP13 | 30600 | 17.2 | 8.1 | 33800 | 27400 | 81.07% | 2.47 | 0 | 9.6 |  |  |  |  | R-410A | 2.55 | Residential & Commercial | USHP
212624529 | Central HP <5.4 tons | COLEMAN | HRCU-A-CB (Split System: Heat Pump with Remote Outdoor Unit-Air-Source) | HMH72B341 | ASPEN |  | D(A,C,E)36D24+TDR | CPLC100C16MP13 | 30200 | 17 | 8.1 | 33800 | 27400 | 81.07% | 2.47 | 0 | 9 |  |  |  |  | R-410A | 2.5167 | Residential & Commercial | USHP
212624629 | Central HP <5.4 tons | COLEMAN | HRCU-A-CB (Split System: Heat Pump with Remote Outdoor Unit-Air-Source) | HMH72B341 | ASPEN |  | D(A,C,E)42D34+TDR | TM8V100C16MP12 | 33200 | 17.5 | 8.5 | 34000 | 27400 | 80.59% | 2.67 | 0 | 10 |  |  |  |  | R-410A | 2.7667 | Residential & Commercial | USHP | Ducted CEE Tier 1
212624638 | Central HP <5.4 tons | COLEMAN | HRCU-A-CB (Split System: Heat Pump with Remote Outdoor Unit-Air-Source) | HMH72B341 | ASPEN |  | D(A,C,E)36A34+TDR | TM8Y100C16MP11 | 31600 | 18.4 | 8.4 | 34000 | 27400 | 80.59% | 2.67 | 0 | 9.8 |  |  |  |  | R-410A | 2.6333 | Residential & Commercial | USHP
212624688 | Central HP <5.4 tons | COLEMAN | HRCU-A-CB (Split System: Heat Pump with Remote Outdoor Unit-Air-Source) | HMH72B341 | ASPEN |  | C(A,C,D,E)48C24+TDR | TPLC080C16MP13 | 30600 | 17.2 | 8.1 | 33800 | 27400 | 81.07% | 2.47 | 0 | 9.6 |  |  |  |  | R-410A | 2.55 | Residential & Commercial | USHP
212624695 | Central HP <5.4 tons | COLEMAN | HRCU-A-CB (Split System: Heat Pump with Remote Outdoor Unit-Air-Source) | HMH72B341 | ASPEN |  | D(A,C,E)36D34+TDR | TPLC080C16MP13 | 32800 | 17.5 | 8.1 | 33800 | 27400 | 81.07% | 2.47 | 0 | 10 |  |  |  |  | R-410A | 2.7333 | Residential & Commercial | USHP | Ducted CEE Tier 1
212624697 | Central HP <5.4 tons | COLEMAN | HRCU-A-CB (Split System: Heat Pump with Remote Outdoor Unit-Air-Source) | HMH72B341 | ASPEN |  | D(A,C,E)42B34+TDR | TPLC080C16MP13 | 32400 | 17.5 | 8.1 | 33800 | 27400 | 81.07% | 2.47 | 0 | 10 |  |  |  |  | R-410A | 2.7 | Residential & Commercial | USHP | Ducted CEE Tier 1
212624745 | Central HP <5.4 tons | COLEMAN | HRCU-A-CB (Split System: Heat Pump with Remote Outdoor Unit-Air-Source) | HMH72B341 | ASPEN |  | D(A,C,E)48B34+TDR | TPLC100C16MP13 | 32600 | 17.5 | 8.1 | 33800 | 27400 | 81.07% | 2.47 | 0 | 10 |  |  |  |  | R-410A | 2.7167 | Residential & Commercial | USHP | Ducted CEE Tier 1
214336684 | Central HP <5.4 tons | RHEEM | HRCU-A-CB (Split System: Heat Pump with Remote Outdoor Unit-Air-Source) | RD17AZ60AJ3N | ASPEN |  | CP61C34+TDR | R802VA125524M | 52000 | 18.9 | 8.1 | 53500 | 49000 | 91.59% | 1.75 | 0 | 9.8 |  |  |  |  | R-410A | 4.3333 | Residential & Commercial | USHP
214336700 | Central HP <5.4 tons | RHEEM | HRCU-A-CB (Split System: Heat Pump with Remote Outdoor Unit-Air-Source) | RD17AZ60AJ3N | ASPEN |  | CP61C34+TDR | R97MV1005A21DHS | 51500 | 17.9 | 8.1 | 54000 | 49500 | 91.67% | 1.75 | 0 | 9.8 |  |  |  |  | R-410A | 4.2917 | Residential & Commercial | USHP
212624765 | Central HP <5.4 tons | COLEMAN | HRCU-A-CB (Split System: Heat Pump with Remote Outdoor Unit-Air-Source) | HMH72B341 | ASPEN |  | C(A,C,D,E)36A44+TDR | TL8E080C16UH11 | 32000 | 17.5 | 8.5 | 34000 | 27800 | 81.76% | 2.68 | 0 | 9.9 |  |  |  |  | R-410A | 2.6667 | Residential & Commercial | USHP
212624788 | Central HP <5.4 tons | COLEMAN | HRCU-A-CB (Split System: Heat Pump with Remote Outdoor Unit-Air-Source) | HMH72B341 | ASPEN |  | D(A,C,E)36D34+TDR | TL8E080C16UH11 | 32800 | 17.5 | 8.5 | 34000 | 27800 | 81.76% | 2.68 | 0 | 10 |  |  |  |  | R-410A | 2.7333 | Residential & Commercial | USHP | Ducted CEE Tier 1
212624838 | Central HP <5.4 tons | COLEMAN | HRCU-A-CB (Split System: Heat Pump with Remote Outdoor Unit-Air-Source) | HMH72B341 | ASPEN |  | D(A,C,E)36D34+TDR | TL9E080C16UH11 | 32800 | 17.5 | 8.5 | 34000 | 28000 | 82.35% | 2.66 | 0 | 9.5 |  |  |  |  | R-410A | 2.7333 | Residential & Commercial | USHP
212624847 | Central HP <5.4 tons | COLEMAN | HRCU-A-CB (Split System: Heat Pump with Remote Outdoor Unit-Air-Source) | HMH72B341 | ASPEN |  | D(A,C,E)42D34+TDR | TL9E080C16UH11 | 33000 | 17.5 | 8.5 | 34000 | 28000 | 82.35% | 2.66 | 0 | 9 |  |  |  |  | R-410A | 2.75 | Residential & Commercial | USHP
212624865 | Central HP <5.4 tons | COLEMAN | HRCU-A-CB (Split System: Heat Pump with Remote Outdoor Unit-Air-Source) | HMH72B341 | ASPEN |  | C(A,C,D,E)42B24+TDR | TP9C100C16MP13 | 29800 | 16.9 | 8.1 | 34000 | 27000 | 79.41% | 2.48 | 0 | 9.5 |  |  |  |  | R-410A | 2.4833 | Residential & Commercial | USHP
212624879 | Central HP <5.4 tons | COLEMAN | HRCU-A-CB (Split System: Heat Pump with Remote Outdoor Unit-Air-Source) | HMH72B341 | ASPEN |  | C(A,C,D,E)48C24+TDR | CP9C100C16MP13 | 30600 | 17.2 | 8.1 | 34000 | 27400 | 80.59% | 2.47 | 0 | 9.6 |  |  |  |  | R-410A | 2.55 | Residential & Commercial | USHP
212624904 | Central HP <5.4 tons | COLEMAN | HRCU-A-CB (Split System: Heat Pump with Remote Outdoor Unit-Air-Source) | HMH72B341 | ASPEN |  | C(A,C,D,E)36B34+TDR | TM8Y080C16MP11 | 32000 | 18.5 | 8.5 | 34000 | 27400 | 80.59% | 2.67 | 0 | 9.9 |  |  |  |  | R-410A | 2.6667 | Residential & Commercial | USHP
212624913 | Central HP <5.4 tons | COLEMAN | HRCU-A-CB (Split System: Heat Pump with Remote Outdoor Unit-Air-Source) | HMH72B341 | ASPEN |  | C(A,C,D,E)48B24+TDR | TM8Y080C16MP11 | 30200 | 17.9 | 8.5 | 34000 | 27400 | 80.59% | 2.67 | 0 | 9 |  |  |  |  | R-410A | 2.5167 | Residential & Commercial | USHP
212624938 | Central HP <5.4 tons | COLEMAN | HRCU-A-CB (Split System: Heat Pump with Remote Outdoor Unit-Air-Source) | HMH72B341 | ASPEN |  | D(A,C,E)42B34+TDR | TM8Y080C16MP11 | 32400 | 18.5 | 8.5 | 34000 | 27400 | 80.59% | 2.67 | 0 | 10 |  |  |  |  | R-410A | 2.7 | Residential & Commercial | USHP | Ducted CEE Tier 1
212625022 | Central HP <5.4 tons | COLEMAN | HRCU-A-CB (Split System: Heat Pump with Remote Outdoor Unit-Air-Source) | HMH72B341 | ASPEN |  | D(A,C,E)48C34+TDR | TM8Y100C16MP11 | 33200 | 18.5 | 8.5 | 34000 | 27400 | 80.59% | 2.67 | 0 | 10 |  |  |  |  | R-410A | 2.7667 | Residential & Commercial | USHP | Ducted CEE Tier 1
212625029 | Central HP <5.4 tons | COLEMAN | HRCU-A-CB (Split System: Heat Pump with Remote Outdoor Unit-Air-Source) | HMH72B341 | ASPEN |  | C(A,C,D,E)36B24+TDR | TM9V100C16MP12 | 29200 | 16.7 | 8.5 | 34000 | 27400 | 80.59% | 2.67 | 0 | 9.4 |  |  |  |  | R-410A | 2.4333 | Residential & Commercial | USHP
212625038 | Central HP <5.4 tons | COLEMAN | HRCU-A-CB (Split System: Heat Pump with Remote Outdoor Unit-Air-Source) | HMH72B341 | ASPEN |  | C(A,C,D,E)36D24+TDR | TM9V100C16MP12 | 30200 | 17 | 8.5 | 34000 | 27400 | 80.59% | 2.67 | 0 | 9 |  |  |  |  | R-410A | 2.5167 | Residential & Commercial | USHP
212625113 | Central HP <5.4 tons | COLEMAN | HRCU-A-CB (Split System: Heat Pump with Remote Outdoor Unit-Air-Source) | HMH72B341 | ASPEN |  | D(A,C,E)36A44+TDR | TP9C100C16MP13 | 32000 | 17.5 | 8.1 | 34000 | 27400 | 80.59% | 2.47 | 0 | 9.9 |  |  |  |  | R-410A | 2.6667 | Residential & Commercial | USHP
212627871 | Central HP <5.4 tons | COLEMAN | HRCU-A-CB (Split System: Heat Pump with Remote Outdoor Unit-Air-Source) | HMH72B341 | ASPEN |  | D(A,C,E)36D26+TDR | TL8E080C16UH11 | 30200 | 17 | 8.5 | 34000 | 27800 | 81.76% | 2.68 | 0 | 9 |  |  |  |  | R-410A | 2.5167 | Residential & Commercial | USHP
212627880 | Central HP <5.4 tons | COLEMAN | HRCU-A-CB (Split System: Heat Pump with Remote Outdoor Unit-Air-Source) | HMH72B341 | ASPEN |  | D(A,C,E)48C26+TDR | TL8E080C16UH11 | 30600 | 17.1 | 8.5 | 34000 | 27800 | 81.76% | 2.68 | 0 | 9.6 |  |  |  |  | R-410A | 2.55 | Residential & Commercial | USHP
215932339 | Central HP <5.4 tons | COMFORTMAKER | HRCU-A-CB (Split System: Heat Pump with Remote Outdoor Unit-Air-Source) | C5H3V36*K*AAA* |  |  | EA*5X42M21A*+WALLCON | *96CTN0601714B* | 32400 | 19.5 | 9.5 | 34200 | 26400 | 77.19% | 2.02 | 0 | 10.5 |  |  |  |  | R-454B | 2.7 | Residential & Commercial | USHP | Ducted CEE Tier 1
215932459 | Central HP <5.4 tons | COMFORTMAKER | HRCU-A-CB (Split System: Heat Pump with Remote Outdoor Unit-Air-Source) | C5H3V36*K*AAA* |  |  | EA*5X48M21A*+WALLCON | *95CSU0601716B* | 33200 | 19.5 | 9.5 | 35000 | 26800 | 76.57% | 2.02 | 0 | 11 |  |  |  |  | R-454B | 2.7667 | Residential & Commercial | USHP | Ducted CEE Tier 1
215931739 | Central HP <5.4 tons | COMFORTMAKER | HRCU-A-CB (Split System: Heat Pump with Remote Outdoor Unit-Air-Source) | C5H3V60*K*AAA* |  |  | EA*5X61M24A*+WALLCON | *97CMN0602120B* | 56000 | 18 | 8.5 | 61000 | 47500 | 77.87% | 2 | 0 | 10.5 |  |  |  |  | R-454B | 4.6667 | Residential & Commercial | USHP | Ducted CEE Tier 1
212989158 | Central HP <5.4 tons | COMFORTMAKER | HRCU-A-CB (Split System: Heat Pump with Remote Outdoor Unit-Air-Source) | DLCURAH24ABK |  |  | EA*4X30L17A* | *95MSU0601716A* | 23600 | 17 | 8.5 | 26400 | 24600 | 93.18% | 2.04 | 0 | 10 |  |  |  |  | R-410A | 1.9667 | Residential & Commercial | USHP | Ducted CEE Tier 1
212989206 | Central HP <5.4 tons | COMFORTMAKER | HRCU-A-CB (Split System: Heat Pump with Remote Outdoor Unit-Air-Source) | DLCURAH24ABK |  |  | EA*4X37L21A* | *95MSU0601716A* | 24200 | 17.5 | 8.5 | 25200 | 21600 | 85.71% | 1.82 | 0 | 10.5 |  |  |  |  | R-410A | 2.0167 | Residential & Commercial | USHP | Ducted CEE Tier 1
215932189 | Central HP <5.4 tons | COMFORTMAKER | HRCU-A-CB (Split System: Heat Pump with Remote Outdoor Unit-Air-Source) | C5H3V36*K*AAA* |  |  | EA*5X42M21A*+WALLCON | *80CSU0401712A* | 32600 | 20 | 9.5 | 35000 | 26800 | 76.57% | 2 | 0 | 11 |  |  |  |  | R-454B | 2.7167 | Residential & Commercial | USHP | Ducted CEE Tier 1
216765948 | Central HP <5.4 tons | TRANE | HRCU-A-CB (Split System: Heat Pump with Remote Outdoor Unit-Air-Source) | 5TWR7024A1 |  |  | 5TXCB004AS3 | S8V2B080M4PCB | 23200 | 17.1 | 8.7 | 21800 | 17200 | 78.9% | 2.02 | 0 | 12.5 |  |  |  |  | R-454B | 1.9333 | Residential & Commercial | USHP | Ducted CEE Tier 1
216765966 | Central HP <5.4 tons | TRANE | HRCU-A-CB (Split System: Heat Pump with Remote Outdoor Unit-Air-Source) | 5TWR7024A1 |  |  | 5TXCB006AS3 | S9X2B060D3PSB | 22200 | 16 | 8.7 | 21200 | 16900 | 79.72% | 2.02 | 0 | 12 |  |  |  |  | R-454B | 1.85 | Residential & Commercial | USHP | Ducted CEE Tier 1
216766100 | Central HP <5.4 tons | TRANE | HRCU-A-CB (Split System: Heat Pump with Remote Outdoor Unit-Air-Source) | 5TWR7036A1 |  |  | 5PX*BD06AS3 | S9X1B080D4PSB | 32400 | 16 | 8.5 | 33000 | 24200 | 73.33% | 2.05 | 0 | 12 |  |  |  |  | R-454B | 2.7 | Residential & Commercial | USHP | Ducted CEE Tier 1
216766102 | Central HP <5.4 tons | TRANE | HRCU-A-CB (Split System: Heat Pump with Remote Outdoor Unit-Air-Source) | 5TWR7036A1 |  |  | 5PX*BD06AS3 | S9X1B060D3PSB | 33200 | 17 | 8.5 | 33400 | 24400 | 73.05% | 2.09 | 0 | 12 |  |  |  |  | R-454B | 2.7667 | Residential & Commercial | USHP | Ducted CEE Tier 1
215851178 | Central HP <5.4 tons | COLEMAN | HRCU-A-CB (Split System: Heat Pump with Remote Outdoor Unit-Air-Source) | HH860E2S11 | ASPEN |  | D(A,C,E)60A3K+TDR | TPLC080C16MP13 | 40500 | 16.5 | 8.1 | 43500 | 33400 | 76.78% | 2 | 0 | 11.5 |  |  |  |  | R-454B | 3.375 | Residential & Commercial | USHP | Ducted CEE Tier 1
216766118 | Central HP <5.4 tons | TRANE | HRCU-A-CB (Split System: Heat Pump with Remote Outdoor Unit-Air-Source) | 5TWR7036A1 |  |  | 5PX*BD06AS3 | S8V2B080M4PDB | 33000 | 16.5 | 8.5 | 33200 | 24400 | 73.49% | 2.09 | 0 | 12 |  |  |  |  | R-454B | 2.75 | Residential & Commercial | USHP | Ducted CEE Tier 1
212627905 | Central HP <5.4 tons | COLEMAN | HRCU-A-CB (Split System: Heat Pump with Remote Outdoor Unit-Air-Source) | HMH72B341 | ASPEN |  | D(A,C,E)42C36+TDR | TM8Y100C20MP11 | 33600 | 18 | 8.4 | 34000 | 30200 | 88.82% | 2.83 | 0 | 9.5 |  |  |  |  | R-410A | 2.8 | Residential & Commercial | USHP
212627912 | Central HP <5.4 tons | COLEMAN | HRCU-A-CB (Split System: Heat Pump with Remote Outdoor Unit-Air-Source) | HMH72B341 | ASPEN |  | C(A,C,D,E)36C36+TDR | CP9C100C16MP13 | 32400 | 17.5 | 8.1 | 34000 | 27400 | 80.59% | 2.47 | 0 | 10 |  |  |  |  | R-410A | 2.7 | Residential & Commercial | USHP | Ducted CEE Tier 1
212627955 | Central HP <5.4 tons | COLEMAN | HRCU-A-CB (Split System: Heat Pump with Remote Outdoor Unit-Air-Source) | HMH72B341 | ASPEN |  | C(A,C,D,E)36B26+TDR | TM8Y100C16MP11 | 29200 | 17.7 | 8.5 | 34000 | 27400 | 80.59% | 2.67 | 0 | 9.4 |  |  |  |  | R-410A | 2.4333 | Residential & Commercial | USHP
212627987 | Central HP <5.4 tons | COLEMAN | HRCU-A-CB (Split System: Heat Pump with Remote Outdoor Unit-Air-Source) | HMH72B341 | ASPEN |  | D(A,C,E)36D26+TDR | TM9V100C16MP12 | 30200 | 17 | 8.5 | 34000 | 27400 | 80.59% | 2.67 | 0 | 9 |  |  |  |  | R-410A | 2.5167 | Residential & Commercial | USHP
212627996 | Central HP <5.4 tons | COLEMAN | HRCU-A-CB (Split System: Heat Pump with Remote Outdoor Unit-Air-Source) | HMH72B341 | ASPEN |  | D(A,C,E)48C26+TDR | TM9V100C16MP12 | 30600 | 17.2 | 8.5 | 34000 | 27400 | 80.59% | 2.67 | 0 | 9.6 |  |  |  |  | R-410A | 2.55 | Residential & Commercial | USHP
212628007 | Central HP <5.4 tons | COLEMAN | HRCU-A-CB (Split System: Heat Pump with Remote Outdoor Unit-Air-Source) | HMH72B341 | ASPEN |  | D(A,C,E)36B36+TDR | TP9C100C16MP13 | 32000 | 17.5 | 8.1 | 34000 | 27400 | 80.59% | 2.47 | 0 | 9.9 |  |  |  |  | R-410A | 2.6667 | Residential & Commercial | USHP
212628023 | Central HP <5.4 tons | COLEMAN | HRCU-A-CB (Split System: Heat Pump with Remote Outdoor Unit-Air-Source) | HMH72B341 | ASPEN |  | C(A,C,D,E)48C26+TDR | TL9E100C20UH11 | 32400 | 17 | 8.5 | 34000 | 29200 | 85.88% | 2.81 | 0 | 10 |  |  |  |  | R-410A | 2.7 | Residential & Commercial | USHP | Ducted CEE Tier 1
216766582 | Central HP <5.4 tons | TRANE | HRCU-A-CB (Split System: Heat Pump with Remote Outdoor Unit-Air-Source) | 5TWR7048A1 |  |  | 5TXCD008AS3 | S9X1D120U5PSB | 43500 | 16 | 9 | 44500 | 32600 | 73.26% | 2.23 | 0 | 12 |  |  |  |  | R-454B | 3.625 | Residential & Commercial | USHP | Ducted CEE Tier 1
216766814 | Central HP <5.4 tons | TRANE | HRCU-A-CB (Split System: Heat Pump with Remote Outdoor Unit-Air-Source) | 5TWX7024A1 |  |  | 5PX*B006AS3 | S9V2B060U4VSB | 23800 | 17.5 | 9 | 21800 | 17400 | 79.82% | 2.07 | 0 | 12.7 |  |  |  |  | R-454B | 1.9833 | Residential & Commercial | USHP | Ducted CEE Tier 1
216766848 | Central HP <5.4 tons | TRANE | HRCU-A-CB (Split System: Heat Pump with Remote Outdoor Unit-Air-Source) | 5TWX7024A1 |  |  | 5TXCB004AS3 | S9X1B040U3PSB | 23200 | 16.5 | 8.7 | 21800 | 17200 | 78.9% | 2.01 | 0 | 12 |  |  |  |  | R-454B | 1.9333 | Residential & Commercial | USHP | Ducted CEE Tier 1
216679867 | Central HP <5.4 tons | BRYANT HEATING AND COOLING SYSTEMS | HRCU-A-CB (Split System: Heat Pump with Remote Outdoor Unit-Air-Source) | 38MURAQ36AB3* |  |  | CAP**4321AL* | 927TA48080V17*** | 36400 | 15.5 | 9 | 38500 | 34400 | 89.35% | 1.96 | 0 | 10 |  |  |  |  | R-410A | 3.0333 | Residential & Commercial | USHP | Ducted CEE Tier 1
212628032 | Central HP <5.4 tons | COLEMAN | HRCU-A-CB (Split System: Heat Pump with Remote Outdoor Unit-Air-Source) | HMH72B341 | ASPEN |  | C(A,C,D,E)48C26+TDR | TM8Y100C20MP11 | 32600 | 18 | 8.5 | 34000 | 30200 | 88.82% | 2.85 | 0 | 9 |  |  |  |  | R-410A | 2.7167 | Residential & Commercial | USHP
212628037 | Central HP <5.4 tons | COLEMAN | HRCU-A-CB (Split System: Heat Pump with Remote Outdoor Unit-Air-Source) | HMH72B341 | ASPEN |  | D(A,C,E)48D36+TDR | TM8Y100C20MP11 | 33600 | 18 | 8.5 | 34000 | 30200 | 88.82% | 2.85 | 0 | 9.5 |  |  |  |  | R-410A | 2.8 | Residential & Commercial | USHP
212628046 | Central HP <5.4 tons | COLEMAN | HRCU-A-CB (Split System: Heat Pump with Remote Outdoor Unit-Air-Source) | HMH72B341 | ASPEN |  | C(A,C,D,E)36B36+TDR | TL8E100C20UH11 | 32000 | 17.5 | 8.5 | 34000 | 27400 | 80.59% | 2.69 | 0 | 9.9 |  |  |  |  | R-410A | 2.6667 | Residential & Commercial | USHP
212625165 | Central HP <5.4 tons | COLEMAN | HRCU-A-CB (Split System: Heat Pump with Remote Outdoor Unit-Air-Source) | HMH72B341 | ASPEN |  | C(A,C,D,E)48D24+TDR | TL9E100C20UH11 | 32800 | 17 | 8.5 | 34000 | 29200 | 85.88% | 2.81 | 0 | 10 |  |  |  |  | R-410A | 2.7333 | Residential & Commercial | USHP | Ducted CEE Tier 1
212625256 | Central HP <5.4 tons | COLEMAN | HRCU-A-CB (Split System: Heat Pump with Remote Outdoor Unit-Air-Source) | HMH72B341 | ASPEN |  | D(A,C,E)36A44+TDR | TL8E100C20UH11 | 32000 | 17.5 | 8.5 | 34000 | 27400 | 80.59% | 2.69 | 0 | 9.9 |  |  |  |  | R-410A | 2.6667 | Residential & Commercial | USHP
212625258 | Central HP <5.4 tons | COLEMAN | HRCU-A-CB (Split System: Heat Pump with Remote Outdoor Unit-Air-Source) | HMH72B341 | ASPEN |  | D(A,C,E)36B34+TDR | TL8E100C20UH11 | 32000 | 17.5 | 8.5 | 34000 | 27400 | 80.59% | 2.69 | 0 | 9.9 |  |  |  |  | R-410A | 2.6667 | Residential & Commercial | USHP
212625338 | Central HP <5.4 tons | COLEMAN | HRCU-A-CB (Split System: Heat Pump with Remote Outdoor Unit-Air-Source) | HMH72B341 | ASPEN |  | C(A,C,D,E)48C24+TDR | CP9C100C20MP13 | 30400 | 17.1 | 8.1 | 34000 | 28400 | 83.53% | 2.46 | 0 | 9 |  |  |  |  | R-410A | 2.5333 | Residential & Commercial | USHP
212625349 | Central HP <5.4 tons | COLEMAN | HRCU-A-CB (Split System: Heat Pump with Remote Outdoor Unit-Air-Source) | HMH72B341 | ASPEN |  | D(A,C,E)42B34+TDR | CP9C100C20MP13 | 32400 | 17.5 | 8.1 | 34000 | 28400 | 83.53% | 2.46 | 0 | 9.5 |  |  |  |  | R-410A | 2.7 | Residential & Commercial | USHP
216766166 | Central HP <5.4 tons | TRANE | HRCU-A-CB (Split System: Heat Pump with Remote Outdoor Unit-Air-Source) | 5TWR7036A1 |  |  | 5PX*C007AS3 | S9X2C080U5PSB | 34200 | 17.1 | 9 | 33000 | 24400 | 73.94% | 2.21 | 0 | 12 |  |  |  |  | R-454B | 2.85 | Residential & Commercial | USHP | Ducted CEE Tier 1
216766266 | Central HP <5.4 tons | TRANE | HRCU-A-CB (Split System: Heat Pump with Remote Outdoor Unit-Air-Source) | 5TWR7036A1 |  |  | 5PX*DD10AS3 | S8V2D120M5PCB | 34000 | 17.1 | 9 | 32400 | 24000 | 74.07% | 2.21 | 0 | 12 |  |  |  |  | R-454B | 2.8333 | Residential & Commercial | USHP | Ducted CEE Tier 1
216766318 | Central HP <5.4 tons | TRANE | HRCU-A-CB (Split System: Heat Pump with Remote Outdoor Unit-Air-Source) | 5TWR7036A1 |  |  | 5TXCB006AS3 | S8V2A040M3PCB | 32800 | 16 | 8.7 | 32600 | 24200 | 74.23% | 2.14 | 0 | 12 |  |  |  |  | R-454B | 2.7333 | Residential & Commercial | USHP | Ducted CEE Tier 1
216766332 | Central HP <5.4 tons | TRANE | HRCU-A-CB (Split System: Heat Pump with Remote Outdoor Unit-Air-Source) | 5TWR7036A1 |  |  | 5TXCB006AS3 | S9X1B060U4PSB | 33600 | 16.5 | 8.7 | 32800 | 24200 | 73.78% | 2.18 | 0 | 12 |  |  |  |  | R-454B | 2.8 | Residential & Commercial | USHP | Ducted CEE Tier 1
216766336 | Central HP <5.4 tons | TRANE | HRCU-A-CB (Split System: Heat Pump with Remote Outdoor Unit-Air-Source) | 5TWR7036A1 |  |  | 5TXCB006AS3 | S9X2B060D3PSB | 31400 | 16 | 8.7 | 31600 | 23600 | 74.68% | 2.14 | 0 | 11.2 |  |  |  |  | R-454B | 2.6167 | Residential & Commercial | USHP | Ducted CEE Tier 1
216766350 | Central HP <5.4 tons | TRANE | HRCU-A-CB (Split System: Heat Pump with Remote Outdoor Unit-Air-Source) | 5TWR7036A1 |  |  | 5TXCC005AS3 | S9V2C100U5VSB | 32200 | 16 | 8.7 | 32200 | 23800 | 73.91% | 2.12 | 0 | 12 |  |  |  |  | R-454B | 2.6833 | Residential & Commercial | USHP | Ducted CEE Tier 1
216766368 | Central HP <5.4 tons | TRANE | HRCU-A-CB (Split System: Heat Pump with Remote Outdoor Unit-Air-Source) | 5TWR7036A1 |  |  | 5TXCC007AS3 | S9X2C080U5PSB | 34200 | 17.1 | 9 | 33000 | 24400 | 73.94% | 2.2 | 0 | 12 |  |  |  |  | R-454B | 2.85 | Residential & Commercial | USHP | Ducted CEE Tier 1
215588443 | Central HP <5.4 tons | CARRIER | HRCU-A-CB (Split System: Heat Pump with Remote Outdoor Unit-Air-Source) | 27VNA154A*030* |  |  | CSAH*4812AM*+UI | 58CU*B060C17**16 | 48500 | 18 | 11.5 | 51500 | 50500 | 98.06% | 1.96 | 0 | 11.5 |  |  |  |  | R-454B | 4.0417 | Residential & Commercial | USHP | Ducted CEE Tier 1
215588493 | Central HP <5.4 tons | CARRIER | HRCU-A-CB (Split System: Heat Pump with Remote Outdoor Unit-Air-Source) | 27VNA154A*030* |  |  | CVAMA6024XMA*+UI | 59TN7A120C24**22 | 52000 | 19 | 8.1 | 52500 | 46500 | 88.57% | 1.9 | 0 | 12 |  |  |  |  | R-454B | 4.3333 | Residential & Commercial | USHP | Ducted CEE Tier 1
212625399 | Central HP <5.4 tons | COLEMAN | HRCU-A-CB (Split System: Heat Pump with Remote Outdoor Unit-Air-Source) | HMH72B341 | ASPEN |  | D(A,C,E)36C34+TDR | TM9V100C20MP12 | 32400 | 17.5 | 8.5 | 34000 | 28400 | 83.53% | 2.7 | 0 | 9.5 |  |  |  |  | R-410A | 2.7 | Residential & Commercial | USHP
212625440 | Central HP <5.4 tons | COLEMAN | HRCU-A-CB (Split System: Heat Pump with Remote Outdoor Unit-Air-Source) | HMH72B341 | ASPEN |  | C(A,C,D,E)48C24+TDR | TP9C100C20MP13 | 30400 | 17.1 | 8.1 | 34000 | 28400 | 83.53% | 2.46 | 0 | 9 |  |  |  |  | R-410A | 2.5333 | Residential & Commercial | USHP
212625608 | Central HP <5.4 tons | COLEMAN | HRCU-A-CB (Split System: Heat Pump with Remote Outdoor Unit-Air-Source) | HMH72B341 | ASPEN |  | D(A,C,E)48B26+TDR | TPLC120C20MP13 | 29600 | 15.9 | 8.1 | 32200 | 27600 | 85.71% | 2.44 | 0 | 8 |  |  |  |  | R-410A | 2.4667 | Residential & Commercial | USHP
212625622 | Central HP <5.4 tons | COLEMAN | HRCU-A-CB (Split System: Heat Pump with Remote Outdoor Unit-Air-Source) | HMH72B341 | ASPEN |  | D(A,C,E)48B26+TDR | TM9V120D20MP12 | 29800 | 16.4 | 8.5 | 32200 | 28000 | 86.96% | 2.79 | 0 | 9 |  |  |  |  | R-410A | 2.4833 | Residential & Commercial | USHP
212625672 | Central HP <5.4 tons | COLEMAN | HRCU-A-CB (Split System: Heat Pump with Remote Outdoor Unit-Air-Source) | HMH72B341 | ASPEN |  | D(A,C,E)42A46+TDR | CPLC100C20MP13 | 31800 | 16.5 | 8.1 | 32400 | 27800 | 85.8% | 2.44 | 0 | 8.9 |  |  |  |  | R-410A | 2.65 | Residential & Commercial | USHP
212625676 | Central HP <5.4 tons | COLEMAN | HRCU-A-CB (Split System: Heat Pump with Remote Outdoor Unit-Air-Source) | HMH72B341 | ASPEN |  | D(A,C,E)42D36+TDR | CPLC100C20MP13 | 32600 | 16.5 | 8.1 | 32400 | 27800 | 85.8% | 2.44 | 0 | 9 |  |  |  |  | R-410A | 2.7167 | Residential & Commercial | USHP
212625701 | Central HP <5.4 tons | COLEMAN | HRCU-A-CB (Split System: Heat Pump with Remote Outdoor Unit-Air-Source) | HMH72B341 | ASPEN |  | C(A,C,D,E)36A46+TDR | TM8V100C20MP12 | 31400 | 16.5 | 8.1 | 32400 | 27800 | 85.8% | 2.44 | 0 | 8.9 |  |  |  |  | R-410A | 2.6167 | Residential & Commercial | USHP
212625708 | Central HP <5.4 tons | COLEMAN | HRCU-A-CB (Split System: Heat Pump with Remote Outdoor Unit-Air-Source) | HMH72B341 | ASPEN |  | D(A,C,E)36C36+TDR | TM8V100C20MP12 | 31800 | 16.5 | 8.1 | 32400 | 27800 | 85.8% | 2.44 | 0 | 8.9 |  |  |  |  | R-410A | 2.65 | Residential & Commercial | USHP
212625756 | Central HP <5.4 tons | COLEMAN | HRCU-A-CB (Split System: Heat Pump with Remote Outdoor Unit-Air-Source) | HMH72B341 | ASPEN |  | D(A,C,E)48D26+TDR | TMLV120C20MP12 | 30400 | 16.1 | 8.1 | 32400 | 27800 | 85.8% | 2.44 | 0 | 8 |  |  |  |  | R-410A | 2.5333 | Residential & Commercial | USHP
212625767 | Central HP <5.4 tons | COLEMAN | HRCU-A-CB (Split System: Heat Pump with Remote Outdoor Unit-Air-Source) | HMH72B341 | ASPEN |  | D(A,C,E)42A46+TDR | TPLC100C20MP13 | 31800 | 16.5 | 8.1 | 32400 | 27800 | 85.8% | 2.44 | 0 | 8.9 |  |  |  |  | R-410A | 2.65 | Residential & Commercial | USHP
212625783 | Central HP <5.4 tons | COLEMAN | HRCU-A-CB (Split System: Heat Pump with Remote Outdoor Unit-Air-Source) | HMH72B341 | ASPEN |  | D(A,C,E)36B46+TDR | TPLC120C20MP13 | 32400 | 16.5 | 8.1 | 32400 | 27800 | 85.8% | 2.44 | 0 | 9 |  |  |  |  | R-410A | 2.7 | Residential & Commercial | USHP
212625824 | Central HP <5.4 tons | COLEMAN | HRCU-A-CB (Split System: Heat Pump with Remote Outdoor Unit-Air-Source) | HMH72B341 | ASPEN |  | D(A,C,E)36D26+TDR | CP9C120D20MP13 | 29800 | 16.4 | 8.1 | 32400 | 27800 | 85.8% | 2.52 | 0 | 9 |  |  |  |  | R-410A | 2.4833 | Residential & Commercial | USHP
212625826 | Central HP <5.4 tons | COLEMAN | HRCU-A-CB (Split System: Heat Pump with Remote Outdoor Unit-Air-Source) | HMH72B341 | ASPEN |  | C(A,C,D,E)36B26+TDR | TM9V120D20MP12 | 28800 | 16.1 | 8.5 | 32400 | 27800 | 85.8% | 2.79 | 0 | 8.9 |  |  |  |  | R-410A | 2.4 | Residential & Commercial | USHP
212625831 | Central HP <5.4 tons | COLEMAN | HRCU-A-CB (Split System: Heat Pump with Remote Outdoor Unit-Air-Source) | HMH72B341 | ASPEN |  | D(A,C,E)42C26+TDR | TP9C120D20MP13 | 29800 | 16.4 | 8.1 | 32400 | 27800 | 85.8% | 2.52 | 0 | 9 |  |  |  |  | R-410A | 2.4833 | Residential & Commercial | USHP
215932659 | Central HP <5.4 tons | COMFORTMAKER | HRCU-A-CB (Split System: Heat Pump with Remote Outdoor Unit-Air-Source) | C5H3V36*K*AAA* |  |  | EA*5X61M21A*+WALLCON | *80CSU0401712A* | 34400 | 20.5 | 9 | 34600 | 26200 | 75.72% | 1.94 | 0 | 11.7 |  |  |  |  | R-454B | 2.8667 | Residential & Commercial | USHP | Ducted CEE Tier 1
212625833 | Central HP <5.4 tons | COLEMAN | HRCU-A-CB (Split System: Heat Pump with Remote Outdoor Unit-Air-Source) | HMH72B341 | ASPEN |  | C(A,C,D,E)36B36+TDR | CP9C120D20MP13 | 31600 | 17 | 8.1 | 32400 | 28200 | 87.04% | 2.51 | 0 | 9.3 |  |  |  |  | R-410A | 2.6333 | Residential & Commercial | USHP
212625915 | Central HP <5.4 tons | COLEMAN | HRCU-A-CB (Split System: Heat Pump with Remote Outdoor Unit-Air-Source) | HMH72B341 | ASPEN |  | C(A,C,D,E)36C36+TDR | TM9V040A10MP12 | 32000 | 17 | 8.1 | 33200 | 27400 | 82.53% | 2.41 | 0 | 9.4 |  |  |  |  | R-410A | 2.6667 | Residential & Commercial | USHP
212625926 | Central HP <5.4 tons | COLEMAN | HRCU-A-CB (Split System: Heat Pump with Remote Outdoor Unit-Air-Source) | HMH72B341 | ASPEN |  | D(A,C,E)42C36+TDR | TM9V040A10MP12 | 32200 | 17 | 8.1 | 33200 | 27400 | 82.53% | 2.41 | 0 | 9.5 |  |  |  |  | R-410A | 2.6833 | Residential & Commercial | USHP
212625958 | Central HP <5.4 tons | COLEMAN | HRCU-A-CB (Split System: Heat Pump with Remote Outdoor Unit-Air-Source) | HMH72B341 | ASPEN |  | D(A,C,E)42C36+TDR | TM9E100C20MP12 | 32800 | 15.5 | 8.1 | 33200 | 27000 | 81.33% | 2.43 | 0 | 10 |  |  |  |  | R-410A | 2.7333 | Residential & Commercial | USHP | Ducted CEE Tier 1
212626033 | Central HP <5.4 tons | COLEMAN | HRCU-A-CB (Split System: Heat Pump with Remote Outdoor Unit-Air-Source) | HMH72B341 | ASPEN |  | D(A,C,E)36A46+TDR | TM8Y060A12MP11 | 32000 | 18 | 8.1 | 33400 | 27400 | 82.04% | 2.42 | 0 | 9.9 |  |  |  |  | R-410A | 2.6667 | Residential & Commercial | USHP
212626035 | Central HP <5.4 tons | COLEMAN | HRCU-A-CB (Split System: Heat Pump with Remote Outdoor Unit-Air-Source) | HMH72B341 | ASPEN |  | D(A,C,E)36B46+TDR | TM8Y060A12MP11 | 32800 | 18 | 8.1 | 33400 | 27400 | 82.04% | 2.42 | 0 | 10 |  |  |  |  | R-410A | 2.7333 | Residential & Commercial | USHP | Ducted CEE Tier 1
212626042 | Central HP <5.4 tons | COLEMAN | HRCU-A-CB (Split System: Heat Pump with Remote Outdoor Unit-Air-Source) | HMH72B341 | ASPEN |  | D(A,C,E)42C36+TDR | TM8Y060A12MP11 | 32800 | 18 | 8.1 | 33400 | 27400 | 82.04% | 2.42 | 0 | 10 |  |  |  |  | R-410A | 2.7333 | Residential & Commercial | USHP | Ducted CEE Tier 1
212626049 | Central HP <5.4 tons | COLEMAN | HRCU-A-CB (Split System: Heat Pump with Remote Outdoor Unit-Air-Source) | HMH72B341 | ASPEN |  | D(A,C,E)48D36+TDR | TM8Y060A12MP11 | 33400 | 18 | 8.1 | 33400 | 27400 | 82.04% | 2.42 | 0 | 10 |  |  |  |  | R-410A | 2.7833 | Residential & Commercial | USHP | Ducted CEE Tier 1
216766896 | Central HP <5.4 tons | TRANE | HRCU-A-CB (Split System: Heat Pump with Remote Outdoor Unit-Air-Source) | 5TWX7036A1 |  |  | 5PX*B004AS3+P0V0A000M30SD | 0 | 31800 | 15.5 | 8.5 | 32200 | 24000 | 74.53% | 2.08 | 0 | 11.7 |  |  |  |  | R-454B | 2.65 | Residential & Commercial | USHP | Ducted CEE Tier 1
216766900 | Central HP <5.4 tons | TRANE | HRCU-A-CB (Split System: Heat Pump with Remote Outdoor Unit-Air-Source) | 5TWX7036A1 |  |  | 5PX*B006AS3 | S9X2B040U3PSB | 33800 | 17 | 8.7 | 33000 | 24600 | 74.55% | 2.16 | 0 | 11.7 |  |  |  |  | R-454B | 2.8167 | Residential & Commercial | USHP | Ducted CEE Tier 1
212626051 | Central HP <5.4 tons | COLEMAN | HRCU-A-CB (Split System: Heat Pump with Remote Outdoor Unit-Air-Source) | HMH72B341 | ASPEN |  | D(A,C,E)48B26+TDR | TM8Y080B12MP11 | 30600 | 17.6 | 8.4 | 33400 | 27400 | 82.04% | 2.63 | 0 | 9 |  |  |  |  | R-410A | 2.55 | Residential & Commercial | USHP
212626201 | Central HP <5.4 tons | COLEMAN | HRCU-A-CB (Split System: Heat Pump with Remote Outdoor Unit-Air-Source) | HMH72B341 | ASPEN |  | C(A,C,D,E)42B36+TDR | TM9V080B12MP12 | 32800 | 17 | 8.1 | 33600 | 29400 | 87.5% | 2.64 | 0 | 9.5 |  |  |  |  | R-410A | 2.7333 | Residential & Commercial | USHP
212626233 | Central HP <5.4 tons | COLEMAN | HRCU-A-CB (Split System: Heat Pump with Remote Outdoor Unit-Air-Source) | HMH72B341 | ASPEN |  | D(A,C,E)36A36+TDR | TM9V080B12MP12 | 32800 | 17 | 8.1 | 33600 | 29400 | 87.5% | 2.63 | 0 | 9.5 |  |  |  |  | R-410A | 2.7333 | Residential & Commercial | USHP
212626326 | Central HP <5.4 tons | COLEMAN | HRCU-A-CB (Split System: Heat Pump with Remote Outdoor Unit-Air-Source) | HMH72B341 | ASPEN |  | D(A,C,E)36A36+TDR | TL9E100C20UH11 | 33400 | 17 | 8.1 | 33600 | 29000 | 86.31% | 2.72 | 0 | 10 |  |  |  |  | R-410A | 2.7833 | Residential & Commercial | USHP | Ducted CEE Tier 1
212626353 | Central HP <5.4 tons | COLEMAN | HRCU-A-CB (Split System: Heat Pump with Remote Outdoor Unit-Air-Source) | HMH72B341 | ASPEN |  | C(A,C,D,E)36A36+TDR | TM9Y080C16MP11 | 31200 | 18.3 | 8.3 | 33600 | 28000 | 83.33% | 2.6 | 0 | 9.3 |  |  |  |  | R-410A | 2.6 | Residential & Commercial | USHP
212626376 | Central HP <5.4 tons | COLEMAN | HRCU-A-CB (Split System: Heat Pump with Remote Outdoor Unit-Air-Source) | HMH72B341 | ASPEN |  | C(A,C,D,E)48A26+TDR | TM8Y080C16MP11 | 29800 | 17.8 | 8.3 | 33600 | 27200 | 80.95% | 2.63 | 0 | 9.5 |  |  |  |  | R-410A | 2.4833 | Residential & Commercial | USHP
212626408 | Central HP <5.4 tons | COLEMAN | HRCU-A-CB (Split System: Heat Pump with Remote Outdoor Unit-Air-Source) | HMH72B341 | ASPEN |  | D(A,C,E)42C26+TDR | TM8Y120C20MP11 | 32200 | 18 | 8.3 | 33600 | 30000 | 89.29% | 2.81 | 0 | 9.5 |  |  |  |  | R-410A | 2.6833 | Residential & Commercial | USHP
212626533 | Central HP <5.4 tons | COLEMAN | HRCU-A-CB (Split System: Heat Pump with Remote Outdoor Unit-Air-Source) | HMH72B341 | ASPEN |  | D(A,C,E)36A46+TDR | TM9V080B12MP12 | 32800 | 17 | 8.2 | 33800 | 29200 | 86.39% | 2.65 | 0 | 9.5 |  |  |  |  | R-410A | 2.7333 | Residential & Commercial | USHP
212626669 | Central HP <5.4 tons | COLEMAN | HRCU-A-CB (Split System: Heat Pump with Remote Outdoor Unit-Air-Source) | HMH72B341 | ASPEN |  | D(A,C,E)42B36+TDR | TM9E060A10MP12 | 32200 | 17.5 | 8.1 | 33800 | 27400 | 81.07% | 2.4 | 0 | 9.5 |  |  |  |  | R-410A | 2.6833 | Residential & Commercial | USHP
212626676 | Central HP <5.4 tons | COLEMAN | HRCU-A-CB (Split System: Heat Pump with Remote Outdoor Unit-Air-Source) | HMH72B341 | ASPEN |  | D(A,C,E)48C36+TDR | TM9E060A10MP12 | 33000 | 17.5 | 8.1 | 33800 | 27400 | 81.07% | 2.4 | 0 | 9 |  |  |  |  | R-410A | 2.75 | Residential & Commercial | USHP
212626687 | Central HP <5.4 tons | COLEMAN | HRCU-A-CB (Split System: Heat Pump with Remote Outdoor Unit-Air-Source) | HMH72B341 | ASPEN |  | D(A,C,E)36A46+TDR | TM8E100C16MP11 | 33000 | 18 | 8.2 | 33800 | 28200 | 83.43% | 2.68 | 0 | 10 |  |  |  |  | R-410A | 2.75 | Residential & Commercial | USHP | Ducted CEE Tier 1
212626726 | Central HP <5.4 tons | COLEMAN | HRCU-A-CB (Split System: Heat Pump with Remote Outdoor Unit-Air-Source) | HMH72B341 | ASPEN |  | C(A,C,D,E)42A26+TDR | TM9E080B12MP12 | 29400 | 16.7 | 8.4 | 33800 | 27400 | 81.07% | 2.63 | 0 | 9.4 |  |  |  |  | R-410A | 2.45 | Residential & Commercial | USHP
212626787 | Central HP <5.4 tons | COLEMAN | HRCU-A-CB (Split System: Heat Pump with Remote Outdoor Unit-Air-Source) | HMH72B341 | ASPEN |  | C(A,C,D,E)36B26+TDR | TM8E100C16MP11 | 30800 | 17.9 | 8.3 | 33800 | 28600 | 84.62% | 2.7 | 0 | 9.8 |  |  |  |  | R-410A | 2.5667 | Residential & Commercial | USHP
212626803 | Central HP <5.4 tons | COLEMAN | HRCU-A-CB (Split System: Heat Pump with Remote Outdoor Unit-Air-Source) | HMH72B341 | ASPEN |  | D(A,C,E)42C26+TDR | TM8E120C16MP11 | 32000 | 18 | 8.3 | 33800 | 28800 | 85.21% | 2.73 | 0 | 10 |  |  |  |  | R-410A | 2.6667 | Residential & Commercial | USHP | Ducted CEE Tier 1
212626812 | Central HP <5.4 tons | COLEMAN | HRCU-A-CB (Split System: Heat Pump with Remote Outdoor Unit-Air-Source) | HMH72B341 | ASPEN |  | C(A,C,D,E)36A36+TDR | TM8Y080C16MP11 | 31400 | 18.3 | 8.2 | 33800 | 27200 | 80.47% | 2.61 | 0 | 9.8 |  |  |  |  | R-410A | 2.6167 | Residential & Commercial | USHP
212626969 | Central HP <5.4 tons | COLEMAN | HRCU-A-CB (Split System: Heat Pump with Remote Outdoor Unit-Air-Source) | HMH72B341 | ASPEN |  | D(A,C,E)48B36+TDR | TMLE100B12MP11 | 32800 | 18 | 8.1 | 33800 | 27400 | 81.07% | 2.44 | 0 | 10 |  |  |  |  | R-410A | 2.7333 | Residential & Commercial | USHP | Ducted CEE Tier 1
212626978 | Central HP <5.4 tons | COLEMAN | HRCU-A-CB (Split System: Heat Pump with Remote Outdoor Unit-Air-Source) | HMH72B341 | ASPEN |  | C(A,C,D,E)36A46+TDR | TM8Y100C20MP11 | 33600 | 18 | 8.3 | 33800 | 30000 | 88.76% | 2.76 | 0 | 9.5 |  |  |  |  | R-410A | 2.8 | Residential & Commercial | USHP
212626985 | Central HP <5.4 tons | COLEMAN | HRCU-A-CB (Split System: Heat Pump with Remote Outdoor Unit-Air-Source) | HMH72B341 | ASPEN |  | D(A,C,E)36B36+TDR | TM8Y120C20MP11 | 33600 | 18 | 8.2 | 33800 | 30000 | 88.76% | 2.76 | 0 | 9.5 |  |  |  |  | R-410A | 2.8 | Residential & Commercial | USHP
212627085 | Central HP <5.4 tons | COLEMAN | HRCU-A-CB (Split System: Heat Pump with Remote Outdoor Unit-Air-Source) | HMH72B341 | ASPEN |  | D(A,C,E)36C36+TDR | TP9C080C16MP13 | 32600 | 17.5 | 8.1 | 33800 | 27400 | 81.07% | 2.45 | 0 | 10 |  |  |  |  | R-410A | 2.7167 | Residential & Commercial | USHP | Ducted CEE Tier 1
212627087 | Central HP <5.4 tons | COLEMAN | HRCU-A-CB (Split System: Heat Pump with Remote Outdoor Unit-Air-Source) | HMH72B341 | ASPEN |  | D(A,C,E)36D36+TDR | TP9C080C16MP13 | 32800 | 17.5 | 8.1 | 33800 | 27400 | 81.07% | 2.45 | 0 | 10 |  |  |  |  | R-410A | 2.7333 | Residential & Commercial | USHP | Ducted CEE Tier 1
212627121 | Central HP <5.4 tons | COLEMAN | HRCU-A-CB (Split System: Heat Pump with Remote Outdoor Unit-Air-Source) | HMH72B341 | ASPEN |  | C(A,C,D,E)42B36+TDR | TM9Y080C16MP11 | 32200 | 18.5 | 8.5 | 33800 | 28200 | 83.43% | 2.67 | 0 | 9.4 |  |  |  |  | R-410A | 2.6833 | Residential & Commercial | USHP
212627126 | Central HP <5.4 tons | COLEMAN | HRCU-A-CB (Split System: Heat Pump with Remote Outdoor Unit-Air-Source) | HMH72B341 | ASPEN |  | D(A,C,E)48C26+TDR | TL9E100C20UH11 | 32400 | 17 | 8.4 | 33800 | 28800 | 85.21% | 2.79 | 0 | 10 |  |  |  |  | R-410A | 2.7 | Residential & Commercial | USHP | Ducted CEE Tier 1
212627128 | Central HP <5.4 tons | COLEMAN | HRCU-A-CB (Split System: Heat Pump with Remote Outdoor Unit-Air-Source) | HMH72B341 | ASPEN |  | C(A,C,D,E)42A36+TDR | TL8E100C20UH11 | 31800 | 17.5 | 8.4 | 33800 | 27200 | 80.47% | 2.64 | 0 | 9.9 |  |  |  |  | R-410A | 2.65 | Residential & Commercial | USHP
212627130 | Central HP <5.4 tons | COLEMAN | HRCU-A-CB (Split System: Heat Pump with Remote Outdoor Unit-Air-Source) | HMH72B341 | ASPEN |  | D(A,C,E)48B26+TDR | TM8Y080C16MP11 | 30200 | 17.9 | 8.4 | 33800 | 27200 | 80.47% | 2.64 | 0 | 9 |  |  |  |  | R-410A | 2.5167 | Residential & Commercial | USHP
215681405 | Central HP <5.4 tons | HEIL | HRCU-A-CB (Split System: Heat Pump with Remote Outdoor Unit-Air-Source) | H5H0V48*K*AAA* |  |  | EA*5X60M24A*+WALLCON | *97CTN0802120A* | 45000 | 18 | 9 | 47500 | 33600 | 70.74% | 2.06 | 0 | 10 |  |  |  |  | R-454B | 3.75 | Residential & Commercial | USHP | Ducted CEE Tier 1
215681675 | Central HP <5.4 tons | HEIL | HRCU-A-CB (Split System: Heat Pump with Remote Outdoor Unit-Air-Source) | H5H0V48*K*AAA* |  |  | ESH5X60M12A*+WALLCON | *80CSU0401712B* | 45500 | 16.5 | 8.5 | 48000 | 33800 | 70.42% | 2.08 | 0 | 9.5 |  |  |  |  | R-454B | 3.7917 | Residential & Commercial | USHP
212627146 | Central HP <5.4 tons | COLEMAN | HRCU-A-CB (Split System: Heat Pump with Remote Outdoor Unit-Air-Source) | HMH72B341 | ASPEN |  | D(A,C,E)36A36+TDR | TL8E080C16UH11 | 31600 | 17.5 | 8.5 | 33800 | 27800 | 82.25% | 2.68 | 0 | 9.8 |  |  |  |  | R-410A | 2.6333 | Residential & Commercial | USHP
212627171 | Central HP <5.4 tons | COLEMAN | HRCU-A-CB (Split System: Heat Pump with Remote Outdoor Unit-Air-Source) | HMH72B341 | ASPEN |  | D(A,C,E)48A36+TDR | CP9C100C20MP13 | 32200 | 17.5 | 8.1 | 33800 | 28200 | 83.43% | 2.46 | 0 | 9.4 |  |  |  |  | R-410A | 2.6833 | Residential & Commercial | USHP
212627246 | Central HP <5.4 tons | COLEMAN | HRCU-A-CB (Split System: Heat Pump with Remote Outdoor Unit-Air-Source) | HMH72B341 | ASPEN |  | D(A,C,E)36B46+TDR | TL9E060B12UH11 | 32800 | 18 | 8.1 | 34000 | 27800 | 81.76% | 2.4 | 0 | 9.5 |  |  |  |  | R-410A | 2.7333 | Residential & Commercial | USHP
212627255 | Central HP <5.4 tons | COLEMAN | HRCU-A-CB (Split System: Heat Pump with Remote Outdoor Unit-Air-Source) | HMH72B341 | ASPEN |  | D(A,C,E)42D36+TDR | TL9E060B12UH11 | 33000 | 18 | 8.1 | 34000 | 27800 | 81.76% | 2.4 | 0 | 9 |  |  |  |  | R-410A | 2.75 | Residential & Commercial | USHP
212627285 | Central HP <5.4 tons | COLEMAN | HRCU-A-CB (Split System: Heat Pump with Remote Outdoor Unit-Air-Source) | HMH72B341 | ASPEN |  | D(A,C,E)42D26+TDR | TM9E060B12MP12 | 30800 | 17.2 | 8.1 | 34000 | 28000 | 82.35% | 2.39 | 0 | 9 |  |  |  |  | R-410A | 2.5667 | Residential & Commercial | USHP
212627287 | Central HP <5.4 tons | COLEMAN | HRCU-A-CB (Split System: Heat Pump with Remote Outdoor Unit-Air-Source) | HMH72B341 | ASPEN |  | D(A,C,E)48B36+TDR | TM9E060B12MP12 | 32800 | 17.5 | 8.1 | 34000 | 28000 | 82.35% | 2.39 | 0 | 9.5 |  |  |  |  | R-410A | 2.7333 | Residential & Commercial | USHP
212627312 | Central HP <5.4 tons | COLEMAN | HRCU-A-CB (Split System: Heat Pump with Remote Outdoor Unit-Air-Source) | HMH72B341 | ASPEN |  | C(A,C,D,E)36A46+TDR | CP9C060B12MP13 | 32000 | 17.5 | 8.1 | 34000 | 27800 | 81.76% | 2.42 | 0 | 9.4 |  |  |  |  | R-410A | 2.6667 | Residential & Commercial | USHP
212627321 | Central HP <5.4 tons | COLEMAN | HRCU-A-CB (Split System: Heat Pump with Remote Outdoor Unit-Air-Source) | HMH72B341 | ASPEN |  | D(A,C,E)36C36+TDR | CP9C060B12MP13 | 32600 | 17.5 | 8.1 | 34000 | 27800 | 81.76% | 2.42 | 0 | 9.5 |  |  |  |  | R-410A | 2.7167 | Residential & Commercial | USHP
213205065 | Central HP <5.4 tons | TEMPSTAR | HRCU-A-CB (Split System: Heat Pump with Remote Outdoor Unit-Air-Source) | DLCURAH24ABK | ASPEN |  | D(A,C,E)30B34+TDR | *96VTN1002120A* | 22400 | 16.7 | 8.4 | 25200 | 19900 | 78.97% | 2.91 | 0 | 10 |  |  |  |  | R-410A | 1.8667 | Residential & Commercial | USHP | Ducted CEE Tier 1
214092382 | Central HP <5.4 tons | LUXAIRE | HRCU-A-CB (Split System: Heat Pump with Remote Outdoor Unit-Air-Source) | HMH72B341 | ASPEN |  | D(A,C,E)48B34+TDR | TM9Y060B12MP11 | 32600 | 17.5 | 8.1 | 32400 | 46000 | 142% | 3.01 | 0 | 9.5 |  |  |  |  | R-410A | 2.7167 | Residential & Commercial | USHP
212626864 | Central HP <5.4 tons | COLEMAN | HRCU-A-CB (Split System: Heat Pump with Remote Outdoor Unit-Air-Source) | HMH72B341 | ASPEN |  | D(A,C,E)36A46+TDR | TL9E100C20UH11 | 33400 | 17 | 8.3 | 33800 | 28800 | 85.21% | 2.73 | 0 | 10 |  |  |  |  | R-410A | 2.7833 | Residential & Commercial | USHP | Ducted CEE Tier 1
212626866 | Central HP <5.4 tons | COLEMAN | HRCU-A-CB (Split System: Heat Pump with Remote Outdoor Unit-Air-Source) | HMH72B341 | ASPEN |  | C(A,C,D,E)36B26+TDR | TM8E120C16MP11 | 31000 | 17.9 | 8.3 | 33800 | 28800 | 85.21% | 2.73 | 0 | 9.8 |  |  |  |  | R-410A | 2.5833 | Residential & Commercial | USHP
212626949 | Central HP <5.4 tons | COLEMAN | HRCU-A-CB (Split System: Heat Pump with Remote Outdoor Unit-Air-Source) | HMH72B341 | ASPEN |  | D(A,C,E)48D26+TDR | TMLE060A12MP11 | 31200 | 17.8 | 8.1 | 33800 | 27400 | 81.07% | 2.44 | 0 | 9.7 |  |  |  |  | R-410A | 2.6 | Residential & Commercial | USHP
212626967 | Central HP <5.4 tons | COLEMAN | HRCU-A-CB (Split System: Heat Pump with Remote Outdoor Unit-Air-Source) | HMH72B341 | ASPEN |  | D(A,C,E)42D26+TDR | TMLE100B12MP11 | 30800 | 17.7 | 8.1 | 33800 | 27400 | 81.07% | 2.44 | 0 | 9 |  |  |  |  | R-410A | 2.5667 | Residential & Commercial | USHP
214243999 | Central HP <5.4 tons | CARRIER | HRCU-A-CB (Split System: Heat Pump with Remote Outdoor Unit-Air-Source) | 25VNA424A*031* |  |  | CNPV*3017AL*+UI | 59TN6C040C14**10 | 22800 | 17.5 | 9.5 | 27000 | 20600 | 76.3% | 2.28 | 0 | 12 |  |  |  |  | R-410A | 1.9 | Residential & Commercial | USHP | Ducted CEE Tier 1
212977022 | Central HP <5.4 tons | COMFORTMAKER | HRCU-A-CB (Split System: Heat Pump with Remote Outdoor Unit-Air-Source) | DLCURAH30ABK |  |  | EA*4X37L21A* | *96VTN1002122B* | 30400 | 15.2 | 8.1 | 33400 | 26400 | 79.04% | 1.84 | 0 | 9 |  |  |  |  | R-410A | 2.5333 | Residential & Commercial | USHP
215932489 | Central HP <5.4 tons | COMFORTMAKER | HRCU-A-CB (Split System: Heat Pump with Remote Outdoor Unit-Air-Source) | C5H3V36*K*AAA* |  |  | EA*5X48M21A*+WALLCON | *97CMN0801714B* | 33200 | 19.5 | 9.5 | 35000 | 26800 | 76.57% | 2.02 | 0 | 11 |  |  |  |  | R-454B | 2.7667 | Residential & Commercial | USHP | Ducted CEE Tier 1
215932589 | Central HP <5.4 tons | COMFORTMAKER | HRCU-A-CB (Split System: Heat Pump with Remote Outdoor Unit-Air-Source) | C5H3V36*K*AAA* |  |  | EA*5X60M24A*+WALLCON | *95CSU1002122B* | 34000 | 20.5 | 9.5 | 34000 | 25800 | 75.88% | 2.04 | 0 | 12 |  |  |  |  | R-454B | 2.8333 | Residential & Commercial | USHP | Ducted CEE Tier 1
215932809 | Central HP <5.4 tons | COMFORTMAKER | HRCU-A-CB (Split System: Heat Pump with Remote Outdoor Unit-Air-Source) | C5H3V36*K*AAA* |  |  | EA*5X61M21A*+WALLCON | *97CMN1002122B* | 34400 | 20.5 | 9.5 | 34200 | 26000 | 76.02% | 2.06 | 0 | 12 |  |  |  |  | R-454B | 2.8667 | Residential & Commercial | USHP | Ducted CEE Tier 1
215933109 | Central HP <5.4 tons | COMFORTMAKER | HRCU-A-CB (Split System: Heat Pump with Remote Outdoor Unit-Air-Source) | C5H3V36*K*AAA* |  |  | ESH5X36M12A*+WALLCON | *80CTL0902120B* | 33400 | 19 | 9 | 34800 | 26600 | 76.44% | 1.92 | 0 | 11.5 |  |  |  |  | R-454B | 2.7833 | Residential & Commercial | USHP | Ducted CEE Tier 1
215933609 | Central HP <5.4 tons | COMFORTMAKER | HRCU-A-CB (Split System: Heat Pump with Remote Outdoor Unit-Air-Source) | C5H3V36*K*AAA* |  |  | ESH5X48M12A*+WALLCON | *95CSU0601716B* | 33600 | 19 | 9 | 35200 | 27000 | 76.7% | 1.92 | 0 | 11 |  |  |  |  | R-454B | 2.8 | Residential & Commercial | USHP | Ducted CEE Tier 1
215934079 | Central HP <5.4 tons | COMFORTMAKER | HRCU-A-CB (Split System: Heat Pump with Remote Outdoor Unit-Air-Source) | C5H3V48*K*AAA* |  |  | EA*5X48M21A*+WALLCON | *96CTN0801714B* | 42500 | 20 | 9 | 48500 | 35200 | 72.58% | 2 | 0 | 11 |  |  |  |  | R-454B | 3.5417 | Residential & Commercial | USHP | Ducted CEE Tier 1
215681305 | Central HP <5.4 tons | HEIL | HRCU-A-CB (Split System: Heat Pump with Remote Outdoor Unit-Air-Source) | H5H0V48*K*AAA* |  |  | EA*5X48M21A*+WALLCON | *80CSU0401712B* | 44000 | 17.5 | 9 | 48500 | 34000 | 70.1% | 2.04 | 0 | 9.5 |  |  |  |  | R-454B | 3.6667 | Residential & Commercial | USHP
215681355 | Central HP <5.4 tons | HEIL | HRCU-A-CB (Split System: Heat Pump with Remote Outdoor Unit-Air-Source) | H5H0V48*K*AAA* |  |  | EA*5X48M21A*+WALLCON | *97CTN0802120A* | 44000 | 17.5 | 9 | 48500 | 34200 | 70.52% | 2.06 | 0 | 9.5 |  |  |  |  | R-454B | 3.6667 | Residential & Commercial | USHP
212626980 | Central HP <5.4 tons | COLEMAN | HRCU-A-CB (Split System: Heat Pump with Remote Outdoor Unit-Air-Source) | HMH72B341 | ASPEN |  | D(A,C,E)36A46+TDR | TM8Y100C20MP11 | 33600 | 18 | 8.3 | 33800 | 30000 | 88.76% | 2.76 | 0 | 9.5 |  |  |  |  | R-410A | 2.8 | Residential & Commercial | USHP
212626998 | Central HP <5.4 tons | COLEMAN | HRCU-A-CB (Split System: Heat Pump with Remote Outdoor Unit-Air-Source) | HMH72B341 | ASPEN |  | C(A,C,D,E)42A36+TDR | TM8V100C16MP12 | 31800 | 17.5 | 8.3 | 33800 | 27400 | 81.07% | 2.64 | 0 | 9.9 |  |  |  |  | R-410A | 2.65 | Residential & Commercial | USHP
212627014 | Central HP <5.4 tons | COLEMAN | HRCU-A-CB (Split System: Heat Pump with Remote Outdoor Unit-Air-Source) | HMH72B341 | ASPEN |  | C(A,C,D,E)42A36+TDR | TM9Y080C16MP11 | 31800 | 18.5 | 8.4 | 33800 | 27800 | 82.25% | 2.64 | 0 | 9.4 |  |  |  |  | R-410A | 2.65 | Residential & Commercial | USHP
212627033 | Central HP <5.4 tons | COLEMAN | HRCU-A-CB (Split System: Heat Pump with Remote Outdoor Unit-Air-Source) | HMH72B341 | ASPEN |  | C(A,C,D,E)36C26+TDR | CP9C080C16MP13 | 29800 | 16.9 | 8.1 | 33800 | 27400 | 81.07% | 2.45 | 0 | 9.5 |  |  |  |  | R-410A | 2.4833 | Residential & Commercial | USHP
212627034 | Central HP <5.4 tons | COLEMAN | HRCU-A-CB (Split System: Heat Pump with Remote Outdoor Unit-Air-Source) | HMH72B341 | ASPEN |  | C(A,C,D,E)36C36+TDR | CP9C080C16MP13 | 32600 | 17.5 | 8.1 | 33800 | 27400 | 81.07% | 2.45 | 0 | 10 |  |  |  |  | R-410A | 2.7167 | Residential & Commercial | USHP | Ducted CEE Tier 1
212627047 | Central HP <5.4 tons | COLEMAN | HRCU-A-CB (Split System: Heat Pump with Remote Outdoor Unit-Air-Source) | HMH72B341 | ASPEN |  | D(A,C,E)42D36+TDR | CP9C080C16MP13 | 33200 | 17.5 | 8.1 | 33800 | 27400 | 81.07% | 2.45 | 0 | 10 |  |  |  |  | R-410A | 2.7667 | Residential & Commercial | USHP | Ducted CEE Tier 1
212627067 | Central HP <5.4 tons | COLEMAN | HRCU-A-CB (Split System: Heat Pump with Remote Outdoor Unit-Air-Source) | HMH72B341 | ASPEN |  | D(A,C,E)42C26+TDR | TM9V080C16MP12 | 30400 | 17 | 8.5 | 33800 | 27400 | 81.07% | 2.66 | 0 | 9 |  |  |  |  | R-410A | 2.5333 | Residential & Commercial | USHP
212627080 | Central HP <5.4 tons | COLEMAN | HRCU-A-CB (Split System: Heat Pump with Remote Outdoor Unit-Air-Source) | HMH72B341 | ASPEN |  | C(A,C,D,E)36C36+TDR | TP9C080C16MP13 | 32600 | 17.5 | 8.1 | 33800 | 27400 | 81.07% | 2.45 | 0 | 10 |  |  |  |  | R-410A | 2.7167 | Residential & Commercial | USHP | Ducted CEE Tier 1
212627328 | Central HP <5.4 tons | COLEMAN | HRCU-A-CB (Split System: Heat Pump with Remote Outdoor Unit-Air-Source) | HMH72B341 | ASPEN |  | D(A,C,E)42D26+TDR | CP9C060B12MP13 | 30800 | 17.2 | 8.1 | 34000 | 27800 | 81.76% | 2.42 | 0 | 9 |  |  |  |  | R-410A | 2.5667 | Residential & Commercial | USHP
212627369 | Central HP <5.4 tons | COLEMAN | HRCU-A-CB (Split System: Heat Pump with Remote Outdoor Unit-Air-Source) | HMH72B341 | ASPEN |  | D(A,C,E)36D36+TDR | TP9C060B12MP13 | 32800 | 17.5 | 8.1 | 34000 | 27800 | 81.76% | 2.42 | 0 | 9.5 |  |  |  |  | R-410A | 2.7333 | Residential & Commercial | USHP
212627405 | Central HP <5.4 tons | COLEMAN | HRCU-A-CB (Split System: Heat Pump with Remote Outdoor Unit-Air-Source) | HMH72B341 | ASPEN |  | D(A,C,E)42D36+TDR | TL8E060A12UH11 | 32800 | 18 | 8.1 | 33400 | 29000 | 86.83% | 2.46 | 0 | 9.5 |  |  |  |  | R-410A | 2.7333 | Residential & Commercial | USHP
212627430 | Central HP <5.4 tons | COLEMAN | HRCU-A-CB (Split System: Heat Pump with Remote Outdoor Unit-Air-Source) | HMH72B341 | ASPEN |  | D(A,C,E)42B36+TDR | TM8E080B12MP11 | 32400 | 18 | 8.5 | 34000 | 28000 | 82.35% | 2.63 | 0 | 9.5 |  |  |  |  | R-410A | 2.7 | Residential & Commercial | USHP
212627462 | Central HP <5.4 tons | COLEMAN | HRCU-A-CB (Split System: Heat Pump with Remote Outdoor Unit-Air-Source) | HMH72B341 | ASPEN |  | D(A,C,E)48D36+TDR | TM9Y080B12MP11 | 33600 | 18 | 8.1 | 34000 | 28000 | 82.35% | 2.41 | 0 | 9.5 |  |  |  |  | R-410A | 2.8 | Residential & Commercial | USHP
212627464 | Central HP <5.4 tons | COLEMAN | HRCU-A-CB (Split System: Heat Pump with Remote Outdoor Unit-Air-Source) | HMH72B341 | ASPEN |  | C(A,C,D,E)36B26+TDR | TMLE080B12MP11 | 29200 | 17.2 | 8.1 | 34000 | 28000 | 82.35% | 2.41 | 0 | 8.9 |  |  |  |  | R-410A | 2.4333 | Residential & Commercial | USHP
212627478 | Central HP <5.4 tons | COLEMAN | HRCU-A-CB (Split System: Heat Pump with Remote Outdoor Unit-Air-Source) | HMH72B341 | ASPEN |  | D(A,C,E)42C36+TDR | TMLE080B12MP11 | 32800 | 18 | 8.1 | 34000 | 28000 | 82.35% | 2.41 | 0 | 9.5 |  |  |  |  | R-410A | 2.7333 | Residential & Commercial | USHP
212627494 | Central HP <5.4 tons | COLEMAN | HRCU-A-CB (Split System: Heat Pump with Remote Outdoor Unit-Air-Source) | HMH72B341 | ASPEN |  | C(A,C,D,E)48C26+TDR | TM8V060A12MP12 | 32000 | 17.5 | 8.1 | 33400 | 28800 | 86.23% | 2.49 | 0 | 9 |  |  |  |  | R-410A | 2.6667 | Residential & Commercial | USHP
211708498 | Central HP <5.4 tons | COLEMAN | HRCU-A-CB (Split System: Heat Pump with Remote Outdoor Unit-Air-Source) | THF2B48T21 | ASPEN |  | D(A,C,E)48D34+TDR | TMLE080C16MP11 | 45000 | 16 | 8.2 | 44000 | 30800 | 70% | 3.11 | 0 | 11.9 |  |  |  |  | R-410A | 3.75 | Residential & Commercial | USHP | Ducted CEE Tier 1
216766825 | Central HP <5.4 tons | TRANE | HRCU-A-CB (Split System: Heat Pump with Remote Outdoor Unit-Air-Source) | 5TWX7024A1 |  |  | 5PX*BD04AS3 | S9X1B060D3PSB | 23400 | 17.1 | 8.1 | 22200 | 17200 | 77.48% | 1.84 | 0 | 12.5 |  |  |  |  | R-454B | 1.95 | Residential & Commercial | USHP | Ducted CEE Tier 1
212627521 | Central HP <5.4 tons | COLEMAN | HRCU-A-CB (Split System: Heat Pump with Remote Outdoor Unit-Air-Source) | HMH72B341 | ASPEN |  | D(A,C,E)48D36+TDR | CP9C080B12MP13 | 32800 | 17 | 8.1 | 33600 | 29600 | 88.1% | 2.45 | 0 | 9.5 |  |  |  |  | R-410A | 2.7333 | Residential & Commercial | USHP
212627544 | Central HP <5.4 tons | COLEMAN | HRCU-A-CB (Split System: Heat Pump with Remote Outdoor Unit-Air-Source) | HMH72B341 | ASPEN |  | D(A,C,E)36D36+TDR | TM9Y100C20MP11 | 32800 | 15.5 | 8.1 | 34000 | 27800 | 81.76% | 2.38 | 0 | 9.5 |  |  |  |  | R-410A | 2.7333 | Residential & Commercial | USHP
212627553 | Central HP <5.4 tons | COLEMAN | HRCU-A-CB (Split System: Heat Pump with Remote Outdoor Unit-Air-Source) | HMH72B341 | ASPEN |  | D(A,C,E)48D26+TDR | TM9Y100C20MP11 | 30800 | 15.2 | 8.1 | 34000 | 27800 | 81.76% | 2.38 | 0 | 9.2 |  |  |  |  | R-410A | 2.5667 | Residential & Commercial | USHP
212627589 | Central HP <5.4 tons | COLEMAN | HRCU-A-CB (Split System: Heat Pump with Remote Outdoor Unit-Air-Source) | HMH72B341 | ASPEN |  | D(A,C,E)48D36+TDR | TMLE080C16MP11 | 33000 | 18 | 8.1 | 33000 | 29000 | 87.88% | 2.49 | 0 | 10 |  |  |  |  | R-410A | 2.75 | Residential & Commercial | USHP | Ducted CEE Tier 1
212627594 | Central HP <5.4 tons | COLEMAN | HRCU-A-CB (Split System: Heat Pump with Remote Outdoor Unit-Air-Source) | HMH72B341 | ASPEN |  | C(A,C,D,E)48C26+TDR | TM9E080C16MP12 | 32200 | 18 | 8.1 | 33000 | 29200 | 88.48% | 2.49 | 0 | 10 |  |  |  |  | R-410A | 2.6833 | Residential & Commercial | USHP | Ducted CEE Tier 1
212627596 | Central HP <5.4 tons | COLEMAN | HRCU-A-CB (Split System: Heat Pump with Remote Outdoor Unit-Air-Source) | HMH72B341 | ASPEN |  | D(A,C,E)48C36+TDR | TM9E080C16MP12 | 33000 | 18 | 8.1 | 33000 | 29200 | 88.48% | 2.49 | 0 | 10 |  |  |  |  | R-410A | 2.75 | Residential & Commercial | USHP | Ducted CEE Tier 1
212627619 | Central HP <5.4 tons | COLEMAN | HRCU-A-CB (Split System: Heat Pump with Remote Outdoor Unit-Air-Source) | HMH72B341 | ASPEN |  | C(A,C,D,E)42B36+TDR | TM8V080C16MP12 | 32200 | 17.5 | 8.4 | 34000 | 27400 | 80.59% | 2.65 | 0 | 9.9 |  |  |  |  | R-410A | 2.6833 | Residential & Commercial | USHP
212627648 | Central HP <5.4 tons | COLEMAN | HRCU-A-CB (Split System: Heat Pump with Remote Outdoor Unit-Air-Source) | HMH72B341 | ASPEN |  | C(A,C,D,E)36C36+TDR | TM9Y080C16MP11 | 32400 | 18.5 | 8.5 | 34000 | 28000 | 82.35% | 2.66 | 0 | 9.5 |  |  |  |  | R-410A | 2.7 | Residential & Commercial | USHP
216764739 | Central HP <5.4 tons | TRANE | HRCU-A-CB (Split System: Heat Pump with Remote Outdoor Unit-Air-Source) | 5TWR7036A1 |  |  | 5TXCB006AS3 | S8X2B060M4PSC | 33600 | 17.1 | 9 | 32600 | 24200 | 74.23% | 2.1 | 0 | 12 |  |  |  |  | R-454B | 2.8 | Residential & Commercial | USHP | Ducted CEE Tier 1
213355429 | Central HP <5.4 tons | COLEMAN | HRCU-A-CB (Split System: Heat Pump with Remote Outdoor Unit-Air-Source) | HMH72B341 | ASPEN |  | L(E,G)M36E6 | 0 | 32400 | 17 | 8.5 | 32000 | 28000 | 87.5% | 2.88 | 0 | 10 |  |  |  |  | R-410A | 2.7 | Residential & Commercial | USHP | Ducted CEE Tier 1
216764937 | Central HP <5.4 tons | TRANE | HRCU-A-CB (Split System: Heat Pump with Remote Outdoor Unit-Air-Source) | 5TWX7036A1 |  |  | 5PX*B006AS3 | S8X2B060M4PSC | 33600 | 17.5 | 8.7 | 32600 | 24200 | 74.23% | 2.1 | 0 | 12 |  |  |  |  | R-454B | 2.8 | Residential & Commercial | USHP | Ducted CEE Tier 1
216764970 | Central HP <5.4 tons | TRANE | HRCU-A-CB (Split System: Heat Pump with Remote Outdoor Unit-Air-Source) | 5TWX7036A1 |  |  | 5PX*C007AS3 | S8X2C100M5PTC | 33400 | 17.1 | 9 | 32400 | 24000 | 74.07% | 2.1 | 0 | 12 |  |  |  |  | R-454B | 2.7833 | Residential & Commercial | USHP | Ducted CEE Tier 1
216765087 | Central HP <5.4 tons | TRANE | HRCU-A-CB (Split System: Heat Pump with Remote Outdoor Unit-Air-Source) | 5TWX7060A1 |  |  | 5PX*D008AS3 | S8X2C080M5PTC | 51500 | 16 | 9 | 51500 | 39000 | 75.73% | 2.1 | 0 | 11 |  |  |  |  | R-454B | 4.2917 | Residential & Commercial | USHP | Ducted CEE Tier 1
216765104 | Central HP <5.4 tons | TRANE | HRCU-A-CB (Split System: Heat Pump with Remote Outdoor Unit-Air-Source) | 5TWX7060A1 |  |  | 5PX*DD10AS3 | S8X2C100M5PSC | 51000 | 16 | 8.7 | 51000 | 38500 | 75.49% | 2.1 | 0 | 10 |  |  |  |  | R-454B | 4.25 | Residential & Commercial | USHP | Ducted CEE Tier 1
216765122 | Central HP <5.4 tons | TRANE | HRCU-A-CB (Split System: Heat Pump with Remote Outdoor Unit-Air-Source) | 5TWX7060A1 |  |  | 5TXCD010AS3 | S8X1C100M5PTC | 52500 | 16.5 | 9 | 51000 | 38500 | 75.49% | 2.1 | 0 | 11 |  |  |  |  | R-454B | 4.375 | Residential & Commercial | USHP | Ducted CEE Tier 1
212627083 | Central HP <5.4 tons | COLEMAN | HRCU-A-CB (Split System: Heat Pump with Remote Outdoor Unit-Air-Source) | HMH72B341 | ASPEN |  | D(A,C,E)36B36+TDR | TP9C080C16MP13 | 32200 | 17.5 | 8.1 | 33800 | 27400 | 81.07% | 2.45 | 0 | 9.9 |  |  |  |  | R-410A | 2.6833 | Residential & Commercial | USHP
212627100 | Central HP <5.4 tons | COLEMAN | HRCU-A-CB (Split System: Heat Pump with Remote Outdoor Unit-Air-Source) | HMH72B341 | ASPEN |  | D(A,C,E)42C26+TDR | TL9E100C20UH11 | 32000 | 17 | 8.3 | 33800 | 28800 | 85.21% | 2.77 | 0 | 10 |  |  |  |  | R-410A | 2.6667 | Residential & Commercial | USHP | Ducted CEE Tier 1
212627117 | Central HP <5.4 tons | COLEMAN | HRCU-A-CB (Split System: Heat Pump with Remote Outdoor Unit-Air-Source) | HMH72B341 | ASPEN |  | C(A,C,D,E)42A36+TDR | TL9E080C16UH11 | 31800 | 17.5 | 8.4 | 33800 | 27800 | 82.25% | 2.63 | 0 | 9.4 |  |  |  |  | R-410A | 2.65 | Residential & Commercial | USHP
212627132 | Central HP <5.4 tons | COLEMAN | HRCU-A-CB (Split System: Heat Pump with Remote Outdoor Unit-Air-Source) | HMH72B341 | ASPEN |  | D(A,C,E)48B26+TDR | TM9V100C16MP12 | 30200 | 17 | 8.4 | 33800 | 27200 | 80.47% | 2.64 | 0 | 9 |  |  |  |  | R-410A | 2.5167 | Residential & Commercial | USHP
212627233 | Central HP <5.4 tons | COLEMAN | HRCU-A-CB (Split System: Heat Pump with Remote Outdoor Unit-Air-Source) | HMH72B341 | ASPEN |  | D(A,C,E)48D36+TDR | TPLC080B12MP13 | 32400 | 17 | 8.1 | 33600 | 29400 | 87.5% | 2.42 | 0 | 9.5 |  |  |  |  | R-410A | 2.7 | Residential & Commercial | USHP
212627282 | Central HP <5.4 tons | COLEMAN | HRCU-A-CB (Split System: Heat Pump with Remote Outdoor Unit-Air-Source) | HMH72B341 | ASPEN |  | D(A,C,E)42B36+TDR | TM9E060B12MP12 | 32600 | 17.5 | 8.1 | 34000 | 28000 | 82.35% | 2.39 | 0 | 9.5 |  |  |  |  | R-410A | 2.7167 | Residential & Commercial | USHP
212627315 | Central HP <5.4 tons | COLEMAN | HRCU-A-CB (Split System: Heat Pump with Remote Outdoor Unit-Air-Source) | HMH72B341 | ASPEN |  | C(A,C,D,E)36C26+TDR | CP9C060B12MP13 | 29800 | 16.9 | 8.1 | 34000 | 27800 | 81.76% | 2.42 | 0 | 9 |  |  |  |  | R-410A | 2.4833 | Residential & Commercial | USHP
212627317 | Central HP <5.4 tons | COLEMAN | HRCU-A-CB (Split System: Heat Pump with Remote Outdoor Unit-Air-Source) | HMH72B341 | ASPEN |  | C(A,C,D,E)48C26+TDR | CP9C060B12MP13 | 30800 | 17.2 | 8.1 | 34000 | 27800 | 81.76% | 2.42 | 0 | 9 |  |  |  |  | R-410A | 2.5667 | Residential & Commercial | USHP
212627655 | Central HP <5.4 tons | COLEMAN | HRCU-A-CB (Split System: Heat Pump with Remote Outdoor Unit-Air-Source) | HMH72B341 | ASPEN |  | D(A,C,E)36D36+TDR | TM9Y080C16MP11 | 32800 | 18.5 | 8.5 | 34000 | 28000 | 82.35% | 2.66 | 0 | 9.5 |  |  |  |  | R-410A | 2.7333 | Residential & Commercial | USHP
212627662 | Central HP <5.4 tons | COLEMAN | HRCU-A-CB (Split System: Heat Pump with Remote Outdoor Unit-Air-Source) | HMH72B341 | ASPEN |  | D(A,C,E)48B36+TDR | TM9Y080C16MP11 | 32600 | 18.5 | 8.5 | 34000 | 28000 | 82.35% | 2.66 | 0 | 9.5 |  |  |  |  | R-410A | 2.7167 | Residential & Commercial | USHP
212627671 | Central HP <5.4 tons | COLEMAN | HRCU-A-CB (Split System: Heat Pump with Remote Outdoor Unit-Air-Source) | HMH72B341 | ASPEN |  | C(A,C,D,E)48C26+TDR | TMLE120C16MP11 | 32400 | 18 | 8.1 | 33000 | 29200 | 88.48% | 2.5 | 0 | 10 |  |  |  |  | R-410A | 2.7 | Residential & Commercial | USHP | Ducted CEE Tier 1
212627687 | Central HP <5.4 tons | COLEMAN | HRCU-A-CB (Split System: Heat Pump with Remote Outdoor Unit-Air-Source) | HMH72B341 | ASPEN |  | C(A,C,D,E)48A36+TDR | TM9V100C16MP12 | 32200 | 17.5 | 8.4 | 34000 | 27400 | 80.59% | 2.65 | 0 | 9.9 |  |  |  |  | R-410A | 2.6833 | Residential & Commercial | USHP
212627696 | Central HP <5.4 tons | COLEMAN | HRCU-A-CB (Split System: Heat Pump with Remote Outdoor Unit-Air-Source) | HMH72B341 | ASPEN |  | C(A,C,D,E)36C26+TDR | CPLC080C16MP13 | 29800 | 16.9 | 8.1 | 33800 | 27400 | 81.07% | 2.47 | 0 | 9.5 |  |  |  |  | R-410A | 2.4833 | Residential & Commercial | USHP
212627703 | Central HP <5.4 tons | COLEMAN | HRCU-A-CB (Split System: Heat Pump with Remote Outdoor Unit-Air-Source) | HMH72B341 | ASPEN |  | D(A,C,E)36D26+TDR | CPLC080C16MP13 | 30200 | 17 | 8.1 | 33800 | 27400 | 81.07% | 2.47 | 0 | 9 |  |  |  |  | R-410A | 2.5167 | Residential & Commercial | USHP
212627728 | Central HP <5.4 tons | COLEMAN | HRCU-A-CB (Split System: Heat Pump with Remote Outdoor Unit-Air-Source) | HMH72B341 | ASPEN |  | D(A,C,E)42A46+TDR | CPLC100C16MP13 | 32400 | 17.5 | 8.1 | 33800 | 27400 | 81.07% | 2.47 | 0 | 10 |  |  |  |  | R-410A | 2.7 | Residential & Commercial | USHP | Ducted CEE Tier 1
212627730 | Central HP <5.4 tons | COLEMAN | HRCU-A-CB (Split System: Heat Pump with Remote Outdoor Unit-Air-Source) | HMH72B341 | ASPEN |  | D(A,C,E)42C26+TDR | CPLC100C16MP13 | 30200 | 17 | 8.1 | 33800 | 27400 | 81.07% | 2.47 | 0 | 9 |  |  |  |  | R-410A | 2.5167 | Residential & Commercial | USHP
215935760 | Central HP <5.4 tons | DAY & NIGHT | HRCU-A-CB (Split System: Heat Pump with Remote Outdoor Unit-Air-Source) | C5H3V36*K*AAA* |  |  | EVD5X36M21A*+WALLCON | *96CTN0601714B* | 34000 | 20.5 | 8.1 | 38000 | 27000 | 71.05% | 1.95 | 0 | 11 |  |  |  |  | R-454B | 2.8333 | Residential & Commercial | USHP | Ducted CEE Tier 1
215931500 | Central HP <5.4 tons | COMFORTMAKER | HRCU-A-CB (Split System: Heat Pump with Remote Outdoor Unit-Air-Source) | C5H3V36*K*AAA* |  |  | FCMA5B48L0C*+WALLCON | 0 | 34400 | 21.5 | 9.5 | 34200 | 25800 | 75.44% | 2.06 | 0 | 12.5 |  |  |  |  | R-454B | 2.8667 | Residential & Commercial | USHP | Ducted CEE Tier 1
215932159 | Central HP <5.4 tons | COMFORTMAKER | HRCU-A-CB (Split System: Heat Pump with Remote Outdoor Unit-Air-Source) | C5H3V36*K*AAA* |  |  | EA*5X37M17A*+WALLCON | *96CTN0601714B* | 33200 | 19 | 9.5 | 34400 | 26400 | 76.74% | 2.06 | 0 | 10.5 |  |  |  |  | R-454B | 2.7667 | Residential & Commercial | USHP | Ducted CEE Tier 1
215933579 | Central HP <5.4 tons | COMFORTMAKER | HRCU-A-CB (Split System: Heat Pump with Remote Outdoor Unit-Air-Source) | C5H3V36*K*AAA* |  |  | ESH5X48M12A*+WALLCON | *80CTL0901716B* | 33600 | 19.5 | 9 | 34800 | 26600 | 76.44% | 1.94 | 0 | 11.5 |  |  |  |  | R-454B | 2.8 | Residential & Commercial | USHP | Ducted CEE Tier 1
215933699 | Central HP <5.4 tons | COMFORTMAKER | HRCU-A-CB (Split System: Heat Pump with Remote Outdoor Unit-Air-Source) | C5H3V36*K*AAA* |  |  | ESH5X48M12A*+WALLCON | *96CTN0601714B* | 33400 | 19 | 9 | 34200 | 26000 | 76.02% | 1.94 | 0 | 11 |  |  |  |  | R-454B | 2.7833 | Residential & Commercial | USHP | Ducted CEE Tier 1
215933849 | Central HP <5.4 tons | COMFORTMAKER | HRCU-A-CB (Split System: Heat Pump with Remote Outdoor Unit-Air-Source) | C5H3V36*K*AAA* |  |  | ESH5X60M12A*+WALLCON | *95CSU1002122B* | 34200 | 19.5 | 9 | 34200 | 25800 | 75.44% | 1.96 | 0 | 11.7 |  |  |  |  | R-454B | 2.85 | Residential & Commercial | USHP | Ducted CEE Tier 1
215934649 | Central HP <5.4 tons | COMFORTMAKER | HRCU-A-CB (Split System: Heat Pump with Remote Outdoor Unit-Air-Source) | C5H3V36*K*AAA* |  |  | EVM5X30M17A*+WALLCON | *97CMN0601714B* | 34000 | 20 | 8.1 | 38000 | 27200 | 71.58% | 2 | 0 | 11 |  |  |  |  | R-454B | 2.8333 | Residential & Commercial | USHP | Ducted CEE Tier 1
212627351 | Central HP <5.4 tons | COLEMAN | HRCU-A-CB (Split System: Heat Pump with Remote Outdoor Unit-Air-Source) | HMH72B341 | ASPEN |  | D(A,C,E)42D26+TDR | TM9V060B12MP12 | 30800 | 17.2 | 8.1 | 34000 | 27800 | 81.76% | 2.42 | 0 | 9 |  |  |  |  | R-410A | 2.5667 | Residential & Commercial | USHP
212627367 | Central HP <5.4 tons | COLEMAN | HRCU-A-CB (Split System: Heat Pump with Remote Outdoor Unit-Air-Source) | HMH72B341 | ASPEN |  | D(A,C,E)36C36+TDR | TP9C060B12MP13 | 32600 | 17.5 | 8.1 | 34000 | 27800 | 81.76% | 2.42 | 0 | 9.5 |  |  |  |  | R-410A | 2.7167 | Residential & Commercial | USHP
212627368 | Central HP <5.4 tons | COLEMAN | HRCU-A-CB (Split System: Heat Pump with Remote Outdoor Unit-Air-Source) | HMH72B341 | ASPEN |  | D(A,C,E)36D26+TDR | TP9C060B12MP13 | 30400 | 17 | 8.1 | 34000 | 27800 | 81.76% | 2.42 | 0 | 9.1 |  |  |  |  | R-410A | 2.5333 | Residential & Commercial | USHP
212627381 | Central HP <5.4 tons | COLEMAN | HRCU-A-CB (Split System: Heat Pump with Remote Outdoor Unit-Air-Source) | HMH72B341 | ASPEN |  | C(A,C,D,E)42B36+TDR | TM8E080B12MP11 | 32200 | 18 | 8.4 | 34000 | 28000 | 82.35% | 2.6 | 0 | 9.4 |  |  |  |  | R-410A | 2.6833 | Residential & Commercial | USHP
212627418 | Central HP <5.4 tons | COLEMAN | HRCU-A-CB (Split System: Heat Pump with Remote Outdoor Unit-Air-Source) | HMH72B341 | ASPEN |  | C(A,C,D,E)36B26+TDR | TM8E080B12MP11 | 29200 | 17.2 | 8.5 | 34000 | 28000 | 82.35% | 2.63 | 0 | 8.9 |  |  |  |  | R-410A | 2.4333 | Residential & Commercial | USHP
212627431 | Central HP <5.4 tons | COLEMAN | HRCU-A-CB (Split System: Heat Pump with Remote Outdoor Unit-Air-Source) | HMH72B341 | ASPEN |  | D(A,C,E)42C26+TDR | TM8E080B12MP11 | 30200 | 17.5 | 8.5 | 34000 | 28000 | 82.35% | 2.63 | 0 | 9 |  |  |  |  | R-410A | 2.5167 | Residential & Commercial | USHP
212627449 | Central HP <5.4 tons | COLEMAN | HRCU-A-CB (Split System: Heat Pump with Remote Outdoor Unit-Air-Source) | HMH72B341 | ASPEN |  | D(A,C,E)36C36+TDR | TM9Y080B12MP11 | 32400 | 18 | 8.1 | 34000 | 28000 | 82.35% | 2.41 | 0 | 9.5 |  |  |  |  | R-410A | 2.7 | Residential & Commercial | USHP
212627451 | Central HP <5.4 tons | COLEMAN | HRCU-A-CB (Split System: Heat Pump with Remote Outdoor Unit-Air-Source) | HMH72B341 | ASPEN |  | D(A,C,E)36D36+TDR | TM9Y080B12MP11 | 32800 | 18 | 8.1 | 34000 | 28000 | 82.35% | 2.41 | 0 | 9.5 |  |  |  |  | R-410A | 2.7333 | Residential & Commercial | USHP
212627762 | Central HP <5.4 tons | COLEMAN | HRCU-A-CB (Split System: Heat Pump with Remote Outdoor Unit-Air-Source) | HMH72B341 | ASPEN |  | D(A,C,E)48D36+TDR | TM8V080C16MP12 | 33400 | 17.5 | 8.5 | 34000 | 27400 | 80.59% | 2.67 | 0 | 10 |  |  |  |  | R-410A | 2.7833 | Residential & Commercial | USHP | Ducted CEE Tier 1
212627780 | Central HP <5.4 tons | COLEMAN | HRCU-A-CB (Split System: Heat Pump with Remote Outdoor Unit-Air-Source) | HMH72B341 | ASPEN |  | D(A,C,E)42D36+TDR | TM8V100C16MP12 | 33200 | 17.5 | 8.5 | 34000 | 27400 | 80.59% | 2.67 | 0 | 10 |  |  |  |  | R-410A | 2.7667 | Residential & Commercial | USHP | Ducted CEE Tier 1
212627823 | Central HP <5.4 tons | COLEMAN | HRCU-A-CB (Split System: Heat Pump with Remote Outdoor Unit-Air-Source) | HMH72B341 | ASPEN |  | D(A,C,E)36D26+TDR | TPLC080C16MP13 | 30200 | 17 | 8.1 | 33800 | 27400 | 81.07% | 2.47 | 0 | 9 |  |  |  |  | R-410A | 2.5167 | Residential & Commercial | USHP
212627830 | Central HP <5.4 tons | COLEMAN | HRCU-A-CB (Split System: Heat Pump with Remote Outdoor Unit-Air-Source) | HMH72B341 | ASPEN |  | D(A,C,E)42D36+TDR | TPLC080C16MP13 | 33200 | 17.5 | 8.1 | 33800 | 27400 | 81.07% | 2.47 | 0 | 10 |  |  |  |  | R-410A | 2.7667 | Residential & Commercial | USHP | Ducted CEE Tier 1
212627832 | Central HP <5.4 tons | COLEMAN | HRCU-A-CB (Split System: Heat Pump with Remote Outdoor Unit-Air-Source) | HMH72B341 | ASPEN |  | D(A,C,E)48C26+TDR | TPLC080C16MP13 | 30600 | 17.2 | 8.1 | 33800 | 27400 | 81.07% | 2.47 | 0 | 9.6 |  |  |  |  | R-410A | 2.55 | Residential & Commercial | USHP
212627846 | Central HP <5.4 tons | COLEMAN | HRCU-A-CB (Split System: Heat Pump with Remote Outdoor Unit-Air-Source) | HMH72B341 | ASPEN |  | D(A,C,E)36D26+TDR | TPLC100C16MP13 | 30200 | 17 | 8.1 | 33800 | 27400 | 81.07% | 2.47 | 0 | 9 |  |  |  |  | R-410A | 2.5167 | Residential & Commercial | USHP
212627853 | Central HP <5.4 tons | COLEMAN | HRCU-A-CB (Split System: Heat Pump with Remote Outdoor Unit-Air-Source) | HMH72B341 | ASPEN |  | D(A,C,E)42D36+TDR | TPLC100C16MP13 | 33200 | 17.5 | 8.1 | 33800 | 27400 | 81.07% | 2.47 | 0 | 10 |  |  |  |  | R-410A | 2.7667 | Residential & Commercial | USHP | Ducted CEE Tier 1
216766883 | Central HP <5.4 tons | TRANE | HRCU-A-CB (Split System: Heat Pump with Remote Outdoor Unit-Air-Source) | 5TWX7024A1 |  |  | 5TXCB006AS3 | S9X1B040D3PSB | 22400 | 16 | 8.7 | 21200 | 17000 | 80.19% | 2 | 0 | 12 |  |  |  |  | R-454B | 1.8667 | Residential & Commercial | USHP | Ducted CEE Tier 1
212627482 | Central HP <5.4 tons | COLEMAN | HRCU-A-CB (Split System: Heat Pump with Remote Outdoor Unit-Air-Source) | HMH72B341 | ASPEN |  | D(A,C,E)48C26+TDR | TMLE080B12MP11 | 30600 | 17.7 | 8.1 | 34000 | 28000 | 82.35% | 2.41 | 0 | 9 |  |  |  |  | R-410A | 2.55 | Residential & Commercial | USHP
212627518 | Central HP <5.4 tons | COLEMAN | HRCU-A-CB (Split System: Heat Pump with Remote Outdoor Unit-Air-Source) | HMH72B341 | ASPEN |  | D(A,C,E)36B46+TDR | CP9C080B12MP13 | 32800 | 17 | 8.1 | 33600 | 29600 | 88.1% | 2.45 | 0 | 9.5 |  |  |  |  | R-410A | 2.7333 | Residential & Commercial | USHP
212627550 | Central HP <5.4 tons | COLEMAN | HRCU-A-CB (Split System: Heat Pump with Remote Outdoor Unit-Air-Source) | HMH72B341 | ASPEN |  | D(A,C,E)48B36+TDR | TM9Y100C20MP11 | 32600 | 15.5 | 8.1 | 34000 | 27800 | 81.76% | 2.38 | 0 | 9.5 |  |  |  |  | R-410A | 2.7167 | Residential & Commercial | USHP
212627582 | Central HP <5.4 tons | COLEMAN | HRCU-A-CB (Split System: Heat Pump with Remote Outdoor Unit-Air-Source) | HMH72B341 | ASPEN |  | D(A,C,E)42D36+TDR | TM8E080C16MP11 | 33000 | 18 | 8.5 | 34000 | 28400 | 83.53% | 2.77 | 0 | 10 |  |  |  |  | R-410A | 2.75 | Residential & Commercial | USHP | Ducted CEE Tier 1
212627583 | Central HP <5.4 tons | COLEMAN | HRCU-A-CB (Split System: Heat Pump with Remote Outdoor Unit-Air-Source) | HMH72B341 | ASPEN |  | D(A,C,E)48C36+TDR | TM8E080C16MP11 | 33000 | 18 | 8.5 | 34000 | 28400 | 83.53% | 2.77 | 0 | 10 |  |  |  |  | R-410A | 2.75 | Residential & Commercial | USHP | Ducted CEE Tier 1
212627651 | Central HP <5.4 tons | COLEMAN | HRCU-A-CB (Split System: Heat Pump with Remote Outdoor Unit-Air-Source) | HMH72B341 | ASPEN |  | D(A,C,E)36B36+TDR | TM9Y080C16MP11 | 32000 | 18.5 | 8.5 | 34000 | 28000 | 82.35% | 2.66 | 0 | 9.4 |  |  |  |  | R-410A | 2.6667 | Residential & Commercial | USHP
212627665 | Central HP <5.4 tons | COLEMAN | HRCU-A-CB (Split System: Heat Pump with Remote Outdoor Unit-Air-Source) | HMH72B341 | ASPEN |  | D(A,C,E)48D26+TDR | TM9Y080C16MP11 | 30800 | 18.2 | 8.5 | 34000 | 28000 | 82.35% | 2.66 | 0 | 9.2 |  |  |  |  | R-410A | 2.5667 | Residential & Commercial | USHP
212627666 | Central HP <5.4 tons | COLEMAN | HRCU-A-CB (Split System: Heat Pump with Remote Outdoor Unit-Air-Source) | HMH72B341 | ASPEN |  | D(A,C,E)48D36+TDR | TM9Y080C16MP11 | 33400 | 18.5 | 8.5 | 34000 | 28000 | 82.35% | 2.66 | 0 | 9.5 |  |  |  |  | R-410A | 2.7833 | Residential & Commercial | USHP
212627685 | Central HP <5.4 tons | COLEMAN | HRCU-A-CB (Split System: Heat Pump with Remote Outdoor Unit-Air-Source) | HMH72B341 | ASPEN |  | D(A,C,E)48A36+TDR | TM8Y100C16MP11 | 32200 | 18.5 | 8.4 | 34000 | 27400 | 80.59% | 2.65 | 0 | 9.9 |  |  |  |  | R-410A | 2.6833 | Residential & Commercial | USHP
212627818 | Central HP <5.4 tons | COLEMAN | HRCU-A-CB (Split System: Heat Pump with Remote Outdoor Unit-Air-Source) | HMH72B341 | ASPEN |  | C(A,C,D,E)48C26+TDR | TPLC080C16MP13 | 30600 | 17.2 | 8.1 | 33800 | 27400 | 81.07% | 2.47 | 0 | 9.6 |  |  |  |  | R-410A | 2.55 | Residential & Commercial | USHP
212627819 | Central HP <5.4 tons | COLEMAN | HRCU-A-CB (Split System: Heat Pump with Remote Outdoor Unit-Air-Source) | HMH72B341 | ASPEN |  | D(A,C,E)36A46+TDR | TPLC080C16MP13 | 32000 | 17.5 | 8.1 | 33800 | 27400 | 81.07% | 2.47 | 0 | 9.9 |  |  |  |  | R-410A | 2.6667 | Residential & Commercial | USHP
212627834 | Central HP <5.4 tons | COLEMAN | HRCU-A-CB (Split System: Heat Pump with Remote Outdoor Unit-Air-Source) | HMH72B341 | ASPEN |  | D(A,C,E)48D26+TDR | TPLC080C16MP13 | 31000 | 17.3 | 8.1 | 33800 | 27400 | 81.07% | 2.47 | 0 | 9.7 |  |  |  |  | R-410A | 2.5833 | Residential & Commercial | USHP
212627850 | Central HP <5.4 tons | COLEMAN | HRCU-A-CB (Split System: Heat Pump with Remote Outdoor Unit-Air-Source) | HMH72B341 | ASPEN |  | D(A,C,E)42C26+TDR | TPLC100C16MP13 | 30200 | 17 | 8.1 | 33800 | 27400 | 81.07% | 2.47 | 0 | 9 |  |  |  |  | R-410A | 2.5167 | Residential & Commercial | USHP
212627869 | Central HP <5.4 tons | COLEMAN | HRCU-A-CB (Split System: Heat Pump with Remote Outdoor Unit-Air-Source) | HMH72B341 | ASPEN |  | D(A,C,E)36B46+TDR | TL8E080C16UH11 | 33000 | 17.5 | 8.5 | 34000 | 27800 | 81.76% | 2.68 | 0 | 10 |  |  |  |  | R-410A | 2.75 | Residential & Commercial | USHP | Ducted CEE Tier 1
212627899 | Central HP <5.4 tons | COLEMAN | HRCU-A-CB (Split System: Heat Pump with Remote Outdoor Unit-Air-Source) | HMH72B341 | ASPEN |  | D(A,C,E)48B36+TDR | TL9E080C16UH11 | 32600 | 17.5 | 8.5 | 34000 | 28000 | 82.35% | 2.66 | 0 | 9.5 |  |  |  |  | R-410A | 2.7167 | Residential & Commercial | USHP
212627901 | Central HP <5.4 tons | COLEMAN | HRCU-A-CB (Split System: Heat Pump with Remote Outdoor Unit-Air-Source) | HMH72B341 | ASPEN |  | D(A,C,E)48C36+TDR | TL9E080C16UH11 | 33000 | 17.5 | 8.5 | 34000 | 28000 | 82.35% | 2.66 | 0 | 9 |  |  |  |  | R-410A | 2.75 | Residential & Commercial | USHP
215681965 | Central HP <5.4 tons | HEIL | HRCU-A-CB (Split System: Heat Pump with Remote Outdoor Unit-Air-Source) | H5H0V48*K*AAA* |  |  | EVM5X60M21A*+WALLCON | *97CTN1002122A* | 48000 | 19 | 9 | 50000 | 36800 | 73.6% | 2 | 0 | 10.5 |  |  |  |  | R-454B | 4 | Residential & Commercial | USHP | Ducted CEE Tier 1
215682335 | Central HP <5.4 tons | HEIL | HRCU-A-CB (Split System: Heat Pump with Remote Outdoor Unit-Air-Source) | H5H0V48*K*AAA* |  |  | EVD5X60M21A*+WALLCON | *80CSU1002120B* | 48000 | 18.5 | 9 | 50000 | 36600 | 73.2% | 2 | 0 | 10 |  |  |  |  | R-454B | 4 | Residential & Commercial | USHP | Ducted CEE Tier 1
215682385 | Central HP <5.4 tons | HEIL | HRCU-A-CB (Split System: Heat Pump with Remote Outdoor Unit-Air-Source) | H5H0V48*K*AAA* |  |  | EVD5X60M24A*+WALLCON | *80CSU0802120B* | 48000 | 19 | 9 | 50000 | 36200 | 72.4% | 2.12 | 0 | 10 |  |  |  |  | R-454B | 4 | Residential & Commercial | USHP | Ducted CEE Tier 1
215682485 | Central HP <5.4 tons | HEIL | HRCU-A-CB (Split System: Heat Pump with Remote Outdoor Unit-Air-Source) | H5H0V48*K*AAA* |  |  | EVD5X61M21A*+WALLCON | *97CTN0801716A* | 48000 | 18.5 | 9 | 50000 | 37400 | 74.8% | 2 | 0 | 10 |  |  |  |  | R-454B | 4 | Residential & Commercial | USHP | Ducted CEE Tier 1
212628002 | Central HP <5.4 tons | COLEMAN | HRCU-A-CB (Split System: Heat Pump with Remote Outdoor Unit-Air-Source) | HMH72B341 | ASPEN |  | C(A,C,D,E)36B36+TDR | TP9C100C16MP13 | 32000 | 17.5 | 8.1 | 34000 | 27400 | 80.59% | 2.47 | 0 | 9.9 |  |  |  |  | R-410A | 2.6667 | Residential & Commercial | USHP
212628020 | Central HP <5.4 tons | COLEMAN | HRCU-A-CB (Split System: Heat Pump with Remote Outdoor Unit-Air-Source) | HMH72B341 | ASPEN |  | D(A,C,E)48C36+TDR | TP9C100C16MP13 | 33200 | 17.5 | 8.1 | 34000 | 27400 | 80.59% | 2.47 | 0 | 10 |  |  |  |  | R-410A | 2.7667 | Residential & Commercial | USHP | Ducted CEE Tier 1
212628120 | Central HP <5.4 tons | COLEMAN | HRCU-A-CB (Split System: Heat Pump with Remote Outdoor Unit-Air-Source) | HMH72B341 | ASPEN |  | C(A,C,D,E)48C26+TDR | TP9C100C20MP13 | 30400 | 17.1 | 8.1 | 34000 | 28400 | 83.53% | 2.46 | 0 | 9 |  |  |  |  | R-410A | 2.5333 | Residential & Commercial | USHP
212628133 | Central HP <5.4 tons | COLEMAN | HRCU-A-CB (Split System: Heat Pump with Remote Outdoor Unit-Air-Source) | HMH72B341 | ASPEN |  | D(A,C,E)48C36+TDR | TP9C100C20MP13 | 33000 | 17.5 | 8.1 | 34000 | 28400 | 83.53% | 2.46 | 0 | 9 |  |  |  |  | R-410A | 2.75 | Residential & Commercial | USHP
212623991 | Central HP <5.4 tons | COLEMAN | HRCU-A-CB (Split System: Heat Pump with Remote Outdoor Unit-Air-Source) | HMH72B341 | ASPEN |  | D(A,C,E)36B44+TDR | TM9Y080B12MP11 | 33000 | 18 | 8.1 | 34000 | 28000 | 82.35% | 2.41 | 0 | 9.5 |  |  |  |  | R-410A | 2.75 | Residential & Commercial | USHP
212624009 | Central HP <5.4 tons | COLEMAN | HRCU-A-CB (Split System: Heat Pump with Remote Outdoor Unit-Air-Source) | HMH72B341 | ASPEN |  | C(A,C,D,E)36B24+TDR | TMLE080B12MP11 | 29200 | 17.2 | 8.1 | 34000 | 28000 | 82.35% | 2.41 | 0 | 8.9 |  |  |  |  | R-410A | 2.4333 | Residential & Commercial | USHP
212624122 | Central HP <5.4 tons | COLEMAN | HRCU-A-CB (Split System: Heat Pump with Remote Outdoor Unit-Air-Source) | HMH72B341 | ASPEN |  | D(A,C,E)48C34+TDR | TPLC060A12MP13 | 32800 | 17.5 | 8.1 | 33400 | 28800 | 86.23% | 2.49 | 0 | 9.5 |  |  |  |  | R-410A | 2.7333 | Residential & Commercial | USHP
212624157 | Central HP <5.4 tons | COLEMAN | HRCU-A-CB (Split System: Heat Pump with Remote Outdoor Unit-Air-Source) | HMH72B341 | ASPEN |  | C(A,C,D,E)42D24+TDR | TP9C080B12MP13 | 31800 | 17 | 8.1 | 33600 | 29600 | 88.1% | 2.45 | 0 | 9 |  |  |  |  | R-410A | 2.65 | Residential & Commercial | USHP
212624176 | Central HP <5.4 tons | COLEMAN | HRCU-A-CB (Split System: Heat Pump with Remote Outdoor Unit-Air-Source) | HMH72B341 | ASPEN |  | C(A,C,D,E)48D24+TDR | TM9Y100C20MP11 | 30800 | 15.2 | 8.1 | 34000 | 27800 | 81.76% | 2.38 | 0 | 9.2 |  |  |  |  | R-410A | 2.5667 | Residential & Commercial | USHP
212624189 | Central HP <5.4 tons | COLEMAN | HRCU-A-CB (Split System: Heat Pump with Remote Outdoor Unit-Air-Source) | HMH72B341 | ASPEN |  | D(A,C,E)48C34+TDR | TM9Y100C20MP11 | 33000 | 15.5 | 8.1 | 34000 | 27800 | 81.76% | 2.38 | 0 | 9 |  |  |  |  | R-410A | 2.75 | Residential & Commercial | USHP
212624208 | Central HP <5.4 tons | COLEMAN | HRCU-A-CB (Split System: Heat Pump with Remote Outdoor Unit-Air-Source) | HMH72B341 | ASPEN |  | D(A,C,E)48D24+TDR | TM8E080C16MP11 | 32600 | 18 | 8.4 | 34000 | 28400 | 83.53% | 2.77 | 0 | 10 |  |  |  |  | R-410A | 2.7167 | Residential & Commercial | USHP | Ducted CEE Tier 1
212624275 | Central HP <5.4 tons | COLEMAN | HRCU-A-CB (Split System: Heat Pump with Remote Outdoor Unit-Air-Source) | HMH72B341 | ASPEN |  | C(A,C,D,E)36C24+TDR | TM8E120C16MP11 | 31400 | 18 | 8.4 | 34000 | 28800 | 84.71% | 2.77 | 0 | 9.9 |  |  |  |  | R-410A | 2.6167 | Residential & Commercial | USHP
212624309 | Central HP <5.4 tons | COLEMAN | HRCU-A-CB (Split System: Heat Pump with Remote Outdoor Unit-Air-Source) | HMH72B341 | ASPEN |  | D(A,C,E)42D34+TDR | TM8E100C16MP11 | 33000 | 18 | 8.5 | 34000 | 28400 | 83.53% | 2.76 | 0 | 10 |  |  |  |  | R-410A | 2.75 | Residential & Commercial | USHP | Ducted CEE Tier 1
212624390 | Central HP <5.4 tons | COLEMAN | HRCU-A-CB (Split System: Heat Pump with Remote Outdoor Unit-Air-Source) | HMH72B341 | ASPEN |  | C(A,C,D,E)42D24+TDR | TM9Y080C16MP11 | 30600 | 18.1 | 8.5 | 34000 | 28000 | 82.35% | 2.66 | 0 | 9 |  |  |  |  | R-410A | 2.55 | Residential & Commercial | USHP
212624391 | Central HP <5.4 tons | COLEMAN | HRCU-A-CB (Split System: Heat Pump with Remote Outdoor Unit-Air-Source) | HMH72B341 | ASPEN |  | C(A,C,D,E)48B24+TDR | TM9Y080C16MP11 | 30200 | 17.9 | 8.5 | 34000 | 28000 | 82.35% | 2.66 | 0 | 9 |  |  |  |  | R-410A | 2.5167 | Residential & Commercial | USHP
212624407 | Central HP <5.4 tons | COLEMAN | HRCU-A-CB (Split System: Heat Pump with Remote Outdoor Unit-Air-Source) | HMH72B341 | ASPEN |  | D(A,C,E)42B34+TDR | TM9Y080C16MP11 | 32400 | 18.5 | 8.5 | 34000 | 28000 | 82.35% | 2.66 | 0 | 9.5 |  |  |  |  | R-410A | 2.7 | Residential & Commercial | USHP
212624426 | Central HP <5.4 tons | COLEMAN | HRCU-A-CB (Split System: Heat Pump with Remote Outdoor Unit-Air-Source) | HMH72B341 | ASPEN |  | C(A,C,D,E)42D24+TDR | TM8E120C16MP11 | 32400 | 18 | 8.5 | 34000 | 28800 | 84.71% | 2.79 | 0 | 10 |  |  |  |  | R-410A | 2.7 | Residential & Commercial | USHP | Ducted CEE Tier 1
212624442 | Central HP <5.4 tons | COLEMAN | HRCU-A-CB (Split System: Heat Pump with Remote Outdoor Unit-Air-Source) | HMH72B341 | ASPEN |  | D(A,C,E)42D34+TDR | TMLE120C16MP11 | 33200 | 18 | 8.1 | 33000 | 29200 | 88.48% | 2.5 | 0 | 10 |  |  |  |  | R-410A | 2.7667 | Residential & Commercial | USHP | Ducted CEE Tier 1
212624473 | Central HP <5.4 tons | COLEMAN | HRCU-A-CB (Split System: Heat Pump with Remote Outdoor Unit-Air-Source) | HMH72B341 | ASPEN |  | C(A,C,D,E)36C24+TDR | CPLC080C16MP13 | 29800 | 16.9 | 8.1 | 33800 | 27400 | 81.07% | 2.47 | 0 | 9.5 |  |  |  |  | R-410A | 2.4833 | Residential & Commercial | USHP
212624477 | Central HP <5.4 tons | COLEMAN | HRCU-A-CB (Split System: Heat Pump with Remote Outdoor Unit-Air-Source) | HMH72B341 | ASPEN |  | C(A,C,D,E)42D24+TDR | CPLC080C16MP13 | 30600 | 17.2 | 8.1 | 33800 | 27400 | 81.07% | 2.47 | 0 | 9.6 |  |  |  |  | R-410A | 2.55 | Residential & Commercial | USHP
212624493 | Central HP <5.4 tons | COLEMAN | HRCU-A-CB (Split System: Heat Pump with Remote Outdoor Unit-Air-Source) | HMH72B341 | ASPEN |  | D(A,C,E)42D24+TDR | CPLC080C16MP13 | 30600 | 17.2 | 8.1 | 33800 | 27400 | 81.07% | 2.47 | 0 | 9.6 |  |  |  |  | R-410A | 2.55 | Residential & Commercial | USHP
212624509 | Central HP <5.4 tons | COLEMAN | HRCU-A-CB (Split System: Heat Pump with Remote Outdoor Unit-Air-Source) | HMH72B341 | ASPEN |  | C(A,C,D,E)42C24+TDR | CPLC100C16MP13 | 30200 | 17 | 8.1 | 33800 | 27400 | 81.07% | 2.47 | 0 | 9 |  |  |  |  | R-410A | 2.5167 | Residential & Commercial | USHP
212624540 | Central HP <5.4 tons | COLEMAN | HRCU-A-CB (Split System: Heat Pump with Remote Outdoor Unit-Air-Source) | HMH72B341 | ASPEN |  | D(A,C,E)42C34+TDR | CPLC100C16MP13 | 32800 | 17.5 | 8.1 | 33800 | 27400 | 81.07% | 2.47 | 0 | 10 |  |  |  |  | R-410A | 2.7333 | Residential & Commercial | USHP | Ducted CEE Tier 1
212624575 | Central HP <5.4 tons | COLEMAN | HRCU-A-CB (Split System: Heat Pump with Remote Outdoor Unit-Air-Source) | HMH72B341 | ASPEN |  | C(A,C,D,E)48D24+TDR | TM8V080C16MP12 | 31000 | 17.3 | 8.5 | 34000 | 27400 | 80.59% | 2.67 | 0 | 9.7 |  |  |  |  | R-410A | 2.5833 | Residential & Commercial | USHP
212624608 | Central HP <5.4 tons | COLEMAN | HRCU-A-CB (Split System: Heat Pump with Remote Outdoor Unit-Air-Source) | HMH72B341 | ASPEN |  | C(A,C,D,E)36D24+TDR | TM8V100C16MP12 | 30200 | 17 | 8.5 | 34000 | 27400 | 80.59% | 2.67 | 0 | 9 |  |  |  |  | R-410A | 2.5167 | Residential & Commercial | USHP
212624641 | Central HP <5.4 tons | COLEMAN | HRCU-A-CB (Split System: Heat Pump with Remote Outdoor Unit-Air-Source) | HMH72B341 | ASPEN |  | D(A,C,E)36A34+TDR | TM9V100C16MP12 | 31600 | 17.5 | 8.4 | 34000 | 27400 | 80.59% | 2.67 | 0 | 9.8 |  |  |  |  | R-410A | 2.6333 | Residential & Commercial | USHP
212624643 | Central HP <5.4 tons | COLEMAN | HRCU-A-CB (Split System: Heat Pump with Remote Outdoor Unit-Air-Source) | HMH72B341 | ASPEN |  | C(A,C,D,E)36A44+TDR | TMLV100C16MP12 | 32000 | 17.5 | 8.1 | 33800 | 27400 | 81.07% | 2.47 | 0 | 9.9 |  |  |  |  | R-410A | 2.6667 | Residential & Commercial | USHP
212624726 | Central HP <5.4 tons | COLEMAN | HRCU-A-CB (Split System: Heat Pump with Remote Outdoor Unit-Air-Source) | HMH72B341 | ASPEN |  | D(A,C,E)36D24+TDR | TPLC100C16MP13 | 30200 | 17 | 8.1 | 33800 | 27400 | 81.07% | 2.47 | 0 | 9 |  |  |  |  | R-410A | 2.5167 | Residential & Commercial | USHP
212624825 | Central HP <5.4 tons | COLEMAN | HRCU-A-CB (Split System: Heat Pump with Remote Outdoor Unit-Air-Source) | HMH72B341 | ASPEN |  | C(A,C,D,E)36D24+TDR | TL9E080C16UH11 | 30000 | 17 | 8.5 | 34000 | 28000 | 82.35% | 2.66 | 0 | 9 |  |  |  |  | R-410A | 2.5 | Residential & Commercial | USHP
212624860 | Central HP <5.4 tons | COLEMAN | HRCU-A-CB (Split System: Heat Pump with Remote Outdoor Unit-Air-Source) | HMH72B341 | ASPEN |  | C(A,C,D,E)42B24+TDR | TM8Y080C16MP11 | 29800 | 17.8 | 8.5 | 34000 | 27000 | 79.41% | 2.66 | 0 | 9.5 |  |  |  |  | R-410A | 2.4833 | Residential & Commercial | USHP
212624878 | Central HP <5.4 tons | COLEMAN | HRCU-A-CB (Split System: Heat Pump with Remote Outdoor Unit-Air-Source) | HMH72B341 | ASPEN |  | C(A,C,D,E)48B24+TDR | CP9C100C16MP13 | 30200 | 17 | 8.1 | 34000 | 27400 | 80.59% | 2.47 | 0 | 9 |  |  |  |  | R-410A | 2.5167 | Residential & Commercial | USHP
212624909 | Central HP <5.4 tons | COLEMAN | HRCU-A-CB (Split System: Heat Pump with Remote Outdoor Unit-Air-Source) | HMH72B341 | ASPEN |  | C(A,C,D,E)36D24+TDR | TM8Y080C16MP11 | 30200 | 17.9 | 8.5 | 34000 | 27400 | 80.59% | 2.67 | 0 | 9 |  |  |  |  | R-410A | 2.5167 | Residential & Commercial | USHP
212624910 | Central HP <5.4 tons | COLEMAN | HRCU-A-CB (Split System: Heat Pump with Remote Outdoor Unit-Air-Source) | HMH72B341 | ASPEN |  | C(A,C,D,E)42C24+TDR | TM8Y080C16MP11 | 30200 | 17.9 | 8.5 | 34000 | 27400 | 80.59% | 2.67 | 0 | 9 |  |  |  |  | R-410A | 2.5167 | Residential & Commercial | USHP
212624926 | Central HP <5.4 tons | COLEMAN | HRCU-A-CB (Split System: Heat Pump with Remote Outdoor Unit-Air-Source) | HMH72B341 | ASPEN |  | D(A,C,E)36B44+TDR | TM8Y080C16MP11 | 33000 | 18.5 | 8.5 | 34000 | 27400 | 80.59% | 2.67 | 0 | 10 |  |  |  |  | R-410A | 2.75 | Residential & Commercial | USHP | Ducted CEE Tier 1
212624928 | Central HP <5.4 tons | COLEMAN | HRCU-A-CB (Split System: Heat Pump with Remote Outdoor Unit-Air-Source) | HMH72B341 | ASPEN |  | D(A,C,E)36C34+TDR | TM8Y080C16MP11 | 32400 | 18.5 | 8.5 | 34000 | 27400 | 80.59% | 2.67 | 0 | 10 |  |  |  |  | R-410A | 2.7 | Residential & Commercial | USHP | Ducted CEE Tier 1
212624976 | Central HP <5.4 tons | COLEMAN | HRCU-A-CB (Split System: Heat Pump with Remote Outdoor Unit-Air-Source) | HMH72B341 | ASPEN |  | C(A,C,D,E)36D24+TDR | TM8Y100C16MP11 | 30200 | 17.9 | 8.5 | 34000 | 27400 | 80.59% | 2.67 | 0 | 9 |  |  |  |  | R-410A | 2.5167 | Residential & Commercial | USHP
212625010 | Central HP <5.4 tons | COLEMAN | HRCU-A-CB (Split System: Heat Pump with Remote Outdoor Unit-Air-Source) | HMH72B341 | ASPEN |  | D(A,C,E)42C24+TDR | TM8Y100C16MP11 | 30200 | 17.9 | 8.5 | 34000 | 27400 | 80.59% | 2.67 | 0 | 9 |  |  |  |  | R-410A | 2.5167 | Residential & Commercial | USHP
212625043 | Central HP <5.4 tons | COLEMAN | HRCU-A-CB (Split System: Heat Pump with Remote Outdoor Unit-Air-Source) | HMH72B341 | ASPEN |  | C(A,C,D,E)42D24+TDR | TM9V100C16MP12 | 30600 | 17.2 | 8.5 | 34000 | 27400 | 80.59% | 2.67 | 0 | 9.6 |  |  |  |  | R-410A | 2.55 | Residential & Commercial | USHP
212625058 | Central HP <5.4 tons | COLEMAN | HRCU-A-CB (Split System: Heat Pump with Remote Outdoor Unit-Air-Source) | HMH72B341 | ASPEN |  | D(A,C,E)36C34+TDR | TM9V100C16MP12 | 32400 | 17.5 | 8.5 | 34000 | 27400 | 80.59% | 2.67 | 0 | 10 |  |  |  |  | R-410A | 2.7 | Residential & Commercial | USHP | Ducted CEE Tier 1
212625059 | Central HP <5.4 tons | COLEMAN | HRCU-A-CB (Split System: Heat Pump with Remote Outdoor Unit-Air-Source) | HMH72B341 | ASPEN |  | D(A,C,E)36D24+TDR | TM9V100C16MP12 | 30200 | 17 | 8.5 | 34000 | 27400 | 80.59% | 2.67 | 0 | 9 |  |  |  |  | R-410A | 2.5167 | Residential & Commercial | USHP
212625175 | Central HP <5.4 tons | COLEMAN | HRCU-A-CB (Split System: Heat Pump with Remote Outdoor Unit-Air-Source) | HMH72B341 | ASPEN |  | D(A,C,E)48D24+TDR | TL9E100C20UH11 | 32800 | 17 | 8.5 | 34000 | 29200 | 85.88% | 2.81 | 0 | 10 |  |  |  |  | R-410A | 2.7333 | Residential & Commercial | USHP | Ducted CEE Tier 1
212625177 | Central HP <5.4 tons | COLEMAN | HRCU-A-CB (Split System: Heat Pump with Remote Outdoor Unit-Air-Source) | HMH72B341 | ASPEN |  | D(A,C,E)48D34+TDR | TL9E100C20UH11 | 33400 | 17 | 8.5 | 34000 | 29200 | 85.88% | 2.81 | 0 | 10 |  |  |  |  | R-410A | 2.7833 | Residential & Commercial | USHP | Ducted CEE Tier 1
212625192 | Central HP <5.4 tons | COLEMAN | HRCU-A-CB (Split System: Heat Pump with Remote Outdoor Unit-Air-Source) | HMH72B341 | ASPEN |  | C(A,C,D,E)42D24+TDR | TM8Y100C20MP11 | 32600 | 18 | 8.5 | 34000 | 30200 | 88.82% | 2.85 | 0 | 9 |  |  |  |  | R-410A | 2.7167 | Residential & Commercial | USHP
212625210 | Central HP <5.4 tons | COLEMAN | HRCU-A-CB (Split System: Heat Pump with Remote Outdoor Unit-Air-Source) | HMH72B341 | ASPEN |  | C(A,C,D,E)42C24+TDR | TM8Y120C20MP11 | 32200 | 18 | 8.5 | 34000 | 30200 | 88.82% | 2.85 | 0 | 9.5 |  |  |  |  | R-410A | 2.6833 | Residential & Commercial | USHP
212625261 | Central HP <5.4 tons | COLEMAN | HRCU-A-CB (Split System: Heat Pump with Remote Outdoor Unit-Air-Source) | HMH72B341 | ASPEN |  | D(A,C,E)36B44+TDR | TL8E100C20UH11 | 33000 | 17.5 | 8.5 | 34000 | 27400 | 80.59% | 2.69 | 0 | 10 |  |  |  |  | R-410A | 2.75 | Residential & Commercial | USHP | Ducted CEE Tier 1
212625376 | Central HP <5.4 tons | COLEMAN | HRCU-A-CB (Split System: Heat Pump with Remote Outdoor Unit-Air-Source) | HMH72B341 | ASPEN |  | C(A,C,D,E)36C34+TDR | TM9V100C20MP12 | 32400 | 17.5 | 8.5 | 34000 | 28400 | 83.53% | 2.7 | 0 | 9.5 |  |  |  |  | R-410A | 2.7 | Residential & Commercial | USHP
212625396 | Central HP <5.4 tons | COLEMAN | HRCU-A-CB (Split System: Heat Pump with Remote Outdoor Unit-Air-Source) | HMH72B341 | ASPEN |  | D(A,C,E)36B44+TDR | TM9V100C20MP12 | 33000 | 17.5 | 8.5 | 34000 | 28400 | 83.53% | 2.7 | 0 | 9 |  |  |  |  | R-410A | 2.75 | Residential & Commercial | USHP
212625445 | Central HP <5.4 tons | COLEMAN | HRCU-A-CB (Split System: Heat Pump with Remote Outdoor Unit-Air-Source) | HMH72B341 | ASPEN |  | D(A,C,E)36A44+TDR | TP9C100C20MP13 | 32000 | 17.5 | 8.1 | 34000 | 28400 | 83.53% | 2.46 | 0 | 9.4 |  |  |  |  | R-410A | 2.6667 | Residential & Commercial | USHP
216770089 | Central HP <5.4 tons | TRANE | HRCU-A-CB (Split System: Heat Pump with Remote Outdoor Unit-Air-Source) | 5TWX7024A1 |  |  | 5PX*CD07AS3 | *DHMC100CCV4 | 23400 | 17.1 | 8.5 | 22000 | 17100 | 77.73% | 1.92 | 0 | 12.7 |  |  |  |  | R-454B | 1.95 | Residential & Commercial | USHP | Ducted CEE Tier 1
212627864 | Central HP <5.4 tons | COLEMAN | HRCU-A-CB (Split System: Heat Pump with Remote Outdoor Unit-Air-Source) | HMH72B341 | ASPEN |  | C(A,C,D,E)36C26+TDR | TL8E080C16UH11 | 29600 | 16.9 | 8.5 | 34000 | 27800 | 81.76% | 2.68 | 0 | 9.5 |  |  |  |  | R-410A | 2.4667 | Residential & Commercial | USHP
216766890 | Central HP <5.4 tons | TRANE | HRCU-A-CB (Split System: Heat Pump with Remote Outdoor Unit-Air-Source) | 5TWX7036A1 |  |  | 5PX*B004AS3 | S9X2B040U3PSB | 32200 | 16 | 8.5 | 32400 | 24000 | 74.07% | 2.1 | 0 | 11.7 |  |  |  |  | R-454B | 2.6833 | Residential & Commercial | USHP | Ducted CEE Tier 1
216766940 | Central HP <5.4 tons | TRANE | HRCU-A-CB (Split System: Heat Pump with Remote Outdoor Unit-Air-Source) | 5TWX7036A1 |  |  | 5PX*BD06AS3 | S9X2B040D3PSB | 32800 | 16.5 | 8.5 | 33200 | 24400 | 73.49% | 2.06 | 0 | 11.7 |  |  |  |  | R-454B | 2.7333 | Residential & Commercial | USHP | Ducted CEE Tier 1
216766963 | Central HP <5.4 tons | TRANE | HRCU-A-CB (Split System: Heat Pump with Remote Outdoor Unit-Air-Source) | 5TWX7036A1 |  |  | 5PX*C007AS3 | S9V2C100D5VSB | 31400 | 15.2 | 8.7 | 31600 | 23600 | 74.68% | 2.15 | 0 | 11.2 |  |  |  |  | R-454B | 2.6167 | Residential & Commercial | USHP | Ducted CEE Tier 1
216766990 | Central HP <5.4 tons | TRANE | HRCU-A-CB (Split System: Heat Pump with Remote Outdoor Unit-Air-Source) | 5TWX7036A1 |  |  | 5PX*CD07AS3+P0V0C000M50SD | 0 | 34200 | 17.1 | 8.7 | 33400 | 24400 | 73.05% | 2.14 | 0 | 12 |  |  |  |  | R-454B | 2.85 | Residential & Commercial | USHP | Ducted CEE Tier 1
216766999 | Central HP <5.4 tons | TRANE | HRCU-A-CB (Split System: Heat Pump with Remote Outdoor Unit-Air-Source) | 5TWX7036A1 |  |  | 5PX*CD09AS3 | S8V2C080M5PCB | 34200 | 17 | 8.7 | 32400 | 24000 | 74.07% | 2.15 | 0 | 12 |  |  |  |  | R-454B | 2.85 | Residential & Commercial | USHP | Ducted CEE Tier 1
212625593 | Central HP <5.4 tons | COLEMAN | HRCU-A-CB (Split System: Heat Pump with Remote Outdoor Unit-Air-Source) | HMH72B341 | ASPEN |  | D(A,C,E)48A36+TDR | TMLV120C20MP12 | 31600 | 16.5 | 8.1 | 32200 | 27600 | 85.71% | 2.44 | 0 | 8.9 |  |  |  |  | R-410A | 2.6333 | Residential & Commercial | USHP
212625612 | Central HP <5.4 tons | COLEMAN | HRCU-A-CB (Split System: Heat Pump with Remote Outdoor Unit-Air-Source) | HMH72B341 | ASPEN |  | D(A,C,E)42A36+TDR | TM9V120D20MP12 | 31400 | 16.9 | 8.4 | 32200 | 28000 | 86.96% | 2.77 | 0 | 9.3 |  |  |  |  | R-410A | 2.6167 | Residential & Commercial | USHP
212625613 | Central HP <5.4 tons | COLEMAN | HRCU-A-CB (Split System: Heat Pump with Remote Outdoor Unit-Air-Source) | HMH72B341 | ASPEN |  | C(A,C,D,E)42A26+TDR | TM9Y120D20MP11 | 28800 | 15.6 | 8.5 | 32200 | 28000 | 86.96% | 2.77 | 0 | 8.9 |  |  |  |  | R-410A | 2.4 | Residential & Commercial | USHP
212625643 | Central HP <5.4 tons | COLEMAN | HRCU-A-CB (Split System: Heat Pump with Remote Outdoor Unit-Air-Source) | HMH72B341 | ASPEN |  | C(A,C,D,E)36B26+TDR | TM8V100C20MP12 | 28600 | 15.6 | 8.1 | 32400 | 27400 | 84.57% | 2.45 | 0 | 8.4 |  |  |  |  | R-410A | 2.3833 | Residential & Commercial | USHP
212625660 | Central HP <5.4 tons | COLEMAN | HRCU-A-CB (Split System: Heat Pump with Remote Outdoor Unit-Air-Source) | HMH72B341 | ASPEN |  | C(A,C,D,E)36C26+TDR | TPLC120C20MP13 | 29000 | 15.8 | 8.1 | 32400 | 27400 | 84.57% | 2.45 | 0 | 8.5 |  |  |  |  | R-410A | 2.4167 | Residential & Commercial | USHP
212625662 | Central HP <5.4 tons | COLEMAN | HRCU-A-CB (Split System: Heat Pump with Remote Outdoor Unit-Air-Source) | HMH72B341 | ASPEN |  | D(A,C,E)42C26+TDR | TPLC120C20MP13 | 29600 | 15.9 | 8.1 | 32400 | 27400 | 84.57% | 2.45 | 0 | 8 |  |  |  |  | R-410A | 2.4667 | Residential & Commercial | USHP
212625678 | Central HP <5.4 tons | COLEMAN | HRCU-A-CB (Split System: Heat Pump with Remote Outdoor Unit-Air-Source) | HMH72B341 | ASPEN |  | D(A,C,E)48C26+TDR | CPLC100C20MP13 | 30000 | 16 | 8.1 | 32400 | 27800 | 85.8% | 2.44 | 0 | 8.6 |  |  |  |  | R-410A | 2.5 | Residential & Commercial | USHP
212625680 | Central HP <5.4 tons | COLEMAN | HRCU-A-CB (Split System: Heat Pump with Remote Outdoor Unit-Air-Source) | HMH72B341 | ASPEN |  | D(A,C,E)48D26+TDR | CPLC100C20MP13 | 30400 | 16.1 | 8.1 | 32400 | 27800 | 85.8% | 2.44 | 0 | 8 |  |  |  |  | R-410A | 2.5333 | Residential & Commercial | USHP
215934629 | Central HP <5.4 tons | COMFORTMAKER | HRCU-A-CB (Split System: Heat Pump with Remote Outdoor Unit-Air-Source) | C5H3V36*K*AAA* |  |  | EVM5X25M17A*+WALLCON | *97CMN0601714B* | 34000 | 20 | 8.1 | 38000 | 27200 | 71.58% | 2 | 0 | 11 |  |  |  |  | R-454B | 2.8333 | Residential & Commercial | USHP | Ducted CEE Tier 1
215934729 | Central HP <5.4 tons | COMFORTMAKER | HRCU-A-CB (Split System: Heat Pump with Remote Outdoor Unit-Air-Source) | C5H3V36*K*AAA* |  |  | EVM5X36M17A*+WALLCON | *96CTN0601714B* | 34000 | 20 | 8.1 | 38000 | 27200 | 71.58% | 2 | 0 | 11 |  |  |  |  | R-454B | 2.8333 | Residential & Commercial | USHP | Ducted CEE Tier 1
216738983 | Central HP <5.4 tons | COMFORTMAKER | HRCU-A-CB (Split System: Heat Pump with Remote Outdoor Unit-Air-Source) | D5CUHAH24AAK |  |  | FCMA5B36L0C*+WALLCON | 0 | 23000 | 16.5 | 8.5 | 21000 | 18800 | 89.52% | 1.96 | 0 | 11 |  |  |  |  | R-454B | 1.9167 | Residential & Commercial | USHP | Ducted CEE Tier 1
216734490 | Central HP <5.4 tons | COMFORTMAKER | HRCU-A-CB (Split System: Heat Pump with Remote Outdoor Unit-Air-Source) | D5CUHAH24AAK |  |  | EA*5X36M17A* | *80CTL0701412B* | 22200 | 16.5 | 8.1 | 20800 | 18600 | 89.42% | 1.85 | 0 | 11 |  |  |  |  | R-454B | 1.85 | Residential & Commercial | USHP | Ducted CEE Tier 1
216734773 | Central HP <5.4 tons | COMFORTMAKER | HRCU-A-CB (Split System: Heat Pump with Remote Outdoor Unit-Air-Source) | D5CUHAH24AAK |  |  | EA*5X36M17A* | *96CTN0801714B* | 22200 | 16.5 | 8.1 | 20800 | 18700 | 89.9% | 1.85 | 0 | 10.5 |  |  |  |  | R-454B | 1.85 | Residential & Commercial | USHP | Ducted CEE Tier 1
216735023 | Central HP <5.4 tons | COMFORTMAKER | HRCU-A-CB (Split System: Heat Pump with Remote Outdoor Unit-Air-Source) | D5CUHAH24AAK |  |  | EA*5X37M17A* | *80CTL0451712B* | 22800 | 16 | 8.5 | 20800 | 18500 | 88.94% | 1.96 | 0 | 11 |  |  |  |  | R-454B | 1.9 | Residential & Commercial | USHP | Ducted CEE Tier 1
216735641 | Central HP <5.4 tons | COMFORTMAKER | HRCU-A-CB (Split System: Heat Pump with Remote Outdoor Unit-Air-Source) | D5CUHAH24AAK |  |  | EA*5X37M21A* | *80CTL1102120B* | 23600 | 15.5 | 8.5 | 21000 | 18600 | 88.57% | 1.96 | 0 | 11 |  |  |  |  | R-454B | 1.9667 | Residential & Commercial | USHP | Ducted CEE Tier 1
215439651 | Central HP <5.4 tons | DAIKIN | HRCU-A-CB (Split System: Heat Pump with Remote Outdoor Unit-Air-Source) | DH6VSA1810A* |  |  | CA*EA2418*3A* | D*80TC0803B*A* | 17000 | 19 | 8.8 | 16800 | 13000 | 77.38% | 2.1 | 0 | 12 |  |  |  |  | R-32 | 1.4167 | Residential & Commercial | USHP | Ducted CEE Tier 1
208101909 | Central HP <5.4 tons | MDV | HRCU-A-C (Split System: Heat Pump with Remote Outdoor Unit with No Indoor Fan --Air Source) | MOX430U-18HFN1-M |  |  | MAC-24HWDN1-MN0 | 0 | 18000 | 16.1 | 9.5 | 19000 | 15000 | 78.95% | 2.2 | 11.6 | 11.7 |  |  |  |  | R-410A | 1.5 | Residential & Commercial | USHP | Ducted CEE Tier 1
212628063 | Central HP <5.4 tons | COLEMAN | HRCU-A-CB (Split System: Heat Pump with Remote Outdoor Unit-Air-Source) | HMH72B341 | ASPEN |  | D(A,C,E)48C26+TDR | TL8E100C20UH11 | 30600 | 17.1 | 8.5 | 34000 | 27400 | 80.59% | 2.69 | 0 | 9.6 |  |  |  |  | R-410A | 2.55 | Residential & Commercial | USHP
212628081 | Central HP <5.4 tons | COLEMAN | HRCU-A-CB (Split System: Heat Pump with Remote Outdoor Unit-Air-Source) | HMH72B341 | ASPEN |  | D(A,C,E)36A46+TDR | CP9C100C20MP13 | 32000 | 17.5 | 8.1 | 34000 | 28400 | 83.53% | 2.46 | 0 | 9.4 |  |  |  |  | R-410A | 2.6667 | Residential & Commercial | USHP
212628088 | Central HP <5.4 tons | COLEMAN | HRCU-A-CB (Split System: Heat Pump with Remote Outdoor Unit-Air-Source) | HMH72B341 | ASPEN |  | D(A,C,E)42C36+TDR | CP9C100C20MP13 | 32800 | 17.5 | 8.1 | 34000 | 28400 | 83.53% | 2.46 | 0 | 9.5 |  |  |  |  | R-410A | 2.7333 | Residential & Commercial | USHP
212628097 | Central HP <5.4 tons | COLEMAN | HRCU-A-CB (Split System: Heat Pump with Remote Outdoor Unit-Air-Source) | HMH72B341 | ASPEN |  | C(A,C,D,E)36B36+TDR | TM9V100C20MP12 | 32000 | 17.5 | 8.5 | 34000 | 28400 | 83.53% | 2.7 | 0 | 9.4 |  |  |  |  | R-410A | 2.6667 | Residential & Commercial | USHP
212627920 | Central HP <5.4 tons | COLEMAN | HRCU-A-CB (Split System: Heat Pump with Remote Outdoor Unit-Air-Source) | HMH72B341 | ASPEN |  | D(A,C,E)42A46+TDR | CP9C100C16MP13 | 32400 | 17.5 | 8.1 | 34000 | 27400 | 80.59% | 2.47 | 0 | 10 |  |  |  |  | R-410A | 2.7 | Residential & Commercial | USHP | Ducted CEE Tier 1
212627929 | Central HP <5.4 tons | COLEMAN | HRCU-A-CB (Split System: Heat Pump with Remote Outdoor Unit-Air-Source) | HMH72B341 | ASPEN |  | D(A,C,E)48D26+TDR | CP9C100C16MP13 | 31000 | 17.3 | 8.1 | 34000 | 27400 | 80.59% | 2.47 | 0 | 9.7 |  |  |  |  | R-410A | 2.5833 | Residential & Commercial | USHP
212625727 | Central HP <5.4 tons | COLEMAN | HRCU-A-CB (Split System: Heat Pump with Remote Outdoor Unit-Air-Source) | HMH72B341 | ASPEN |  | D(A,C,E)36C36+TDR | TM8V120C20MP12 | 31800 | 16.5 | 8.5 | 32400 | 27800 | 85.8% | 2.7 | 0 | 8.9 |  |  |  |  | R-410A | 2.65 | Residential & Commercial | USHP
212625729 | Central HP <5.4 tons | COLEMAN | HRCU-A-CB (Split System: Heat Pump with Remote Outdoor Unit-Air-Source) | HMH72B341 | ASPEN |  | D(A,C,E)42A46+TDR | TM8V120C20MP12 | 31800 | 16.5 | 8.5 | 32400 | 27800 | 85.8% | 2.7 | 0 | 8.9 |  |  |  |  | R-410A | 2.65 | Residential & Commercial | USHP
212625810 | Central HP <5.4 tons | COLEMAN | HRCU-A-CB (Split System: Heat Pump with Remote Outdoor Unit-Air-Source) | HMH72B341 | ASPEN |  | D(A,C,E)36D36+TDR | TM9Y120D20MP11 | 32400 | 16.5 | 8.5 | 32400 | 28200 | 87.04% | 2.77 | 0 | 9.5 |  |  |  |  | R-410A | 2.7 | Residential & Commercial | USHP
212625811 | Central HP <5.4 tons | COLEMAN | HRCU-A-CB (Split System: Heat Pump with Remote Outdoor Unit-Air-Source) | HMH72B341 | ASPEN |  | D(A,C,E)42A46+TDR | TM9Y120D20MP11 | 32000 | 16.5 | 8.5 | 32400 | 28200 | 87.04% | 2.77 | 0 | 9.4 |  |  |  |  | R-410A | 2.6667 | Residential & Commercial | USHP
212625830 | Central HP <5.4 tons | COLEMAN | HRCU-A-CB (Split System: Heat Pump with Remote Outdoor Unit-Air-Source) | HMH72B341 | ASPEN |  | D(A,C,E)36D26+TDR | TP9C120D20MP13 | 29800 | 16.4 | 8.1 | 32400 | 27800 | 85.8% | 2.52 | 0 | 9 |  |  |  |  | R-410A | 2.4833 | Residential & Commercial | USHP
212625860 | Central HP <5.4 tons | COLEMAN | HRCU-A-CB (Split System: Heat Pump with Remote Outdoor Unit-Air-Source) | HMH72B341 | ASPEN |  | D(A,C,E)36C36+TDR | TM9V120D20MP12 | 32000 | 17 | 8.5 | 32400 | 28200 | 87.04% | 2.79 | 0 | 9.4 |  |  |  |  | R-410A | 2.6667 | Residential & Commercial | USHP
216735709 | Central HP <5.4 tons | COMFORTMAKER | HRCU-A-CB (Split System: Heat Pump with Remote Outdoor Unit-Air-Source) | D5CUHAH24AAK |  |  | EA*5X37M21A* | *97CMN0601714B* | 22800 | 16 | 8.5 | 20600 | 18400 | 89.32% | 1.98 | 0 | 11 |  |  |  |  | R-454B | 1.9 | Residential & Commercial | USHP | Ducted CEE Tier 1
216736144 | Central HP <5.4 tons | COMFORTMAKER | HRCU-A-CB (Split System: Heat Pump with Remote Outdoor Unit-Air-Source) | D5CUHAH24AAK |  |  | ESH5X24M12A* | *80CSU1002120A* | 23000 | 15.2 | 8.5 | 21800 | 19500 | 89.45% | 1.96 | 0 | 10 |  |  |  |  | R-454B | 1.9167 | Residential & Commercial | USHP | Ducted CEE Tier 1
216734372 | Central HP <5.4 tons | COMFORTMAKER | HRCU-A-CB (Split System: Heat Pump with Remote Outdoor Unit-Air-Source) | D5CUHAH24AAK |  |  | EA*5X36M17A* | *80MS(N,L)0451714A* | 22200 | 15.5 | 8.1 | 20800 | 18700 | 89.9% | 1.85 | 0 | 10.5 |  |  |  |  | R-454B | 1.85 | Residential & Commercial | USHP | Ducted CEE Tier 1
216734804 | Central HP <5.4 tons | COMFORTMAKER | HRCU-A-CB (Split System: Heat Pump with Remote Outdoor Unit-Air-Source) | D5CUHAH24AAK |  |  | EA*5X36M17A* | *96VTN0601412B* | 22200 | 16 | 8.1 | 20800 | 18700 | 89.9% | 1.85 | 0 | 10.5 |  |  |  |  | R-454B | 1.85 | Residential & Commercial | USHP | Ducted CEE Tier 1
216734923 | Central HP <5.4 tons | COMFORTMAKER | HRCU-A-CB (Split System: Heat Pump with Remote Outdoor Unit-Air-Source) | D5CUHAH24AAK |  |  | EA*5X37M17A* | *80MS(N,L)0701412A* | 22800 | 16.5 | 8.5 | 20600 | 18400 | 89.32% | 1.98 | 0 | 11 |  |  |  |  | R-454B | 1.9 | Residential & Commercial | USHP | Ducted CEE Tier 1
216735673 | Central HP <5.4 tons | COMFORTMAKER | HRCU-A-CB (Split System: Heat Pump with Remote Outdoor Unit-Air-Source) | D5CUHAH24AAK |  |  | EA*5X37M21A* | *80VTL1102122B* | 23200 | 16 | 8.5 | 20600 | 18500 | 89.81% | 1.96 | 0 | 11 |  |  |  |  | R-454B | 1.9333 | Residential & Commercial | USHP | Ducted CEE Tier 1
216737013 | Central HP <5.4 tons | COMFORTMAKER | HRCU-A-CB (Split System: Heat Pump with Remote Outdoor Unit-Air-Source) | D5CUHAH24AAK |  |  | ESH5X30M12A* | *80MS(N,L)0451412A* | 22400 | 15.2 | 8.1 | 21000 | 18800 | 89.52% | 1.9 | 0 | 10.5 |  |  |  |  | R-454B | 1.8667 | Residential & Commercial | USHP | Ducted CEE Tier 1
212627963 | Central HP <5.4 tons | COLEMAN | HRCU-A-CB (Split System: Heat Pump with Remote Outdoor Unit-Air-Source) | HMH72B341 | ASPEN |  | D(A,C,E)36C36+TDR | TM8Y100C16MP11 | 32400 | 18.5 | 8.5 | 34000 | 27400 | 80.59% | 2.67 | 0 | 10 |  |  |  |  | R-410A | 2.7 | Residential & Commercial | USHP | Ducted CEE Tier 1
212627979 | Central HP <5.4 tons | COLEMAN | HRCU-A-CB (Split System: Heat Pump with Remote Outdoor Unit-Air-Source) | HMH72B341 | ASPEN |  | C(A,C,D,E)36B36+TDR | TM9V100C16MP12 | 32000 | 17.5 | 8.5 | 34000 | 27400 | 80.59% | 2.67 | 0 | 9.9 |  |  |  |  | R-410A | 2.6667 | Residential & Commercial | USHP
212628004 | Central HP <5.4 tons | COLEMAN | HRCU-A-CB (Split System: Heat Pump with Remote Outdoor Unit-Air-Source) | HMH72B341 | ASPEN |  | C(A,C,D,E)36C36+TDR | TP9C100C16MP13 | 32400 | 17.5 | 8.1 | 34000 | 27400 | 80.59% | 2.47 | 0 | 10 |  |  |  |  | R-410A | 2.7 | Residential & Commercial | USHP | Ducted CEE Tier 1
212628013 | Central HP <5.4 tons | COLEMAN | HRCU-A-CB (Split System: Heat Pump with Remote Outdoor Unit-Air-Source) | HMH72B341 | ASPEN |  | D(A,C,E)42B36+TDR | TP9C100C16MP13 | 32400 | 17.5 | 8.1 | 34000 | 27400 | 80.59% | 2.47 | 0 | 10 |  |  |  |  | R-410A | 2.7 | Residential & Commercial | USHP | Ducted CEE Tier 1
212628031 | Central HP <5.4 tons | COLEMAN | HRCU-A-CB (Split System: Heat Pump with Remote Outdoor Unit-Air-Source) | HMH72B341 | ASPEN |  | D(A,C,E)48A36+TDR | TL8E100C20UH11 | 32200 | 17.5 | 8.4 | 34000 | 27400 | 80.59% | 2.66 | 0 | 9.9 |  |  |  |  | R-410A | 2.6833 | Residential & Commercial | USHP
212628040 | Central HP <5.4 tons | COLEMAN | HRCU-A-CB (Split System: Heat Pump with Remote Outdoor Unit-Air-Source) | HMH72B341 | ASPEN |  | D(A,C,E)42D36+TDR | TM8Y120C20MP11 | 33600 | 18 | 8.5 | 34000 | 30200 | 88.82% | 2.85 | 0 | 9.5 |  |  |  |  | R-410A | 2.8 | Residential & Commercial | USHP
212628054 | Central HP <5.4 tons | COLEMAN | HRCU-A-CB (Split System: Heat Pump with Remote Outdoor Unit-Air-Source) | HMH72B341 | ASPEN |  | D(A,C,E)36D26+TDR | TL8E100C20UH11 | 30200 | 17 | 8.5 | 34000 | 27400 | 80.59% | 2.69 | 0 | 9 |  |  |  |  | R-410A | 2.5167 | Residential & Commercial | USHP
212628056 | Central HP <5.4 tons | COLEMAN | HRCU-A-CB (Split System: Heat Pump with Remote Outdoor Unit-Air-Source) | HMH72B341 | ASPEN |  | D(A,C,E)42A46+TDR | TL8E100C20UH11 | 32400 | 17.5 | 8.5 | 34000 | 27400 | 80.59% | 2.69 | 0 | 10 |  |  |  |  | R-410A | 2.7 | Residential & Commercial | USHP | Ducted CEE Tier 1
212625864 | Central HP <5.4 tons | COLEMAN | HRCU-A-CB (Split System: Heat Pump with Remote Outdoor Unit-Air-Source) | HMH72B341 | ASPEN |  | D(A,C,E)42C36+TDR | TM9V120D20MP12 | 32400 | 17 | 8.5 | 32400 | 28200 | 87.04% | 2.79 | 0 | 9.5 |  |  |  |  | R-410A | 2.7 | Residential & Commercial | USHP
212625913 | Central HP <5.4 tons | COLEMAN | HRCU-A-CB (Split System: Heat Pump with Remote Outdoor Unit-Air-Source) | HMH72B341 | ASPEN |  | C(A,C,D,E)36B36+TDR | TM9V040A10MP12 | 31600 | 17 | 8.1 | 33200 | 27400 | 82.53% | 2.41 | 0 | 9.4 |  |  |  |  | R-410A | 2.6333 | Residential & Commercial | USHP
212625945 | Central HP <5.4 tons | COLEMAN | HRCU-A-CB (Split System: Heat Pump with Remote Outdoor Unit-Air-Source) | HMH72B341 | ASPEN |  | C(A,C,D,E)36B36+TDR | TM9E100C20MP12 | 32000 | 15.5 | 8.1 | 33200 | 27000 | 81.33% | 2.43 | 0 | 9.9 |  |  |  |  | R-410A | 2.6667 | Residential & Commercial | USHP
212625947 | Central HP <5.4 tons | COLEMAN | HRCU-A-CB (Split System: Heat Pump with Remote Outdoor Unit-Air-Source) | HMH72B341 | ASPEN |  | C(A,C,D,E)36C36+TDR | TM9E100C20MP12 | 32400 | 15.5 | 8.1 | 33200 | 27000 | 81.33% | 2.43 | 0 | 10 |  |  |  |  | R-410A | 2.7 | Residential & Commercial | USHP | Ducted CEE Tier 1
212625964 | Central HP <5.4 tons | COLEMAN | HRCU-A-CB (Split System: Heat Pump with Remote Outdoor Unit-Air-Source) | HMH72B341 | ASPEN |  | D(A,C,E)48D26+TDR | TM9E100C20MP12 | 31000 | 15.2 | 8.1 | 33200 | 27000 | 81.33% | 2.43 | 0 | 9.7 |  |  |  |  | R-410A | 2.5833 | Residential & Commercial | USHP
212626061 | Central HP <5.4 tons | COLEMAN | HRCU-A-CB (Split System: Heat Pump with Remote Outdoor Unit-Air-Source) | HMH72B341 | ASPEN |  | C(A,C,D,E)42A26+TDR | TM8Y100C20MP11 | 31200 | 17.9 | 8.1 | 33400 | 29800 | 89.22% | 2.75 | 0 | 9.3 |  |  |  |  | R-410A | 2.6 | Residential & Commercial | USHP
212626328 | Central HP <5.4 tons | COLEMAN | HRCU-A-CB (Split System: Heat Pump with Remote Outdoor Unit-Air-Source) | HMH72B341 | ASPEN |  | C(A,C,D,E)48A26+TDR | TM9V080C16MP12 | 29800 | 16.9 | 8.3 | 33600 | 27200 | 80.95% | 2.6 | 0 | 9.5 |  |  |  |  | R-410A | 2.4833 | Residential & Commercial | USHP
212626346 | Central HP <5.4 tons | COLEMAN | HRCU-A-CB (Split System: Heat Pump with Remote Outdoor Unit-Air-Source) | HMH72B341 | ASPEN |  | D(A,C,E)42A36+TDR | TM9V080C16MP12 | 31800 | 17.5 | 8.3 | 33600 | 27600 | 82.14% | 2.63 | 0 | 9.9 |  |  |  |  | R-410A | 2.65 | Residential & Commercial | USHP
216767008 | Central HP <5.4 tons | TRANE | HRCU-A-CB (Split System: Heat Pump with Remote Outdoor Unit-Air-Source) | 5TWX7036A1 |  |  | 5PX*D008AS3 | S8V2D120M5PCB | 34200 | 17.1 | 9 | 32600 | 24200 | 74.23% | 2.21 | 0 | 12 |  |  |  |  | R-454B | 2.85 | Residential & Commercial | USHP | Ducted CEE Tier 1
216767024 | Central HP <5.4 tons | TRANE | HRCU-A-CB (Split System: Heat Pump with Remote Outdoor Unit-Air-Source) | 5TWX7036A1 |  |  | 5TXCB004AS3 | S9X1B040U3PSB | 32200 | 16 | 8.5 | 32400 | 24000 | 74.07% | 2.1 | 0 | 11.7 |  |  |  |  | R-454B | 2.6833 | Residential & Commercial | USHP | Ducted CEE Tier 1
212628055 | Central HP <5.4 tons | COLEMAN | HRCU-A-CB (Split System: Heat Pump with Remote Outdoor Unit-Air-Source) | HMH72B341 | ASPEN |  | D(A,C,E)36D36+TDR | TL8E100C20UH11 | 32800 | 17.5 | 8.5 | 34000 | 27400 | 80.59% | 2.69 | 0 | 10 |  |  |  |  | R-410A | 2.7333 | Residential & Commercial | USHP | Ducted CEE Tier 1
212628082 | Central HP <5.4 tons | COLEMAN | HRCU-A-CB (Split System: Heat Pump with Remote Outdoor Unit-Air-Source) | HMH72B341 | ASPEN |  | D(A,C,E)36B36+TDR | CP9C100C20MP13 | 32000 | 17.5 | 8.1 | 34000 | 28400 | 83.53% | 2.46 | 0 | 9.4 |  |  |  |  | R-410A | 2.6667 | Residential & Commercial | USHP
212628096 | Central HP <5.4 tons | COLEMAN | HRCU-A-CB (Split System: Heat Pump with Remote Outdoor Unit-Air-Source) | HMH72B341 | ASPEN |  | C(A,C,D,E)36A46+TDR | TM9V100C20MP12 | 32000 | 17.5 | 8.5 | 34000 | 28400 | 83.53% | 2.7 | 0 | 9.4 |  |  |  |  | R-410A | 2.6667 | Residential & Commercial | USHP
212628112 | Central HP <5.4 tons | COLEMAN | HRCU-A-CB (Split System: Heat Pump with Remote Outdoor Unit-Air-Source) | HMH72B341 | ASPEN |  | D(A,C,E)48C26+TDR | TM9V100C20MP12 | 30400 | 17.1 | 8.5 | 34000 | 28400 | 83.53% | 2.7 | 0 | 9 |  |  |  |  | R-410A | 2.5333 | Residential & Commercial | USHP
212628130 | Central HP <5.4 tons | COLEMAN | HRCU-A-CB (Split System: Heat Pump with Remote Outdoor Unit-Air-Source) | HMH72B341 | ASPEN |  | D(A,C,E)42D36+TDR | TP9C100C20MP13 | 33000 | 17.5 | 8.1 | 34000 | 28400 | 83.53% | 2.46 | 0 | 9 |  |  |  |  | R-410A | 2.75 | Residential & Commercial | USHP
212628132 | Central HP <5.4 tons | COLEMAN | HRCU-A-CB (Split System: Heat Pump with Remote Outdoor Unit-Air-Source) | HMH72B341 | ASPEN |  | D(A,C,E)48C26+TDR | TP9C100C20MP13 | 30400 | 17.1 | 8.1 | 34000 | 28400 | 83.53% | 2.46 | 0 | 9 |  |  |  |  | R-410A | 2.5333 | Residential & Commercial | USHP
212624010 | Central HP <5.4 tons | COLEMAN | HRCU-A-CB (Split System: Heat Pump with Remote Outdoor Unit-Air-Source) | HMH72B341 | ASPEN |  | C(A,C,D,E)36B34+TDR | TMLE080B12MP11 | 32000 | 18 | 8.1 | 34000 | 28000 | 82.35% | 2.41 | 0 | 9.4 |  |  |  |  | R-410A | 2.6667 | Residential & Commercial | USHP
212624012 | Central HP <5.4 tons | COLEMAN | HRCU-A-CB (Split System: Heat Pump with Remote Outdoor Unit-Air-Source) | HMH72B341 | ASPEN |  | C(A,C,D,E)36C34+TDR | TMLE080B12MP11 | 32400 | 18 | 8.1 | 34000 | 28000 | 82.35% | 2.41 | 0 | 9.5 |  |  |  |  | R-410A | 2.7 | Residential & Commercial | USHP
212624080 | Central HP <5.4 tons | COLEMAN | HRCU-A-CB (Split System: Heat Pump with Remote Outdoor Unit-Air-Source) | HMH72B341 | ASPEN |  | C(A,C,D,E)36D24+TDR | TM8V060A12MP12 | 31600 | 17.5 | 8.1 | 33400 | 28800 | 86.23% | 2.49 | 0 | 9.5 |  |  |  |  | R-410A | 2.6333 | Residential & Commercial | USHP
212624146 | Central HP <5.4 tons | COLEMAN | HRCU-A-CB (Split System: Heat Pump with Remote Outdoor Unit-Air-Source) | HMH72B341 | ASPEN |  | C(A,C,D,E)48C24+TDR | TM9V080B12MP12 | 31800 | 17 | 8.5 | 34000 | 29400 | 86.47% | 2.73 | 0 | 9 |  |  |  |  | R-410A | 2.65 | Residential & Commercial | USHP
212624155 | Central HP <5.4 tons | COLEMAN | HRCU-A-CB (Split System: Heat Pump with Remote Outdoor Unit-Air-Source) | HMH72B341 | ASPEN |  | C(A,C,D,E)36D24+TDR | TP9C080B12MP13 | 31400 | 17 | 8.1 | 33600 | 29600 | 88.1% | 2.45 | 0 | 9.5 |  |  |  |  | R-410A | 2.6167 | Residential & Commercial | USHP
212624187 | Central HP <5.4 tons | COLEMAN | HRCU-A-CB (Split System: Heat Pump with Remote Outdoor Unit-Air-Source) | HMH72B341 | ASPEN |  | D(A,C,E)48B34+TDR | TM9Y100C20MP11 | 32600 | 15.5 | 8.1 | 34000 | 27800 | 81.76% | 2.38 | 0 | 9.5 |  |  |  |  | R-410A | 2.7167 | Residential & Commercial | USHP
212624246 | Central HP <5.4 tons | COLEMAN | HRCU-A-CB (Split System: Heat Pump with Remote Outdoor Unit-Air-Source) | HMH72B341 | ASPEN |  | C(A,C,D,E)36D24+TDR | TM8E080C16MP11 | 31800 | 18 | 8.5 | 34000 | 28400 | 83.53% | 2.77 | 0 | 10 |  |  |  |  | R-410A | 2.65 | Residential & Commercial | USHP | Ducted CEE Tier 1
212624280 | Central HP <5.4 tons | COLEMAN | HRCU-A-CB (Split System: Heat Pump with Remote Outdoor Unit-Air-Source) | HMH72B341 | ASPEN |  | D(A,C,E)42C34+TDR | TM8E120C16MP11 | 33200 | 18 | 8.4 | 34000 | 28800 | 84.71% | 2.77 | 0 | 10 |  |  |  |  | R-410A | 2.7667 | Residential & Commercial | USHP | Ducted CEE Tier 1
212626362 | Central HP <5.4 tons | COLEMAN | HRCU-A-CB (Split System: Heat Pump with Remote Outdoor Unit-Air-Source) | HMH72B341 | ASPEN |  | C(A,C,D,E)42B36+TDR | TM9E100C16MP12 | 32400 | 18 | 8.4 | 33600 | 27200 | 80.95% | 2.64 | 0 | 9.9 |  |  |  |  | R-410A | 2.7 | Residential & Commercial | USHP
212626397 | Central HP <5.4 tons | COLEMAN | HRCU-A-CB (Split System: Heat Pump with Remote Outdoor Unit-Air-Source) | HMH72B341 | ASPEN |  | D(A,C,E)42D36+TDR | TM9E100C16MP12 | 33200 | 18 | 8.5 | 33600 | 27200 | 80.95% | 2.66 | 0 | 10 |  |  |  |  | R-410A | 2.7667 | Residential & Commercial | USHP | Ducted CEE Tier 1
212626398 | Central HP <5.4 tons | COLEMAN | HRCU-A-CB (Split System: Heat Pump with Remote Outdoor Unit-Air-Source) | HMH72B341 | ASPEN |  | D(A,C,E)48B36+TDR | TM9E100C16MP12 | 32800 | 18 | 8.5 | 33600 | 27200 | 80.95% | 2.66 | 0 | 10 |  |  |  |  | R-410A | 2.7333 | Residential & Commercial | USHP | Ducted CEE Tier 1
212626549 | Central HP <5.4 tons | COLEMAN | HRCU-A-CB (Split System: Heat Pump with Remote Outdoor Unit-Air-Source) | HMH72B341 | ASPEN |  | C(A,C,D,E)36A36+TDR | TM8E080B12MP11 | 31400 | 17.8 | 8.2 | 33800 | 27800 | 82.25% | 2.56 | 0 | 9.3 |  |  |  |  | R-410A | 2.6167 | Residential & Commercial | USHP
212626649 | Central HP <5.4 tons | COLEMAN | HRCU-A-CB (Split System: Heat Pump with Remote Outdoor Unit-Air-Source) | HMH72B341 | ASPEN |  | D(A,C,E)36C36+TDR | TM9V080B12MP12 | 32800 | 17 | 8.3 | 33800 | 29600 | 87.57% | 2.7 | 0 | 9.5 |  |  |  |  | R-410A | 2.7333 | Residential & Commercial | USHP
212626665 | Central HP <5.4 tons | COLEMAN | HRCU-A-CB (Split System: Heat Pump with Remote Outdoor Unit-Air-Source) | HMH72B341 | ASPEN |  | D(A,C,E)36C36+TDR | TM9E060A10MP12 | 32200 | 17.5 | 8.1 | 33800 | 27400 | 81.07% | 2.4 | 0 | 9.5 |  |  |  |  | R-410A | 2.6833 | Residential & Commercial | USHP
212626680 | Central HP <5.4 tons | COLEMAN | HRCU-A-CB (Split System: Heat Pump with Remote Outdoor Unit-Air-Source) | HMH72B341 | ASPEN |  | C(A,C,D,E)42A36+TDR | TM8E080B12MP11 | 31800 | 17.9 | 8.3 | 33800 | 28200 | 83.43% | 2.59 | 0 | 9.4 |  |  |  |  | R-410A | 2.65 | Residential & Commercial | USHP
212626731 | Central HP <5.4 tons | COLEMAN | HRCU-A-CB (Split System: Heat Pump with Remote Outdoor Unit-Air-Source) | HMH72B341 | ASPEN |  | C(A,C,D,E)36B26+TDR | TM8E080C16MP11 | 30800 | 17.9 | 8.3 | 33800 | 28600 | 84.62% | 2.7 | 0 | 9.8 |  |  |  |  | R-410A | 2.5667 | Residential & Commercial | USHP
215934669 | Central HP <5.4 tons | COMFORTMAKER | HRCU-A-CB (Split System: Heat Pump with Remote Outdoor Unit-Air-Source) | C5H3V36*K*AAA* |  |  | EVM5X31M17A*+WALLCON | *97CMN0601714B* | 34800 | 20.5 | 8.5 | 38000 | 28000 | 73.68% | 2.08 | 0 | 11.5 |  |  |  |  | R-454B | 2.9 | Residential & Commercial | USHP | Ducted CEE Tier 1
215931659 | Central HP <5.4 tons | COMFORTMAKER | HRCU-A-CB (Split System: Heat Pump with Remote Outdoor Unit-Air-Source) | C5H3V60*K*AAA* |  |  | EA*5X61M21A*+WALLCON | *80CTL0701716B* | 56000 | 18 | 8.5 | 61000 | 45500 | 74.59% | 2.1 | 0 | 11 |  |  |  |  | R-454B | 4.6667 | Residential & Commercial | USHP | Ducted CEE Tier 1
215931709 | Central HP <5.4 tons | COMFORTMAKER | HRCU-A-CB (Split System: Heat Pump with Remote Outdoor Unit-Air-Source) | C5H3V60*K*AAA* |  |  | EA*5X61M24A*+WALLCON | *80CTL1102120B* | 57000 | 19 | 8.5 | 60500 | 46500 | 76.86% | 2.02 | 0 | 11.5 |  |  |  |  | R-454B | 4.75 | Residential & Commercial | USHP | Ducted CEE Tier 1
215679825 | Central HP <5.4 tons | HEIL | HRCU-A-CB (Split System: Heat Pump with Remote Outdoor Unit-Air-Source) | H5H0V36*K*AAA* |  |  | ESH5X42M12A*+WALLCON | *97CTN0801716A* | 33800 | 16 | 8.5 | 35800 | 25400 | 70.95% | 1.76 | 0 | 9 |  |  |  |  | R-454B | 2.8167 | Residential & Commercial | USHP
215679875 | Central HP <5.4 tons | HEIL | HRCU-A-CB (Split System: Heat Pump with Remote Outdoor Unit-Air-Source) | H5H0V36*K*AAA* |  |  | ESH5X48M12A*+WALLCON | *80CSU0401712B* | 34200 | 17 | 8.5 | 35400 | 25200 | 71.19% | 1.9 | 0 | 9.5 |  |  |  |  | R-454B | 2.85 | Residential & Commercial | USHP
213821161 | Central HP <5.4 tons | TEMPSTAR | HRCU-A-CB (Split System: Heat Pump with Remote Outdoor Unit-Air-Source) | DLCURAH24AAK | ASPEN |  | D(A,C,E)24B44+TDR | *96VTN0802120B* | 23800 | 16 | 8.5 | 25000 | 22400 | 89.6% | 2.92 | 0 | 9 |  |  |  |  | R-410A | 1.9833 | Residential & Commercial | USHP
212624310 | Central HP <5.4 tons | COLEMAN | HRCU-A-CB (Split System: Heat Pump with Remote Outdoor Unit-Air-Source) | HMH72B341 | ASPEN |  | D(A,C,E)48C34+TDR | TM8E100C16MP11 | 33000 | 18 | 8.5 | 34000 | 28400 | 83.53% | 2.76 | 0 | 10 |  |  |  |  | R-410A | 2.75 | Residential & Commercial | USHP | Ducted CEE Tier 1
212624380 | Central HP <5.4 tons | COLEMAN | HRCU-A-CB (Split System: Heat Pump with Remote Outdoor Unit-Air-Source) | HMH72B341 | ASPEN |  | C(A,C,D,E)48A34+TDR | TL8E080C16UH11 | 32200 | 17.5 | 8.4 | 34000 | 27800 | 81.76% | 2.66 | 0 | 9.9 |  |  |  |  | R-410A | 2.6833 | Residential & Commercial | USHP
212624389 | Central HP <5.4 tons | COLEMAN | HRCU-A-CB (Split System: Heat Pump with Remote Outdoor Unit-Air-Source) | HMH72B341 | ASPEN |  | C(A,C,D,E)42C24+TDR | TM9Y080C16MP11 | 30200 | 17.9 | 8.5 | 34000 | 28000 | 82.35% | 2.66 | 0 | 9 |  |  |  |  | R-410A | 2.5167 | Residential & Commercial | USHP
212624419 | Central HP <5.4 tons | COLEMAN | HRCU-A-CB (Split System: Heat Pump with Remote Outdoor Unit-Air-Source) | HMH72B341 | ASPEN |  | D(A,C,E)48C24+TDR | TM9Y080C16MP11 | 30600 | 18.1 | 8.5 | 34000 | 28000 | 82.35% | 2.66 | 0 | 9 |  |  |  |  | R-410A | 2.55 | Residential & Commercial | USHP
212624480 | Central HP <5.4 tons | COLEMAN | HRCU-A-CB (Split System: Heat Pump with Remote Outdoor Unit-Air-Source) | HMH72B341 | ASPEN |  | C(A,C,D,E)48D24+TDR | CPLC080C16MP13 | 31000 | 17.3 | 8.1 | 33800 | 27400 | 81.07% | 2.47 | 0 | 9.7 |  |  |  |  | R-410A | 2.5833 | Residential & Commercial | USHP
212624496 | Central HP <5.4 tons | COLEMAN | HRCU-A-CB (Split System: Heat Pump with Remote Outdoor Unit-Air-Source) | HMH72B341 | ASPEN |  | D(A,C,E)48B34+TDR | CPLC080C16MP13 | 32600 | 17.5 | 8.1 | 33800 | 27400 | 81.07% | 2.47 | 0 | 10 |  |  |  |  | R-410A | 2.7167 | Residential & Commercial | USHP | Ducted CEE Tier 1
212624562 | Central HP <5.4 tons | COLEMAN | HRCU-A-CB (Split System: Heat Pump with Remote Outdoor Unit-Air-Source) | HMH72B341 | ASPEN |  | C(A,C,D,E)36B24+TDR | TM8V080C16MP12 | 29200 | 16.7 | 8.5 | 34000 | 27400 | 80.59% | 2.67 | 0 | 9.4 |  |  |  |  | R-410A | 2.4333 | Residential & Commercial | USHP
212624578 | Central HP <5.4 tons | COLEMAN | HRCU-A-CB (Split System: Heat Pump with Remote Outdoor Unit-Air-Source) | HMH72B341 | ASPEN |  | D(A,C,E)36B44+TDR | TM8V080C16MP12 | 33000 | 17.5 | 8.5 | 34000 | 27400 | 80.59% | 2.67 | 0 | 10 |  |  |  |  | R-410A | 2.75 | Residential & Commercial | USHP | Ducted CEE Tier 1
212624598 | Central HP <5.4 tons | COLEMAN | HRCU-A-CB (Split System: Heat Pump with Remote Outdoor Unit-Air-Source) | HMH72B341 | ASPEN |  | D(A,C,E)48D34+TDR | TM8V080C16MP12 | 33400 | 17.5 | 8.5 | 34000 | 27400 | 80.59% | 2.67 | 0 | 10 |  |  |  |  | R-410A | 2.7833 | Residential & Commercial | USHP | Ducted CEE Tier 1
212624605 | Central HP <5.4 tons | COLEMAN | HRCU-A-CB (Split System: Heat Pump with Remote Outdoor Unit-Air-Source) | HMH72B341 | ASPEN |  | C(A,C,D,E)36B34+TDR | TM8V100C16MP12 | 32000 | 17.5 | 8.5 | 34000 | 27400 | 80.59% | 2.67 | 0 | 9.9 |  |  |  |  | R-410A | 2.6667 | Residential & Commercial | USHP
212624621 | Central HP <5.4 tons | COLEMAN | HRCU-A-CB (Split System: Heat Pump with Remote Outdoor Unit-Air-Source) | HMH72B341 | ASPEN |  | D(A,C,E)36D34+TDR | TM8V100C16MP12 | 32800 | 17.5 | 8.5 | 34000 | 27400 | 80.59% | 2.67 | 0 | 10 |  |  |  |  | R-410A | 2.7333 | Residential & Commercial | USHP | Ducted CEE Tier 1
212624623 | Central HP <5.4 tons | COLEMAN | HRCU-A-CB (Split System: Heat Pump with Remote Outdoor Unit-Air-Source) | HMH72B341 | ASPEN |  | D(A,C,E)42B34+TDR | TM8V100C16MP12 | 32400 | 17.5 | 8.5 | 34000 | 27400 | 80.59% | 2.67 | 0 | 10 |  |  |  |  | R-410A | 2.7 | Residential & Commercial | USHP | Ducted CEE Tier 1
212624696 | Central HP <5.4 tons | COLEMAN | HRCU-A-CB (Split System: Heat Pump with Remote Outdoor Unit-Air-Source) | HMH72B341 | ASPEN |  | D(A,C,E)42A44+TDR | TPLC080C16MP13 | 32400 | 17.5 | 8.1 | 33800 | 27400 | 81.07% | 2.47 | 0 | 10 |  |  |  |  | R-410A | 2.7 | Residential & Commercial | USHP | Ducted CEE Tier 1
212624698 | Central HP <5.4 tons | COLEMAN | HRCU-A-CB (Split System: Heat Pump with Remote Outdoor Unit-Air-Source) | HMH72B341 | ASPEN |  | D(A,C,E)42C24+TDR | TPLC080C16MP13 | 30200 | 17 | 8.1 | 33800 | 27400 | 81.07% | 2.47 | 0 | 9 |  |  |  |  | R-410A | 2.5167 | Residential & Commercial | USHP
212624739 | Central HP <5.4 tons | COLEMAN | HRCU-A-CB (Split System: Heat Pump with Remote Outdoor Unit-Air-Source) | HMH72B341 | ASPEN |  | D(A,C,E)42D24+TDR | TPLC100C16MP13 | 30600 | 17.2 | 8.1 | 33800 | 27400 | 81.07% | 2.47 | 0 | 9.6 |  |  |  |  | R-410A | 2.55 | Residential & Commercial | USHP
212624837 | Central HP <5.4 tons | COLEMAN | HRCU-A-CB (Split System: Heat Pump with Remote Outdoor Unit-Air-Source) | HMH72B341 | ASPEN |  | D(A,C,E)36C34+TDR | TL9E080C16UH11 | 32400 | 17.5 | 8.5 | 34000 | 28000 | 82.35% | 2.66 | 0 | 9.5 |  |  |  |  | R-410A | 2.7 | Residential & Commercial | USHP
215677685 | Central HP <5.4 tons | HEIL | HRCU-A-CB (Split System: Heat Pump with Remote Outdoor Unit-Air-Source) | H5H0V60*K*AAA* |  |  | EVD5X61M24A*+WALLCON | *97CMN0602120B* | 56500 | 18 | 9 | 65000 | 46000 | 70.77% | 2.06 | 0 | 8.5 |  |  |  |  | R-454B | 4.7083 | Residential & Commercial | USHP
215677885 | Central HP <5.4 tons | HEIL | HRCU-A-CB (Split System: Heat Pump with Remote Outdoor Unit-Air-Source) | H5H0V60*K*AAA* |  |  | EA*5X61M21A*+WALLCON | *80CTL0701716B* | 54500 | 18 | 8.5 | 58500 | 41500 | 70.94% | 1.92 | 0 | 9 |  |  |  |  | R-454B | 4.5417 | Residential & Commercial | USHP
216766860 | Central HP <5.4 tons | TRANE | HRCU-A-CB (Split System: Heat Pump with Remote Outdoor Unit-Air-Source) | 5TWX7024A1 |  |  | 5TXCB004AS3 | S9X1B060D3PSB | 21800 | 15.5 | 8.5 | 21200 | 16900 | 79.72% | 1.95 | 0 | 11.5 |  |  |  |  | R-454B | 1.8167 | Residential & Commercial | USHP | Ducted CEE Tier 1
211599531 | Central HP <5.4 tons | COLEMAN | HRCU-A-CB (Split System: Heat Pump with Remote Outdoor Unit-Air-Source) | THF2B42T21 | ASPEN |  | LEM48C4 | 0 | 39000 | 16 | 8.1 | 40500 | 29000 | 71.6% | 3.33 | 0 | 12.5 |  |  |  |  | R-410A | 3.25 | Residential & Commercial | USHP | Ducted CEE Tier 1
216733971 | Central HP <5.4 tons | BRYANT HEATING AND COOLING SYSTEMS | HRCU-A-CB (Split System: Heat Pump with Remote Outdoor Unit-Air-Source) | 37MUHAQ24AA3 |  |  | CAA**3017AM* | 88*TB48090C17*** | 22000 | 16 | 8.1 | 20800 | 18700 | 89.9% | 1.9 | 0 | 10.5 |  |  |  |  | R-454B | 1.8333 | Residential & Commercial | USHP | Ducted CEE Tier 1
216766909 | Central HP <5.4 tons | TRANE | HRCU-A-CB (Split System: Heat Pump with Remote Outdoor Unit-Air-Source) | 5TWX7036A1 |  |  | 5PX*B006AS3 | S8V2A040M3PCB | 32800 | 16 | 8.7 | 32400 | 24200 | 74.69% | 2.13 | 0 | 11.7 |  |  |  |  | R-454B | 2.7333 | Residential & Commercial | USHP | Ducted CEE Tier 1
216766911 | Central HP <5.4 tons | TRANE | HRCU-A-CB (Split System: Heat Pump with Remote Outdoor Unit-Air-Source) | 5TWX7036A1 |  |  | 5PX*B006AS3 | S8V2B080M4PDB | 33400 | 16.5 | 8.7 | 32600 | 24200 | 74.23% | 2.16 | 0 | 12 |  |  |  |  | R-454B | 2.7833 | Residential & Commercial | USHP | Ducted CEE Tier 1
212624846 | Central HP <5.4 tons | COLEMAN | HRCU-A-CB (Split System: Heat Pump with Remote Outdoor Unit-Air-Source) | HMH72B341 | ASPEN |  | D(A,C,E)42D24+TDR | TL9E080C16UH11 | 30400 | 17.1 | 8.5 | 34000 | 28000 | 82.35% | 2.66 | 0 | 9 |  |  |  |  | R-410A | 2.5333 | Residential & Commercial | USHP
212624887 | Central HP <5.4 tons | COLEMAN | HRCU-A-CB (Split System: Heat Pump with Remote Outdoor Unit-Air-Source) | HMH72B341 | ASPEN |  | D(A,C,E)42A44+TDR | CP9C100C16MP13 | 32400 | 17.5 | 8.1 | 34000 | 27400 | 80.59% | 2.47 | 0 | 10 |  |  |  |  | R-410A | 2.7 | Residential & Commercial | USHP | Ducted CEE Tier 1
212624946 | Central HP <5.4 tons | COLEMAN | HRCU-A-CB (Split System: Heat Pump with Remote Outdoor Unit-Air-Source) | HMH72B341 | ASPEN |  | D(A,C,E)42D24+TDR | TM8Y080C16MP11 | 30600 | 18.1 | 8.5 | 34000 | 27400 | 80.59% | 2.67 | 0 | 9.6 |  |  |  |  | R-410A | 2.55 | Residential & Commercial | USHP
212624948 | Central HP <5.4 tons | COLEMAN | HRCU-A-CB (Split System: Heat Pump with Remote Outdoor Unit-Air-Source) | HMH72B341 | ASPEN |  | D(A,C,E)42D34+TDR | TM8Y080C16MP11 | 33200 | 18.5 | 8.5 | 34000 | 27400 | 80.59% | 2.67 | 0 | 10 |  |  |  |  | R-410A | 2.7667 | Residential & Commercial | USHP | Ducted CEE Tier 1
212625046 | Central HP <5.4 tons | COLEMAN | HRCU-A-CB (Split System: Heat Pump with Remote Outdoor Unit-Air-Source) | HMH72B341 | ASPEN |  | C(A,C,D,E)48B24+TDR | TM9V100C16MP12 | 30200 | 17 | 8.5 | 34000 | 27400 | 80.59% | 2.67 | 0 | 9 |  |  |  |  | R-410A | 2.5167 | Residential & Commercial | USHP
212625089 | Central HP <5.4 tons | COLEMAN | HRCU-A-CB (Split System: Heat Pump with Remote Outdoor Unit-Air-Source) | HMH72B341 | ASPEN |  | C(A,C,D,E)36B24+TDR | TP9C100C16MP13 | 29200 | 16.7 | 8.1 | 34000 | 27400 | 80.59% | 2.47 | 0 | 9.4 |  |  |  |  | R-410A | 2.4333 | Residential & Commercial | USHP
212625130 | Central HP <5.4 tons | COLEMAN | HRCU-A-CB (Split System: Heat Pump with Remote Outdoor Unit-Air-Source) | HMH72B341 | ASPEN |  | D(A,C,E)42B34+TDR | TP9C100C16MP13 | 32400 | 17.5 | 8.1 | 34000 | 27400 | 80.59% | 2.47 | 0 | 10 |  |  |  |  | R-410A | 2.7 | Residential & Commercial | USHP | Ducted CEE Tier 1
212625157 | Central HP <5.4 tons | COLEMAN | HRCU-A-CB (Split System: Heat Pump with Remote Outdoor Unit-Air-Source) | HMH72B341 | ASPEN |  | C(A,C,D,E)42C24+TDR | TL9E100C20UH11 | 32000 | 17 | 8.5 | 34000 | 29200 | 85.88% | 2.81 | 0 | 10 |  |  |  |  | R-410A | 2.6667 | Residential & Commercial | USHP | Ducted CEE Tier 1
216766927 | Central HP <5.4 tons | TRANE | HRCU-A-CB (Split System: Heat Pump with Remote Outdoor Unit-Air-Source) | 5TWX7036A1 |  |  | 5PX*BD04AS3 | S9X2B060D3PSB | 32800 | 16 | 8.1 | 33600 | 24800 | 73.81% | 1.98 | 0 | 11.2 |  |  |  |  | R-454B | 2.7333 | Residential & Commercial | USHP | Ducted CEE Tier 1
216766929 | Central HP <5.4 tons | TRANE | HRCU-A-CB (Split System: Heat Pump with Remote Outdoor Unit-Air-Source) | 5TWX7036A1 |  |  | 5PX*BD04AS3 | S9X1B080D4PSB | 32400 | 16 | 8.1 | 33400 | 24600 | 73.65% | 1.96 | 0 | 11.5 |  |  |  |  | R-454B | 2.7 | Residential & Commercial | USHP | Ducted CEE Tier 1
216766960 | Central HP <5.4 tons | TRANE | HRCU-A-CB (Split System: Heat Pump with Remote Outdoor Unit-Air-Source) | 5TWX7036A1 |  |  | 5PX*C007AS3 | S9X2C100U5PSB | 33600 | 15.2 | 8.7 | 32600 | 24200 | 74.23% | 2.18 | 0 | 12 |  |  |  |  | R-454B | 2.8 | Residential & Commercial | USHP | Ducted CEE Tier 1
216766961 | Central HP <5.4 tons | TRANE | HRCU-A-CB (Split System: Heat Pump with Remote Outdoor Unit-Air-Source) | 5TWX7036A1 |  |  | 5PX*C007AS3 | S8V2C080M5PCB | 33800 | 16.5 | 8.7 | 32800 | 24200 | 73.78% | 2.18 | 0 | 12 |  |  |  |  | R-454B | 2.8167 | Residential & Commercial | USHP | Ducted CEE Tier 1
216767026 | Central HP <5.4 tons | TRANE | HRCU-A-CB (Split System: Heat Pump with Remote Outdoor Unit-Air-Source) | 5TWX7036A1 |  |  | 5TXCB004AS3 | S8V2B080M4PCB | 32000 | 16 | 8.5 | 32200 | 23800 | 73.91% | 2.1 | 0 | 11.7 |  |  |  |  | R-454B | 2.6667 | Residential & Commercial | USHP | Ducted CEE Tier 1
216767059 | Central HP <5.4 tons | TRANE | HRCU-A-CB (Split System: Heat Pump with Remote Outdoor Unit-Air-Source) | 5TWX7036A1 |  |  | 5TXCC005AS3 | S8V2C080M5PCB | 32400 | 16 | 8.5 | 32400 | 24000 | 74.07% | 2.11 | 0 | 11.7 |  |  |  |  | R-454B | 2.7 | Residential & Commercial | USHP | Ducted CEE Tier 1
216767060 | Central HP <5.4 tons | TRANE | HRCU-A-CB (Split System: Heat Pump with Remote Outdoor Unit-Air-Source) | 5TWX7036A1 |  |  | 5TXCC005AS3+P0V0C000M50SD | 0 | 32800 | 16.5 | 8.7 | 32400 | 24000 | 74.07% | 2.15 | 0 | 12 |  |  |  |  | R-454B | 2.7333 | Residential & Commercial | USHP | Ducted CEE Tier 1
212625223 | Central HP <5.4 tons | COLEMAN | HRCU-A-CB (Split System: Heat Pump with Remote Outdoor Unit-Air-Source) | HMH72B341 | ASPEN |  | D(A,C,E)48D24+TDR | TM8Y120C20MP11 | 33000 | 18 | 8.5 | 34000 | 30200 | 88.82% | 2.85 | 0 | 9.5 |  |  |  |  | R-410A | 2.75 | Residential & Commercial | USHP
212625300 | Central HP <5.4 tons | COLEMAN | HRCU-A-CB (Split System: Heat Pump with Remote Outdoor Unit-Air-Source) | HMH72B341 | ASPEN |  | D(A,C,E)42C24+TDR | CP9C100C20MP13 | 30000 | 17 | 8.1 | 34000 | 28000 | 82.35% | 2.47 | 0 | 9 |  |  |  |  | R-410A | 2.5 | Residential & Commercial | USHP
212625339 | Central HP <5.4 tons | COLEMAN | HRCU-A-CB (Split System: Heat Pump with Remote Outdoor Unit-Air-Source) | HMH72B341 | ASPEN |  | C(A,C,D,E)48D24+TDR | CP9C100C20MP13 | 30800 | 17.3 | 8.1 | 34000 | 28400 | 83.53% | 2.46 | 0 | 9.2 |  |  |  |  | R-410A | 2.5667 | Residential & Commercial | USHP
212625350 | Central HP <5.4 tons | COLEMAN | HRCU-A-CB (Split System: Heat Pump with Remote Outdoor Unit-Air-Source) | HMH72B341 | ASPEN |  | D(A,C,E)42C34+TDR | CP9C100C20MP13 | 32800 | 17.5 | 8.1 | 34000 | 28400 | 83.53% | 2.46 | 0 | 9.5 |  |  |  |  | R-410A | 2.7333 | Residential & Commercial | USHP
212625432 | Central HP <5.4 tons | COLEMAN | HRCU-A-CB (Split System: Heat Pump with Remote Outdoor Unit-Air-Source) | HMH72B341 | ASPEN |  | C(A,C,D,E)36C24+TDR | TP9C100C20MP13 | 29600 | 16.9 | 8.1 | 34000 | 28400 | 83.53% | 2.46 | 0 | 9 |  |  |  |  | R-410A | 2.4667 | Residential & Commercial | USHP
212625516 | Central HP <5.4 tons | COLEMAN | HRCU-A-CB (Split System: Heat Pump with Remote Outdoor Unit-Air-Source) | HMH72B341 | ASPEN |  | C(A,C,D,E)42A26+TDR | TM8V120C20MP12 | 28600 | 15.6 | 8.5 | 32000 | 27600 | 86.25% | 2.71 | 0 | 8.4 |  |  |  |  | R-410A | 2.3833 | Residential & Commercial | USHP
212625598 | Central HP <5.4 tons | COLEMAN | HRCU-A-CB (Split System: Heat Pump with Remote Outdoor Unit-Air-Source) | HMH72B341 | ASPEN |  | D(A,C,E)36A36+TDR | TPLC100C20MP13 | 31000 | 16.3 | 8.1 | 32200 | 27600 | 85.71% | 2.44 | 0 | 8.8 |  |  |  |  | R-410A | 2.5833 | Residential & Commercial | USHP
212625625 | Central HP <5.4 tons | COLEMAN | HRCU-A-CB (Split System: Heat Pump with Remote Outdoor Unit-Air-Source) | HMH72B341 | ASPEN |  | D(A,C,E)48B26+TDR | TP9C120D20MP13 | 29800 | 16.4 | 8.1 | 32200 | 28000 | 86.96% | 2.51 | 0 | 9 |  |  |  |  | R-410A | 2.4833 | Residential & Commercial | USHP
212625648 | Central HP <5.4 tons | COLEMAN | HRCU-A-CB (Split System: Heat Pump with Remote Outdoor Unit-Air-Source) | HMH72B341 | ASPEN |  | C(A,C,D,E)36C26+TDR | TM8V120C20MP12 | 29000 | 15.8 | 8.5 | 32400 | 27400 | 84.57% | 2.7 | 0 | 8.5 |  |  |  |  | R-410A | 2.4167 | Residential & Commercial | USHP
212625682 | Central HP <5.4 tons | COLEMAN | HRCU-A-CB (Split System: Heat Pump with Remote Outdoor Unit-Air-Source) | HMH72B341 | ASPEN |  | C(A,C,D,E)36A46+TDR | CPLC120C20MP13 | 31400 | 16.5 | 8.1 | 32400 | 27800 | 85.8% | 2.44 | 0 | 8.9 |  |  |  |  | R-410A | 2.6167 | Residential & Commercial | USHP
212625725 | Central HP <5.4 tons | COLEMAN | HRCU-A-CB (Split System: Heat Pump with Remote Outdoor Unit-Air-Source) | HMH72B341 | ASPEN |  | D(A,C,E)36B36+TDR | TM8V120C20MP12 | 31400 | 16.5 | 8.5 | 32400 | 27800 | 85.8% | 2.7 | 0 | 8.9 |  |  |  |  | R-410A | 2.6167 | Residential & Commercial | USHP
212625739 | Central HP <5.4 tons | COLEMAN | HRCU-A-CB (Split System: Heat Pump with Remote Outdoor Unit-Air-Source) | HMH72B341 | ASPEN |  | C(A,C,D,E)36A46+TDR | TMLV120C20MP12 | 31400 | 16.5 | 8.1 | 32400 | 27800 | 85.8% | 2.44 | 0 | 8.9 |  |  |  |  | R-410A | 2.6167 | Residential & Commercial | USHP
212625759 | Central HP <5.4 tons | COLEMAN | HRCU-A-CB (Split System: Heat Pump with Remote Outdoor Unit-Air-Source) | HMH72B341 | ASPEN |  | C(A,C,D,E)36B36+TDR | TPLC100C20MP13 | 31400 | 16.5 | 8.1 | 32400 | 27800 | 85.8% | 2.44 | 0 | 8.9 |  |  |  |  | R-410A | 2.6167 | Residential & Commercial | USHP
212625782 | Central HP <5.4 tons | COLEMAN | HRCU-A-CB (Split System: Heat Pump with Remote Outdoor Unit-Air-Source) | HMH72B341 | ASPEN |  | D(A,C,E)36B36+TDR | TPLC120C20MP13 | 31400 | 16.5 | 8.1 | 32400 | 27800 | 85.8% | 2.44 | 0 | 8.9 |  |  |  |  | R-410A | 2.6167 | Residential & Commercial | USHP
212625809 | Central HP <5.4 tons | COLEMAN | HRCU-A-CB (Split System: Heat Pump with Remote Outdoor Unit-Air-Source) | HMH72B341 | ASPEN |  | D(A,C,E)36D26+TDR | TM9Y120D20MP11 | 29800 | 15.9 | 8.5 | 32400 | 28200 | 87.04% | 2.77 | 0 | 9 |  |  |  |  | R-410A | 2.4833 | Residential & Commercial | USHP
212625825 | Central HP <5.4 tons | COLEMAN | HRCU-A-CB (Split System: Heat Pump with Remote Outdoor Unit-Air-Source) | HMH72B341 | ASPEN |  | D(A,C,E)42C26+TDR | CP9C120D20MP13 | 29800 | 16.4 | 8.1 | 32400 | 27800 | 85.8% | 2.52 | 0 | 9 |  |  |  |  | R-410A | 2.4833 | Residential & Commercial | USHP
212625832 | Central HP <5.4 tons | COLEMAN | HRCU-A-CB (Split System: Heat Pump with Remote Outdoor Unit-Air-Source) | HMH72B341 | ASPEN |  | C(A,C,D,E)36A46+TDR | CP9C120D20MP13 | 31600 | 17 | 8.1 | 32400 | 28200 | 87.04% | 2.51 | 0 | 9.3 |  |  |  |  | R-410A | 2.6333 | Residential & Commercial | USHP
212625857 | Central HP <5.4 tons | COLEMAN | HRCU-A-CB (Split System: Heat Pump with Remote Outdoor Unit-Air-Source) | HMH72B341 | ASPEN |  | D(A,C,E)36A46+TDR | TM9V120D20MP12 | 31600 | 17 | 8.5 | 32400 | 28200 | 87.04% | 2.79 | 0 | 9.3 |  |  |  |  | R-410A | 2.6333 | Residential & Commercial | USHP
212625875 | Central HP <5.4 tons | COLEMAN | HRCU-A-CB (Split System: Heat Pump with Remote Outdoor Unit-Air-Source) | HMH72B341 | ASPEN |  | C(A,C,D,E)36C36+TDR | TP9C120D20MP13 | 32000 | 17 | 8.1 | 32400 | 28200 | 87.04% | 2.51 | 0 | 9.4 |  |  |  |  | R-410A | 2.6667 | Residential & Commercial | USHP
212625909 | Central HP <5.4 tons | COLEMAN | HRCU-A-CB (Split System: Heat Pump with Remote Outdoor Unit-Air-Source) | HMH72B341 | ASPEN |  | C(A,C,D,E)36A36+TDR | TM8Y080B12MP11 | 31600 | 17.8 | 8.2 | 33200 | 27000 | 81.33% | 2.57 | 0 | 9.8 |  |  |  |  | R-410A | 2.6333 | Residential & Commercial | USHP
212625923 | Central HP <5.4 tons | COLEMAN | HRCU-A-CB (Split System: Heat Pump with Remote Outdoor Unit-Air-Source) | HMH72B341 | ASPEN |  | D(A,C,E)42A46+TDR | TM9V040A10MP12 | 31800 | 17 | 8.1 | 33200 | 27400 | 82.53% | 2.41 | 0 | 9.4 |  |  |  |  | R-410A | 2.65 | Residential & Commercial | USHP
212625943 | Central HP <5.4 tons | COLEMAN | HRCU-A-CB (Split System: Heat Pump with Remote Outdoor Unit-Air-Source) | HMH72B341 | ASPEN |  | C(A,C,D,E)36A46+TDR | TM9E100C20MP12 | 32000 | 15.5 | 8.1 | 33200 | 27000 | 81.33% | 2.43 | 0 | 9.9 |  |  |  |  | R-410A | 2.6667 | Residential & Commercial | USHP
212626032 | Central HP <5.4 tons | COLEMAN | HRCU-A-CB (Split System: Heat Pump with Remote Outdoor Unit-Air-Source) | HMH72B341 | ASPEN |  | C(A,C,D,E)48C26+TDR | TM8Y060A12MP11 | 30800 | 17.7 | 8.1 | 33400 | 27400 | 82.04% | 2.42 | 0 | 9 |  |  |  |  | R-410A | 2.5667 | Residential & Commercial | USHP
212626043 | Central HP <5.4 tons | COLEMAN | HRCU-A-CB (Split System: Heat Pump with Remote Outdoor Unit-Air-Source) | HMH72B341 | ASPEN |  | D(A,C,E)42D26+TDR | TM8Y060A12MP11 | 30800 | 17.7 | 8.1 | 33400 | 27400 | 82.04% | 2.42 | 0 | 9 |  |  |  |  | R-410A | 2.5667 | Residential & Commercial | USHP
212626050 | Central HP <5.4 tons | COLEMAN | HRCU-A-CB (Split System: Heat Pump with Remote Outdoor Unit-Air-Source) | HMH72B341 | ASPEN |  | C(A,C,D,E)42A26+TDR | TM8Y080B12MP11 | 29600 | 17.3 | 8.4 | 33400 | 27400 | 82.04% | 2.63 | 0 | 9.4 |  |  |  |  | R-410A | 2.4667 | Residential & Commercial | USHP
212626216 | Central HP <5.4 tons | COLEMAN | HRCU-A-CB (Split System: Heat Pump with Remote Outdoor Unit-Air-Source) | HMH72B341 | ASPEN |  | C(A,C,D,E)42A26+TDR | TM8E080C16MP11 | 30800 | 17.9 | 8.1 | 33600 | 28200 | 83.93% | 2.65 | 0 | 9.8 |  |  |  |  | R-410A | 2.5667 | Residential & Commercial | USHP
212626266 | Central HP <5.4 tons | COLEMAN | HRCU-A-CB (Split System: Heat Pump with Remote Outdoor Unit-Air-Source) | HMH72B341 | ASPEN |  | D(A,C,E)48A36+TDR | TM8E100C16MP11 | 33000 | 18 | 8.1 | 33600 | 28200 | 83.93% | 2.64 | 0 | 10 |  |  |  |  | R-410A | 2.75 | Residential & Commercial | USHP | Ducted CEE Tier 1
212626309 | Central HP <5.4 tons | COLEMAN | HRCU-A-CB (Split System: Heat Pump with Remote Outdoor Unit-Air-Source) | HMH72B341 | ASPEN |  | C(A,C,D,E)36A36+TDR | TM9V080C16MP12 | 31400 | 17.4 | 8.2 | 33600 | 27200 | 80.95% | 2.58 | 0 | 9.8 |  |  |  |  | R-410A | 2.6167 | Residential & Commercial | USHP
212626316 | Central HP <5.4 tons | COLEMAN | HRCU-A-CB (Split System: Heat Pump with Remote Outdoor Unit-Air-Source) | HMH72B341 | ASPEN |  | D(A,C,E)48B26+TDR | TM9E080B12MP12 | 30400 | 17 | 8.4 | 33600 | 27600 | 82.14% | 2.61 | 0 | 9 |  |  |  |  | R-410A | 2.5333 | Residential & Commercial | USHP
212626336 | Central HP <5.4 tons | COLEMAN | HRCU-A-CB (Split System: Heat Pump with Remote Outdoor Unit-Air-Source) | HMH72B341 | ASPEN |  | D(A,C,E)36A36+TDR | TM8Y100C20MP11 | 33600 | 18 | 8.1 | 33600 | 30000 | 89.29% | 2.72 | 0 | 9.5 |  |  |  |  | R-410A | 2.8 | Residential & Commercial | USHP
212626377 | Central HP <5.4 tons | COLEMAN | HRCU-A-CB (Split System: Heat Pump with Remote Outdoor Unit-Air-Source) | HMH72B341 | ASPEN |  | C(A,C,D,E)48A26+TDR | TM8Y100C16MP11 | 29800 | 17.8 | 8.3 | 33600 | 27200 | 80.95% | 2.63 | 0 | 9.5 |  |  |  |  | R-410A | 2.4833 | Residential & Commercial | USHP
212626650 | Central HP <5.4 tons | COLEMAN | HRCU-A-CB (Split System: Heat Pump with Remote Outdoor Unit-Air-Source) | HMH72B341 | ASPEN |  | D(A,C,E)42A46+TDR | TM9V080B12MP12 | 32800 | 17 | 8.3 | 33800 | 29600 | 87.57% | 2.7 | 0 | 9.5 |  |  |  |  | R-410A | 2.7333 | Residential & Commercial | USHP
212626659 | Central HP <5.4 tons | COLEMAN | HRCU-A-CB (Split System: Heat Pump with Remote Outdoor Unit-Air-Source) | HMH72B341 | ASPEN |  | C(A,C,D,E)36C26+TDR | TM9E060A10MP12 | 29600 | 16.9 | 8.1 | 33800 | 27400 | 81.07% | 2.4 | 0 | 9 |  |  |  |  | R-410A | 2.4667 | Residential & Commercial | USHP
212626677 | Central HP <5.4 tons | COLEMAN | HRCU-A-CB (Split System: Heat Pump with Remote Outdoor Unit-Air-Source) | HMH72B341 | ASPEN |  | D(A,C,E)48D26+TDR | TM9E060A10MP12 | 31000 | 17.3 | 8.1 | 33800 | 27400 | 81.07% | 2.4 | 0 | 9.2 |  |  |  |  | R-410A | 2.5833 | Residential & Commercial | USHP
212626770 | Central HP <5.4 tons | COLEMAN | HRCU-A-CB (Split System: Heat Pump with Remote Outdoor Unit-Air-Source) | HMH72B341 | ASPEN |  | C(A,C,D,E)36A36+TDR | TM8V080C16MP12 | 31400 | 17.4 | 8.2 | 33800 | 27200 | 80.47% | 2.62 | 0 | 9.8 |  |  |  |  | R-410A | 2.6167 | Residential & Commercial | USHP
212626802 | Central HP <5.4 tons | COLEMAN | HRCU-A-CB (Split System: Heat Pump with Remote Outdoor Unit-Air-Source) | HMH72B341 | ASPEN |  | D(A,C,E)36D26+TDR | TM8E120C16MP11 | 32000 | 18 | 8.3 | 33800 | 28800 | 85.21% | 2.73 | 0 | 10 |  |  |  |  | R-410A | 2.6667 | Residential & Commercial | USHP | Ducted CEE Tier 1
212626809 | Central HP <5.4 tons | COLEMAN | HRCU-A-CB (Split System: Heat Pump with Remote Outdoor Unit-Air-Source) | HMH72B341 | ASPEN |  | C(A,C,D,E)36C26+TDR | TM9V080B12MP12 | 31000 | 17 | 8.4 | 33800 | 29600 | 87.57% | 2.74 | 0 | 9.4 |  |  |  |  | R-410A | 2.5833 | Residential & Commercial | USHP
212626820 | Central HP <5.4 tons | COLEMAN | HRCU-A-CB (Split System: Heat Pump with Remote Outdoor Unit-Air-Source) | HMH72B341 | ASPEN |  | C(A,C,D,E)42B36+TDR | TM8E100B12MP11 | 32400 | 18 | 8.4 | 33800 | 27400 | 81.07% | 2.62 | 0 | 9.9 |  |  |  |  | R-410A | 2.7 | Residential & Commercial | USHP
212626884 | Central HP <5.4 tons | COLEMAN | HRCU-A-CB (Split System: Heat Pump with Remote Outdoor Unit-Air-Source) | HMH72B341 | ASPEN |  | C(A,C,D,E)36B36+TDR | TM8E060A12MP11 | 32200 | 18 | 8.1 | 33800 | 27400 | 81.07% | 2.44 | 0 | 9.9 |  |  |  |  | R-410A | 2.6833 | Residential & Commercial | USHP
212626902 | Central HP <5.4 tons | COLEMAN | HRCU-A-CB (Split System: Heat Pump with Remote Outdoor Unit-Air-Source) | HMH72B341 | ASPEN |  | D(A,C,E)48C36+TDR | TM8E060A12MP11 | 33200 | 18 | 8.1 | 33800 | 27400 | 81.07% | 2.44 | 0 | 10 |  |  |  |  | R-410A | 2.7667 | Residential & Commercial | USHP | Ducted CEE Tier 1
212626918 | Central HP <5.4 tons | COLEMAN | HRCU-A-CB (Split System: Heat Pump with Remote Outdoor Unit-Air-Source) | HMH72B341 | ASPEN |  | D(A,C,E)42B36+TDR | TM8E100B12MP11 | 32600 | 18 | 8.5 | 33800 | 27400 | 81.07% | 2.64 | 0 | 10 |  |  |  |  | R-410A | 2.7167 | Residential & Commercial | USHP | Ducted CEE Tier 1
212626945 | Central HP <5.4 tons | COLEMAN | HRCU-A-CB (Split System: Heat Pump with Remote Outdoor Unit-Air-Source) | HMH72B341 | ASPEN |  | D(A,C,E)42D36+TDR | TMLE060A12MP11 | 33200 | 18 | 8.1 | 33800 | 27400 | 81.07% | 2.44 | 0 | 10 |  |  |  |  | R-410A | 2.7667 | Residential & Commercial | USHP | Ducted CEE Tier 1
212626963 | Central HP <5.4 tons | COLEMAN | HRCU-A-CB (Split System: Heat Pump with Remote Outdoor Unit-Air-Source) | HMH72B341 | ASPEN |  | D(A,C,E)42A46+TDR | TMLE100B12MP11 | 32600 | 18 | 8.1 | 33800 | 27400 | 81.07% | 2.44 | 0 | 10 |  |  |  |  | R-410A | 2.7167 | Residential & Commercial | USHP | Ducted CEE Tier 1
212626970 | Central HP <5.4 tons | COLEMAN | HRCU-A-CB (Split System: Heat Pump with Remote Outdoor Unit-Air-Source) | HMH72B341 | ASPEN |  | D(A,C,E)48C26+TDR | TMLE100B12MP11 | 30800 | 17.7 | 8.1 | 33800 | 27400 | 81.07% | 2.44 | 0 | 9 |  |  |  |  | R-410A | 2.5667 | Residential & Commercial | USHP
212627102 | Central HP <5.4 tons | COLEMAN | HRCU-A-CB (Split System: Heat Pump with Remote Outdoor Unit-Air-Source) | HMH72B341 | ASPEN |  | D(A,C,E)36C36+TDR | TM8Y100C20MP11 | 33600 | 18 | 8.3 | 33800 | 30200 | 89.35% | 2.82 | 0 | 9.5 |  |  |  |  | R-410A | 2.8 | Residential & Commercial | USHP
212627120 | Central HP <5.4 tons | COLEMAN | HRCU-A-CB (Split System: Heat Pump with Remote Outdoor Unit-Air-Source) | HMH72B341 | ASPEN |  | D(A,C,E)48B26+TDR | TM9Y080C16MP11 | 30200 | 17.9 | 8.4 | 33800 | 27800 | 82.25% | 2.66 | 0 | 9 |  |  |  |  | R-410A | 2.5167 | Residential & Commercial | USHP
212627222 | Central HP <5.4 tons | COLEMAN | HRCU-A-CB (Split System: Heat Pump with Remote Outdoor Unit-Air-Source) | HMH72B341 | ASPEN |  | C(A,C,D,E)48C26+TDR | CPLC080B12MP13 | 31600 | 17 | 8.1 | 33600 | 29400 | 87.5% | 2.42 | 0 | 9 |  |  |  |  | R-410A | 2.6333 | Residential & Commercial | USHP
212627270 | Central HP <5.4 tons | COLEMAN | HRCU-A-CB (Split System: Heat Pump with Remote Outdoor Unit-Air-Source) | HMH72B341 | ASPEN |  | C(A,C,D,E)36B26+TDR | TM9E060B12MP12 | 29400 | 16.7 | 8.1 | 34000 | 28000 | 82.35% | 2.39 | 0 | 9 |  |  |  |  | R-410A | 2.45 | Residential & Commercial | USHP
212627277 | Central HP <5.4 tons | COLEMAN | HRCU-A-CB (Split System: Heat Pump with Remote Outdoor Unit-Air-Source) | HMH72B341 | ASPEN |  | D(A,C,E)36B46+TDR | TM9E060B12MP12 | 33000 | 17.5 | 8.1 | 34000 | 28000 | 82.35% | 2.39 | 0 | 9.5 |  |  |  |  | R-410A | 2.75 | Residential & Commercial | USHP
212627279 | Central HP <5.4 tons | COLEMAN | HRCU-A-CB (Split System: Heat Pump with Remote Outdoor Unit-Air-Source) | HMH72B341 | ASPEN |  | D(A,C,E)36D26+TDR | TM9E060B12MP12 | 30400 | 17 | 8.1 | 34000 | 28000 | 82.35% | 2.39 | 0 | 9.1 |  |  |  |  | R-410A | 2.5333 | Residential & Commercial | USHP
212627322 | Central HP <5.4 tons | COLEMAN | HRCU-A-CB (Split System: Heat Pump with Remote Outdoor Unit-Air-Source) | HMH72B341 | ASPEN |  | D(A,C,E)36D26+TDR | CP9C060B12MP13 | 30400 | 17 | 8.1 | 34000 | 27800 | 81.76% | 2.42 | 0 | 9.1 |  |  |  |  | R-410A | 2.5333 | Residential & Commercial | USHP
212627352 | Central HP <5.4 tons | COLEMAN | HRCU-A-CB (Split System: Heat Pump with Remote Outdoor Unit-Air-Source) | HMH72B341 | ASPEN |  | D(A,C,E)42D36+TDR | TM9V060B12MP12 | 33200 | 17.5 | 8.1 | 34000 | 27800 | 81.76% | 2.42 | 0 | 9 |  |  |  |  | R-410A | 2.7667 | Residential & Commercial | USHP
212627395 | Central HP <5.4 tons | COLEMAN | HRCU-A-CB (Split System: Heat Pump with Remote Outdoor Unit-Air-Source) | HMH72B341 | ASPEN |  | C(A,C,D,E)36C26+TDR | TM9Y100C16MP11 | 31200 | 18 | 8.4 | 34000 | 28400 | 83.53% | 2.72 | 0 | 9.9 |  |  |  |  | R-410A | 2.6 | Residential & Commercial | USHP
212627429 | Central HP <5.4 tons | COLEMAN | HRCU-A-CB (Split System: Heat Pump with Remote Outdoor Unit-Air-Source) | HMH72B341 | ASPEN |  | D(A,C,E)42A46+TDR | TM8E080B12MP11 | 32400 | 18 | 8.5 | 34000 | 28000 | 82.35% | 2.63 | 0 | 9.5 |  |  |  |  | R-410A | 2.7 | Residential & Commercial | USHP
212627436 | Central HP <5.4 tons | COLEMAN | HRCU-A-CB (Split System: Heat Pump with Remote Outdoor Unit-Air-Source) | HMH72B341 | ASPEN |  | D(A,C,E)48C26+TDR | TM8E080B12MP11 | 30600 | 17.7 | 8.5 | 34000 | 28000 | 82.35% | 2.63 | 0 | 9 |  |  |  |  | R-410A | 2.55 | Residential & Commercial | USHP
212627456 | Central HP <5.4 tons | COLEMAN | HRCU-A-CB (Split System: Heat Pump with Remote Outdoor Unit-Air-Source) | HMH72B341 | ASPEN |  | D(A,C,E)42D26+TDR | TM9Y080B12MP11 | 30600 | 17.7 | 8.1 | 34000 | 28000 | 82.35% | 2.41 | 0 | 9 |  |  |  |  | R-410A | 2.55 | Residential & Commercial | USHP
216766787 | Central HP <5.4 tons | TRANE | HRCU-A-CB (Split System: Heat Pump with Remote Outdoor Unit-Air-Source) | 5TWX7024A1 |  |  | 5PX*B004AS3 | S8V2A040M3PDB | 23200 | 16.5 | 8.7 | 21800 | 17300 | 79.36% | 2.01 | 0 | 12 |  |  |  |  | R-454B | 1.9333 | Residential & Commercial | USHP | Ducted CEE Tier 1
216734247 | Central HP <5.4 tons | BRYANT HEATING AND COOLING SYSTEMS | HRCU-A-CB (Split System: Heat Pump with Remote Outdoor Unit-Air-Source) | 37MUHAQ24AA3 |  |  | CAA**3017AM* | 926TC36040V17*** | 22000 | 15.5 | 8.1 | 20800 | 18800 | 90.38% | 1.9 | 0 | 10.5 |  |  |  |  | R-454B | 1.8333 | Residential & Commercial | USHP | Ducted CEE Tier 1
212219659 | Central HP <5.4 tons | MDV | HRCU-A-CB (Split System: Heat Pump with Remote Outdoor Unit-Air-Source) | MOX430-17HFN1-MT0W-L |  |  | MVC-18HWFN1-MW(GA) | 0 | 18000 | 17.6 | 9.6 | 19000 | 17000 | 89.47% | 2 | 0 | 11.7 |  |  |  |  | R-410A | 1.5 | Residential & Commercial | USHP | Ducted CEE Tier 1
216766803 | Central HP <5.4 tons | TRANE | HRCU-A-CB (Split System: Heat Pump with Remote Outdoor Unit-Air-Source) | 5TWX7024A1 |  |  | 5PX*B006AS3 | S8V2A040M3PDB | 23800 | 17.5 | 9 | 22000 | 17500 | 79.55% | 2.06 | 0 | 12.7 |  |  |  |  | R-454B | 1.9833 | Residential & Commercial | USHP | Ducted CEE Tier 1
216766885 | Central HP <5.4 tons | TRANE | HRCU-A-CB (Split System: Heat Pump with Remote Outdoor Unit-Air-Source) | 5TWX7024A1 |  |  | 5TXCB006AS3 | S8V2B060M4PDB | 23600 | 17.1 | 8.7 | 21800 | 17300 | 79.36% | 2.03 | 0 | 12.7 |  |  |  |  | R-454B | 1.9667 | Residential & Commercial | USHP | Ducted CEE Tier 1
216766886 | Central HP <5.4 tons | TRANE | HRCU-A-CB (Split System: Heat Pump with Remote Outdoor Unit-Air-Source) | 5TWX7036A1 |  |  | 5PX*B004AS3 | S9X1B060U4PSB | 32000 | 16 | 8.5 | 32200 | 23800 | 73.91% | 2.09 | 0 | 11.7 |  |  |  |  | R-454B | 2.6667 | Residential & Commercial | USHP | Ducted CEE Tier 1
216766887 | Central HP <5.4 tons | TRANE | HRCU-A-CB (Split System: Heat Pump with Remote Outdoor Unit-Air-Source) | 5TWX7036A1 |  |  | 5PX*B004AS3 | S9X1B080U4PSB | 32200 | 16 | 8.5 | 32200 | 23800 | 73.91% | 2.1 | 0 | 11.7 |  |  |  |  | R-454B | 2.6833 | Residential & Commercial | USHP | Ducted CEE Tier 1
212627479 | Central HP <5.4 tons | COLEMAN | HRCU-A-CB (Split System: Heat Pump with Remote Outdoor Unit-Air-Source) | HMH72B341 | ASPEN |  | D(A,C,E)42D26+TDR | TMLE080B12MP11 | 30600 | 17.7 | 8.1 | 34000 | 28000 | 82.35% | 2.41 | 0 | 9 |  |  |  |  | R-410A | 2.55 | Residential & Commercial | USHP
212627497 | Central HP <5.4 tons | COLEMAN | HRCU-A-CB (Split System: Heat Pump with Remote Outdoor Unit-Air-Source) | HMH72B341 | ASPEN |  | D(A,C,E)48D36+TDR | TM8V060A12MP12 | 32800 | 17.5 | 8.1 | 33400 | 28800 | 86.23% | 2.49 | 0 | 9.5 |  |  |  |  | R-410A | 2.7333 | Residential & Commercial | USHP
212627502 | Central HP <5.4 tons | COLEMAN | HRCU-A-CB (Split System: Heat Pump with Remote Outdoor Unit-Air-Source) | HMH72B341 | ASPEN |  | C(A,C,D,E)48C26+TDR | TMLV060A12MP12 | 32000 | 17.5 | 8.1 | 33400 | 28800 | 86.23% | 2.49 | 0 | 9 |  |  |  |  | R-410A | 2.6667 | Residential & Commercial | USHP
212627504 | Central HP <5.4 tons | COLEMAN | HRCU-A-CB (Split System: Heat Pump with Remote Outdoor Unit-Air-Source) | HMH72B341 | ASPEN |  | D(A,C,E)48C36+TDR | TMLV060A12MP12 | 32800 | 17.5 | 8.1 | 33400 | 28800 | 86.23% | 2.49 | 0 | 9.5 |  |  |  |  | R-410A | 2.7333 | Residential & Commercial | USHP
212627545 | Central HP <5.4 tons | COLEMAN | HRCU-A-CB (Split System: Heat Pump with Remote Outdoor Unit-Air-Source) | HMH72B341 | ASPEN |  | D(A,C,E)42A46+TDR | TM9Y100C20MP11 | 32400 | 15.5 | 8.1 | 34000 | 27800 | 81.76% | 2.38 | 0 | 9.5 |  |  |  |  | R-410A | 2.7 | Residential & Commercial | USHP
212627561 | Central HP <5.4 tons | COLEMAN | HRCU-A-CB (Split System: Heat Pump with Remote Outdoor Unit-Air-Source) | HMH72B341 | ASPEN |  | D(A,C,E)48C36+TDR | TM9Y100C16MP11 | 32800 | 18 | 8.5 | 34000 | 28400 | 83.53% | 2.74 | 0 | 10 |  |  |  |  | R-410A | 2.7333 | Residential & Commercial | USHP | Ducted CEE Tier 1
212627581 | Central HP <5.4 tons | COLEMAN | HRCU-A-CB (Split System: Heat Pump with Remote Outdoor Unit-Air-Source) | HMH72B341 | ASPEN |  | C(A,C,D,E)48C26+TDR | TM8E080C16MP11 | 32200 | 18 | 8.5 | 34000 | 28400 | 83.53% | 2.77 | 0 | 10 |  |  |  |  | R-410A | 2.6833 | Residential & Commercial | USHP | Ducted CEE Tier 1
212627586 | Central HP <5.4 tons | COLEMAN | HRCU-A-CB (Split System: Heat Pump with Remote Outdoor Unit-Air-Source) | HMH72B341 | ASPEN |  | C(A,C,D,E)48C26+TDR | TMLE080C16MP11 | 32200 | 18 | 8.1 | 33000 | 29000 | 87.88% | 2.49 | 0 | 10 |  |  |  |  | R-410A | 2.6833 | Residential & Commercial | USHP | Ducted CEE Tier 1
216765026 | Central HP <5.4 tons | TRANE | HRCU-A-CB (Split System: Heat Pump with Remote Outdoor Unit-Air-Source) | 5TWX7036A1 |  |  | 5TXCD008AS3 | S8X2D120M5PSC | 33000 | 17.5 | 9 | 32200 | 23800 | 73.91% | 2.1 | 0 | 12 |  |  |  |  | R-454B | 2.75 | Residential & Commercial | USHP | Ducted CEE Tier 1
216765035 | Central HP <5.4 tons | TRANE | HRCU-A-CB (Split System: Heat Pump with Remote Outdoor Unit-Air-Source) | 5TWX7048A1 |  |  | 5PX*CD09AS3 | S8X1C080M5PTC | 43500 | 16.5 | 8.7 | 44000 | 32000 | 72.73% | 2.1 | 0 | 12 |  |  |  |  | R-454B | 3.625 | Residential & Commercial | USHP | Ducted CEE Tier 1
216765076 | Central HP <5.4 tons | TRANE | HRCU-A-CB (Split System: Heat Pump with Remote Outdoor Unit-Air-Source) | 5TWX7048A1 |  |  | 5TXCD010AS3 | S8X2C080M5PTC | 44000 | 17 | 9 | 44000 | 32200 | 73.18% | 2.2 | 0 | 12 |  |  |  |  | R-454B | 3.6667 | Residential & Commercial | USHP | Ducted CEE Tier 1
216737113 | Central HP <5.4 tons | COMFORTMAKER | HRCU-A-CB (Split System: Heat Pump with Remote Outdoor Unit-Air-Source) | D5CUHAH24AAK |  |  | ESH5X30M12A* | *80MS(N,L)1102120A* | 22800 | 15.2 | 8.1 | 21200 | 19000 | 89.62% | 1.9 | 0 | 10.5 |  |  |  |  | R-454B | 1.9 | Residential & Commercial | USHP | Ducted CEE Tier 1
216737248 | Central HP <5.4 tons | COMFORTMAKER | HRCU-A-CB (Split System: Heat Pump with Remote Outdoor Unit-Air-Source) | D5CUHAH24AAK |  |  | ESH5X30M12A* | *80MSU1002120A* | 22400 | 15.5 | 8.1 | 21000 | 18900 | 90% | 1.85 | 0 | 10.5 |  |  |  |  | R-454B | 1.8667 | Residential & Commercial | USHP | Ducted CEE Tier 1
215934479 | Central HP <5.4 tons | COMFORTMAKER | HRCU-A-CB (Split System: Heat Pump with Remote Outdoor Unit-Air-Source) | C5H3V48*K*AAA* |  |  | ESH5X48M12A*+WALLCON | *80CTL1352422B* | 44500 | 20.5 | 9 | 48500 | 36400 | 75.05% | 1.82 | 0 | 11 |  |  |  |  | R-454B | 3.7083 | Residential & Commercial | USHP | Ducted CEE Tier 1
212977591 | Central HP <5.4 tons | COMFORTMAKER | HRCU-A-CB (Split System: Heat Pump with Remote Outdoor Unit-Air-Source) | DLCURAH24ABK |  |  | EA*4X25L17A* | *80MS(N,L)0451412A* | 24200 | 17 | 8.5 | 25200 | 21800 | 86.51% | 1.82 | 0 | 10 |  |  |  |  | R-410A | 2.0167 | Residential & Commercial | USHP | Ducted CEE Tier 1
212627595 | Central HP <5.4 tons | COLEMAN | HRCU-A-CB (Split System: Heat Pump with Remote Outdoor Unit-Air-Source) | HMH72B341 | ASPEN |  | D(A,C,E)42D36+TDR | TM9E080C16MP12 | 33000 | 18 | 8.1 | 33000 | 29200 | 88.48% | 2.49 | 0 | 10 |  |  |  |  | R-410A | 2.75 | Residential & Commercial | USHP | Ducted CEE Tier 1
212627620 | Central HP <5.4 tons | COLEMAN | HRCU-A-CB (Split System: Heat Pump with Remote Outdoor Unit-Air-Source) | HMH72B341 | ASPEN |  | C(A,C,D,E)48A36+TDR | TM8V080C16MP12 | 32200 | 17.5 | 8.4 | 34000 | 27400 | 80.59% | 2.65 | 0 | 9.9 |  |  |  |  | R-410A | 2.6833 | Residential & Commercial | USHP
212627636 | Central HP <5.4 tons | COLEMAN | HRCU-A-CB (Split System: Heat Pump with Remote Outdoor Unit-Air-Source) | HMH72B341 | ASPEN |  | D(A,C,E)36A36+TDR | TM8V080C16MP12 | 31600 | 17.5 | 8.4 | 34000 | 27400 | 80.59% | 2.68 | 0 | 9.8 |  |  |  |  | R-410A | 2.6333 | Residential & Commercial | USHP
212627661 | Central HP <5.4 tons | COLEMAN | HRCU-A-CB (Split System: Heat Pump with Remote Outdoor Unit-Air-Source) | HMH72B341 | ASPEN |  | D(A,C,E)42D36+TDR | TM9Y080C16MP11 | 33200 | 18.5 | 8.5 | 34000 | 28000 | 82.35% | 2.66 | 0 | 9 |  |  |  |  | R-410A | 2.7667 | Residential & Commercial | USHP
212627686 | Central HP <5.4 tons | COLEMAN | HRCU-A-CB (Split System: Heat Pump with Remote Outdoor Unit-Air-Source) | HMH72B341 | ASPEN |  | C(A,C,D,E)42B36+TDR | TM9V100C16MP12 | 32200 | 17.5 | 8.4 | 34000 | 27400 | 80.59% | 2.65 | 0 | 9.9 |  |  |  |  | R-410A | 2.6833 | Residential & Commercial | USHP
212627697 | Central HP <5.4 tons | COLEMAN | HRCU-A-CB (Split System: Heat Pump with Remote Outdoor Unit-Air-Source) | HMH72B341 | ASPEN |  | C(A,C,D,E)36C36+TDR | CPLC080C16MP13 | 32400 | 17.5 | 8.1 | 33800 | 27400 | 81.07% | 2.47 | 0 | 10 |  |  |  |  | R-410A | 2.7 | Residential & Commercial | USHP | Ducted CEE Tier 1
212627722 | Central HP <5.4 tons | COLEMAN | HRCU-A-CB (Split System: Heat Pump with Remote Outdoor Unit-Air-Source) | HMH72B341 | ASPEN |  | D(A,C,E)36A46+TDR | CPLC100C16MP13 | 32000 | 17.5 | 8.1 | 33800 | 27400 | 81.07% | 2.47 | 0 | 9.9 |  |  |  |  | R-410A | 2.6667 | Residential & Commercial | USHP
212627745 | Central HP <5.4 tons | COLEMAN | HRCU-A-CB (Split System: Heat Pump with Remote Outdoor Unit-Air-Source) | HMH72B341 | ASPEN |  | C(A,C,D,E)48C26+TDR | TM8V080C16MP12 | 30600 | 17.2 | 8.5 | 34000 | 27400 | 80.59% | 2.67 | 0 | 9.6 |  |  |  |  | R-410A | 2.55 | Residential & Commercial | USHP
212626732 | Central HP <5.4 tons | COLEMAN | HRCU-A-CB (Split System: Heat Pump with Remote Outdoor Unit-Air-Source) | HMH72B341 | ASPEN |  | C(A,C,D,E)36C36+TDR | TM8E080C16MP11 | 33000 | 18 | 8.3 | 33800 | 28600 | 84.62% | 2.7 | 0 | 10 |  |  |  |  | R-410A | 2.75 | Residential & Commercial | USHP | Ducted CEE Tier 1
212626733 | Central HP <5.4 tons | COLEMAN | HRCU-A-CB (Split System: Heat Pump with Remote Outdoor Unit-Air-Source) | HMH72B341 | ASPEN |  | D(A,C,E)36C36+TDR | TM8E080C16MP11 | 33000 | 18 | 8.3 | 33800 | 28600 | 84.62% | 2.7 | 0 | 10 |  |  |  |  | R-410A | 2.75 | Residential & Commercial | USHP | Ducted CEE Tier 1
212626780 | Central HP <5.4 tons | COLEMAN | HRCU-A-CB (Split System: Heat Pump with Remote Outdoor Unit-Air-Source) | HMH72B341 | ASPEN |  | C(A,C,D,E)48A36+TDR | TM9E080B12MP12 | 32400 | 17.5 | 8.4 | 33800 | 27400 | 81.07% | 2.62 | 0 | 9.9 |  |  |  |  | R-410A | 2.7 | Residential & Commercial | USHP
212626782 | Central HP <5.4 tons | COLEMAN | HRCU-A-CB (Split System: Heat Pump with Remote Outdoor Unit-Air-Source) | HMH72B341 | ASPEN |  | D(A,C,E)48A36+TDR | TM9E080B12MP12 | 32400 | 17.5 | 8.4 | 33800 | 27400 | 81.07% | 2.62 | 0 | 9.9 |  |  |  |  | R-410A | 2.7 | Residential & Commercial | USHP
212626797 | Central HP <5.4 tons | COLEMAN | HRCU-A-CB (Split System: Heat Pump with Remote Outdoor Unit-Air-Source) | HMH72B341 | ASPEN |  | D(A,C,E)42D26+TDR | TM8E080C16MP11 | 32200 | 18 | 8.4 | 33800 | 28600 | 84.62% | 2.73 | 0 | 10 |  |  |  |  | R-410A | 2.6833 | Residential & Commercial | USHP | Ducted CEE Tier 1
212626814 | Central HP <5.4 tons | COLEMAN | HRCU-A-CB (Split System: Heat Pump with Remote Outdoor Unit-Air-Source) | HMH72B341 | ASPEN |  | C(A,C,D,E)36A36+TDR | TM9V100C16MP12 | 31400 | 17.4 | 8.2 | 33800 | 27200 | 80.47% | 2.61 | 0 | 9.8 |  |  |  |  | R-410A | 2.6167 | Residential & Commercial | USHP
212626833 | Central HP <5.4 tons | COLEMAN | HRCU-A-CB (Split System: Heat Pump with Remote Outdoor Unit-Air-Source) | HMH72B341 | ASPEN |  | C(A,C,D,E)36B26+TDR | TM9E080B12MP12 | 29400 | 16.7 | 8.5 | 33800 | 27400 | 81.07% | 2.65 | 0 | 9.4 |  |  |  |  | R-410A | 2.45 | Residential & Commercial | USHP
212626847 | Central HP <5.4 tons | COLEMAN | HRCU-A-CB (Split System: Heat Pump with Remote Outdoor Unit-Air-Source) | HMH72B341 | ASPEN |  | D(A,C,E)42C36+TDR | TM9E080B12MP12 | 33000 | 17.5 | 8.5 | 33800 | 27400 | 81.07% | 2.65 | 0 | 10 |  |  |  |  | R-410A | 2.75 | Residential & Commercial | USHP | Ducted CEE Tier 1
216765101 | Central HP <5.4 tons | TRANE | HRCU-A-CB (Split System: Heat Pump with Remote Outdoor Unit-Air-Source) | 5TWX7060A1 |  |  | 5PX*DD10AS3 | S8X2D120M5PTC | 51000 | 16 | 8.7 | 51000 | 38500 | 75.49% | 2.1 | 0 | 10 |  |  |  |  | R-454B | 4.25 | Residential & Commercial | USHP | Ducted CEE Tier 1
215681815 | Central HP <5.4 tons | HEIL | HRCU-A-CB (Split System: Heat Pump with Remote Outdoor Unit-Air-Source) | H5H0V48*K*AAA* |  |  | EVM5X49M21A*+WALLCON | *96CTN0802120B* | 48000 | 19 | 9 | 50000 | 36800 | 73.6% | 2 | 0 | 10 |  |  |  |  | R-454B | 4 | Residential & Commercial | USHP | Ducted CEE Tier 1
215681865 | Central HP <5.4 tons | HEIL | HRCU-A-CB (Split System: Heat Pump with Remote Outdoor Unit-Air-Source) | H5H0V48*K*AAA* |  |  | EVM5X49M21A*+WALLCON | *97CTN0801716A* | 47500 | 18.5 | 9 | 50000 | 37200 | 74.4% | 1.98 | 0 | 10 |  |  |  |  | R-454B | 3.9583 | Residential & Commercial | USHP | Ducted CEE Tier 1
215681365 | Central HP <5.4 tons | HEIL | HRCU-A-CB (Split System: Heat Pump with Remote Outdoor Unit-Air-Source) | H5H0V48*K*AAA* |  |  | EA*5X48M21A*+WALLCON | *97CTN1002122A* | 44000 | 18 | 9 | 48500 | 34000 | 70.1% | 2.04 | 0 | 9.5 |  |  |  |  | R-454B | 3.6667 | Residential & Commercial | USHP
215681415 | Central HP <5.4 tons | HEIL | HRCU-A-CB (Split System: Heat Pump with Remote Outdoor Unit-Air-Source) | H5H0V48*K*AAA* |  |  | EA*5X60M24A*+WALLCON | *97CTN1002122A* | 45000 | 18 | 9 | 47500 | 33600 | 70.74% | 2.06 | 0 | 10 |  |  |  |  | R-454B | 3.75 | Residential & Commercial | USHP | Ducted CEE Tier 1
213815137 | Central HP <5.4 tons | DAIKIN | HRCU-A-CB (Split System: Heat Pump with Remote Outdoor Unit-Air-Source) | DZ9VCA3610A* |  |  | CSCF3642N6D*+MBVK12BP1X00A*+TXV | 0 | 33800 | 18.5 | 8.2 | 34000 | 24400 | 71.76% | 1.8 | 0 | 11.5 |  |  |  |  | R-410A | 2.8167 | Residential & Commercial | USHP | Ducted CEE Tier 1
213815138 | Central HP <5.4 tons | DAIKIN | HRCU-A-CB (Split System: Heat Pump with Remote Outdoor Unit-Air-Source) | DZ9VCA3610A* |  |  | CSCF3642N6D*+MBVK16CP1X00A*+TXV | 0 | 33800 | 18.5 | 8.2 | 34000 | 24400 | 71.76% | 1.8 | 0 | 11.5 |  |  |  |  | R-410A | 2.8167 | Residential & Commercial | USHP | Ducted CEE Tier 1
214572763 | Central HP <5.4 tons | COMFORTMAKER | HRCU-A-CB (Split System: Heat Pump with Remote Outdoor Unit-Air-Source) | CVH837GKA** |  |  | EA*4X43L21A*+WALLCON | *96CTN0802120B* | 33000 | 18.5 | 8.5 | 32600 | 25000 | 76.69% | 2 | 0 | 11.5 |  |  |  |  | R-410A | 2.75 | Residential & Commercial | USHP | Ducted CEE Tier 1
214572833 | Central HP <5.4 tons | COMFORTMAKER | HRCU-A-CB (Split System: Heat Pump with Remote Outdoor Unit-Air-Source) | CVH837GKA** |  |  | EA*4X48L24A*+WALLCON | *80CTL0702120B* | 32400 | 17.5 | 8.5 | 32400 | 25000 | 77.16% | 1.98 | 0 | 11 |  |  |  |  | R-410A | 2.7 | Residential & Commercial | USHP | Ducted CEE Tier 1
214572963 | Central HP <5.4 tons | COMFORTMAKER | HRCU-A-CB (Split System: Heat Pump with Remote Outdoor Unit-Air-Source) | CVH837GKA** |  |  | EA*4X61L21A*+WALLCON | *95CSU0802120B* | 33200 | 17.5 | 8.5 | 32000 | 25000 | 78.12% | 2 | 0 | 11.5 |  |  |  |  | R-410A | 2.7667 | Residential & Commercial | USHP | Ducted CEE Tier 1
214572983 | Central HP <5.4 tons | COMFORTMAKER | HRCU-A-CB (Split System: Heat Pump with Remote Outdoor Unit-Air-Source) | CVH837GKA** |  |  | EA*4X61L21A*+WALLCON | *97CMN0602120B* | 33000 | 17.5 | 8.5 | 32200 | 25000 | 77.64% | 1.98 | 0 | 11 |  |  |  |  | R-410A | 2.75 | Residential & Commercial | USHP | Ducted CEE Tier 1
214573063 | Central HP <5.4 tons | COMFORTMAKER | HRCU-A-CB (Split System: Heat Pump with Remote Outdoor Unit-Air-Source) | CVH837GKA** |  |  | EA*4X61L24A*+WALLCON | *96CTN0802120B* | 33200 | 18.5 | 8.5 | 31800 | 24800 | 77.99% | 2.02 | 0 | 11.5 |  |  |  |  | R-410A | 2.7667 | Residential & Commercial | USHP | Ducted CEE Tier 1
212627772 | Central HP <5.4 tons | COLEMAN | HRCU-A-CB (Split System: Heat Pump with Remote Outdoor Unit-Air-Source) | HMH72B341 | ASPEN |  | D(A,C,E)36C36+TDR | TM8V100C16MP12 | 32400 | 17.5 | 8.5 | 34000 | 27400 | 80.59% | 2.67 | 0 | 10 |  |  |  |  | R-410A | 2.7 | Residential & Commercial | USHP | Ducted CEE Tier 1
212627779 | Central HP <5.4 tons | COLEMAN | HRCU-A-CB (Split System: Heat Pump with Remote Outdoor Unit-Air-Source) | HMH72B341 | ASPEN |  | D(A,C,E)42D26+TDR | TM8V100C16MP12 | 30600 | 17.2 | 8.5 | 34000 | 27400 | 80.59% | 2.67 | 0 | 9.6 |  |  |  |  | R-410A | 2.55 | Residential & Commercial | USHP
212627831 | Central HP <5.4 tons | COLEMAN | HRCU-A-CB (Split System: Heat Pump with Remote Outdoor Unit-Air-Source) | HMH72B341 | ASPEN |  | D(A,C,E)48B36+TDR | TPLC080C16MP13 | 32600 | 17.5 | 8.1 | 33800 | 27400 | 81.07% | 2.47 | 0 | 10 |  |  |  |  | R-410A | 2.7167 | Residential & Commercial | USHP | Ducted CEE Tier 1
212627847 | Central HP <5.4 tons | COLEMAN | HRCU-A-CB (Split System: Heat Pump with Remote Outdoor Unit-Air-Source) | HMH72B341 | ASPEN |  | D(A,C,E)36D36+TDR | TPLC100C16MP13 | 32800 | 17.5 | 8.1 | 33800 | 27400 | 81.07% | 2.47 | 0 | 10 |  |  |  |  | R-410A | 2.7333 | Residential & Commercial | USHP | Ducted CEE Tier 1
212627865 | Central HP <5.4 tons | COLEMAN | HRCU-A-CB (Split System: Heat Pump with Remote Outdoor Unit-Air-Source) | HMH72B341 | ASPEN |  | C(A,C,D,E)36C36+TDR | TL8E080C16UH11 | 32400 | 17.5 | 8.5 | 34000 | 27800 | 81.76% | 2.68 | 0 | 10 |  |  |  |  | R-410A | 2.7 | Residential & Commercial | USHP | Ducted CEE Tier 1
212627872 | Central HP <5.4 tons | COLEMAN | HRCU-A-CB (Split System: Heat Pump with Remote Outdoor Unit-Air-Source) | HMH72B341 | ASPEN |  | D(A,C,E)36D36+TDR | TL8E080C16UH11 | 32800 | 17.5 | 8.5 | 34000 | 27800 | 81.76% | 2.68 | 0 | 10 |  |  |  |  | R-410A | 2.7333 | Residential & Commercial | USHP | Ducted CEE Tier 1
216766791 | Central HP <5.4 tons | TRANE | HRCU-A-CB (Split System: Heat Pump with Remote Outdoor Unit-Air-Source) | 5TWX7024A1 |  |  | 5PX*B004AS3 | S9X2B040D3PSB | 21600 | 15.5 | 8.5 | 21200 | 16800 | 79.25% | 1.92 | 0 | 11.5 |  |  |  |  | R-454B | 1.8 | Residential & Commercial | USHP | Ducted CEE Tier 1
216766830 | Central HP <5.4 tons | TRANE | HRCU-A-CB (Split System: Heat Pump with Remote Outdoor Unit-Air-Source) | 5TWX7024A1 |  |  | 5PX*BD06AS3 | S9X1B080D4PSB | 23600 | 16.5 | 8.5 | 22200 | 17300 | 77.93% | 1.95 | 0 | 12.7 |  |  |  |  | R-454B | 1.9667 | Residential & Commercial | USHP | Ducted CEE Tier 1
215681915 | Central HP <5.4 tons | HEIL | HRCU-A-CB (Split System: Heat Pump with Remote Outdoor Unit-Air-Source) | H5H0V48*K*AAA* |  |  | EVM5X60M21A*+WALLCON | *80CSU0601716B* | 48000 | 18.5 | 9 | 50000 | 36800 | 73.6% | 2 | 0 | 10 |  |  |  |  | R-454B | 4 | Residential & Commercial | USHP | Ducted CEE Tier 1
215682015 | Central HP <5.4 tons | HEIL | HRCU-A-CB (Split System: Heat Pump with Remote Outdoor Unit-Air-Source) | H5H0V48*K*AAA* |  |  | EVM5X60M24A*+WALLCON | *97CTN1002122A* | 48000 | 19 | 9 | 50000 | 36600 | 73.2% | 2 | 0 | 10 |  |  |  |  | R-454B | 4 | Residential & Commercial | USHP | Ducted CEE Tier 1
215682065 | Central HP <5.4 tons | HEIL | HRCU-A-CB (Split System: Heat Pump with Remote Outdoor Unit-Air-Source) | H5H0V48*K*AAA* |  |  | EVM5X61M24A*+WALLCON | *97CTN0802120A* | 48500 | 19 | 9.5 | 50000 | 36800 | 73.6% | 2.1 | 0 | 10.5 |  |  |  |  | R-454B | 4.0417 | Residential & Commercial | USHP | Ducted CEE Tier 1
215682085 | Central HP <5.4 tons | HEIL | HRCU-A-CB (Split System: Heat Pump with Remote Outdoor Unit-Air-Source) | H5H0V48*K*AAA* |  |  | EVM5X61M24A*+WALLCON | *97CTN1202422A* | 48500 | 19.5 | 9.5 | 50000 | 36600 | 73.2% | 2.12 | 0 | 10.5 |  |  |  |  | R-454B | 4.0417 | Residential & Commercial | USHP | Ducted CEE Tier 1
207825914 | Central HP <5.4 tons | MDV | HRCU-A-CB (Split System: Heat Pump with Remote Outdoor Unit-Air-Source) | MOX430U-24HFN1-MR0 |  |  | MVC-24HWFN1-M | 0 | 24000 | 17 | 9.2 | 26000 | 19400 | 74.62% | 2.1 | 11.3 | 10.5 |  |  |  |  | R-410A | 2 | Residential & Commercial | USHP | Ducted CEE Tier 1
215682115 | Central HP <5.4 tons | HEIL | HRCU-A-CB (Split System: Heat Pump with Remote Outdoor Unit-Air-Source) | H5H0V48*K*AAA* |  |  | EVD5X48M21A*+WALLCON | *80CSU0601716B* | 47000 | 18 | 9 | 50000 | 36400 | 72.8% | 2 | 0 | 9.5 |  |  |  |  | R-454B | 3.9167 | Residential & Commercial | USHP
212627890 | Central HP <5.4 tons | COLEMAN | HRCU-A-CB (Split System: Heat Pump with Remote Outdoor Unit-Air-Source) | HMH72B341 | ASPEN |  | D(A,C,E)36B36+TDR | TL9E080C16UH11 | 32000 | 17.5 | 8.5 | 34000 | 28000 | 82.35% | 2.66 | 0 | 9.4 |  |  |  |  | R-410A | 2.6667 | Residential & Commercial | USHP
212623694 | Central HP <5.4 tons | COLEMAN | HRCU-A-CB (Split System: Heat Pump with Remote Outdoor Unit-Air-Source) | HMH72B341 | ASPEN |  | D(A,C,E)48D34+TDR | TL9E060B12UH11 | 33400 | 18 | 8.1 | 34000 | 27800 | 81.76% | 2.4 | 0 | 9.5 |  |  |  |  | R-410A | 2.7833 | Residential & Commercial | USHP
212623762 | Central HP <5.4 tons | COLEMAN | HRCU-A-CB (Split System: Heat Pump with Remote Outdoor Unit-Air-Source) | HMH72B341 | ASPEN |  | D(A,C,E)48C24+TDR | TM9E060B12MP12 | 30800 | 17.2 | 8.1 | 34000 | 28000 | 82.35% | 2.39 | 0 | 9 |  |  |  |  | R-410A | 2.5667 | Residential & Commercial | USHP
212623819 | Central HP <5.4 tons | COLEMAN | HRCU-A-CB (Split System: Heat Pump with Remote Outdoor Unit-Air-Source) | HMH72B341 | ASPEN |  | C(A,C,D,E)36D24+TDR | CP9C060B12MP13 | 30400 | 17 | 8.1 | 34000 | 27800 | 81.76% | 2.42 | 0 | 9.1 |  |  |  |  | R-410A | 2.5333 | Residential & Commercial | USHP
212623837 | Central HP <5.4 tons | COLEMAN | HRCU-A-CB (Split System: Heat Pump with Remote Outdoor Unit-Air-Source) | HMH72B341 | ASPEN |  | D(A,C,E)42C34+TDR | CP9C060B12MP13 | 32800 | 17.5 | 8.1 | 34000 | 27800 | 81.76% | 2.42 | 0 | 9.5 |  |  |  |  | R-410A | 2.7333 | Residential & Commercial | USHP
212623921 | Central HP <5.4 tons | COLEMAN | HRCU-A-CB (Split System: Heat Pump with Remote Outdoor Unit-Air-Source) | HMH72B341 | ASPEN |  | C(A,C,D,E)36C24+TDR | TM9Y100C16MP11 | 31200 | 18 | 8.4 | 34000 | 28400 | 83.53% | 2.72 | 0 | 9.9 |  |  |  |  | R-410A | 2.6 | Residential & Commercial | USHP
212623937 | Central HP <5.4 tons | COLEMAN | HRCU-A-CB (Split System: Heat Pump with Remote Outdoor Unit-Air-Source) | HMH72B341 | ASPEN |  | D(A,C,E)48D34+TDR | TL8E060A12UH11 | 32800 | 18 | 8.1 | 33400 | 29000 | 86.83% | 2.46 | 0 | 9.5 |  |  |  |  | R-410A | 2.7333 | Residential & Commercial | USHP
212623676 | Central HP <5.4 tons | COLEMAN | HRCU-A-CB (Split System: Heat Pump with Remote Outdoor Unit-Air-Source) | HMH72B341 | ASPEN |  | D(A,C,E)36A44+TDR | TL9E060B12UH11 | 32000 | 18 | 8.1 | 34000 | 27800 | 81.76% | 2.4 | 0 | 9.4 |  |  |  |  | R-410A | 2.6667 | Residential & Commercial | USHP
215865884 | Central HP <5.4 tons | MDV | HRCU-A-CB (Split System: Heat Pump with Remote Outdoor Unit-Air-Source) | MOX630-36HFN10-M3X |  |  | MVBC-36HWFPN10-MC3E | 0 | 36000 | 17.4 | 10.3 | 37000 | 39000 | 105.4% | 1.9 | 0 | 11.7 |  |  |  |  | R-454B | 3 | Residential & Commercial | USHP | Ducted CEE Tier 1
209960481 | Central HP <5.4 tons | MDV | HRCU-A-CB (Split System: Heat Pump with Remote Outdoor Unit-Air-Source) | MOE31U-36HFN1-MR0 |  |  | MVC-36HWFN1-MR0 | 0 | 36000 | 16 | 9.5 | 40000 | 34600 | 86.5% | 1.95 | 10.95 | 10 |  |  |  |  | R-410A | 3 | Residential & Commercial | USHP | Ducted CEE Tier 1
213351327 | Central HP <5.4 tons | CARRIER | HRCU-A-CB (Split System: Heat Pump with Remote Outdoor Unit-Air-Source) | 38MURAQ24AA3* | AspenPRO |  | PE(S,T)354 | 0 | 23000 | 15.3 | 8.5 | 25400 | 22600 | 88.98% | 2.82 | 0 | 9.3 |  |  |  |  | R-410A | 1.9167 | Residential & Commercial | USHP
213479413 | Central HP <5.4 tons | MDV | HRCU-A-CB (Split System: Heat Pump with Remote Outdoor Unit-Air-Source) | MOX630-36HFN1-M3X |  |  | MVC-36HWFN1-M | 0 | 35000 | 16.3 | 9.5 | 39000 | 38000 | 97.44% | 1.8 | 0 | 11.7 |  |  |  |  | R-410A | 2.9167 | Residential & Commercial | USHP | Ducted CEE Tier 1
215677105 | Central HP <5.4 tons | HEIL | HRCU-A-CB (Split System: Heat Pump with Remote Outdoor Unit-Air-Source) | H5H0V60*K*AAA* |  |  | EVM5X60M24A*+WALLCON | *80CTL0702120B* | 56000 | 18 | 9 | 63500 | 45000 | 70.87% | 2.06 | 0 | 9 |  |  |  |  | R-454B | 4.6667 | Residential & Commercial | USHP
209960480 | Central HP <5.4 tons | MDV | HRCU-A-CB (Split System: Heat Pump with Remote Outdoor Unit-Air-Source) | MOD30U-30HFN1-MP0-Q1W |  |  | MVC-30HWFN1-MQ1W | 0 | 30000 | 16 | 9.1 | 34000 | 28400 | 83.53% | 1.8 | 10.5 | 10.1 |  |  |  |  | R-410A | 2.5 | Residential & Commercial | USHP | Ducted CEE Tier 1
213386475 | Central HP <5.4 tons | MDV | HRCU-A-C (Split System: Heat Pump with Remote Outdoor Unit with No Indoor Fan --Air Source) | MOX630-36HFN1-M3X |  |  | MVB-36B23T4N1 | 0 | 35000 | 15.2 | 8.5 | 36000 | 30000 | 83.33% | 1.8 | 0 | 10 |  |  |  |  | R-410A | 2.9167 | Residential & Commercial | USHP | Ducted CEE Tier 1
215439637 | Central HP <5.4 tons | DAIKIN | HRCU-A-CB (Split System: Heat Pump with Remote Outdoor Unit-Air-Source) | DH6VSA1810A* |  |  | CA*EA3022*3A* | D*96TC0803BNA* | 17000 | 19 | 8.8 | 16800 | 13000 | 77.38% | 2.1 | 0 | 12 |  |  |  |  | R-32 | 1.4167 | Residential & Commercial | USHP | Ducted CEE Tier 1
215439646 | Central HP <5.4 tons | DAIKIN | HRCU-A-CB (Split System: Heat Pump with Remote Outdoor Unit-Air-Source) | DH6VSA1810A* |  |  | CA*EA2418*3A* | D*80TC0805C*A* | 17000 | 19 | 8.8 | 16800 | 13000 | 77.38% | 2.1 | 0 | 12 |  |  |  |  | R-32 | 1.4167 | Residential & Commercial | USHP | Ducted CEE Tier 1
216766925 | Central HP <5.4 tons | TRANE | HRCU-A-CB (Split System: Heat Pump with Remote Outdoor Unit-Air-Source) | 5TWX7036A1 |  |  | 5PX*BD04AS3+P0V0A000M30SD | 0 | 32400 | 15.5 | 8.1 | 33600 | 24600 | 73.21% | 1.96 | 0 | 11.5 |  |  |  |  | R-454B | 2.7 | Residential & Commercial | USHP | Ducted CEE Tier 1
216766930 | Central HP <5.4 tons | TRANE | HRCU-A-CB (Split System: Heat Pump with Remote Outdoor Unit-Air-Source) | 5TWX7036A1 |  |  | 5PX*BD04AS3 | S8V2B060M4PDB | 32600 | 16 | 8.2 | 33400 | 24600 | 73.65% | 1.98 | 0 | 11.7 |  |  |  |  | R-454B | 2.7167 | Residential & Commercial | USHP | Ducted CEE Tier 1
216766932 | Central HP <5.4 tons | TRANE | HRCU-A-CB (Split System: Heat Pump with Remote Outdoor Unit-Air-Source) | 5TWX7036A1 |  |  | 5PX*BD06AS3 | S9X1B080D4PSB | 33200 | 16 | 8.5 | 33400 | 24600 | 73.65% | 2.08 | 0 | 11.7 |  |  |  |  | R-454B | 2.7667 | Residential & Commercial | USHP | Ducted CEE Tier 1
216766980 | Central HP <5.4 tons | TRANE | HRCU-A-CB (Split System: Heat Pump with Remote Outdoor Unit-Air-Source) | 5TWX7036A1 |  |  | 5PX*C009AS3 | S9X2C080U5PSB | 34400 | 17.1 | 8.7 | 32600 | 24200 | 74.23% | 2.21 | 0 | 12 |  |  |  |  | R-454B | 2.8667 | Residential & Commercial | USHP | Ducted CEE Tier 1
216679903 | Central HP <5.4 tons | BRYANT HEATING AND COOLING SYSTEMS | HRCU-A-CB (Split System: Heat Pump with Remote Outdoor Unit-Air-Source) | 38MURAQ36AB3* |  |  | CSPH*4212AL* | 927TA48080V17*** | 35600 | 15.2 | 8.5 | 38500 | 34600 | 89.87% | 1.8 | 0 | 9.8 |  |  |  |  | R-410A | 2.9667 | Residential & Commercial | USHP
211708445 | Central HP <5.4 tons | COLEMAN | HRCU-A-CB (Split System: Heat Pump with Remote Outdoor Unit-Air-Source) | THF2B48T21 | ASPEN |  | D(A,C,E)48D36+TDR | TM8V080C16MP12 | 45500 | 16 | 8.2 | 44000 | 30800 | 70% | 3.14 | 0 | 11.9 |  |  |  |  | R-410A | 3.7917 | Residential & Commercial | USHP | Ducted CEE Tier 1
214389311 | Central HP <5.4 tons | BRYANT HEATING AND COOLING SYSTEMS | HRCU-A-CB (Split System: Heat Pump with Remote Outdoor Unit-Air-Source) | 284ANV036*0**B* |  |  | CNPV*4824AL*+UI | 987MC66120C24*** | 33800 | 19.5 | 9 | 36600 | 26000 | 71.04% | 2.02 | 0 | 12 |  |  |  |  | R-410A | 2.8167 | Residential & Commercial | USHP | Ducted CEE Tier 1
213355443 | Central HP <5.4 tons | MDV | HRCU-A-CB (Split System: Heat Pump with Remote Outdoor Unit-Air-Source) | MOX430U-24HFN1-MR0 |  |  | MVBE-24HWFN1-MM3E | 0 | 24000 | 17 | 10.2 | 26000 | 19400 | 74.62% | 2.33 | 0 | 10.5 |  |  |  |  | R-410A | 2 | Residential & Commercial | USHP | Ducted CEE Tier 1
213782201 | Central HP <5.4 tons | DAY & NIGHT | HRCU-A-CB (Split System: Heat Pump with Remote Outdoor Unit-Air-Source) | CVH837GKA2* |  |  | EHD4X48AAL+WALLCON | *96CTN1202422B* | 32600 | 16.5 | 8.1 | 33000 | 24800 | 75.15% | 1.96 | 0 | 11 |  |  |  |  | R-410A | 2.7167 | Residential & Commercial | USHP | Ducted CEE Tier 1
215681725 | Central HP <5.4 tons | HEIL | HRCU-A-CB (Split System: Heat Pump with Remote Outdoor Unit-Air-Source) | H5H0V48*K*AAA* |  |  | ESH5X60M12A*+WALLCON | *97CTN0802120A* | 45500 | 16.5 | 8.5 | 48000 | 33800 | 70.42% | 2.06 | 0 | 9.5 |  |  |  |  | R-454B | 3.7917 | Residential & Commercial | USHP
208101910 | Central HP <5.4 tons | MDV | HRCU-A-C (Split System: Heat Pump with Remote Outdoor Unit with No Indoor Fan --Air Source) | MOD30-24HFN1-MW |  |  | MAC-24HWDN1-MN0 | 0 | 24000 | 16.5 | 9.5 | 25000 | 20000 | 80% | 1.95 | 11 | 10.7 |  |  |  |  | R-410A | 2 | Residential & Commercial | USHP | Ducted CEE Tier 1
212219660 | Central HP <5.4 tons | MDV | HRCU-A-CB (Split System: Heat Pump with Remote Outdoor Unit-Air-Source) | MOD30-24HFN1-MU0W-L |  |  | MVC-23HWFN1-M | 0 | 23000 | 18.4 | 9.1 | 26000 | 21200 | 81.54% | 1.9 | 0 | 11.7 |  |  |  |  | R-410A | 1.9167 | Residential & Commercial | USHP | Ducted CEE Tier 1
209960479 | Central HP <5.4 tons | MDV | HRCU-A-CB (Split System: Heat Pump with Remote Outdoor Unit-Air-Source) | MOX430-17HFN1-MT0Q1W |  |  | MVC-18HWFN1-MQ1W | 0 | 18000 | 17.5 | 10 | 20000 | 18000 | 90% | 2.13 | 12.5 | 11.7 |  |  |  |  | R-410A | 1.5 | Residential & Commercial | USHP | Ducted CEE Tier 1
211708495 | Central HP <5.4 tons | COLEMAN | HRCU-A-CB (Split System: Heat Pump with Remote Outdoor Unit-Air-Source) | THF2B48T21 | ASPEN |  | D(A,C,E)48D36+TDR | TM9Y120D20MP11 | 45500 | 16 | 8.2 | 44000 | 31200 | 70.91% | 3.1 | 0 | 11.9 |  |  |  |  | R-410A | 3.7917 | Residential & Commercial | USHP | Ducted CEE Tier 1
211708511 | Central HP <5.4 tons | COLEMAN | HRCU-A-CB (Split System: Heat Pump with Remote Outdoor Unit-Air-Source) | THF2B48T21 | ASPEN |  | D(A,C,E)48D36+TDR | TMLE120C20MP11 | 46000 | 16 | 8.2 | 44500 | 31200 | 70.11% | 3.07 | 0 | 11.9 |  |  |  |  | R-410A | 3.8333 | Residential & Commercial | USHP | Ducted CEE Tier 1
216766696 | Central HP <5.4 tons | TRANE | HRCU-A-CB (Split System: Heat Pump with Remote Outdoor Unit-Air-Source) | 5TWR7060A1 |  |  | 5PX*DD10AS3+P0V0D000M50SD | 0 | 51500 | 15.2 | 9 | 50500 | 38000 | 75.25% | 2.21 | 0 | 11.2 |  |  |  |  | R-454B | 4.2917 | Residential & Commercial | USHP | Ducted CEE Tier 1
216766764 | Central HP <5.4 tons | TRANE | HRCU-A-CB (Split System: Heat Pump with Remote Outdoor Unit-Air-Source) | 5TWR7060A1 |  |  | 5TXCD010AS3 | S9X2C100U5PSB | 52500 | 15.2 | 8.7 | 51500 | 39000 | 75.73% | 2.21 | 0 | 11 |  |  |  |  | R-454B | 4.375 | Residential & Commercial | USHP | Ducted CEE Tier 1
216767047 | Central HP <5.4 tons | TRANE | HRCU-A-CB (Split System: Heat Pump with Remote Outdoor Unit-Air-Source) | 5TWX7036A1 |  |  | 5TXCB006AS3 | S9X1B080U4PSB | 33200 | 16 | 8.7 | 32400 | 24000 | 74.07% | 2.16 | 0 | 12 |  |  |  |  | R-454B | 2.7667 | Residential & Commercial | USHP | Ducted CEE Tier 1
216770105 | Central HP <5.4 tons | TRANE | HRCU-A-CB (Split System: Heat Pump with Remote Outdoor Unit-Air-Source) | 5TWX7036A1 |  |  | 5PX*CD09AS3 | S8X2C100M5PTC | 34400 | 16.5 | 8.7 | 32600 | 24200 | 74.23% | 2.16 | 0 | 12 |  |  |  |  | R-454B | 2.8667 | Residential & Commercial | USHP | Ducted CEE Tier 1
215681425 | Central HP <5.4 tons | HEIL | HRCU-A-CB (Split System: Heat Pump with Remote Outdoor Unit-Air-Source) | H5H0V48*K*AAA* |  |  | EA*5X60M24A*+WALLCON | *97CTN1202422A* | 45000 | 18 | 9 | 47500 | 33600 | 70.74% | 2.06 | 0 | 10 |  |  |  |  | R-454B | 3.75 | Residential & Commercial | USHP | Ducted CEE Tier 1
212380509 | Central HP <5.4 tons | ARMSTRONG AIR | HRCU-A-CB (Split System: Heat Pump with Remote Outdoor Unit-Air-Source) | 4SHP22LX124P-**A | ADP |  | H,A,DE9J936 | A96US2V070B12 | 23800 | 21 | 8.5 | 22000 | 15400 | 70% | 1.92 | 0 | 13.5 |  |  |  |  | R-410A | 1.9833 | Residential & Commercial | USHP | Ducted CEE Tier 1
215931509 | Central HP <5.4 tons | COMFORTMAKER | HRCU-A-CB (Split System: Heat Pump with Remote Outdoor Unit-Air-Source) | C5H3V48*K*AAA* |  |  | FCMA5B60L0D*+WALLCON | 0 | 46500 | 23 | 9.5 | 48000 | 35600 | 74.17% | 1.98 | 0 | 12.5 |  |  |  |  | R-454B | 3.875 | Residential & Commercial | USHP | Ducted CEE Tier 1
216620311 | Central HP <5.4 tons | MDV | HRCU-A-C (Split System: Heat Pump with Remote Outdoor Unit with No Indoor Fan --Air Source) | MOE30-60HFN10-M3X |  |  | MVBM-60D28T6N10 | 0 | 47000 | 15.2 | 8.1 | 58000 | 43000 | 74.14% | 1.83 | 0 | 10 |  |  |  |  | R-454B | 3.9167 | Residential & Commercial | USHP | Ducted CEE Tier 1
216621508 | Central HP <5.4 tons | MDV | HRCU-A-C (Split System: Heat Pump with Remote Outdoor Unit with No Indoor Fan --Air Source) | MOE30-60HFN10-M3X |  |  | MVBM-60C28T6N10 | 0 | 52000 | 16 | 8.5 | 56000 | 45000 | 80.36% | 1.8 | 0 | 10 |  |  |  |  | R-454B | 4.3333 | Residential & Commercial | USHP | Ducted CEE Tier 1
215942555 | Central HP <5.4 tons | COMFORTMAKER | HRCU-A-CB (Split System: Heat Pump with Remote Outdoor Unit-Air-Source) | C5H3V36*K*AAA* |  |  | EVD5X61M24A*+WALLCON | *80CSU1002120A* | 36000 | 22 | 8.5 | 37400 | 28400 | 75.94% | 2.04 | 0 | 12.5 |  |  |  |  | R-454B | 3 | Residential & Commercial | USHP | Ducted CEE Tier 1
215934769 | Central HP <5.4 tons | COMFORTMAKER | HRCU-A-CB (Split System: Heat Pump with Remote Outdoor Unit-Air-Source) | C5H3V36*K*AAA* |  |  | EVM5X43M21A*+WALLCON | *96CTN0601714B* | 34600 | 20.5 | 8.5 | 38000 | 27600 | 72.63% | 2.06 | 0 | 11.5 |  |  |  |  | R-454B | 2.8833 | Residential & Commercial | USHP | Ducted CEE Tier 1
214243969 | Central HP <5.4 tons | CARRIER | HRCU-A-CB (Split System: Heat Pump with Remote Outdoor Unit-Air-Source) | 25VNA448A*031* |  |  | CNPV*4824AL*+UI | 59TN6C100C21**22 | 44000 | 21 | 8.5 | 46500 | 36400 | 78.28% | 2.16 | 0 | 12 |  |  |  |  | R-410A | 3.6667 | Residential & Commercial | USHP | Ducted CEE Tier 1
215681665 | Central HP <5.4 tons | HEIL | HRCU-A-CB (Split System: Heat Pump with Remote Outdoor Unit-Air-Source) | H5H0V48*K*AAA* |  |  | ESH5X60M12A*+WALLCON | *96CTN0802120B* | 45500 | 16.5 | 8.5 | 48000 | 33800 | 70.42% | 2.06 | 0 | 9.5 |  |  |  |  | R-454B | 3.7917 | Residential & Commercial | USHP
212623692 | Central HP <5.4 tons | COLEMAN | HRCU-A-CB (Split System: Heat Pump with Remote Outdoor Unit-Air-Source) | HMH72B341 | ASPEN |  | D(A,C,E)48C34+TDR | TL9E060B12UH11 | 33000 | 18 | 8.1 | 34000 | 27800 | 81.76% | 2.4 | 0 | 9 |  |  |  |  | R-410A | 2.75 | Residential & Commercial | USHP
212621997 | Central HP <5.4 tons | COLEMAN | HRCU-A-CB (Split System: Heat Pump with Remote Outdoor Unit-Air-Source) | HMH72B341 | ASPEN |  | D(A,C,E)48B34+TDR | TM9E100C20MP12 | 32600 | 15.5 | 8.1 | 33200 | 27000 | 81.33% | 2.43 | 0 | 10 |  |  |  |  | R-410A | 2.7167 | Residential & Commercial | USHP | Ducted CEE Tier 1
212622063 | Central HP <5.4 tons | COLEMAN | HRCU-A-CB (Split System: Heat Pump with Remote Outdoor Unit-Air-Source) | HMH72B341 | ASPEN |  | C(A,C,D,E)36A44+TDR | TM8Y060A12MP11 | 32000 | 18 | 8.1 | 33400 | 27400 | 82.04% | 2.42 | 0 | 9.9 |  |  |  |  | R-410A | 2.6667 | Residential & Commercial | USHP
212622072 | Central HP <5.4 tons | COLEMAN | HRCU-A-CB (Split System: Heat Pump with Remote Outdoor Unit-Air-Source) | HMH72B341 | ASPEN |  | C(A,C,D,E)48B24+TDR | TM8Y060A12MP11 | 30400 | 17.6 | 8.1 | 33400 | 27400 | 82.04% | 2.42 | 0 | 9.6 |  |  |  |  | R-410A | 2.5333 | Residential & Commercial | USHP
212622099 | Central HP <5.4 tons | COLEMAN | HRCU-A-CB (Split System: Heat Pump with Remote Outdoor Unit-Air-Source) | HMH72B341 | ASPEN |  | D(A,C,E)36A34+TDR | TM8Y080B12MP11 | 31800 | 17.9 | 8.4 | 33400 | 27400 | 82.04% | 2.63 | 0 | 9.8 |  |  |  |  | R-410A | 2.65 | Residential & Commercial | USHP
212622108 | Central HP <5.4 tons | COLEMAN | HRCU-A-CB (Split System: Heat Pump with Remote Outdoor Unit-Air-Source) | HMH72B341 | ASPEN |  | C(A,C,D,E)36B34+TDR | TM8Y080B12MP11 | 32200 | 18 | 8.5 | 33400 | 27400 | 82.04% | 2.65 | 0 | 9.9 |  |  |  |  | R-410A | 2.6833 | Residential & Commercial | USHP
212622313 | Central HP <5.4 tons | COLEMAN | HRCU-A-CB (Split System: Heat Pump with Remote Outdoor Unit-Air-Source) | HMH72B341 | ASPEN |  | D(A,C,E)36A34+TDR | TM8E100C16MP11 | 33000 | 18 | 8.1 | 33600 | 28200 | 83.93% | 2.64 | 0 | 10 |  |  |  |  | R-410A | 2.75 | Residential & Commercial | USHP | Ducted CEE Tier 1
212622333 | Central HP <5.4 tons | COLEMAN | HRCU-A-CB (Split System: Heat Pump with Remote Outdoor Unit-Air-Source) | HMH72B341 | ASPEN |  | C(A,C,D,E)36A34+TDR | TM8E100B12MP11 | 31400 | 17.8 | 8.2 | 33600 | 27200 | 80.95% | 2.56 | 0 | 9.8 |  |  |  |  | R-410A | 2.6167 | Residential & Commercial | USHP
213204255 | Central HP <5.4 tons | TEMPSTAR | HRCU-A-CB (Split System: Heat Pump with Remote Outdoor Unit-Air-Source) | DLCURAH24AAK | ASPEN |  | D(A,C,E)30C44+TDR | *95ESN0601714A* | 23800 | 15.5 | 8.5 | 25400 | 26400 | 103.9% | 2.71 | 0 | 9.4 |  |  |  |  | R-410A | 1.9833 | Residential & Commercial | USHP
213205157 | Central HP <5.4 tons | TEMPSTAR | HRCU-A-CB (Split System: Heat Pump with Remote Outdoor Unit-Air-Source) | DLCURAH30ABK | ASPEN |  | D(A,C,E)30B34+TDR | *80ES(N,L)0702116A* | 28800 | 15.2 | 8.1 | 33600 | 23800 | 70.83% | 2.69 | 0 | 9 |  |  |  |  | R-410A | 2.4 | Residential & Commercial | USHP
213205175 | Central HP <5.4 tons | TEMPSTAR | HRCU-A-CB (Split System: Heat Pump with Remote Outdoor Unit-Air-Source) | DLCURAH30ABK | ASPEN |  | D(A,C,E)30D44+TDR | *80ES(N,L)0901714A* | 29400 | 15.2 | 8.1 | 33200 | 24000 | 72.29% | 2.8 | 0 | 8.9 |  |  |  |  | R-410A | 2.45 | Residential & Commercial | USHP
213205426 | Central HP <5.4 tons | TEMPSTAR | HRCU-A-CB (Split System: Heat Pump with Remote Outdoor Unit-Air-Source) | DLCURAH30ABK | ASPEN |  | D(A,C,E)30C44+TDR | *96VTN0802120A* | 29600 | 15.2 | 8.1 | 33600 | 23800 | 70.83% | 2.67 | 0 | 9 |  |  |  |  | R-410A | 2.4667 | Residential & Commercial | USHP
216681339 | Central HP <5.4 tons | BRYANT HEATING AND COOLING SYSTEMS | HRCU-A-CB (Split System: Heat Pump with Remote Outdoor Unit-Air-Source) | 38MURAQ30AB3* |  |  | CAP**4321AL* | 927TA60080V21*** | 30600 | 15.2 | 9 | 33000 | 26000 | 78.79% | 1.78 | 0 | 9 |  |  |  |  | R-410A | 2.55 | Residential & Commercial | USHP
215681475 | Central HP <5.4 tons | HEIL | HRCU-A-CB (Split System: Heat Pump with Remote Outdoor Unit-Air-Source) | H5H0V48*K*AAA* |  |  | EA*5X61M21A*+WALLCON | *80CSU1002120B* | 46000 | 17.5 | 9 | 47500 | 33600 | 70.74% | 2.06 | 0 | 9.5 |  |  |  |  | R-454B | 3.8333 | Residential & Commercial | USHP
215681875 | Central HP <5.4 tons | HEIL | HRCU-A-CB (Split System: Heat Pump with Remote Outdoor Unit-Air-Source) | H5H0V48*K*AAA* |  |  | EVM5X49M21A*+WALLCON | *97CTN0802120A* | 48000 | 19 | 9 | 50000 | 36800 | 73.6% | 2 | 0 | 10 |  |  |  |  | R-454B | 4 | Residential & Commercial | USHP | Ducted CEE Tier 1
215682075 | Central HP <5.4 tons | HEIL | HRCU-A-CB (Split System: Heat Pump with Remote Outdoor Unit-Air-Source) | H5H0V48*K*AAA* |  |  | EVM5X61M24A*+WALLCON | *97CTN1002122A* | 48500 | 19.5 | 9.5 | 50000 | 36600 | 73.2% | 2.12 | 0 | 10.5 |  |  |  |  | R-454B | 4.0417 | Residential & Commercial | USHP | Ducted CEE Tier 1
215682125 | Central HP <5.4 tons | HEIL | HRCU-A-CB (Split System: Heat Pump with Remote Outdoor Unit-Air-Source) | H5H0V48*K*AAA* |  |  | EVD5X48M21A*+WALLCON | *80CSU0802120B* | 47000 | 18.5 | 9 | 50000 | 36200 | 72.4% | 2.02 | 0 | 10 |  |  |  |  | R-454B | 3.9167 | Residential & Commercial | USHP | Ducted CEE Tier 1
215682225 | Central HP <5.4 tons | HEIL | HRCU-A-CB (Split System: Heat Pump with Remote Outdoor Unit-Air-Source) | H5H0V48*K*AAA* |  |  | EVD5X48M24A*+WALLCON | *97CTN1202422A* | 47000 | 18.5 | 9 | 50000 | 36400 | 72.8% | 2 | 0 | 10 |  |  |  |  | R-454B | 3.9167 | Residential & Commercial | USHP | Ducted CEE Tier 1
215682885 | Central HP <5.4 tons | HEIL | HRCU-A-CB (Split System: Heat Pump with Remote Outdoor Unit-Air-Source) | H5H0V60*K*AAA* |  |  | EVM5X60M24A*+WALLCON | *80CSU1002120B* | 57000 | 18 | 9 | 63000 | 44500 | 70.63% | 2.08 | 0 | 9 |  |  |  |  | R-454B | 4.75 | Residential & Commercial | USHP
215865889 | Central HP <5.4 tons | MDV | HRCU-A-CB (Split System: Heat Pump with Remote Outdoor Unit-Air-Source) | MOE30-60HFN10-M3X |  |  | MVBC-60HWFPN10-MD3E | 0 | 54000 | 16 | 9 | 56000 | 52000 | 92.86% | 1.8 | 0 | 10 |  |  |  |  | R-454B | 4.5 | Residential & Commercial | USHP | Ducted CEE Tier 1
212622374 | Central HP <5.4 tons | COLEMAN | HRCU-A-CB (Split System: Heat Pump with Remote Outdoor Unit-Air-Source) | HMH72B341 | ASPEN |  | D(A,C,E)42A34+TDR | TM8E100B12MP11 | 32000 | 17.9 | 8.3 | 33600 | 27600 | 82.14% | 2.61 | 0 | 9.9 |  |  |  |  | R-410A | 2.6667 | Residential & Commercial | USHP
212622392 | Central HP <5.4 tons | COLEMAN | HRCU-A-CB (Split System: Heat Pump with Remote Outdoor Unit-Air-Source) | HMH72B341 | ASPEN |  | D(A,C,E)48B24+TDR | TM8E100B12MP11 | 30400 | 17.5 | 8.4 | 33600 | 27600 | 82.14% | 2.61 | 0 | 9 |  |  |  |  | R-410A | 2.5333 | Residential & Commercial | USHP
212622424 | Central HP <5.4 tons | COLEMAN | HRCU-A-CB (Split System: Heat Pump with Remote Outdoor Unit-Air-Source) | HMH72B341 | ASPEN |  | C(A,C,D,E)48A24+TDR | TM8V080C16MP12 | 29800 | 16.9 | 8.3 | 33600 | 27200 | 80.95% | 2.64 | 0 | 9.5 |  |  |  |  | R-410A | 2.4833 | Residential & Commercial | USHP
212622442 | Central HP <5.4 tons | COLEMAN | HRCU-A-CB (Split System: Heat Pump with Remote Outdoor Unit-Air-Source) | HMH72B341 | ASPEN |  | C(A,C,D,E)48A24+TDR | TM9V100C16MP12 | 29800 | 16.9 | 8.3 | 33600 | 27200 | 80.95% | 2.63 | 0 | 9.5 |  |  |  |  | R-410A | 2.4833 | Residential & Commercial | USHP
212622449 | Central HP <5.4 tons | COLEMAN | HRCU-A-CB (Split System: Heat Pump with Remote Outdoor Unit-Air-Source) | HMH72B341 | ASPEN |  | C(A,C,D,E)36D24+TDR | TM9E100C16MP12 | 30400 | 17.5 | 8.5 | 33600 | 27200 | 80.95% | 2.66 | 0 | 9 |  |  |  |  | R-410A | 2.5333 | Residential & Commercial | USHP
212622467 | Central HP <5.4 tons | COLEMAN | HRCU-A-CB (Split System: Heat Pump with Remote Outdoor Unit-Air-Source) | HMH72B341 | ASPEN |  | D(A,C,E)42D34+TDR | TM9E100C16MP12 | 33200 | 18 | 8.5 | 33600 | 27200 | 80.95% | 2.66 | 0 | 10 |  |  |  |  | R-410A | 2.7667 | Residential & Commercial | USHP | Ducted CEE Tier 1
215682325 | Central HP <5.4 tons | HEIL | HRCU-A-CB (Split System: Heat Pump with Remote Outdoor Unit-Air-Source) | H5H0V48*K*AAA* |  |  | EVD5X60M21A*+WALLCON | *80CSU0802120B* | 48500 | 19 | 9 | 50000 | 36400 | 72.8% | 2.12 | 0 | 10 |  |  |  |  | R-454B | 4.0417 | Residential & Commercial | USHP | Ducted CEE Tier 1
215682425 | Central HP <5.4 tons | HEIL | HRCU-A-CB (Split System: Heat Pump with Remote Outdoor Unit-Air-Source) | H5H0V48*K*AAA* |  |  | EVD5X60M24A*+WALLCON | *97CTN1202422A* | 48000 | 19 | 9 | 50000 | 36600 | 73.2% | 2 | 0 | 10.5 |  |  |  |  | R-454B | 4 | Residential & Commercial | USHP | Ducted CEE Tier 1
212437649 | Central HP <5.4 tons | ARMSTRONG AIR | HRCU-A-CB (Split System: Heat Pump with Remote Outdoor Unit-Air-Source) | 4SHP22LX124P-**A | ADP |  | 36AX** | A96US2V070B12 | 23800 | 21 | 8.5 | 22000 | 15400 | 70% | 1.92 | 0 | 13.5 |  |  |  |  | R-410A | 1.9833 | Residential & Commercial | USHP | Ducted CEE Tier 1
215681455 | Central HP <5.4 tons | HEIL | HRCU-A-CB (Split System: Heat Pump with Remote Outdoor Unit-Air-Source) | H5H0V48*K*AAA* |  |  | EA*5X61M21A*+WALLCON | *80CSU0601716B* | 46000 | 17.5 | 9 | 48000 | 33800 | 70.42% | 2.08 | 0 | 9.5 |  |  |  |  | R-454B | 3.8333 | Residential & Commercial | USHP
215681505 | Central HP <5.4 tons | HEIL | HRCU-A-CB (Split System: Heat Pump with Remote Outdoor Unit-Air-Source) | H5H0V48*K*AAA* |  |  | EA*5X61M21A*+WALLCON | *97CTN1002122A* | 46000 | 18 | 9 | 47500 | 33800 | 71.16% | 2.08 | 0 | 10 |  |  |  |  | R-454B | 3.8333 | Residential & Commercial | USHP | Ducted CEE Tier 1
216643311 | Central HP <5.4 tons | COMFORTMAKER | HRCU-A-CB (Split System: Heat Pump with Remote Outdoor Unit-Air-Source) | D5CUHAH18AAK |  |  | EA*5X19M17A* | *80MS(N,L)0701712A* | 18200 | 15.2 | 11 | 19800 | 17700 | 89.39% | 1.98 | 0 | 11.5 |  |  |  |  | R-454B | 1.5167 | Residential & Commercial | USHP | Ducted CEE Tier 1
216643618 | Central HP <5.4 tons | COMFORTMAKER | HRCU-A-CB (Split System: Heat Pump with Remote Outdoor Unit-Air-Source) | D5CUHAH18AAK |  |  | EA*5X30M17A* | *80MSU0601716A* | 18000 | 15.2 | 9.5 | 20200 | 18200 | 90.1% | 1.92 | 0 | 11 |  |  |  |  | R-454B | 1.5 | Residential & Commercial | USHP | Ducted CEE Tier 1
214573233 | Central HP <5.4 tons | COMFORTMAKER | HRCU-A-CB (Split System: Heat Pump with Remote Outdoor Unit-Air-Source) | CVH837GKA** |  |  | EHD4X48AAL+WALLCON | *97CMN0802120B* | 32600 | 17 | 8.5 | 32800 | 25000 | 76.22% | 1.98 | 0 | 11 |  |  |  |  | R-410A | 2.7167 | Residential & Commercial | USHP | Ducted CEE Tier 1
214573333 | Central HP <5.4 tons | COMFORTMAKER | HRCU-A-CB (Split System: Heat Pump with Remote Outdoor Unit-Air-Source) | CVH837GKA** |  |  | EN(A,D)4X36L21**+WALLCON | *95CSU1002122B* | 31400 | 17 | 8.1 | 33000 | 24000 | 72.73% | 1.84 | 0 | 11 |  |  |  |  | R-410A | 2.6167 | Residential & Commercial | USHP | Ducted CEE Tier 1
214573483 | Central HP <5.4 tons | COMFORTMAKER | HRCU-A-CB (Split System: Heat Pump with Remote Outdoor Unit-Air-Source) | CVH837GKA** |  |  | EN(A,D,W)4X48L21**+WALLCON | *96CTN0802120B* | 32400 | 17.5 | 8.5 | 32600 | 24800 | 76.07% | 1.98 | 0 | 11.5 |  |  |  |  | R-410A | 2.7 | Residential & Commercial | USHP | Ducted CEE Tier 1
213779790 | Central HP <5.4 tons | COMFORTMAKER | HRCU-A-CB (Split System: Heat Pump with Remote Outdoor Unit-Air-Source) | CVH837GKA** |  |  | EA*4X61L24A*+WALLCON | *97CMN1202422B* | 33200 | 17.5 | 8.5 | 32000 | 24800 | 77.5% | 1.98 | 0 | 11.7 |  |  |  |  | R-410A | 2.7667 | Residential & Commercial | USHP | Ducted CEE Tier 1
214491660 | Central HP <5.4 tons | DAIKIN | HRCU-A-CB (Split System: Heat Pump with Remote Outdoor Unit-Air-Source) | DZ6VSA1810A* |  |  | CA*EA2422*4B* | D*96SC0805CUA* | 16600 | 17.5 | 8.5 | 17400 | 13000 | 74.71% | 2.1 | 0 | 10.9 |  |  |  |  | R-410A | 1.3833 | Residential & Commercial | USHP | Ducted CEE Tier 1
214570373 | Central HP <5.4 tons | COMFORTMAKER | HRCU-A-CB (Split System: Heat Pump with Remote Outdoor Unit-Air-Source) | CVH825GKA3* |  |  | EA*4X36L21A*+WALLCON | *80CTL0702120B* | 23600 | 16.5 | 8.1 | 21400 | 16600 | 77.57% | 1.94 | 0 | 10.5 |  |  |  |  | R-410A | 1.9667 | Residential & Commercial | USHP | Ducted CEE Tier 1
213821654 | Central HP <5.4 tons | TEMPSTAR | HRCU-A-CB (Split System: Heat Pump with Remote Outdoor Unit-Air-Source) | DLCURAH36ABK | ASPEN |  | D(A,C,E)42B34+TDR | *96MSN1402422A* | 34000 | 16.5 | 8.5 | 37800 | 31800 | 84.13% | 2.72 | 0 | 9.9 |  |  |  |  | R-410A | 2.8333 | Residential & Commercial | USHP
216766954 | Central HP <5.4 tons | TRANE | HRCU-A-CB (Split System: Heat Pump with Remote Outdoor Unit-Air-Source) | 5TWX7036A1 |  |  | 5PX*C005AS3 | S9V2C080U5VSB | 32800 | 16 | 8.7 | 32400 | 24000 | 74.07% | 2.13 | 0 | 11.7 |  |  |  |  | R-454B | 2.7333 | Residential & Commercial | USHP | Ducted CEE Tier 1
216766968 | Central HP <5.4 tons | TRANE | HRCU-A-CB (Split System: Heat Pump with Remote Outdoor Unit-Air-Source) | 5TWX7036A1 |  |  | 5PX*C007AS3 | S8V2C100M5PCB | 33800 | 16.5 | 8.7 | 32800 | 24200 | 73.78% | 2.19 | 0 | 12 |  |  |  |  | R-454B | 2.8167 | Residential & Commercial | USHP | Ducted CEE Tier 1
216766969 | Central HP <5.4 tons | TRANE | HRCU-A-CB (Split System: Heat Pump with Remote Outdoor Unit-Air-Source) | 5TWX7036A1 |  |  | 5PX*C007AS3+P0V0C000M50SD | 0 | 34000 | 17.1 | 9 | 32600 | 24000 | 73.62% | 2.21 | 0 | 12 |  |  |  |  | R-454B | 2.8333 | Residential & Commercial | USHP | Ducted CEE Tier 1
213780960 | Central HP <5.4 tons | COMFORTMAKER | HRCU-A-CB (Split System: Heat Pump with Remote Outdoor Unit-Air-Source) | CVH837GKA2* |  |  | EA*4X37L21A*+WALLCON | *96CTN1002122B* | 33000 | 17 | 8.5 | 32600 | 25000 | 76.69% | 1.98 | 0 | 11.5 |  |  |  |  | R-410A | 2.75 | Residential & Commercial | USHP | Ducted CEE Tier 1
213781080 | Central HP <5.4 tons | COMFORTMAKER | HRCU-A-CB (Split System: Heat Pump with Remote Outdoor Unit-Air-Source) | CVH837GKA2* |  |  | EA*4X42L21A*+WALLCON | *96CTN1002122B* | 31800 | 17 | 8.1 | 33000 | 24400 | 73.94% | 1.88 | 0 | 11 |  |  |  |  | R-410A | 2.65 | Residential & Commercial | USHP | Ducted CEE Tier 1
213781130 | Central HP <5.4 tons | COMFORTMAKER | HRCU-A-CB (Split System: Heat Pump with Remote Outdoor Unit-Air-Source) | CVH837GKA2* |  |  | EA*4X42L24A*+WALLCON | *97CMN1202422B* | 31800 | 17 | 8.1 | 32800 | 24400 | 74.39% | 1.88 | 0 | 11 |  |  |  |  | R-410A | 2.65 | Residential & Commercial | USHP | Ducted CEE Tier 1
213781180 | Central HP <5.4 tons | COMFORTMAKER | HRCU-A-CB (Split System: Heat Pump with Remote Outdoor Unit-Air-Source) | CVH837GKA2* |  |  | EA*4X43L21A*+WALLCON | *80CTL0901716B* | 33000 | 17 | 8.5 | 32800 | 25000 | 76.22% | 1.98 | 0 | 11 |  |  |  |  | R-410A | 2.75 | Residential & Commercial | USHP | Ducted CEE Tier 1
213781260 | Central HP <5.4 tons | COMFORTMAKER | HRCU-A-CB (Split System: Heat Pump with Remote Outdoor Unit-Air-Source) | CVH837GKA2* |  |  | EA*4X43L21A*+WALLCON | *96CTN0801714B* | 32800 | 17 | 8.5 | 32800 | 25200 | 76.83% | 1.96 | 0 | 11 |  |  |  |  | R-410A | 2.7333 | Residential & Commercial | USHP | Ducted CEE Tier 1
211708528 | Central HP <5.4 tons | COLEMAN | HRCU-A-CB (Split System: Heat Pump with Remote Outdoor Unit-Air-Source) | THF2B48T21 | ASPEN |  | D(A,C,E)48D34+TDR | TPLC080C16MP13 | 45500 | 16 | 8.2 | 44000 | 30800 | 70% | 3.14 | 0 | 11.9 |  |  |  |  | R-410A | 3.7917 | Residential & Commercial | USHP | Ducted CEE Tier 1
212437549 | Central HP <5.4 tons | ARMSTRONG AIR | HRCU-A-CB (Split System: Heat Pump with Remote Outdoor Unit-Air-Source) | 4SHP22LX124P-**A | ADP |  | 36CX** | A80UH1E045A12 | 23400 | 21 | 8.5 | 21200 | 14900 | 70.28% | 1.86 | 0 | 13.5 |  |  |  |  | R-410A | 1.95 | Residential & Commercial | USHP | Ducted CEE Tier 1
216764755 | Central HP <5.4 tons | TRANE | HRCU-A-CB (Split System: Heat Pump with Remote Outdoor Unit-Air-Source) | 5TWR7036A1 |  |  | 5TXCC007AS3 | S8X1C080M5PTC | 33800 | 17.1 | 8.7 | 32800 | 24200 | 73.78% | 2.2 | 0 | 12 |  |  |  |  | R-454B | 2.8167 | Residential & Commercial | USHP | Ducted CEE Tier 1
208101914 | Central HP <5.4 tons | MDV | HRCU-A-C (Split System: Heat Pump with Remote Outdoor Unit with No Indoor Fan --Air Source) | MOE31U-36HFN1-M |  |  | MAC-36HWDN1-MN0 | 0 | 35000 | 15.2 | 10 | 39000 | 32000 | 82.05% | 2 | 10.2 | 10 |  |  |  |  | R-410A | 2.9167 | Residential & Commercial | USHP | Ducted CEE Tier 1
215681755 | Central HP <5.4 tons | HEIL | HRCU-A-CB (Split System: Heat Pump with Remote Outdoor Unit-Air-Source) | H5H0V48*K*AAA* |  |  | EVM5X48M21A*+WALLCON | *80CSU0401712B* | 47000 | 18 | 9 | 50000 | 36400 | 72.8% | 2 | 0 | 9.5 |  |  |  |  | R-454B | 3.9167 | Residential & Commercial | USHP
215681855 | Central HP <5.4 tons | HEIL | HRCU-A-CB (Split System: Heat Pump with Remote Outdoor Unit-Air-Source) | H5H0V48*K*AAA* |  |  | EVM5X49M21A*+WALLCON | *80CSU1002120B* | 48000 | 18.5 | 9 | 50000 | 36600 | 73.2% | 2 | 0 | 10 |  |  |  |  | R-454B | 4 | Residential & Commercial | USHP | Ducted CEE Tier 1
216055208 | Central HP <5.4 tons | LUXAIRE | HRCU-A-CB (Split System: Heat Pump with Remote Outdoor Unit-Air-Source) | HH836E2S11 | ASPEN |  | C(A,C,D,E)36B3K+TDR | Z9ES080C20SMPS1 | 31200 | 17.5 | 8.1 | 32000 | 24200 | 75.62% | 2 | 0 | 10.5 |  |  |  |  | R-454B | 2.6 | Residential & Commercial | USHP | Ducted CEE Tier 1
207699008 | Central HP <5.4 tons | MDV | HRCU-A-CB (Split System: Heat Pump with Remote Outdoor Unit-Air-Source) | MOD30-24HFN1-MW |  |  | MVC-24HWFN1-M | 0 | 24000 | 17.4 | 10 | 24000 | 22600 | 94.17% | 1.91 | 12.5 | 11.7 |  |  |  |  | R-410A | 2 | Residential & Commercial | USHP | Ducted CEE Tier 1
215677745 | Central HP <5.4 tons | HEIL | HRCU-A-CB (Split System: Heat Pump with Remote Outdoor Unit-Air-Source) | H5H0V60*K*AAA* |  |  | EA*5X60M24A*+WALLCON | *80CSU0802120A* | 55000 | 18.5 | 8.5 | 59000 | 41500 | 70.34% | 2.02 | 0 | 9 |  |  |  |  | R-454B | 4.5833 | Residential & Commercial | USHP
216766438 | Central HP <5.4 tons | TRANE | HRCU-A-CB (Split System: Heat Pump with Remote Outdoor Unit-Air-Source) | 5TWR7048A1 |  |  | 5PX*C009AS3 | S9X1C100U5PSB | 43500 | 15.2 | 8.7 | 44000 | 32200 | 73.18% | 2.21 | 0 | 12 |  |  |  |  | R-454B | 3.625 | Residential & Commercial | USHP | Ducted CEE Tier 1
216681064 | Central HP <5.4 tons | BRYANT HEATING AND COOLING SYSTEMS | HRCU-A-CB (Split System: Heat Pump with Remote Outdoor Unit-Air-Source) | 38MURAQ36AB3* |  |  | CAP**4821AL* | 927TA60080V21*** | 36200 | 16 | 9 | 38000 | 34400 | 90.53% | 1.96 | 0 | 10 |  |  |  |  | R-410A | 3.0167 | Residential & Commercial | USHP | Ducted CEE Tier 1
214279916 | Central HP <5.4 tons | CARRIER | HRCU-A-CB (Split System: Heat Pump with Remote Outdoor Unit-Air-Source) | 38MURAQ24AB3* |  |  | CAP**3621AL* | 59SC6A060M17**16 | 23600 | 17 | 9 | 25800 | 23600 | 91.47% | 1.96 | 0 | 10 |  |  |  |  | R-410A | 1.9667 | Residential & Commercial | USHP | Ducted CEE Tier 1
215865887 | Central HP <5.4 tons | MDV | HRCU-A-CB (Split System: Heat Pump with Remote Outdoor Unit-Air-Source) | MOX630-48HFN10-M3 |  |  | MVBC-48HWFPN10-MD3E | 0 | 48000 | 16 | 8.5 | 48000 | 38000 | 79.17% | 1.85 | 0 | 10 |  |  |  |  | R-454B | 4 | Residential & Commercial | USHP | Ducted CEE Tier 1
214280293 | Central HP <5.4 tons | CARRIER | HRCU-A-CB (Split System: Heat Pump with Remote Outdoor Unit-Air-Source) | 38MURAQ36AB3* |  |  | CAP**4321AL* | 59SC6A060M17**16 | 36000 | 15.5 | 8.5 | 38000 | 34800 | 91.58% | 2.06 | 0 | 10 |  |  |  |  | R-410A | 3 | Residential & Commercial | USHP | Ducted CEE Tier 1
215681465 | Central HP <5.4 tons | HEIL | HRCU-A-CB (Split System: Heat Pump with Remote Outdoor Unit-Air-Source) | H5H0V48*K*AAA* |  |  | EA*5X61M21A*+WALLCON | *80CSU0802120B* | 46000 | 18 | 9 | 47500 | 33400 | 70.32% | 2.08 | 0 | 10 |  |  |  |  | R-454B | 3.8333 | Residential & Commercial | USHP | Ducted CEE Tier 1
215681565 | Central HP <5.4 tons | HEIL | HRCU-A-CB (Split System: Heat Pump with Remote Outdoor Unit-Air-Source) | H5H0V48*K*AAA* |  |  | EA*5X61M24A*+WALLCON | *97CTN1202422A* | 46000 | 18.5 | 9 | 47500 | 33600 | 70.74% | 2.06 | 0 | 10 |  |  |  |  | R-454B | 3.8333 | Residential & Commercial | USHP | Ducted CEE Tier 1
214092413 | Central HP <5.4 tons | LUXAIRE | HRCU-A-CB (Split System: Heat Pump with Remote Outdoor Unit-Air-Source) | HMH72B341 | ASPEN |  | D(A,C,E)36A34+TDR | TMLE100C16MP11 | 33000 | 18 | 8.1 | 32400 | 45000 | 138.9% | 3.06 | 0 | 10 |  |  |  |  | R-410A | 2.75 | Residential & Commercial | USHP | Ducted CEE Tier 1
214092415 | Central HP <5.4 tons | LUXAIRE | HRCU-A-CB (Split System: Heat Pump with Remote Outdoor Unit-Air-Source) | HMH72B341 | ASPEN |  | D(A,C,E)48B34+TDR | TMLE100C16MP11 | 33000 | 18 | 8.2 | 32400 | 45000 | 138.9% | 3.11 | 0 | 10 |  |  |  |  | R-410A | 2.75 | Residential & Commercial | USHP | Ducted CEE Tier 1
214092446 | Central HP <5.4 tons | LUXAIRE | HRCU-A-CB (Split System: Heat Pump with Remote Outdoor Unit-Air-Source) | HMH72B341 | ASPEN |  | D(A,C,E)36A34+TDR | TPLC060A12MP13 | 32800 | 17.5 | 8.1 | 32400 | 45000 | 138.9% | 3.04 | 0 | 9.5 |  |  |  |  | R-410A | 2.7333 | Residential & Commercial | USHP
214389412 | Central HP <5.4 tons | BRYANT HEATING AND COOLING SYSTEMS | HRCU-A-CB (Split System: Heat Pump with Remote Outdoor Unit-Air-Source) | 284ANV036*0**B* |  |  | CNPV*4221AL*+UI | 935CB48060C17*** | 33000 | 18.5 | 9 | 38000 | 26800 | 70.53% | 1.96 | 0 | 11.7 |  |  |  |  | R-410A | 2.75 | Residential & Commercial | USHP | Ducted CEE Tier 1
215681335 | Central HP <5.4 tons | HEIL | HRCU-A-CB (Split System: Heat Pump with Remote Outdoor Unit-Air-Source) | H5H0V48*K*AAA* |  |  | EA*5X48M21A*+WALLCON | *80CSU1002120B* | 44000 | 17 | 9 | 48500 | 34000 | 70.1% | 2.04 | 0 | 9.5 |  |  |  |  | R-454B | 3.6667 | Residential & Commercial | USHP
216764803 | Central HP <5.4 tons | TRANE | HRCU-A-CB (Split System: Heat Pump with Remote Outdoor Unit-Air-Source) | 5TWR7048A1 |  |  | 5PX*D010AS3 | S8X1D120M5PTC | 44000 | 17.1 | 9 | 44500 | 32400 | 72.81% | 2.2 | 0 | 12 |  |  |  |  | R-454B | 3.6667 | Residential & Commercial | USHP | Ducted CEE Tier 1
216764821 | Central HP <5.4 tons | TRANE | HRCU-A-CB (Split System: Heat Pump with Remote Outdoor Unit-Air-Source) | 5TWR7048A1 |  |  | 5PX*DD10AS3 | S8X2D120M5PSC | 43500 | 17.1 | 9 | 44500 | 32600 | 73.26% | 2.2 | 0 | 11.7 |  |  |  |  | R-454B | 3.625 | Residential & Commercial | USHP | Ducted CEE Tier 1
212437663 | Central HP <5.4 tons | ARMSTRONG AIR | HRCU-A-CB (Split System: Heat Pump with Remote Outdoor Unit-Air-Source) | 4SHP22LX124P-**A | ADP |  | 36CX** | A97USMV070B12 | 23800 | 21 | 8.5 | 22000 | 15400 | 70% | 1.92 | 0 | 13.5 |  |  |  |  | R-410A | 1.9833 | Residential & Commercial | USHP | Ducted CEE Tier 1
215439763 | Central HP <5.4 tons | DAIKIN | HRCU-A-CB (Split System: Heat Pump with Remote Outdoor Unit-Air-Source) | DH6VSA1810A* |  |  | CA*EA3022*3A*+MBVK12BP1X00A* | 0 | 17000 | 19 | 8.8 | 16800 | 13000 | 77.38% | 2.1 | 0 | 12 |  |  |  |  | R-32 | 1.4167 | Residential & Commercial | USHP | Ducted CEE Tier 1
215682645 | Central HP <5.4 tons | HEIL | HRCU-A-CB (Split System: Heat Pump with Remote Outdoor Unit-Air-Source) | H5H0V60*K*AAA* |  |  | EA*5X61M21A*+WALLCON | *80CSU0601716B* | 55500 | 18 | 8.5 | 58500 | 41000 | 70.09% | 2.04 | 0 | 9 |  |  |  |  | R-454B | 4.625 | Residential & Commercial | USHP
215682895 | Central HP <5.4 tons | HEIL | HRCU-A-CB (Split System: Heat Pump with Remote Outdoor Unit-Air-Source) | H5H0V60*K*AAA* |  |  | EVM5X60M24A*+WALLCON | *97CTN0802120A* | 56500 | 18 | 9 | 63500 | 44500 | 70.08% | 2.08 | 0 | 9 |  |  |  |  | R-454B | 4.7083 | Residential & Commercial | USHP
216770050 | Central HP <5.4 tons | TRANE | HRCU-A-CB (Split System: Heat Pump with Remote Outdoor Unit-Air-Source) | 5TWR7048A1 |  |  | 5TXCD008AS3 | L8V1C100U5VSB | 43000 | 16 | 8.7 | 44500 | 32600 | 73.26% | 2.22 | 0 | 12 |  |  |  |  | R-454B | 3.5833 | Residential & Commercial | USHP | Ducted CEE Tier 1
215681775 | Central HP <5.4 tons | HEIL | HRCU-A-CB (Split System: Heat Pump with Remote Outdoor Unit-Air-Source) | H5H0V48*K*AAA* |  |  | EVM5X48M21A*+WALLCON | *80CSU0802120B* | 47000 | 18.5 | 9 | 50000 | 36200 | 72.4% | 2 | 0 | 10 |  |  |  |  | R-454B | 3.9167 | Residential & Commercial | USHP | Ducted CEE Tier 1
215682025 | Central HP <5.4 tons | HEIL | HRCU-A-CB (Split System: Heat Pump with Remote Outdoor Unit-Air-Source) | H5H0V48*K*AAA* |  |  | EVM5X60M24A*+WALLCON | *97CTN1202422A* | 48000 | 19 | 9 | 50000 | 36600 | 73.2% | 2 | 0 | 10.5 |  |  |  |  | R-454B | 4 | Residential & Commercial | USHP | Ducted CEE Tier 1
216679819 | Central HP <5.4 tons | BRYANT HEATING AND COOLING SYSTEMS | HRCU-A-CB (Split System: Heat Pump with Remote Outdoor Unit-Air-Source) | 38MURAQ36AB3* |  |  | CAP**3621AL* | 927TA48080V17*** | 34800 | 15.5 | 8.5 | 38500 | 34800 | 90.39% | 1.75 | 0 | 9.5 |  |  |  |  | R-410A | 2.9 | Residential & Commercial | USHP
212437568 | Central HP <5.4 tons | ARMSTRONG AIR | HRCU-A-CB (Split System: Heat Pump with Remote Outdoor Unit-Air-Source) | 4SHP22LX124P-**A | ADP |  | 36AX** | A80UH2E070A12 | 24000 | 21 | 8.5 | 22000 | 15400 | 70% | 1.92 | 0 | 13.5 |  |  |  |  | R-410A | 2 | Residential & Commercial | USHP | Ducted CEE Tier 1
216453108 | Central HP <5.4 tons | AMERICAN STANDARD | HRCU-A-CB (Split System: Heat Pump with Remote Outdoor Unit-Air-Source) | 5A6V0X36A1 |  |  | 5PX*D008AS3 | S8V2D120M5PCB | 35800 | 20.6 | 10 | 32200 | 25000 | 77.64% | 2.2 | 0 | 13 |  |  |  |  | R-454B | 2.9833 | Residential & Commercial | USHP | Ducted CEE Tier 1
215439650 | Central HP <5.4 tons | DAIKIN | HRCU-A-CB (Split System: Heat Pump with Remote Outdoor Unit-Air-Source) | DH6VSA1810A* |  |  | CA*EA3022*3A* | D*80TC0803B*A* | 17000 | 19 | 8.8 | 16800 | 13000 | 77.38% | 2.1 | 0 | 12 |  |  |  |  | R-32 | 1.4167 | Residential & Commercial | USHP | Ducted CEE Tier 1
215439764 | Central HP <5.4 tons | DAIKIN | HRCU-A-CB (Split System: Heat Pump with Remote Outdoor Unit-Air-Source) | DH6VSA1810A* |  |  | CA*EA2418*3A*+MBVK12BP1X00A* | 0 | 17000 | 19 | 8.8 | 16800 | 13000 | 77.38% | 2.1 | 0 | 12 |  |  |  |  | R-32 | 1.4167 | Residential & Commercial | USHP | Ducted CEE Tier 1
216767063 | Central HP <5.4 tons | TRANE | HRCU-A-CB (Split System: Heat Pump with Remote Outdoor Unit-Air-Source) | 5TWX7036A1 |  |  | 5TXCC005AS3 | S8V2C080M5PDB | 32400 | 16 | 8.5 | 32400 | 24000 | 74.07% | 2.11 | 0 | 11.7 |  |  |  |  | R-454B | 2.7 | Residential & Commercial | USHP | Ducted CEE Tier 1
212622749 | Central HP <5.4 tons | COLEMAN | HRCU-A-CB (Split System: Heat Pump with Remote Outdoor Unit-Air-Source) | HMH72B341 | ASPEN |  | D(A,C,E)42B34+TDR | TM9V080B12MP12 | 32800 | 17 | 8.3 | 33800 | 29600 | 87.57% | 2.7 | 0 | 9.5 |  |  |  |  | R-410A | 2.7333 | Residential & Commercial | USHP
212622758 | Central HP <5.4 tons | COLEMAN | HRCU-A-CB (Split System: Heat Pump with Remote Outdoor Unit-Air-Source) | HMH72B341 | ASPEN |  | C(A,C,D,E)36C34+TDR | TM9E060A10MP12 | 32200 | 17.5 | 8.1 | 33800 | 27400 | 81.07% | 2.4 | 0 | 9.5 |  |  |  |  | R-410A | 2.6833 | Residential & Commercial | USHP
216732668 | Central HP <5.4 tons | COMFORTMAKER | HRCU-A-CB (Split System: Heat Pump with Remote Outdoor Unit-Air-Source) | D5CUHAH24AAK |  |  | EA*5X24M17A* | *80MS(N,L)0451412A* | 22000 | 16 | 8.5 | 21000 | 19200 | 91.43% | 1.96 | 0 | 10.5 |  |  |  |  | R-454B | 1.8333 | Residential & Commercial | USHP | Ducted CEE Tier 1
216732952 | Central HP <5.4 tons | COMFORTMAKER | HRCU-A-CB (Split System: Heat Pump with Remote Outdoor Unit-Air-Source) | D5CUHAH24AAK |  |  | EA*5X24M17A* | *96VSN0401410B* | 21800 | 15.5 | 8.5 | 21200 | 19200 | 90.57% | 1.96 | 0 | 10 |  |  |  |  | R-454B | 1.8167 | Residential & Commercial | USHP | Ducted CEE Tier 1
213781310 | Central HP <5.4 tons | COMFORTMAKER | HRCU-A-CB (Split System: Heat Pump with Remote Outdoor Unit-Air-Source) | CVH837GKA2* |  |  | EA*4X48L21A*+WALLCON | *80CTL0902120B* | 32200 | 17 | 8.1 | 32600 | 24800 | 76.07% | 1.98 | 0 | 11 |  |  |  |  | R-410A | 2.6833 | Residential & Commercial | USHP | Ducted CEE Tier 1
207699010 | Central HP <5.4 tons | MDV | HRCU-A-CB (Split System: Heat Pump with Remote Outdoor Unit-Air-Source) | MOE31U-36HFN1-M |  |  | MVC-36HWFN1-M | 0 | 36000 | 16 | 9.5 | 40000 | 34400 | 86% | 1.97 | 10.5 | 10 |  |  |  |  | R-410A | 3 | Residential & Commercial | USHP | Ducted CEE Tier 1
212986300 | Central HP <5.4 tons | COMFORTMAKER | HRCU-A-CB (Split System: Heat Pump with Remote Outdoor Unit-Air-Source) | DLCURAH18ABK |  |  | EA*4X24L17A* | *96MSN0401410A* | 17400 | 16 | 8.5 | 18500 | 19500 | 105.4% | 2.34 | 0 | 10.5 |  |  |  |  | R-410A | 1.45 | Residential & Commercial | USHP | Ducted CEE Tier 1
212986684 | Central HP <5.4 tons | COMFORTMAKER | HRCU-A-CB (Split System: Heat Pump with Remote Outdoor Unit-Air-Source) | DLCURAH18ABK |  |  | EA*4X25L17A* | *96MSN0401712A* | 17700 | 15.5 | 8.1 | 17700 | 17800 | 100.6% | 2.14 | 0 | 10.5 |  |  |  |  | R-410A | 1.475 | Residential & Commercial | USHP | Ducted CEE Tier 1
212437567 | Central HP <5.4 tons | ARMSTRONG AIR | HRCU-A-CB (Split System: Heat Pump with Remote Outdoor Unit-Air-Source) | 4SHP22LX124P-**A | ADP |  | 36CX** | A80UH2E045A12 | 23600 | 21 | 8.5 | 21400 | 15000 | 70.09% | 1.9 | 0 | 13.5 |  |  |  |  | R-410A | 1.9667 | Residential & Commercial | USHP | Ducted CEE Tier 1
213613580 | Central HP <5.4 tons | BRYANT HEATING AND COOLING SYSTEMS | HRCU-A-CB (Split System: Heat Pump with Remote Outdoor Unit-Air-Source) | 38MURAQ24AA3* | ASPEN |  | L(E,G)M24E4 | 0 | 23200 | 15.5 | 9 | 25400 | 22600 | 88.98% | 2.89 | 0 | 9.5 |  |  |  |  | R-410A | 1.9333 | Residential & Commercial | USHP
213828529 | Central HP <5.4 tons | HISENSE | HRCU-A-C (Split System: Heat Pump with Remote Outdoor Unit with No Indoor Fan --Air Source) | AUWR-48U3SP | ASPEN |  | D(A,C,E)60C44+TDR | 0 | 40500 | 15.55 | 8.55 | 42000 | 34600 | 82.38% | 1.94 | 0 | 11.4 |  |  |  |  | R-410A | 3.375 | Residential & Commercial | USHP | Ducted CEE Tier 1
215682585 | Central HP <5.4 tons | HEIL | HRCU-A-CB (Split System: Heat Pump with Remote Outdoor Unit-Air-Source) | H5H0V60*K*AAA* |  |  | EA*5X60M24A*+WALLCON | *80CSU0802120B* | 55500 | 18.5 | 8.5 | 58500 | 41000 | 70.09% | 2.04 | 0 | 9 |  |  |  |  | R-454B | 4.625 | Residential & Commercial | USHP
215682635 | Central HP <5.4 tons | HEIL | HRCU-A-CB (Split System: Heat Pump with Remote Outdoor Unit-Air-Source) | H5H0V60*K*AAA* |  |  | EA*5X61M21A*+WALLCON | *80CSU0401712B* | 55500 | 18 | 8.5 | 58500 | 41000 | 70.09% | 2.04 | 0 | 9 |  |  |  |  | R-454B | 4.625 | Residential & Commercial | USHP
212160161 | Central HP <5.4 tons | ARMSTRONG AIR | HRCU-A-CB (Split System: Heat Pump with Remote Outdoor Unit-Air-Source) | 4SHP22LX124P-**A | ADP |  | V,A,D36H175D149 | A97US2V040B12X | 23800 | 21 | 8.5 | 22000 | 15400 | 70% | 1.92 | 0 | 13.5 |  |  |  |  | R-410A | 1.9833 | Residential & Commercial | USHP | Ducted CEE Tier 1
213311182 | Central HP <5.4 tons | PAYNE HEATING AND COOLING | HRCU-A-CB (Split System: Heat Pump with Remote Outdoor Unit-Air-Source) | 38MURAQ36AB3* | ADP |  | C36A***L139+CBPE4B* | 0 | 36000 | 16 | 8.1 | 36800 | 34400 | 93.48% | 2 | 0 | 9.5 |  |  |  |  | R-410A | 3 | Residential & Commercial | USHP
213205574 | Central HP <5.4 tons | TEMPSTAR | HRCU-A-CB (Split System: Heat Pump with Remote Outdoor Unit-Air-Source) | DLCURAH36ABK | ASPEN |  | D(A,C,E)42B34+TDR | *80ES(N,L)1552420A* | 35400 | 16 | 8.1 | 39500 | 31200 | 78.99% | 2.72 | 0 | 10 |  |  |  |  | R-410A | 2.95 | Residential & Commercial | USHP | Ducted CEE Tier 1
213205660 | Central HP <5.4 tons | TEMPSTAR | HRCU-A-CB (Split System: Heat Pump with Remote Outdoor Unit-Air-Source) | DLCURAH36ABK | ASPEN |  | D(A,C,E)36B34+TDR | *95ESN1202422A* | 35400 | 15.5 | 8.1 | 39500 | 31600 | 80% | 2.72 | 0 | 10.5 |  |  |  |  | R-410A | 2.95 | Residential & Commercial | USHP | Ducted CEE Tier 1
216055419 | Central HP <5.4 tons | LUXAIRE | HRCU-A-CB (Split System: Heat Pump with Remote Outdoor Unit-Air-Source) | HH860E2S11 | ASPEN |  | C(A,C,D,E)60A3K+TDR | Z9ES120D20SMPS1 | 43000 | 17.5 | 8.1 | 46500 | 34200 | 73.55% | 2 | 0 | 11.5 |  |  |  |  | R-454B | 3.5833 | Residential & Commercial | USHP | Ducted CEE Tier 1
216055919 | Central HP <5.4 tons | CHAMPION HEATING AND COOLING | HRCU-A-CB (Split System: Heat Pump with Remote Outdoor Unit-Air-Source) | HH860E2S11 | ASPEN |  | C(A,C,D,E)48A3K+TDR | TM9V100C16MP12 | 39500 | 16.5 | 8.1 | 43500 | 33200 | 76.32% | 2 | 0 | 11.2 |  |  |  |  | R-454B | 3.2917 | Residential & Commercial | USHP | Ducted CEE Tier 1
216055920 | Central HP <5.4 tons | CHAMPION HEATING AND COOLING | HRCU-A-CB (Split System: Heat Pump with Remote Outdoor Unit-Air-Source) | HH860E2S11 | ASPEN |  | C(A,C,D,E)60A3K+TDR | TM9V100C16MP12 | 40500 | 16.5 | 8.1 | 43500 | 33200 | 76.32% | 2 | 0 | 11.2 |  |  |  |  | R-454B | 3.375 | Residential & Commercial | USHP | Ducted CEE Tier 1
212437566 | Central HP <5.4 tons | ARMSTRONG AIR | HRCU-A-CB (Split System: Heat Pump with Remote Outdoor Unit-Air-Source) | 4SHP22LX124P-**A | ADP |  | 36BX** | A80UH2E045A12 | 23600 | 21 | 8.5 | 21400 | 15000 | 70.09% | 1.9 | 0 | 13.5 |  |  |  |  | R-410A | 1.9667 | Residential & Commercial | USHP | Ducted CEE Tier 1
215681985 | Central HP <5.4 tons | HEIL | HRCU-A-CB (Split System: Heat Pump with Remote Outdoor Unit-Air-Source) | H5H0V48*K*AAA* |  |  | EVM5X60M24A*+WALLCON | *80CSU0802120B* | 48000 | 19 | 9 | 50000 | 36200 | 72.4% | 2.12 | 0 | 10 |  |  |  |  | R-454B | 4 | Residential & Commercial | USHP | Ducted CEE Tier 1
215682035 | Central HP <5.4 tons | HEIL | HRCU-A-CB (Split System: Heat Pump with Remote Outdoor Unit-Air-Source) | H5H0V48*K*AAA* |  |  | EVM5X61M24A*+WALLCON | *96CTN0802120B* | 48500 | 19 | 9.5 | 50000 | 36800 | 73.6% | 2.1 | 0 | 10.5 |  |  |  |  | R-454B | 4.0417 | Residential & Commercial | USHP | Ducted CEE Tier 1
216766984 | Central HP <5.4 tons | TRANE | HRCU-A-CB (Split System: Heat Pump with Remote Outdoor Unit-Air-Source) | 5TWX7036A1 |  |  | 5PX*CD05AS3 | S9V2C100D5VSB | 32600 | 16 | 8.2 | 33400 | 24400 | 73.05% | 1.98 | 0 | 11.7 |  |  |  |  | R-454B | 2.7167 | Residential & Commercial | USHP | Ducted CEE Tier 1
216766985 | Central HP <5.4 tons | TRANE | HRCU-A-CB (Split System: Heat Pump with Remote Outdoor Unit-Air-Source) | 5TWX7036A1 |  |  | 5PX*CD05AS3 | S9X2C100D5PSB | 32800 | 15.2 | 8.2 | 33400 | 24400 | 73.05% | 1.98 | 0 | 11.7 |  |  |  |  | R-454B | 2.7333 | Residential & Commercial | USHP | Ducted CEE Tier 1
212972236 | Central HP <5.4 tons | DAY & NIGHT | HRCU-A-CB (Split System: Heat Pump with Remote Outdoor Unit-Air-Source) | DLCURAH36ABK |  |  | EA*4X48L21A* | *80VTL0902120B* | 35600 | 16.5 | 8.5 | 37800 | 34600 | 91.53% | 2.02 | 0 | 10 |  |  |  |  | R-410A | 2.9667 | Residential & Commercial | USHP | Ducted CEE Tier 1
216767001 | Central HP <5.4 tons | TRANE | HRCU-A-CB (Split System: Heat Pump with Remote Outdoor Unit-Air-Source) | 5TWX7036A1 |  |  | 5PX*CD09AS3 | S9X1C100D5PSB | 34400 | 16 | 8.7 | 32600 | 24200 | 74.23% | 2.15 | 0 | 12 |  |  |  |  | R-454B | 2.8667 | Residential & Commercial | USHP | Ducted CEE Tier 1
216767035 | Central HP <5.4 tons | TRANE | HRCU-A-CB (Split System: Heat Pump with Remote Outdoor Unit-Air-Source) | 5TWX7036A1 |  |  | 5TXCB006AS3 | S9X2B080D4PSB | 31600 | 15.2 | 8.7 | 31800 | 23800 | 74.84% | 2.13 | 0 | 11.2 |  |  |  |  | R-454B | 2.6333 | Residential & Commercial | USHP | Ducted CEE Tier 1
216767036 | Central HP <5.4 tons | TRANE | HRCU-A-CB (Split System: Heat Pump with Remote Outdoor Unit-Air-Source) | 5TWX7036A1 |  |  | 5TXCB006AS3 | S8V2B080M4PDB | 33400 | 16.5 | 8.7 | 32600 | 24200 | 74.23% | 2.16 | 0 | 12 |  |  |  |  | R-454B | 2.7833 | Residential & Commercial | USHP | Ducted CEE Tier 1
213080004 | Central HP <5.4 tons | BRYANT HEATING AND COOLING SYSTEMS | HRCU-A-CB (Split System: Heat Pump with Remote Outdoor Unit-Air-Source) | 38MURAQ36AB3* |  |  | CAP**3621AL* | 916SA48080M17*** | 35200 | 15.5 | 8.1 | 39000 | 35400 | 90.77% | 1.84 | 0 | 9.5 |  |  |  |  | R-410A | 2.9333 | Residential & Commercial | USHP
213080513 | Central HP <5.4 tons | BRYANT HEATING AND COOLING SYSTEMS | HRCU-A-CB (Split System: Heat Pump with Remote Outdoor Unit-Air-Source) | 38MURAQ36AB3* |  |  | CAP**3621AL* | 935SB36040M17*** | 35000 | 15.2 | 8.1 | 39000 | 35400 | 90.77% | 1.82 | 0 | 9.5 |  |  |  |  | R-410A | 2.9167 | Residential & Commercial | USHP
213080561 | Central HP <5.4 tons | BRYANT HEATING AND COOLING SYSTEMS | HRCU-A-CB (Split System: Heat Pump with Remote Outdoor Unit-Air-Source) | 38MURAQ36AB3* |  |  | CAP**4321AL* | 935SB36040M17*** | 36200 | 15.5 | 8.5 | 38500 | 35000 | 90.91% | 2.04 | 0 | 10 |  |  |  |  | R-410A | 3.0167 | Residential & Commercial | USHP | Ducted CEE Tier 1
213080681 | Central HP <5.4 tons | BRYANT HEATING AND COOLING SYSTEMS | HRCU-A-CB (Split System: Heat Pump with Remote Outdoor Unit-Air-Source) | 38MURAQ36AB3* |  |  | CAP**3721AL* | 935SB48060M17*** | 36600 | 16 | 8.5 | 38500 | 35000 | 90.91% | 2.06 | 0 | 10 |  |  |  |  | R-410A | 3.05 | Residential & Commercial | USHP | Ducted CEE Tier 1
214861550 | Central HP <5.4 tons | MDV | HRCU-A-CB (Split System: Heat Pump with Remote Outdoor Unit-Air-Source) | MOE30-60HFN10-M3X |  |  | MVBDM-60HWFN10-WC3 | 0 | 54000 | 17.5 | 9.5 | 55000 | 54000 | 98.18% | 1.9 | 0 | 12 |  |  |  |  | R-454B | 4.5 | Residential & Commercial | USHP | Ducted CEE Tier 1
216678811 | Central HP <5.4 tons | BRYANT HEATING AND COOLING SYSTEMS | HRCU-A-CB (Split System: Heat Pump with Remote Outdoor Unit-Air-Source) | 38MURAQ36AB3* |  |  | CNPV*4217AL* | 927TA48060V17*** | 35400 | 15.5 | 8.5 | 38500 | 34600 | 89.87% | 1.78 | 0 | 10 |  |  |  |  | R-410A | 2.95 | Residential & Commercial | USHP | Ducted CEE Tier 1
216679831 | Central HP <5.4 tons | BRYANT HEATING AND COOLING SYSTEMS | HRCU-A-CB (Split System: Heat Pump with Remote Outdoor Unit-Air-Source) | 38MURAQ36AB3* |  |  | CAP**3717AL* | 927TA48080V17*** | 36000 | 15.2 | 8.5 | 38500 | 34600 | 89.87% | 1.92 | 0 | 10 |  |  |  |  | R-410A | 3 | Residential & Commercial | USHP | Ducted CEE Tier 1
215681445 | Central HP <5.4 tons | HEIL | HRCU-A-CB (Split System: Heat Pump with Remote Outdoor Unit-Air-Source) | H5H0V48*K*AAA* |  |  | EA*5X61M21A*+WALLCON | *80CSU0401712B* | 46000 | 18 | 9 | 47500 | 33600 | 70.74% | 2.06 | 0 | 9.5 |  |  |  |  | R-454B | 3.8333 | Residential & Commercial | USHP
216765984 | Central HP <5.4 tons | TRANE | HRCU-A-CB (Split System: Heat Pump with Remote Outdoor Unit-Air-Source) | 5TWR7024A1 |  |  | 5TXCB006AS3 | S9X1B040U3PSB | 23800 | 17.1 | 9 | 21800 | 17400 | 79.82% | 2.08 | 0 | 12.5 |  |  |  |  | R-454B | 1.9833 | Residential & Commercial | USHP | Ducted CEE Tier 1
216679435 | Central HP <5.4 tons | BRYANT HEATING AND COOLING SYSTEMS | HRCU-A-CB (Split System: Heat Pump with Remote Outdoor Unit-Air-Source) | 38MURAQ24AB3* |  |  | CAP**3717AL* | 927TA48060V17*** | 24000 | 17 | 9 | 25200 | 22000 | 87.3% | 1.76 | 0 | 10 |  |  |  |  | R-410A | 2 | Residential & Commercial | USHP | Ducted CEE Tier 1
216679483 | Central HP <5.4 tons | BRYANT HEATING AND COOLING SYSTEMS | HRCU-A-CB (Split System: Heat Pump with Remote Outdoor Unit-Air-Source) | 38MURAQ24AB3* |  |  | CSPH*3612AL* | 927TA48060V17*** | 24000 | 16 | 8.5 | 25400 | 22200 | 87.4% | 1.75 | 0 | 10 |  |  |  |  | R-410A | 2 | Residential & Commercial | USHP | Ducted CEE Tier 1
215850179 | Central HP <5.4 tons | COLEMAN | HRCU-A-CB (Split System: Heat Pump with Remote Outdoor Unit-Air-Source) | HH824E2S11 | ASPEN |  | C(A,C,D,E)24C3K+TDR | Z8ET060A12LMPS1 | 20600 | 18.8 | 9 | 23000 | 17700 | 76.96% | 2 | 0 | 11.7 |  |  |  |  | R-454B | 1.7167 | Residential & Commercial | USHP | Ducted CEE Tier 1
215681435 | Central HP <5.4 tons | HEIL | HRCU-A-CB (Split System: Heat Pump with Remote Outdoor Unit-Air-Source) | H5H0V48*K*AAA* |  |  | EA*5X61M21A*+WALLCON | *96CTN0802120B* | 46000 | 18 | 9 | 48000 | 33800 | 70.42% | 2.08 | 0 | 10 |  |  |  |  | R-454B | 3.8333 | Residential & Commercial | USHP | Ducted CEE Tier 1
215681485 | Central HP <5.4 tons | HEIL | HRCU-A-CB (Split System: Heat Pump with Remote Outdoor Unit-Air-Source) | H5H0V48*K*AAA* |  |  | EA*5X61M21A*+WALLCON | *97CTN0801716A* | 45500 | 17.5 | 9 | 48000 | 34200 | 71.25% | 2.06 | 0 | 9.5 |  |  |  |  | R-454B | 3.7917 | Residential & Commercial | USHP
215681705 | Central HP <5.4 tons | HEIL | HRCU-A-CB (Split System: Heat Pump with Remote Outdoor Unit-Air-Source) | H5H0V48*K*AAA* |  |  | ESH5X60M12A*+WALLCON | *80CSU1002120B* | 45500 | 16.5 | 8.5 | 48000 | 33800 | 70.42% | 2.08 | 0 | 9.5 |  |  |  |  | R-454B | 3.7917 | Residential & Commercial | USHP
215681835 | Central HP <5.4 tons | HEIL | HRCU-A-CB (Split System: Heat Pump with Remote Outdoor Unit-Air-Source) | H5H0V48*K*AAA* |  |  | EVM5X49M21A*+WALLCON | *80CSU0601716B* | 48000 | 18.5 | 9 | 50000 | 36800 | 73.6% | 2 | 0 | 10 |  |  |  |  | R-454B | 4 | Residential & Commercial | USHP | Ducted CEE Tier 1
215682005 | Central HP <5.4 tons | HEIL | HRCU-A-CB (Split System: Heat Pump with Remote Outdoor Unit-Air-Source) | H5H0V48*K*AAA* |  |  | EVM5X60M24A*+WALLCON | *97CTN0802120A* | 48000 | 19 | 9 | 50000 | 36600 | 73.2% | 2 | 0 | 10 |  |  |  |  | R-454B | 4 | Residential & Commercial | USHP | Ducted CEE Tier 1
216644075 | Central HP <5.4 tons | COMFORTMAKER | HRCU-A-CB (Split System: Heat Pump with Remote Outdoor Unit-Air-Source) | D5CUHAH18AAK |  |  | EA*5X25M17A* | *96VSN0401410B* | 18000 | 15.2 | 9 | 19700 | 17600 | 89.34% | 1.88 | 0 | 11 |  |  |  |  | R-454B | 1.5 | Residential & Commercial | USHP | Ducted CEE Tier 1
212987052 | Central HP <5.4 tons | COMFORTMAKER | HRCU-A-CB (Split System: Heat Pump with Remote Outdoor Unit-Air-Source) | DLCURAH18ABK |  |  | EN(A,D)4X24L14** | *96MSN0601412A* | 17300 | 16 | 8.1 | 18300 | 19200 | 104.9% | 2.32 | 0 | 10.5 |  |  |  |  | R-410A | 1.4417 | Residential & Commercial | USHP | Ducted CEE Tier 1
209960476 | Central HP <5.4 tons | MDV | HRCU-A-CB (Split System: Heat Pump with Remote Outdoor Unit-Air-Source) | MOE30U-55HFN1-M |  |  | MVC-60HWFN1-M | 0 | 55000 | 15.3 | 9.4 | 59000 | 48500 | 82.2% | 1.91 | 9 | 8.8 |  |  |  |  | R-410A | 4.5833 | Residential & Commercial | USHP
216620308 | Central HP <5.4 tons | MDV | HRCU-A-C (Split System: Heat Pump with Remote Outdoor Unit with No Indoor Fan --Air Source) | MOD30-30HFN10-M3X |  |  | MVBM-36A24T4N10 | 0 | 30000 | 15.3 | 9.3 | 32000 | 30400 | 95% | 1.78 | 0 | 10 |  |  |  |  | R-454B | 2.5 | Residential & Commercial | USHP | Ducted CEE Tier 1
216620309 | Central HP <5.4 tons | MDV | HRCU-A-C (Split System: Heat Pump with Remote Outdoor Unit with No Indoor Fan --Air Source) | MOD30-30HFN10-M3X |  |  | MVBM-36B24T4N10 | 0 | 29000 | 16 | 9.5 | 32000 | 32000 | 100% | 1.85 | 0 | 10 |  |  |  |  | R-454B | 2.4167 | Residential & Commercial | USHP | Ducted CEE Tier 1
216620310 | Central HP <5.4 tons | MDV | HRCU-A-C (Split System: Heat Pump with Remote Outdoor Unit with No Indoor Fan --Air Source) | MOD30-30HFN10-M3X |  |  | MVBM-36C24T4N10 | 0 | 29000 | 16 | 9.5 | 32000 | 32000 | 100% | 1.85 | 0 | 10 |  |  |  |  | R-454B | 2.4167 | Residential & Commercial | USHP | Ducted CEE Tier 1
216032496 | Central HP <5.4 tons | MDV | HRCU-A-CB (Split System: Heat Pump with Remote Outdoor Unit-Air-Source) | MOD30-30HFN10-M3X |  |  | MVBC-30HWFPN10-MC3E | 0 | 30000 | 16.8 | 10 | 34000 | 32600 | 95.88% | 1.96 | 0 | 11.7 |  |  |  |  | R-454B | 2.5 | Residential & Commercial | USHP | Ducted CEE Tier 1
213780110 | Central HP <5.4 tons | COMFORTMAKER | HRCU-A-CB (Split System: Heat Pump with Remote Outdoor Unit-Air-Source) | CVH837GKA** |  |  | EHD4X42AAL+WALLCON | *96CTN0801714B* | 32400 | 16 | 8.1 | 33000 | 24800 | 75.15% | 1.92 | 0 | 11 |  |  |  |  | R-410A | 2.7 | Residential & Commercial | USHP | Ducted CEE Tier 1
216055936 | Central HP <5.4 tons | CHAMPION HEATING AND COOLING | HRCU-A-CB (Split System: Heat Pump with Remote Outdoor Unit-Air-Source) | HH860E2S11 | ASPEN |  | D(A,C,E)60A3K+TDR | TM9Y100C20MP11 | 41000 | 17 | 8.5 | 46000 | 34800 | 75.65% | 2 | 0 | 10.5 |  |  |  |  | R-454B | 3.4167 | Residential & Commercial | USHP | Ducted CEE Tier 1
216055937 | Central HP <5.4 tons | CHAMPION HEATING AND COOLING | HRCU-A-CB (Split System: Heat Pump with Remote Outdoor Unit-Air-Source) | HH860E2S11 | ASPEN |  | C(A,C,D,E)48A3K+TDR | TM9Y120D20MP11 | 40000 | 17.5 | 8.1 | 43500 | 33400 | 76.78% | 2 | 0 | 11.2 |  |  |  |  | R-454B | 3.3333 | Residential & Commercial | USHP | Ducted CEE Tier 1
216055953 | Central HP <5.4 tons | CHAMPION HEATING AND COOLING | HRCU-A-CB (Split System: Heat Pump with Remote Outdoor Unit-Air-Source) | HH860E2S11 | ASPEN |  | C(A,C,D,E)60A3K+TDR | TMLE120C16MP11 | 41000 | 18 | 8.5 | 45000 | 34200 | 76% | 2 | 0 | 10.5 |  |  |  |  | R-454B | 3.4167 | Residential & Commercial | USHP | Ducted CEE Tier 1
216055955 | Central HP <5.4 tons | CHAMPION HEATING AND COOLING | HRCU-A-CB (Split System: Heat Pump with Remote Outdoor Unit-Air-Source) | HH860E2S11 | ASPEN |  | C(A,C,D,E)48A3K+TDR | TMLE120C20MP11 | 41000 | 16.5 | 8.1 | 46000 | 35000 | 76.09% | 2 | 0 | 10.5 |  |  |  |  | R-454B | 3.4167 | Residential & Commercial | USHP | Ducted CEE Tier 1
216055972 | Central HP <5.4 tons | CHAMPION HEATING AND COOLING | HRCU-A-CB (Split System: Heat Pump with Remote Outdoor Unit-Air-Source) | HH860E2S11 | ASPEN |  | D(A,C,E)60A3K+TDR | TP9C100C16MP13 | 40500 | 17 | 8.5 | 43500 | 33200 | 76.32% | 2 | 0 | 11 |  |  |  |  | R-454B | 3.375 | Residential & Commercial | USHP | Ducted CEE Tier 1
216055986 | Central HP <5.4 tons | CHAMPION HEATING AND COOLING | HRCU-A-CB (Split System: Heat Pump with Remote Outdoor Unit-Air-Source) | HH860E2S11 | ASPEN |  | C(A,C,D,E)60A3K+TDR | TPLC100C20MP13 | 41000 | 18 | 8.5 | 44500 | 33800 | 75.96% | 2 | 0 | 10.5 |  |  |  |  | R-454B | 3.4167 | Residential & Commercial | USHP | Ducted CEE Tier 1
216056002 | Central HP <5.4 tons | CHAMPION HEATING AND COOLING | HRCU-A-CB (Split System: Heat Pump with Remote Outdoor Unit-Air-Source) | HH860E2S11 | ASPEN |  | D(A,C,E)60A3K+TDR | Z8ES100C20SMPS1 | 41500 | 18 | 8.5 | 44000 | 33400 | 75.91% | 2 | 0 | 11.7 |  |  |  |  | R-454B | 3.4583 | Residential & Commercial | USHP | Ducted CEE Tier 1
212437572 | Central HP <5.4 tons | ARMSTRONG AIR | HRCU-A-CB (Split System: Heat Pump with Remote Outdoor Unit-Air-Source) | 4SHP22LX124P-**A | ADP |  | 36BX** | A80UH2E090B12 | 24000 | 21 | 8.5 | 22000 | 15400 | 70% | 1.92 | 0 | 13.5 |  |  |  |  | R-410A | 2 | Residential & Commercial | USHP | Ducted CEE Tier 1
212928549 | Central HP <5.4 tons | MDV | HRCU-A-C (Split System: Heat Pump with Remote Outdoor Unit with No Indoor Fan --Air Source) | MOE31U-36HFN1-M |  |  | MVB-36B23T4N1 | 0 | 35000 | 15.5 | 8.6 | 38000 | 31600 | 83.16% | 1.85 | 0 | 10 |  |  |  |  | R-410A | 2.9167 | Residential & Commercial | USHP | Ducted CEE Tier 1
216767052 | Central HP <5.4 tons | TRANE | HRCU-A-CB (Split System: Heat Pump with Remote Outdoor Unit-Air-Source) | 5TWX7036A1 |  |  | 5TXCB006AS3 | S8V2B060M4PCB | 33200 | 16.5 | 8.7 | 32600 | 24000 | 73.62% | 2.15 | 0 | 12 |  |  |  |  | R-454B | 2.7667 | Residential & Commercial | USHP | Ducted CEE Tier 1
212972488 | Central HP <5.4 tons | DAY & NIGHT | HRCU-A-CB (Split System: Heat Pump with Remote Outdoor Unit-Air-Source) | DLCURAH30ABK |  |  | EA*4X43L21A* | *80VTL1102122B* | 30400 | 15.2 | 8.1 | 33400 | 26400 | 79.04% | 1.84 | 0 | 9 |  |  |  |  | R-410A | 2.5333 | Residential & Commercial | USHP
216767053 | Central HP <5.4 tons | TRANE | HRCU-A-CB (Split System: Heat Pump with Remote Outdoor Unit-Air-Source) | 5TWX7036A1 |  |  | 5TXCB006AS3+P0V0A000M30SD | 0 | 32600 | 16 | 8.7 | 32200 | 24000 | 74.53% | 2.12 | 0 | 12 |  |  |  |  | R-454B | 2.7167 | Residential & Commercial | USHP | Ducted CEE Tier 1
216767054 | Central HP <5.4 tons | TRANE | HRCU-A-CB (Split System: Heat Pump with Remote Outdoor Unit-Air-Source) | 5TWX7036A1 |  |  | 5TXCB006AS3+P0V0B000M40SD | 0 | 33800 | 17 | 8.7 | 32600 | 24200 | 74.23% | 2.19 | 0 | 12 |  |  |  |  | R-454B | 2.8167 | Residential & Commercial | USHP | Ducted CEE Tier 1
216766484 | Central HP <5.4 tons | TRANE | HRCU-A-CB (Split System: Heat Pump with Remote Outdoor Unit-Air-Source) | 5TWR7048A1 |  |  | 5PX*D008AS3 | S9X2D120U5PSB | 43500 | 16 | 9 | 44500 | 32600 | 73.26% | 2.23 | 0 | 12 |  |  |  |  | R-454B | 3.625 | Residential & Commercial | USHP | Ducted CEE Tier 1
216766486 | Central HP <5.4 tons | TRANE | HRCU-A-CB (Split System: Heat Pump with Remote Outdoor Unit-Air-Source) | 5TWR7048A1 |  |  | 5PX*D008AS3 | S9X2C080U5PSB | 43500 | 16.5 | 8.7 | 45000 | 33200 | 73.78% | 2.21 | 0 | 11.7 |  |  |  |  | R-454B | 3.625 | Residential & Commercial | USHP | Ducted CEE Tier 1
215850184 | Central HP <5.4 tons | COLEMAN | HRCU-A-CB (Split System: Heat Pump with Remote Outdoor Unit-Air-Source) | HH824E2S11 | ASPEN |  | D(A,C,E)24C3K+TDR | Z8ET080B12LMPS1 | 22400 | 18 | 8.5 | 22600 | 18500 | 81.86% | 2 | 0 | 12 |  |  |  |  | R-454B | 1.8667 | Residential & Commercial | USHP | Ducted CEE Tier 1
209960478 | Central HP <5.4 tons | MDV | HRCU-A-CB (Split System: Heat Pump with Remote Outdoor Unit-Air-Source) | MOE30U-55HFN1-M-[X](GA) |  |  | MVC-60HWFN1-M(GA) | 0 | 55000 | 15.5 | 9.2 | 60000 | 53500 | 89.17% | 1.96 | 9 | 9 |  |  |  |  | R-410A | 4.5833 | Residential & Commercial | USHP
213206256 | Central HP <5.4 tons | CARRIER | HRCU-A-CB (Split System: Heat Pump with Remote Outdoor Unit-Air-Source) | 38MURAQ24AB3* | ASPEN |  | D(A,C,E)36B34+TDR | 58S(B,C)*A070E14**12 | 23800 | 17 | 8.1 | 26200 | 20200 | 77.1% | 2.99 | 0 | 10 |  |  |  |  | R-410A | 1.9833 | Residential & Commercial | USHP | Ducted CEE Tier 1
213206281 | Central HP <5.4 tons | CARRIER | HRCU-A-CB (Split System: Heat Pump with Remote Outdoor Unit-Air-Source) | 38MURAQ24AB3* | ASPEN |  | D(A,C,E)36C34+TDR | 58S(B,C)*A070E17**16 | 23800 | 16.5 | 8.1 | 26000 | 20200 | 77.69% | 2.87 | 0 | 10.3 |  |  |  |  | R-410A | 1.9833 | Residential & Commercial | USHP | Ducted CEE Tier 1
213206399 | Central HP <5.4 tons | CARRIER | HRCU-A-CB (Split System: Heat Pump with Remote Outdoor Unit-Air-Source) | 38MURAQ24AB3* | ASPEN |  | D(A,C,E)24B44+TDR | 59SC2D040E14**10 | 23200 | 15.4 | 8.1 | 26000 | 20400 | 78.46% | 2.89 | 0 | 9.8 |  |  |  |  | R-410A | 1.9333 | Residential & Commercial | USHP
212437650 | Central HP <5.4 tons | ARMSTRONG AIR | HRCU-A-CB (Split System: Heat Pump with Remote Outdoor Unit-Air-Source) | 4SHP22LX124P-**A | ADP |  | 36BX** | A96US2V070B12 | 23800 | 21 | 8.5 | 22000 | 15400 | 70% | 1.92 | 0 | 13.5 |  |  |  |  | R-410A | 1.9833 | Residential & Commercial | USHP | Ducted CEE Tier 1
212437657 | Central HP <5.4 tons | ARMSTRONG AIR | HRCU-A-CB (Split System: Heat Pump with Remote Outdoor Unit-Air-Source) | 4SHP22LX124P-**A | ADP |  | 36CX** | A97US2V040B12X | 23800 | 21 | 8.5 | 22000 | 15400 | 70% | 1.92 | 0 | 13.5 |  |  |  |  | R-410A | 1.9833 | Residential & Commercial | USHP | Ducted CEE Tier 1
215681765 | Central HP <5.4 tons | HEIL | HRCU-A-CB (Split System: Heat Pump with Remote Outdoor Unit-Air-Source) | H5H0V48*K*AAA* |  |  | EVM5X48M21A*+WALLCON | *80CSU0601716B* | 47000 | 18 | 9 | 50000 | 36400 | 72.8% | 2 | 0 | 9.5 |  |  |  |  | R-454B | 3.9167 | Residential & Commercial | USHP
215682185 | Central HP <5.4 tons | HEIL | HRCU-A-CB (Split System: Heat Pump with Remote Outdoor Unit-Air-Source) | H5H0V48*K*AAA* |  |  | EVD5X48M24A*+WALLCON | *80CSU0802120B* | 47500 | 18.5 | 9 | 50000 | 36000 | 72% | 2.02 | 0 | 10 |  |  |  |  | R-454B | 3.9583 | Residential & Commercial | USHP | Ducted CEE Tier 1
212437651 | Central HP <5.4 tons | ARMSTRONG AIR | HRCU-A-CB (Split System: Heat Pump with Remote Outdoor Unit-Air-Source) | 4SHP22LX124P-**A | ADP |  | 36CX** | A96US2V070B12 | 23800 | 21 | 8.5 | 22000 | 15400 | 70% | 1.92 | 0 | 13.5 |  |  |  |  | R-410A | 1.9833 | Residential & Commercial | USHP | Ducted CEE Tier 1
212437658 | Central HP <5.4 tons | ARMSTRONG AIR | HRCU-A-CB (Split System: Heat Pump with Remote Outdoor Unit-Air-Source) | 4SHP22LX124P-**A | ADP |  | 36AX** | A97US2V060B12X | 23800 | 20 | 8.5 | 22000 | 15400 | 70% | 1.9 | 0 | 13.5 |  |  |  |  | R-410A | 1.9833 | Residential & Commercial | USHP | Ducted CEE Tier 1
212438126 | Central HP <5.4 tons | ARMSTRONG AIR | HRCU-A-CB (Split System: Heat Pump with Remote Outdoor Unit-Air-Source) | 4SHP22LX124P-**A | ADP |  | 36DX** | A80UH2E045A12 | 23600 | 21 | 8.5 | 21400 | 15000 | 70.09% | 1.9 | 0 | 13.5 |  |  |  |  | R-410A | 1.9667 | Residential & Commercial | USHP | Ducted CEE Tier 1
215682375 | Central HP <5.4 tons | HEIL | HRCU-A-CB (Split System: Heat Pump with Remote Outdoor Unit-Air-Source) | H5H0V48*K*AAA* |  |  | EVD5X60M24A*+WALLCON | *96CTN0802120B* | 48000 | 19 | 9 | 50000 | 36600 | 73.2% | 2 | 0 | 10 |  |  |  |  | R-454B | 4 | Residential & Commercial | USHP | Ducted CEE Tier 1
215682525 | Central HP <5.4 tons | HEIL | HRCU-A-CB (Split System: Heat Pump with Remote Outdoor Unit-Air-Source) | H5H0V48*K*AAA* |  |  | EVD5X61M24A*+WALLCON | *80CSU0802120B* | 49000 | 19 | 9 | 50000 | 36400 | 72.8% | 2.12 | 0 | 10.5 |  |  |  |  | R-454B | 4.0833 | Residential & Commercial | USHP | Ducted CEE Tier 1
212400417 | Central HP <5.4 tons | COLEMAN | HRCU-A-CB (Split System: Heat Pump with Remote Outdoor Unit-Air-Source) | HMH72B361 | ASPEN |  | C(A,C,D,E)36C46+JMET12BS2N1+TDR | 0 | 34000 | 18 | 8.1 | 36000 | 25400 | 70.56% | 2.64 | 0 | 8.5 |  |  |  |  | R-410A | 2.8333 | Residential & Commercial | USHP
212400415 | Central HP <5.4 tons | COLEMAN | HRCU-A-CB (Split System: Heat Pump with Remote Outdoor Unit-Air-Source) | HMH72B361 | ASPEN |  | C(A,C,D,E)36C44+JMET12BS4N1+TDR | 0 | 35400 | 18 | 8.1 | 36000 | 26400 | 73.33% | 2.81 | 0 | 9 |  |  |  |  | R-410A | 2.95 | Residential & Commercial | USHP
216056022 | Central HP <5.4 tons | CHAMPION HEATING AND COOLING | HRCU-A-CB (Split System: Heat Pump with Remote Outdoor Unit-Air-Source) | HH860E2S11 | ASPEN |  | C(A,C,D,E)60A3K+TDR | Z8ES130D20SMPS1 | 41500 | 18 | 9 | 44500 | 33600 | 75.51% | 2 | 0 | 11.7 |  |  |  |  | R-454B | 3.4583 | Residential & Commercial | USHP | Ducted CEE Tier 1
215676965 | Central HP <5.4 tons | HEIL | HRCU-A-CB (Split System: Heat Pump with Remote Outdoor Unit-Air-Source) | H5H0V60*K*AAA* |  |  | EVM5X60M21A*+WALLCON | *80CSU0802120A* | 57000 | 18 | 9 | 63500 | 44500 | 70.08% | 2.08 | 0 | 9 |  |  |  |  | R-454B | 4.75 | Residential & Commercial | USHP
216055603 | Central HP <5.4 tons | CHAMPION HEATING AND COOLING | HRCU-A-CB (Split System: Heat Pump with Remote Outdoor Unit-Air-Source) | HH824E2S11 | ASPEN |  | D(A,C,E)24B3K+TDR | Z8ES100B12SMPS1 | 20400 | 18.7 | 9.5 | 22600 | 18000 | 79.65% | 2 | 0 | 11.2 |  |  |  |  | R-454B | 1.7 | Residential & Commercial | USHP | Ducted CEE Tier 1
216055621 | Central HP <5.4 tons | CHAMPION HEATING AND COOLING | HRCU-A-CB (Split System: Heat Pump with Remote Outdoor Unit-Air-Source) | HH824E2S11 | ASPEN |  | D(A,C,E)24B3K+TDR | Z9ES026A08SMPS1 | 20600 | 17.5 | 8.1 | 22800 | 17300 | 75.88% | 2 | 0 | 11.2 |  |  |  |  | R-454B | 1.7167 | Residential & Commercial | USHP | Ducted CEE Tier 1
211497142 | Central HP <5.4 tons | MDV | HRCU-A-CB (Split System: Heat Pump with Remote Outdoor Unit-Air-Source) | MOD30-24HFN1-MW-[X1] |  |  | MVC-24HWFN1-MSQ4 | 0 | 24000 | 17.4 | 10 | 24000 | 22600 | 94.17% | 1.91 | 0 | 11.7 |  |  |  |  | R-410A | 2 | Residential & Commercial | USHP | Ducted CEE Tier 1
210135403 | Central HP <5.4 tons | MDV | HRCU-A-CB (Split System: Heat Pump with Remote Outdoor Unit-Air-Source) | MOD30-24HFN1-MU0Q1W |  |  | MVC-23HWFN1-MQ1W | 0 | 23000 | 18 | 9.7 | 24000 | 23600 | 98.33% | 1.95 | 11.7 | 11.7 |  |  |  |  | R-410A | 1.9167 | Residential & Commercial | USHP | Ducted CEE Tier 1
215682205 | Central HP <5.4 tons | HEIL | HRCU-A-CB (Split System: Heat Pump with Remote Outdoor Unit-Air-Source) | H5H0V48*K*AAA* |  |  | EVD5X48M24A*+WALLCON | *97CTN0802120A* | 47000 | 18.5 | 9 | 50000 | 36400 | 72.8% | 2 | 0 | 10 |  |  |  |  | R-454B | 3.9167 | Residential & Commercial | USHP | Ducted CEE Tier 1
215682255 | Central HP <5.4 tons | HEIL | HRCU-A-CB (Split System: Heat Pump with Remote Outdoor Unit-Air-Source) | H5H0V48*K*AAA* |  |  | EVD5X49M24A*+WALLCON | *80CSU1002120B* | 48000 | 18.5 | 9 | 50000 | 36600 | 73.2% | 2 | 0 | 10 |  |  |  |  | R-454B | 4 | Residential & Commercial | USHP | Ducted CEE Tier 1
216054994 | Central HP <5.4 tons | LUXAIRE | HRCU-A-CB (Split System: Heat Pump with Remote Outdoor Unit-Air-Source) | HH824E2S11 | ASPEN |  | D(A,C,E)36A3K+TDR | Z9ES080B12SMPS1 | 22400 | 17 | 8.1 | 22600 | 18100 | 80.09% | 2 | 0 | 12 |  |  |  |  | R-454B | 1.8667 | Residential & Commercial | USHP | Ducted CEE Tier 1
215851291 | Central HP <5.4 tons | COLEMAN | HRCU-A-CB (Split System: Heat Pump with Remote Outdoor Unit-Air-Source) | HH860E2S11 | ASPEN |  | C(A,C,D,E)48A3K+TDR | Z8ES120C20SMPS1 | 40500 | 17.5 | 8.1 | 45000 | 34000 | 75.56% | 2 | 0 | 11.2 |  |  |  |  | R-454B | 3.375 | Residential & Commercial | USHP | Ducted CEE Tier 1
215850220 | Central HP <5.4 tons | COLEMAN | HRCU-A-CB (Split System: Heat Pump with Remote Outdoor Unit-Air-Source) | HH824E2S11 | ASPEN |  | D(A,C,E)36A3K+TDR | Z9ES080B12SMPS1 | 22400 | 17 | 8.1 | 22600 | 18100 | 80.09% | 2 | 0 | 12 |  |  |  |  | R-454B | 1.8667 | Residential & Commercial | USHP | Ducted CEE Tier 1
215912358 | Central HP <5.4 tons | CHAMPION HEATING AND COOLING | HRCU-A-CB (Split System: Heat Pump with Remote Outdoor Unit-Air-Source) | HH824E2S11 | ASPEN |  | L(E,F)W30CJ | 0 | 22000 | 17 | 8.5 | 22000 | 17000 | 77.27% | 2.1 | 0 | 11.7 |  |  |  |  | R-454B | 1.8333 | Residential & Commercial | USHP | Ducted CEE Tier 1
214608432 | Central HP <5.4 tons | HISENSE | HRCU-A-CB (Split System: Heat Pump with Remote Outdoor Unit-Air-Source) | AUWR-48U3SP2 | ASPEN |  | AE(D,N,U)+DM60B44+TDR | 0 | 47000 | 16.5 | 8.1 | 47000 | 33000 | 70.21% | 1.9 | 0 | 9.8 |  |  |  |  | R-410A | 3.9167 | Residential & Commercial | USHP
213204890 | Central HP <5.4 tons | TEMPSTAR | HRCU-A-CB (Split System: Heat Pump with Remote Outdoor Unit-Air-Source) | DLCURAH24ABK | ASPEN |  | D(A,C,E)36B34+TDR | *92ESN0802120A* | 23600 | 16.9 | 8.4 | 26000 | 20200 | 77.69% | 3.02 | 0 | 10.3 |  |  |  |  | R-410A | 1.9667 | Residential & Commercial | USHP | Ducted CEE Tier 1
216699801 | Central HP <5.4 tons | DAIKIN | HRCU-A-CB (Split System: Heat Pump with Remote Outdoor Unit-Air-Source) | DH9VSA241CA* |  |  | CHPEA4830*3A* | D*96TC1005CNA* | 23000 | 18.2 | 8.5 | 21000 | 21000 | 100% | 2 | 0 | 11.7 |  |  |  |  | R-32 | 1.9167 | Residential & Commercial | USHP | Ducted CEE Tier 1
216055596 | Central HP <5.4 tons | CHAMPION HEATING AND COOLING | HRCU-A-CB (Split System: Heat Pump with Remote Outdoor Unit-Air-Source) | HH824E2S11 | ASPEN |  | C(A,C,D,E)24D2K+TDR | Z8ES080B12SMPS1 | 21000 | 17.5 | 8.5 | 22800 | 18500 | 81.14% | 2 | 0 | 11.7 |  |  |  |  | R-454B | 1.75 | Residential & Commercial | USHP | Ducted CEE Tier 1
216055610 | Central HP <5.4 tons | CHAMPION HEATING AND COOLING | HRCU-A-CB (Split System: Heat Pump with Remote Outdoor Unit-Air-Source) | HH824E2S11 | ASPEN |  | D(A,C,E)24B4K+TDR | Z8ET060A12LMPS1 | 21000 | 19 | 9 | 23000 | 17700 | 76.96% | 2 | 0 | 11.7 |  |  |  |  | R-454B | 1.75 | Residential & Commercial | USHP | Ducted CEE Tier 1
216055630 | Central HP <5.4 tons | CHAMPION HEATING AND COOLING | HRCU-A-CB (Split System: Heat Pump with Remote Outdoor Unit-Air-Source) | HH824E2S11 | ASPEN |  | D(A,C,E)36A4K+TDR | Z9ES040A10SMPS1 | 21000 | 17.5 | 8.5 | 23000 | 17800 | 77.39% | 2 | 0 | 11.7 |  |  |  |  | R-454B | 1.75 | Residential & Commercial | USHP | Ducted CEE Tier 1
213156950 | Central HP <5.4 tons | MDV | HRCU-A-CB (Split System: Heat Pump with Remote Outdoor Unit-Air-Source) | MOD30U-30HFN1-MR0(X) |  |  | MVBE-30HWFN1-ML3E | 0 | 30000 | 16.9 | 9 | 31000 | 25000 | 80.65% | 1.8 | 0 | 10 |  |  |  |  | R-410A | 2.5 | Residential & Commercial | USHP | Ducted CEE Tier 1
216055864 | Central HP <5.4 tons | CHAMPION HEATING AND COOLING | HRCU-A-CB (Split System: Heat Pump with Remote Outdoor Unit-Air-Source) | HH860E2S11 | ASPEN |  | D(A,C,E)60A3K+TDR | TM8E100C16MP11 | 41000 | 18 | 8.5 | 45000 | 34200 | 76% | 2 | 0 | 10.5 |  |  |  |  | R-454B | 3.4167 | Residential & Commercial | USHP | Ducted CEE Tier 1
216055880 | Central HP <5.4 tons | CHAMPION HEATING AND COOLING | HRCU-A-CB (Split System: Heat Pump with Remote Outdoor Unit-Air-Source) | HH860E2S11 | ASPEN |  | C(A,C,D,E)48A3K+TDR | TM8V100C16MP12 | 39500 | 16.5 | 8.1 | 43500 | 33400 | 76.78% | 2 | 0 | 11.2 |  |  |  |  | R-454B | 3.2917 | Residential & Commercial | USHP | Ducted CEE Tier 1
216055897 | Central HP <5.4 tons | CHAMPION HEATING AND COOLING | HRCU-A-CB (Split System: Heat Pump with Remote Outdoor Unit-Air-Source) | HH860E2S11 | ASPEN |  | D(A,C,E)60A3K+TDR | TM8Y100C20MP11 | 41000 | 17.5 | 8.1 | 44500 | 33800 | 75.96% | 2 | 0 | 11.5 |  |  |  |  | R-454B | 3.4167 | Residential & Commercial | USHP | Ducted CEE Tier 1
216766534 | Central HP <5.4 tons | TRANE | HRCU-A-CB (Split System: Heat Pump with Remote Outdoor Unit-Air-Source) | 5TWR7048A1 |  |  | 5PX*DD10AS3+P0V0D000M50SD | 0 | 43000 | 16.5 | 8.7 | 44000 | 32000 | 72.73% | 2.22 | 0 | 12.5 |  |  |  |  | R-454B | 3.5833 | Residential & Commercial | USHP | Ducted CEE Tier 1
216766568 | Central HP <5.4 tons | TRANE | HRCU-A-CB (Split System: Heat Pump with Remote Outdoor Unit-Air-Source) | 5TWR7048A1 |  |  | 5TXCC009AS3 | S9V2C100U5VSB | 43000 | 16 | 8.7 | 44000 | 32400 | 73.64% | 2.2 | 0 | 12 |  |  |  |  | R-454B | 3.5833 | Residential & Commercial | USHP | Ducted CEE Tier 1
216766586 | Central HP <5.4 tons | TRANE | HRCU-A-CB (Split System: Heat Pump with Remote Outdoor Unit-Air-Source) | 5TWR7048A1 |  |  | 5TXCD008AS3 | S8V2C080M5PDB | 43500 | 16 | 8.7 | 45000 | 32800 | 72.89% | 2.21 | 0 | 12 |  |  |  |  | R-454B | 3.625 | Residential & Commercial | USHP | Ducted CEE Tier 1
216766600 | Central HP <5.4 tons | TRANE | HRCU-A-CB (Split System: Heat Pump with Remote Outdoor Unit-Air-Source) | 5TWR7048A1 |  |  | 5TXCD008AS3 | S9X2D120U5PSB | 43500 | 16 | 9 | 44500 | 32600 | 73.26% | 2.23 | 0 | 12 |  |  |  |  | R-454B | 3.625 | Residential & Commercial | USHP | Ducted CEE Tier 1
216030934 | Central HP <5.4 tons | MDV | HRCU-A-CB (Split System: Heat Pump with Remote Outdoor Unit-Air-Source) | MOD30-30HFN10-M3X |  |  | MVBDM-30HWFN10-WB3-MAS | 0 | 30000 | 17.2 | 10.8 | 33000 | 33200 | 100.6% | 1.97 | 0 | 12 |  |  |  |  | R-454B | 2.5 | Residential & Commercial | USHP | Ducted CEE Tier 1
214802765 | Central HP <5.4 tons | RHEEM | HRCU-A-CB (Split System: Heat Pump with Remote Outdoor Unit-Air-Source) | RP15AZ30AJ2N | ASPEN |  | D(A,C,E)30B34+TDR | R801V1004A17UHN | 27400 | 15.4 | 8.1 | 28400 | 20000 | 70.42% | 2.62 | 0 | 11.7 |  |  |  |  | R-410A | 2.2833 | Residential & Commercial | USHP | Ducted CEE Tier 1
213828522 | Central HP <5.4 tons | HISENSE | HRCU-A-C (Split System: Heat Pump with Remote Outdoor Unit with No Indoor Fan --Air Source) | AUWR-36U3SA | ASPEN |  | D(A,C,E)36B44+TDR | 0 | 28800 | 15.5 | 9.4 | 30000 | 24200 | 80.67% | 2.08 | 0 | 11.3 |  |  |  |  | R-410A | 2.4 | Residential & Commercial | USHP | Ducted CEE Tier 1
213828547 | Central HP <5.4 tons | HISENSE | HRCU-A-C (Split System: Heat Pump with Remote Outdoor Unit with No Indoor Fan --Air Source) | AUWR-36U3SA | ASPEN |  | D(A,C,E)37E34+TDR | 0 | 29800 | 15.5 | 9.4 | 30000 | 24200 | 80.67% | 2.08 | 0 | 11.3 |  |  |  |  | R-410A | 2.4833 | Residential & Commercial | USHP | Ducted CEE Tier 1
216055851 | Central HP <5.4 tons | CHAMPION HEATING AND COOLING | HRCU-A-CB (Split System: Heat Pump with Remote Outdoor Unit-Air-Source) | HH860E2S11 | ASPEN |  | C(A,C,D,E)60A3K+TDR | TL9E080C16UH11 | 41000 | 18 | 8.5 | 45500 | 34400 | 75.6% | 2 | 0 | 10.5 |  |  |  |  | R-454B | 3.4167 | Residential & Commercial | USHP | Ducted CEE Tier 1
216055858 | Central HP <5.4 tons | CHAMPION HEATING AND COOLING | HRCU-A-CB (Split System: Heat Pump with Remote Outdoor Unit-Air-Source) | HH860E2S11 | ASPEN |  | D(A,C,E)60A3K+TDR | TM8E080C16MP11 | 41000 | 18 | 8.5 | 45000 | 34200 | 76% | 2 | 0 | 10.5 |  |  |  |  | R-454B | 3.4167 | Residential & Commercial | USHP | Ducted CEE Tier 1
216055901 | Central HP <5.4 tons | CHAMPION HEATING AND COOLING | HRCU-A-CB (Split System: Heat Pump with Remote Outdoor Unit-Air-Source) | HH860E2S11 | ASPEN |  | C(A,C,D,E)48A3K+TDR | TM9E080C16MP12 | 40000 | 17.5 | 8.1 | 45000 | 34400 | 76.44% | 2 | 0 | 10.5 |  |  |  |  | R-454B | 3.3333 | Residential & Commercial | USHP | Ducted CEE Tier 1
216055926 | Central HP <5.4 tons | CHAMPION HEATING AND COOLING | HRCU-A-CB (Split System: Heat Pump with Remote Outdoor Unit-Air-Source) | HH860E2S11 | ASPEN |  | C(A,C,D,E)60A3K+TDR | TM9V120D20MP12 | 41000 | 17.5 | 8.1 | 44000 | 33400 | 75.91% | 2 | 0 | 11.5 |  |  |  |  | R-454B | 3.4167 | Residential & Commercial | USHP | Ducted CEE Tier 1
215402629 | Central HP <5.4 tons | DAY & NIGHT | HRCU-A-CB (Split System: Heat Pump with Remote Outdoor Unit-Air-Source) | DLCURAH24ABK | ASPEN |  | L(E,F)W30D4 | 0 | 22800 | 16 | 8.5 | 25400 | 19800 | 77.95% | 2.8 | 0 | 9.8 |  |  |  |  | R-410A | 1.9 | Residential & Commercial | USHP
213828548 | Central HP <5.4 tons | HISENSE | HRCU-A-C (Split System: Heat Pump with Remote Outdoor Unit with No Indoor Fan --Air Source) | AUWR-36U3SA | ASPEN |  | D(A,C,E)31B44+TDR | 0 | 29200 | 15.5 | 9.4 | 30000 | 24200 | 80.67% | 2.08 | 0 | 11.3 |  |  |  |  | R-410A | 2.4333 | Residential & Commercial | USHP | Ducted CEE Tier 1
212977832 | Central HP <5.4 tons | DAY & NIGHT | HRCU-A-CB (Split System: Heat Pump with Remote Outdoor Unit-Air-Source) | DLCURAH18ABK |  |  | EN(A,D)4X30L17** | *80MS(N,L)0451412A* | 17700 | 16.5 | 8.1 | 18100 | 18600 | 102.8% | 2.24 | 0 | 11 |  |  |  |  | R-410A | 1.475 | Residential & Commercial | USHP | Ducted CEE Tier 1
215682685 | Central HP <5.4 tons | HEIL | HRCU-A-CB (Split System: Heat Pump with Remote Outdoor Unit-Air-Source) | H5H0V60*K*AAA* |  |  | EA*5X61M24A*+WALLCON | *97CTN0802120A* | 56000 | 18.5 | 9 | 60000 | 42000 | 70% | 2.02 | 0 | 9 |  |  |  |  | R-454B | 4.6667 | Residential & Commercial | USHP
212972737 | Central HP <5.4 tons | DAY & NIGHT | HRCU-A-CB (Split System: Heat Pump with Remote Outdoor Unit-Air-Source) | DLCURAH18ABK |  |  | EN(A,D)4X24L14** | *96VSN0401410B* | 17400 | 15.5 | 8.5 | 18500 | 19200 | 103.8% | 2.3 | 0 | 10.5 |  |  |  |  | R-410A | 1.45 | Residential & Commercial | USHP | Ducted CEE Tier 1
212973037 | Central HP <5.4 tons | DAY & NIGHT | HRCU-A-CB (Split System: Heat Pump with Remote Outdoor Unit-Air-Source) | DLCURAH18ABK |  |  | EA*4X25L17A* | *96VSN0401712B* | 17700 | 16 | 8.1 | 17800 | 17800 | 100% | 2.14 | 0 | 10.5 |  |  |  |  | R-410A | 1.475 | Residential & Commercial | USHP | Ducted CEE Tier 1
212969831 | Central HP <5.4 tons | DAY & NIGHT | HRCU-A-CB (Split System: Heat Pump with Remote Outdoor Unit-Air-Source) | DLCURAH24ABK |  |  | EN(A,D)4X30L17** | *80VSL0451412B* | 23600 | 17 | 8.5 | 26200 | 24600 | 93.89% | 2.04 | 0 | 10.5 |  |  |  |  | R-410A | 1.9667 | Residential & Commercial | USHP | Ducted CEE Tier 1
212972987 | Central HP <5.4 tons | DAY & NIGHT | HRCU-A-CB (Split System: Heat Pump with Remote Outdoor Unit-Air-Source) | DLCURAH24ABK |  |  | EN(A,D)4X30L14** | *96VSN0401410B* | 23400 | 16 | 8.1 | 26400 | 24800 | 93.94% | 2.04 | 0 | 10 |  |  |  |  | R-410A | 1.95 | Residential & Commercial | USHP | Ducted CEE Tier 1
207785323 | Central HP <5.4 tons | MDV | HRCU-A-CB (Split System: Heat Pump with Remote Outdoor Unit-Air-Source) | MOD31-23HFN1-MT2Q1W |  |  | MVC-23HWFN1-MQ1W | 0 | 24000 | 16.7 | 9.1 | 24000 | 18100 | 75.42% | 2.29 | 12.5 | 11.7 |  |  |  |  | R-410A | 2 | Residential & Commercial | USHP | Ducted CEE Tier 1
215681535 | Central HP <5.4 tons | HEIL | HRCU-A-CB (Split System: Heat Pump with Remote Outdoor Unit-Air-Source) | H5H0V48*K*AAA* |  |  | EA*5X61M24A*+WALLCON | *80CSU1002120B* | 46000 | 18 | 9 | 47500 | 33600 | 70.74% | 2.08 | 0 | 9.5 |  |  |  |  | R-454B | 3.8333 | Residential & Commercial | USHP
215681785 | Central HP <5.4 tons | HEIL | HRCU-A-CB (Split System: Heat Pump with Remote Outdoor Unit-Air-Source) | H5H0V48*K*AAA* |  |  | EVM5X48M21A*+WALLCON | *80CSU1002120B* | 47000 | 18 | 9 | 50000 | 36400 | 72.8% | 2 | 0 | 9.5 |  |  |  |  | R-454B | 3.9167 | Residential & Commercial | USHP
212437547 | Central HP <5.4 tons | ARMSTRONG AIR | HRCU-A-CB (Split System: Heat Pump with Remote Outdoor Unit-Air-Source) | 4SHP22LX124P-**A | ADP |  | 36AX** | A80UH1E045A12 | 23400 | 21 | 8.5 | 21200 | 14900 | 70.28% | 1.86 | 0 | 13.5 |  |  |  |  | R-410A | 1.95 | Residential & Commercial | USHP | Ducted CEE Tier 1
216055933 | Central HP <5.4 tons | CHAMPION HEATING AND COOLING | HRCU-A-CB (Split System: Heat Pump with Remote Outdoor Unit-Air-Source) | HH860E2S11 | ASPEN |  | D(A,C,E)60A3K+TDR | TM9Y100C16MP11 | 40500 | 17 | 8.5 | 44000 | 33800 | 76.82% | 2 | 0 | 10.5 |  |  |  |  | R-454B | 3.375 | Residential & Commercial | USHP | Ducted CEE Tier 1
216055958 | Central HP <5.4 tons | CHAMPION HEATING AND COOLING | HRCU-A-CB (Split System: Heat Pump with Remote Outdoor Unit-Air-Source) | HH860E2S11 | ASPEN |  | C(A,C,D,E)48A3K+TDR | TMLE130D20MP11 | 41500 | 16.5 | 8.1 | 46000 | 35200 | 76.52% | 2 | 0 | 10.5 |  |  |  |  | R-454B | 3.4583 | Residential & Commercial | USHP | Ducted CEE Tier 1
216055983 | Central HP <5.4 tons | CHAMPION HEATING AND COOLING | HRCU-A-CB (Split System: Heat Pump with Remote Outdoor Unit-Air-Source) | HH860E2S11 | ASPEN |  | C(A,C,D,E)60A3K+TDR | TPLC100C16MP13 | 40500 | 16.5 | 8.1 | 43500 | 33400 | 76.78% | 2 | 0 | 11.5 |  |  |  |  | R-454B | 3.375 | Residential & Commercial | USHP | Ducted CEE Tier 1
216056042 | Central HP <5.4 tons | CHAMPION HEATING AND COOLING | HRCU-A-CB (Split System: Heat Pump with Remote Outdoor Unit-Air-Source) | HH860E2S11 | ASPEN |  | D(A,C,E)60A3K+TDR | Z9ES080C20SMPS1 | 41500 | 17.5 | 8.1 | 46000 | 33400 | 72.61% | 2 | 0 | 11.5 |  |  |  |  | R-454B | 3.4583 | Residential & Commercial | USHP | Ducted CEE Tier 1
213821166 | Central HP <5.4 tons | TEMPSTAR | HRCU-A-CB (Split System: Heat Pump with Remote Outdoor Unit-Air-Source) | DLCURAH24AAK | ASPEN |  | D(A,C,E)24B44+TDR | *96VTN1002120B* | 23400 | 16.5 | 8.1 | 24800 | 22200 | 89.52% | 2.88 | 0 | 9 |  |  |  |  | R-410A | 1.95 | Residential & Commercial | USHP
213896272 | Central HP <5.4 tons | HISENSE | HRCU-A-CB (Split System: Heat Pump with Remote Outdoor Unit-Air-Source) | AUWR-60U3SP2 | ASPEN |  | L(E,G)M60I4 | 0 | 56000 | 17 | 8.5 | 56000 | 42000 | 75% | 2.6 | 0 | 8 |  |  |  |  | R-410A | 4.6667 | Residential & Commercial | USHP
214336698 | Central HP <5.4 tons | RHEEM | HRCU-A-CB (Split System: Heat Pump with Remote Outdoor Unit-Air-Source) | RD17AZ60AJ3N | ASPEN |  | CP61C34+TDR | R962V1155A24M4S | 52000 | 17.9 | 8.1 | 54000 | 49000 | 90.74% | 1.75 | 0 | 9.8 |  |  |  |  | R-410A | 4.3333 | Residential & Commercial | USHP
211708529 | Central HP <5.4 tons | COLEMAN | HRCU-A-CB (Split System: Heat Pump with Remote Outdoor Unit-Air-Source) | THF2B48T21 | ASPEN |  | D(A,C,E)48D36+TDR | TPLC080C16MP13 | 45500 | 16 | 8.2 | 44000 | 30800 | 70% | 3.14 | 0 | 11.9 |  |  |  |  | R-410A | 3.7917 | Residential & Commercial | USHP | Ducted CEE Tier 1
215399909 | Central HP <5.4 tons | CHAMPION HEATING AND COOLING | HRCU-A-C (Split System: Heat Pump with Remote Outdoor Unit with No Indoor Fan --Air Source) | HH824E2S11 | ASPEN |  | D(A,C,E)36A4K+TDR | 0 | 22600 | 15.2 | 8.5 | 22800 | 21200 | 92.98% | 2.69 | 0 | 11 |  |  |  |  | R-454B | 1.8833 | Residential & Commercial | USHP | Ducted CEE Tier 1
213821326 | Central HP <5.4 tons | TEMPSTAR | HRCU-A-CB (Split System: Heat Pump with Remote Outdoor Unit-Air-Source) | DLCURAH24ABK | ASPEN |  | D(A,C,E)24B44+TDR | *96VTN0802120B* | 23600 | 17 | 8.5 | 26400 | 20200 | 76.52% | 2.92 | 0 | 10 |  |  |  |  | R-410A | 1.9667 | Residential & Commercial | USHP | Ducted CEE Tier 1
213828544 | Central HP <5.4 tons | HISENSE | HRCU-A-C (Split System: Heat Pump with Remote Outdoor Unit with No Indoor Fan --Air Source) | AUWR-36U3SA | ASPEN |  | D(A,C,E)43C34+TDR | 0 | 29600 | 15.5 | 9.4 | 30000 | 24200 | 80.67% | 2.08 | 0 | 11.3 |  |  |  |  | R-410A | 2.4667 | Residential & Commercial | USHP | Ducted CEE Tier 1
213386477 | Central HP <5.4 tons | MDV | HRCU-A-CB (Split System: Heat Pump with Remote Outdoor Unit-Air-Source) | MOE31U-36HFN1-M |  |  | MVBL-36HWFN1-MK3 | 0 | 36000 | 17 | 9.9 | 36000 | 36000 | 100% | 1.9 | 0 | 10 |  |  |  |  | R-410A | 3 | Residential & Commercial | USHP | Ducted CEE Tier 1
216030939 | Central HP <5.4 tons | MDV | HRCU-A-CB (Split System: Heat Pump with Remote Outdoor Unit-Air-Source) | MOD30-36HFN10-M3 |  |  | MVBC-36HWFN10-MC3E-MAS | 0 | 36000 | 16.1 | 8.7 | 36000 | 27000 | 75% | 2 | 0 | 10 |  |  |  |  | R-454B | 3 | Residential & Commercial | USHP | Ducted CEE Tier 1
213780210 | Central HP <5.4 tons | COMFORTMAKER | HRCU-A-CB (Split System: Heat Pump with Remote Outdoor Unit-Air-Source) | CVH837GKA** |  |  | EHD4X48AAL+WALLCON | *95CSU0601716B* | 32400 | 16 | 8.1 | 33000 | 25000 | 75.76% | 1.94 | 0 | 11 |  |  |  |  | R-410A | 2.7 | Residential & Commercial | USHP | Ducted CEE Tier 1
214573633 | Central HP <5.4 tons | COMFORTMAKER | HRCU-A-CB (Split System: Heat Pump with Remote Outdoor Unit-Air-Source) | CVH837GKA2* |  |  | EA*4X36L21A*+WALLCON | *95CSU1002122B* | 31600 | 17 | 8.1 | 32800 | 24200 | 73.78% | 1.86 | 0 | 11 |  |  |  |  | R-410A | 2.6333 | Residential & Commercial | USHP | Ducted CEE Tier 1
214573733 | Central HP <5.4 tons | COMFORTMAKER | HRCU-A-CB (Split System: Heat Pump with Remote Outdoor Unit-Air-Source) | CVH837GKA2* |  |  | EA*4X42L21A*+WALLCON | *80CTL0702120B* | 31800 | 17 | 8.5 | 33000 | 24400 | 73.94% | 1.9 | 0 | 11 |  |  |  |  | R-410A | 2.65 | Residential & Commercial | USHP | Ducted CEE Tier 1
216733100 | Central HP <5.4 tons | COMFORTMAKER | HRCU-A-CB (Split System: Heat Pump with Remote Outdoor Unit-Air-Source) | D5CUHAH24AAK |  |  | EA*5X24M17A* | *97VTN0601716A* | 22000 | 16 | 8.5 | 21000 | 19100 | 90.95% | 1.96 | 0 | 10.5 |  |  |  |  | R-454B | 1.8333 | Residential & Commercial | USHP | Ducted CEE Tier 1
216733169 | Central HP <5.4 tons | COMFORTMAKER | HRCU-A-CB (Split System: Heat Pump with Remote Outdoor Unit-Air-Source) | D5CUHAH24AAK |  |  | EA*5X25M17A* | *80MS(N,L)0451714A* | 22800 | 15.5 | 8.5 | 20600 | 18400 | 89.32% | 1.96 | 0 | 11 |  |  |  |  | R-454B | 1.9 | Residential & Commercial | USHP | Ducted CEE Tier 1
216733621 | Central HP <5.4 tons | COMFORTMAKER | HRCU-A-CB (Split System: Heat Pump with Remote Outdoor Unit-Air-Source) | D5CUHAH24AAK |  |  | EA*5X25M17A* | *97VTN0801716A* | 23200 | 16.5 | 8.5 | 20800 | 18500 | 88.94% | 1.96 | 0 | 11 |  |  |  |  | R-454B | 1.9333 | Residential & Commercial | USHP | Ducted CEE Tier 1
216733938 | Central HP <5.4 tons | COMFORTMAKER | HRCU-A-CB (Split System: Heat Pump with Remote Outdoor Unit-Air-Source) | D5CUHAH24AAK |  |  | EA*5X30M17A* | *80MSU0601716A* | 22200 | 16.5 | 8.1 | 20800 | 18700 | 89.9% | 1.85 | 0 | 10.5 |  |  |  |  | R-454B | 1.85 | Residential & Commercial | USHP | Ducted CEE Tier 1
215681735 | Central HP <5.4 tons | HEIL | HRCU-A-CB (Split System: Heat Pump with Remote Outdoor Unit-Air-Source) | H5H0V48*K*AAA* |  |  | ESH5X60M12A*+WALLCON | *97CTN1002122A* | 45500 | 16.5 | 8.5 | 48000 | 33800 | 70.42% | 2.08 | 0 | 9.5 |  |  |  |  | R-454B | 3.7917 | Residential & Commercial | USHP
216770018 | Central HP <5.4 tons | TRANE | HRCU-A-CB (Split System: Heat Pump with Remote Outdoor Unit-Air-Source) | 5TWR7048A1 |  |  | 5TXCC009AS3 | L9X1C100U5VSA | 43500 | 16 | 8.5 | 45000 | 33000 | 73.33% | 2.17 | 0 | 11.2 |  |  |  |  | R-454B | 3.625 | Residential & Commercial | USHP | Ducted CEE Tier 1
216055902 | Central HP <5.4 tons | CHAMPION HEATING AND COOLING | HRCU-A-CB (Split System: Heat Pump with Remote Outdoor Unit-Air-Source) | HH860E2S11 | ASPEN |  | C(A,C,D,E)60A3K+TDR | TM9E080C16MP12 | 41000 | 18 | 8.5 | 45000 | 34400 | 76.44% | 2 | 0 | 10.5 |  |  |  |  | R-454B | 3.4167 | Residential & Commercial | USHP | Ducted CEE Tier 1
216055938 | Central HP <5.4 tons | CHAMPION HEATING AND COOLING | HRCU-A-CB (Split System: Heat Pump with Remote Outdoor Unit-Air-Source) | HH860E2S11 | ASPEN |  | C(A,C,D,E)60A3K+TDR | TM9Y120D20MP11 | 41000 | 17.5 | 8.1 | 43500 | 33400 | 76.78% | 2 | 0 | 11.5 |  |  |  |  | R-454B | 3.4167 | Residential & Commercial | USHP | Ducted CEE Tier 1
212622776 | Central HP <5.4 tons | COLEMAN | HRCU-A-CB (Split System: Heat Pump with Remote Outdoor Unit-Air-Source) | HMH72B341 | ASPEN |  | D(A,C,E)42D24+TDR | TM9E060A10MP12 | 30600 | 17.2 | 8.1 | 33800 | 27400 | 81.07% | 2.4 | 0 | 9 |  |  |  |  | R-410A | 2.55 | Residential & Commercial | USHP
212622790 | Central HP <5.4 tons | COLEMAN | HRCU-A-CB (Split System: Heat Pump with Remote Outdoor Unit-Air-Source) | HMH72B341 | ASPEN |  | C(A,C,D,E)36B34+TDR | TM8E100C16MP11 | 33000 | 18 | 8.2 | 33800 | 28200 | 83.43% | 2.68 | 0 | 10 |  |  |  |  | R-410A | 2.75 | Residential & Commercial | USHP | Ducted CEE Tier 1
212622899 | Central HP <5.4 tons | COLEMAN | HRCU-A-CB (Split System: Heat Pump with Remote Outdoor Unit-Air-Source) | HMH72B341 | ASPEN |  | C(A,C,D,E)42A24+TDR | TM8E100B12MP11 | 29400 | 17.2 | 8.4 | 33800 | 27400 | 81.07% | 2.62 | 0 | 9.4 |  |  |  |  | R-410A | 2.45 | Residential & Commercial | USHP
212623099 | Central HP <5.4 tons | COLEMAN | HRCU-A-CB (Split System: Heat Pump with Remote Outdoor Unit-Air-Source) | HMH72B341 | ASPEN |  | D(A,C,E)48B34+TDR | TM8Y100C20MP11 | 33600 | 18 | 8.2 | 33800 | 30000 | 88.76% | 2.77 | 0 | 9.5 |  |  |  |  | R-410A | 2.8 | Residential & Commercial | USHP
212623142 | Central HP <5.4 tons | COLEMAN | HRCU-A-CB (Split System: Heat Pump with Remote Outdoor Unit-Air-Source) | HMH72B341 | ASPEN |  | C(A,C,D,E)42C24+TDR | TM8E100B12MP11 | 30400 | 17.5 | 8.5 | 33800 | 27400 | 81.07% | 2.64 | 0 | 9 |  |  |  |  | R-410A | 2.5333 | Residential & Commercial | USHP
212623219 | Central HP <5.4 tons | COLEMAN | HRCU-A-CB (Split System: Heat Pump with Remote Outdoor Unit-Air-Source) | HMH72B341 | ASPEN |  | D(A,C,E)48C34+TDR | TMLE100B12MP11 | 33200 | 18 | 8.1 | 33800 | 27400 | 81.07% | 2.44 | 0 | 10 |  |  |  |  | R-410A | 2.7667 | Residential & Commercial | USHP | Ducted CEE Tier 1
216681130 | Central HP <5.4 tons | BRYANT HEATING AND COOLING SYSTEMS | HRCU-A-CB (Split System: Heat Pump with Remote Outdoor Unit-Air-Source) | 38MURAQ36AB3* |  |  | CNPV*4221AL* | 927TA60080V21*** | 35600 | 15.5 | 8.5 | 39000 | 34800 | 89.23% | 1.75 | 0 | 10 |  |  |  |  | R-410A | 2.9667 | Residential & Commercial | USHP | Ducted CEE Tier 1
213780081 | Central HP <5.4 tons | DAY & NIGHT | HRCU-A-CB (Split System: Heat Pump with Remote Outdoor Unit-Air-Source) | CVH837GKA** |  |  | EHD4X42AAL+WALLCON | *97CMN1002122B* | 32600 | 16.5 | 8.1 | 33000 | 24600 | 74.55% | 1.94 | 0 | 11 |  |  |  |  | R-410A | 2.7167 | Residential & Commercial | USHP | Ducted CEE Tier 1
215877111 | Central HP <5.4 tons | DAY & NIGHT | HRCU-A-CB (Split System: Heat Pump with Remote Outdoor Unit-Air-Source) | DLCURAH24ABK | ASPEN |  | L(E,F)W30E4 | 0 | 23000 | 16 | 9 | 25400 | 19800 | 77.95% | 2.8 | 0 | 10 |  |  |  |  | R-410A | 1.9167 | Residential & Commercial | USHP | Ducted CEE Tier 1
211708403 | Central HP <5.4 tons | COLEMAN | HRCU-A-CB (Split System: Heat Pump with Remote Outdoor Unit-Air-Source) | THF2B48T21 | ASPEN |  | D(A,C,E)48D36+TDR | CP9C120D20MP13 | 46000 | 16 | 8.2 | 44500 | 31200 | 70.11% | 3.11 | 0 | 11.9 |  |  |  |  | R-410A | 3.8333 | Residential & Commercial | USHP | Ducted CEE Tier 1
211708412 | Central HP <5.4 tons | COLEMAN | HRCU-A-CB (Split System: Heat Pump with Remote Outdoor Unit-Air-Source) | THF2B48T21 | ASPEN |  | D(A,C,E)48D34+TDR | CPLC100C16MP13 | 45500 | 16 | 8.2 | 44000 | 30800 | 70% | 3.14 | 0 | 11.9 |  |  |  |  | R-410A | 3.7917 | Residential & Commercial | USHP | Ducted CEE Tier 1
211708428 | Central HP <5.4 tons | COLEMAN | HRCU-A-CB (Split System: Heat Pump with Remote Outdoor Unit-Air-Source) | THF2B48T21 | ASPEN |  | D(A,C,E)48D34+TDR | TM8E080C16MP11 | 45000 | 16 | 8.2 | 44000 | 30800 | 70% | 3.11 | 0 | 11.9 |  |  |  |  | R-410A | 3.75 | Residential & Commercial | USHP | Ducted CEE Tier 1
216679519 | Central HP <5.4 tons | BRYANT HEATING AND COOLING SYSTEMS | HRCU-A-CB (Split System: Heat Pump with Remote Outdoor Unit-Air-Source) | 38MURAQ24AB3* |  |  | CNPV*3617AL* | 927TA48060V17*** | 23600 | 16.5 | 9 | 25800 | 23600 | 91.47% | 1.76 | 0 | 10 |  |  |  |  | R-410A | 1.9667 | Residential & Commercial | USHP | Ducted CEE Tier 1
216680575 | Central HP <5.4 tons | BRYANT HEATING AND COOLING SYSTEMS | HRCU-A-CB (Split System: Heat Pump with Remote Outdoor Unit-Air-Source) | 38MURAQ24AB3* |  |  | CSPH*2412AL* | 927TA48080V17*** | 23600 | 16 | 9 | 26200 | 23600 | 90.08% | 1.82 | 0 | 10 |  |  |  |  | R-410A | 1.9667 | Residential & Commercial | USHP | Ducted CEE Tier 1
216681526 | Central HP <5.4 tons | BRYANT HEATING AND COOLING SYSTEMS | HRCU-A-CB (Split System: Heat Pump with Remote Outdoor Unit-Air-Source) | 38MURAQ24AB3* |  |  | CSPH*2412AL* | 927TA60080V21*** | 23400 | 16 | 9 | 26000 | 23800 | 91.54% | 1.86 | 0 | 9.8 |  |  |  |  | R-410A | 1.95 | Residential & Commercial | USHP
215385628 | Central HP <5.4 tons | HISENSE | HRCU-A-CB (Split System: Heat Pump with Remote Outdoor Unit-Air-Source) | AUWR-36U3SA2 | ASPEN |  | L(E,F)W36D4 | 0 | 30800 | 16 | 9 | 34400 | 26000 | 75.58% | 2.05 | 0 | 9.5 |  |  |  |  | R-410A | 2.5667 | Residential & Commercial | USHP
212348354 | Central HP <5.4 tons | HISENSE | HRCU-A-CB (Split System: Heat Pump with Remote Outdoor Unit-Air-Source) | AUWR-36U3SA2 | ASPEN |  | LEW36C4 | 0 | 33800 | 17.5 | 8.5 | 33000 | 23600 | 71.52% | 2.47 | 0 | 9.5 |  |  |  |  | R-410A | 2.8167 | Residential & Commercial | USHP
216055969 | Central HP <5.4 tons | CHAMPION HEATING AND COOLING | HRCU-A-CB (Split System: Heat Pump with Remote Outdoor Unit-Air-Source) | HH860E2S11 | ASPEN |  | D(A,C,E)60A3K+TDR | TP9C080C16MP13 | 40500 | 17 | 8.5 | 43500 | 33600 | 77.24% | 2 | 0 | 10.5 |  |  |  |  | R-454B | 3.375 | Residential & Commercial | USHP | Ducted CEE Tier 1
216056036 | Central HP <5.4 tons | CHAMPION HEATING AND COOLING | HRCU-A-CB (Split System: Heat Pump with Remote Outdoor Unit-Air-Source) | HH860E2S11 | ASPEN |  | C(A,C,D,E)48A3K+TDR | Z9ES080C20SMPS1 | 40500 | 17.5 | 8.1 | 46000 | 33400 | 72.61% | 2 | 0 | 11.2 |  |  |  |  | R-454B | 3.375 | Residential & Commercial | USHP | Ducted CEE Tier 1
216056039 | Central HP <5.4 tons | CHAMPION HEATING AND COOLING | HRCU-A-CB (Split System: Heat Pump with Remote Outdoor Unit-Air-Source) | HH860E2S11 | ASPEN |  | C(A,C,D,E)60A3K+TDR | Z9ES080C20SMPS1 | 41500 | 17.5 | 8.1 | 46000 | 33400 | 72.61% | 2 | 0 | 11.5 |  |  |  |  | R-454B | 3.4583 | Residential & Commercial | USHP | Ducted CEE Tier 1
216055853 | Central HP <5.4 tons | CHAMPION HEATING AND COOLING | HRCU-A-CB (Split System: Heat Pump with Remote Outdoor Unit-Air-Source) | HH860E2S11 | ASPEN |  | C(A,C,D,E)48A3K+TDR | TL9E100C20UH11 | 40000 | 16.5 | 8.1 | 44000 | 33400 | 75.91% | 2 | 0 | 11.2 |  |  |  |  | R-454B | 3.3333 | Residential & Commercial | USHP | Ducted CEE Tier 1
216055854 | Central HP <5.4 tons | CHAMPION HEATING AND COOLING | HRCU-A-CB (Split System: Heat Pump with Remote Outdoor Unit-Air-Source) | HH860E2S11 | ASPEN |  | C(A,C,D,E)60A3K+TDR | TL9E100C20UH11 | 41000 | 17 | 8.1 | 44000 | 33400 | 75.91% | 2 | 0 | 11.5 |  |  |  |  | R-454B | 3.4167 | Residential & Commercial | USHP | Ducted CEE Tier 1
216055885 | Central HP <5.4 tons | CHAMPION HEATING AND COOLING | HRCU-A-CB (Split System: Heat Pump with Remote Outdoor Unit-Air-Source) | HH860E2S11 | ASPEN |  | D(A,C,E)60A3K+TDR | TM8V100C20MP12 | 41000 | 18 | 8.5 | 44500 | 33800 | 75.96% | 2 | 0 | 10.5 |  |  |  |  | R-454B | 3.4167 | Residential & Commercial | USHP | Ducted CEE Tier 1
216055886 | Central HP <5.4 tons | CHAMPION HEATING AND COOLING | HRCU-A-CB (Split System: Heat Pump with Remote Outdoor Unit-Air-Source) | HH860E2S11 | ASPEN |  | C(A,C,D,E)48A3K+TDR | TM8V120C20MP12 | 40000 | 17.5 | 8.1 | 44500 | 33800 | 75.96% | 2 | 0 | 10.5 |  |  |  |  | R-454B | 3.3333 | Residential & Commercial | USHP | Ducted CEE Tier 1
214336695 | Central HP <5.4 tons | RHEEM | HRCU-A-CB (Split System: Heat Pump with Remote Outdoor Unit-Air-Source) | RD17AZ60AJ3N | ASPEN |  | CP61C34+TDR | R962V0705A21M4S | 51500 | 17.9 | 8.1 | 54000 | 49500 | 91.67% | 1.75 | 0 | 9.8 |  |  |  |  | R-410A | 4.2917 | Residential & Commercial | USHP
215682235 | Central HP <5.4 tons | HEIL | HRCU-A-CB (Split System: Heat Pump with Remote Outdoor Unit-Air-Source) | H5H0V48*K*AAA* |  |  | EVD5X49M24A*+WALLCON | *96CTN0802120B* | 48000 | 19 | 9 | 50000 | 36600 | 73.2% | 2 | 0 | 10 |  |  |  |  | R-454B | 4 | Residential & Commercial | USHP | Ducted CEE Tier 1
215682535 | Central HP <5.4 tons | HEIL | HRCU-A-CB (Split System: Heat Pump with Remote Outdoor Unit-Air-Source) | H5H0V48*K*AAA* |  |  | EVD5X61M24A*+WALLCON | *80CSU1002120B* | 48500 | 19 | 9 | 50000 | 36600 | 73.2% | 2.12 | 0 | 10 |  |  |  |  | R-454B | 4.0417 | Residential & Commercial | USHP | Ducted CEE Tier 1
212623226 | Central HP <5.4 tons | COLEMAN | HRCU-A-CB (Split System: Heat Pump with Remote Outdoor Unit-Air-Source) | HMH72B341 | ASPEN |  | C(A,C,D,E)36A44+TDR | TM8Y100C20MP11 | 33600 | 18 | 8.3 | 33800 | 30000 | 88.76% | 2.76 | 0 | 9.5 |  |  |  |  | R-410A | 2.8 | Residential & Commercial | USHP
212623292 | Central HP <5.4 tons | COLEMAN | HRCU-A-CB (Split System: Heat Pump with Remote Outdoor Unit-Air-Source) | HMH72B341 | ASPEN |  | C(A,C,D,E)36A44+TDR | CP9C080C16MP13 | 32000 | 17.5 | 8.1 | 33800 | 27400 | 81.07% | 2.45 | 0 | 9.9 |  |  |  |  | R-410A | 2.6667 | Residential & Commercial | USHP
212623324 | Central HP <5.4 tons | COLEMAN | HRCU-A-CB (Split System: Heat Pump with Remote Outdoor Unit-Air-Source) | HMH72B341 | ASPEN |  | D(A,C,E)48C24+TDR | CP9C080C16MP13 | 30800 | 17.2 | 8.1 | 33800 | 27400 | 81.07% | 2.45 | 0 | 9 |  |  |  |  | R-410A | 2.5667 | Residential & Commercial | USHP
212623401 | Central HP <5.4 tons | COLEMAN | HRCU-A-CB (Split System: Heat Pump with Remote Outdoor Unit-Air-Source) | HMH72B341 | ASPEN |  | D(A,C,E)42C24+TDR | TL9E100C20UH11 | 32000 | 17 | 8.3 | 33800 | 28800 | 85.21% | 2.77 | 0 | 10 |  |  |  |  | R-410A | 2.6667 | Residential & Commercial | USHP | Ducted CEE Tier 1
212438156 | Central HP <5.4 tons | ARMSTRONG AIR | HRCU-A-CB (Split System: Heat Pump with Remote Outdoor Unit-Air-Source) | 4SHP22LX124P-**A | ADP |  | 36DX** | A97US2V040B12X | 23800 | 21 | 8.5 | 22000 | 15400 | 70% | 1.92 | 0 | 13.5 |  |  |  |  | R-410A | 1.9833 | Residential & Commercial | USHP | Ducted CEE Tier 1
215676705 | Central HP <5.4 tons | HEIL | HRCU-A-CB (Split System: Heat Pump with Remote Outdoor Unit-Air-Source) | H5H0V48*K*AAA* |  |  | EVD5X61M21A*+WALLCON | *80CTL0451712B* | 48000 | 18.5 | 9 | 50000 | 37600 | 75.2% | 1.98 | 0 | 9.5 |  |  |  |  | R-454B | 4 | Residential & Commercial | USHP
215676925 | Central HP <5.4 tons | HEIL | HRCU-A-CB (Split System: Heat Pump with Remote Outdoor Unit-Air-Source) | H5H0V48*K*AAA* |  |  | EVD5X61M24A*+WALLCON | *97CMN1002122B* | 48500 | 19.5 | 9.5 | 50000 | 36800 | 73.6% | 2.12 | 0 | 10.5 |  |  |  |  | R-454B | 4.0417 | Residential & Commercial | USHP | Ducted CEE Tier 1
207699011 | Central HP <5.4 tons | MDV | HRCU-A-CB (Split System: Heat Pump with Remote Outdoor Unit-Air-Source) | MOE30U-48HFN1-M-[X1] |  |  | MVC-48HWFN1-M | 0 | 47000 | 15.6 | 9.4 | 50000 | 46000 | 92% | 1.9 | 8.5 | 8.2 |  |  |  |  | R-410A | 3.9167 | Residential & Commercial | USHP
212976421 | Central HP <5.4 tons | DAY & NIGHT | HRCU-A-CB (Split System: Heat Pump with Remote Outdoor Unit-Air-Source) | DLCURAH24ABK |  |  | EN(A,D)4X36L21** | *96VTN0802120B* | 23800 | 17 | 8.5 | 26400 | 24000 | 90.91% | 1.98 | 0 | 10.5 |  |  |  |  | R-410A | 1.9833 | Residential & Commercial | USHP | Ducted CEE Tier 1
212977257 | Central HP <5.4 tons | DAY & NIGHT | HRCU-A-CB (Split System: Heat Pump with Remote Outdoor Unit-Air-Source) | DLCURAH36ABK |  |  | EA*4X48L24A* | *96VTN1202422B* | 35600 | 16.5 | 8.5 | 37800 | 34600 | 91.53% | 2.02 | 0 | 10 |  |  |  |  | R-410A | 2.9667 | Residential & Commercial | USHP | Ducted CEE Tier 1
214671470 | Central HP <5.4 tons | CHAMPION HEATING AND COOLING | HRCU-A-CB (Split System: Heat Pump with Remote Outdoor Unit-Air-Source) | HMH72B361 | ASPEN |  | A(E,F)M376+TDR | 0 | 34400 | 18 | 8.1 | 36000 | 26400 | 73.33% | 2.82 | 0 | 9 |  |  |  |  | R-410A | 2.8667 | Residential & Commercial | USHP
214573883 | Central HP <5.4 tons | COMFORTMAKER | HRCU-A-CB (Split System: Heat Pump with Remote Outdoor Unit-Air-Source) | CVH837GKA2* |  |  | EA*4X43L21A*+WALLCON | *97CMN0602120B* | 32800 | 17 | 8.5 | 33000 | 25400 | 76.97% | 1.98 | 0 | 11 |  |  |  |  | R-410A | 2.7333 | Residential & Commercial | USHP | Ducted CEE Tier 1
213828524 | Central HP <5.4 tons | HISENSE | HRCU-A-C (Split System: Heat Pump with Remote Outdoor Unit with No Indoor Fan --Air Source) | AUWR-36U3SA | ASPEN |  | D(A,C,E)42A44+TDR | 0 | 28800 | 15.5 | 9.4 | 30000 | 24200 | 80.67% | 2.08 | 0 | 11.3 |  |  |  |  | R-410A | 2.4 | Residential & Commercial | USHP | Ducted CEE Tier 1
213828525 | Central HP <5.4 tons | HISENSE | HRCU-A-C (Split System: Heat Pump with Remote Outdoor Unit with No Indoor Fan --Air Source) | AUWR-36U3SA | ASPEN |  | D(A,C,E)42B44+TDR | 0 | 29200 | 15.5 | 9.4 | 30000 | 24200 | 80.67% | 2.08 | 0 | 11.3 |  |  |  |  | R-410A | 2.4333 | Residential & Commercial | USHP | Ducted CEE Tier 1
214573983 | Central HP <5.4 tons | COMFORTMAKER | HRCU-A-CB (Split System: Heat Pump with Remote Outdoor Unit-Air-Source) | CVH837GKA2* |  |  | EA*4X48L24A*+WALLCON | *95CSU0802120B* | 32200 | 17.5 | 8.5 | 32400 | 25000 | 77.16% | 1.98 | 0 | 11 |  |  |  |  | R-410A | 2.6833 | Residential & Commercial | USHP | Ducted CEE Tier 1
214574003 | Central HP <5.4 tons | COMFORTMAKER | HRCU-A-CB (Split System: Heat Pump with Remote Outdoor Unit-Air-Source) | CVH837GKA2* |  |  | EA*4X48L24A*+WALLCON | *97CMN0602120B* | 32200 | 17 | 8.5 | 32600 | 25200 | 77.3% | 1.96 | 0 | 11 |  |  |  |  | R-410A | 2.6833 | Residential & Commercial | USHP | Ducted CEE Tier 1
216681559 | Central HP <5.4 tons | BRYANT HEATING AND COOLING SYSTEMS | HRCU-A-CB (Split System: Heat Pump with Remote Outdoor Unit-Air-Source) | 38MURAQ24AB3* |  |  | CNPV*3621AL* | 927TA60080V21*** | 23800 | 17 | 9 | 26000 | 23200 | 89.23% | 1.82 | 0 | 10.5 |  |  |  |  | R-410A | 1.9833 | Residential & Commercial | USHP | Ducted CEE Tier 1
215681955 | Central HP <5.4 tons | HEIL | HRCU-A-CB (Split System: Heat Pump with Remote Outdoor Unit-Air-Source) | H5H0V48*K*AAA* |  |  | EVM5X60M21A*+WALLCON | *97CTN0802120A* | 48000 | 19 | 9 | 50000 | 36800 | 73.6% | 2 | 0 | 10 |  |  |  |  | R-454B | 4 | Residential & Commercial | USHP | Ducted CEE Tier 1
215682505 | Central HP <5.4 tons | HEIL | HRCU-A-CB (Split System: Heat Pump with Remote Outdoor Unit-Air-Source) | H5H0V48*K*AAA* |  |  | EVD5X61M21A*+WALLCON | *97CTN1002122A* | 48500 | 19.5 | 9.5 | 50000 | 36800 | 73.6% | 2.12 | 0 | 10.5 |  |  |  |  | R-454B | 4.0417 | Residential & Commercial | USHP | Ducted CEE Tier 1
212437661 | Central HP <5.4 tons | ARMSTRONG AIR | HRCU-A-CB (Split System: Heat Pump with Remote Outdoor Unit-Air-Source) | 4SHP22LX124P-**A | ADP |  | 36AX** | A97USMV070B12 | 23800 | 21 | 8.5 | 22000 | 15400 | 70% | 1.92 | 0 | 13.5 |  |  |  |  | R-410A | 1.9833 | Residential & Commercial | USHP | Ducted CEE Tier 1
211708515 | Central HP <5.4 tons | COLEMAN | HRCU-A-CB (Split System: Heat Pump with Remote Outdoor Unit-Air-Source) | THF2B48T21 | ASPEN |  | D(A,C,E)48D36+TDR | TMLV100C16MP12 | 45500 | 16 | 8.2 | 44000 | 30800 | 70% | 3.14 | 0 | 11.9 |  |  |  |  | R-410A | 3.7917 | Residential & Commercial | USHP | Ducted CEE Tier 1
211708530 | Central HP <5.4 tons | COLEMAN | HRCU-A-CB (Split System: Heat Pump with Remote Outdoor Unit-Air-Source) | THF2B48T21 | ASPEN |  | D(A,C,E)48D34+TDR | TPLC100C16MP13 | 45500 | 16 | 8.2 | 44000 | 30800 | 70% | 3.14 | 0 | 11.9 |  |  |  |  | R-410A | 3.7917 | Residential & Commercial | USHP | Ducted CEE Tier 1
215682655 | Central HP <5.4 tons | HEIL | HRCU-A-CB (Split System: Heat Pump with Remote Outdoor Unit-Air-Source) | H5H0V60*K*AAA* |  |  | EA*5X61M24A*+WALLCON | *96CTN0802120B* | 56000 | 18.5 | 9 | 60000 | 42000 | 70% | 2.02 | 0 | 9 |  |  |  |  | R-454B | 4.6667 | Residential & Commercial | USHP
215385624 | Central HP <5.4 tons | HISENSE | HRCU-A-CB (Split System: Heat Pump with Remote Outdoor Unit-Air-Source) | AUWR-36U3SA2 | ASPEN |  | A(E,F)W304+TDR | 0 | 25600 | 16 | 8.1 | 28400 | 23200 | 81.69% | 2.07 | 0 | 10 |  |  |  |  | R-410A | 2.1333 | Residential & Commercial | USHP | Ducted CEE Tier 1
216055887 | Central HP <5.4 tons | CHAMPION HEATING AND COOLING | HRCU-A-CB (Split System: Heat Pump with Remote Outdoor Unit-Air-Source) | HH860E2S11 | ASPEN |  | C(A,C,D,E)60A3K+TDR | TM8V120C20MP12 | 41000 | 18 | 8.5 | 44500 | 33800 | 75.96% | 2 | 0 | 10.5 |  |  |  |  | R-454B | 3.4167 | Residential & Commercial | USHP | Ducted CEE Tier 1
216055888 | Central HP <5.4 tons | CHAMPION HEATING AND COOLING | HRCU-A-CB (Split System: Heat Pump with Remote Outdoor Unit-Air-Source) | HH860E2S11 | ASPEN |  | D(A,C,E)60A3K+TDR | TM8V120C20MP12 | 41000 | 18 | 8.5 | 44500 | 33800 | 75.96% | 2 | 0 | 10.5 |  |  |  |  | R-454B | 3.4167 | Residential & Commercial | USHP | Ducted CEE Tier 1
214336724 | Central HP <5.4 tons | RHEEM | HRCU-A-CB (Split System: Heat Pump with Remote Outdoor Unit-Air-Source) | RD17AZ48AJ3N | ASPEN |  | D(A,C,E)60C44+TDR | R951V1005A21UHU | 45500 | 15.2 | 8.1 | 45500 | 34200 | 75.16% | 3.04 | 0 | 10 |  |  |  |  | R-410A | 3.7917 | Residential & Commercial | USHP | Ducted CEE Tier 1
216055551 | Central HP <5.4 tons | CHAMPION HEATING AND COOLING | HRCU-A-CB (Split System: Heat Pump with Remote Outdoor Unit-Air-Source) | HH824E2S11 | ASPEN |  | D(A,C,E)36A3K+TDR | TMLE060A12MP11 | 20800 | 17.5 | 8.5 | 22800 | 17900 | 78.51% | 2 | 0 | 11.2 |  |  |  |  | R-454B | 1.7333 | Residential & Commercial | USHP | Ducted CEE Tier 1
216055588 | Central HP <5.4 tons | CHAMPION HEATING AND COOLING | HRCU-A-CB (Split System: Heat Pump with Remote Outdoor Unit-Air-Source) | HH824E2S11 | ASPEN |  | D(A,C,E)36A4K+TDR | Z8ES040A12SMPS1 | 21000 | 17.5 | 9.5 | 22800 | 18100 | 79.39% | 2 | 0 | 11.2 |  |  |  |  | R-454B | 1.75 | Residential & Commercial | USHP | Ducted CEE Tier 1
216055601 | Central HP <5.4 tons | CHAMPION HEATING AND COOLING | HRCU-A-CB (Split System: Heat Pump with Remote Outdoor Unit-Air-Source) | HH824E2S11 | ASPEN |  | C(A,C,D,E)24A3K+TDR | Z8ES100B12SMPS1 | 20000 | 18.5 | 9 | 22600 | 18000 | 79.65% | 2 | 0 | 11.2 |  |  |  |  | R-454B | 1.6667 | Residential & Commercial | USHP | Ducted CEE Tier 1
215865885 | Central HP <5.4 tons | MDV | HRCU-A-CB (Split System: Heat Pump with Remote Outdoor Unit-Air-Source) | MOD30-36HFN10-M3 |  |  | MVBC-36HWFPN10-MC3E | 0 | 36000 | 16.2 | 8.7 | 36000 | 27000 | 75% | 2 | 0 | 10 |  |  |  |  | R-454B | 3 | Residential & Commercial | USHP | Ducted CEE Tier 1
211752353 | Central HP <5.4 tons | ARMSTRONG AIR | HRCU-A-CB (Split System: Heat Pump with Remote Outdoor Unit-Air-Source) | 4SHP22LX124P-**A | ADP |  | H,A,DE34936 | A96US2V070B12 | 23800 | 21 | 8.5 | 22000 | 15400 | 70% | 1.92 | 0 | 13.5 |  |  |  |  | R-410A | 1.9833 | Residential & Commercial | USHP | Ducted CEE Tier 1
213828523 | Central HP <5.4 tons | HISENSE | HRCU-A-C (Split System: Heat Pump with Remote Outdoor Unit with No Indoor Fan --Air Source) | AUWR-36U3SA | ASPEN |  | D(A,C,E)36C44+TDR | 0 | 29600 | 15.5 | 9.4 | 30000 | 24200 | 80.67% | 2.08 | 0 | 11.3 |  |  |  |  | R-410A | 2.4667 | Residential & Commercial | USHP | Ducted CEE Tier 1
213828526 | Central HP <5.4 tons | HISENSE | HRCU-A-C (Split System: Heat Pump with Remote Outdoor Unit with No Indoor Fan --Air Source) | AUWR-36U3SA | ASPEN |  | D(A,C,E)42D34+TDR | 0 | 29600 | 15.5 | 9.4 | 30000 | 24200 | 80.67% | 2.08 | 0 | 11.3 |  |  |  |  | R-410A | 2.4667 | Residential & Commercial | USHP | Ducted CEE Tier 1
215851166 | Central HP <5.4 tons | COLEMAN | HRCU-A-CB (Split System: Heat Pump with Remote Outdoor Unit-Air-Source) | HH860E2S11 | ASPEN |  | D(A,C,E)60A3K+TDR | TP9C120D20MP13 | 41000 | 17.5 | 8.1 | 44000 | 33400 | 75.91% | 2 | 0 | 11.5 |  |  |  |  | R-454B | 3.4167 | Residential & Commercial | USHP | Ducted CEE Tier 1
216055996 | Central HP <5.4 tons | CHAMPION HEATING AND COOLING | HRCU-A-CB (Split System: Heat Pump with Remote Outdoor Unit-Air-Source) | HH860E2S11 | ASPEN |  | D(A,C,E)60A3K+TDR | Z8ES080C20SMPS1 | 41000 | 18 | 8.5 | 44000 | 33400 | 75.91% | 2 | 0 | 11.7 |  |  |  |  | R-454B | 3.4167 | Residential & Commercial | USHP | Ducted CEE Tier 1
216056062 | Central HP <5.4 tons | CHAMPION HEATING AND COOLING | HRCU-A-CB (Split System: Heat Pump with Remote Outdoor Unit-Air-Source) | HH860E2S11 | ASPEN |  | C(A,C,D,E)48A3K+TDR | Z9ES120D20SMPS1 | 42000 | 17.5 | 8.1 | 46500 | 34200 | 73.55% | 2 | 0 | 11.2 |  |  |  |  | R-454B | 3.5 | Residential & Commercial | USHP | Ducted CEE Tier 1
216055845 | Central HP <5.4 tons | CHAMPION HEATING AND COOLING | HRCU-A-CB (Split System: Heat Pump with Remote Outdoor Unit-Air-Source) | HH860E2S11 | ASPEN |  | C(A,C,D,E)60A3K+TDR | TL8E080C16UH11 | 41000 | 17 | 8.5 | 44000 | 33600 | 76.36% | 2 | 0 | 11.5 |  |  |  |  | R-454B | 3.4167 | Residential & Commercial | USHP | Ducted CEE Tier 1
216055847 | Central HP <5.4 tons | CHAMPION HEATING AND COOLING | HRCU-A-CB (Split System: Heat Pump with Remote Outdoor Unit-Air-Source) | HH860E2S11 | ASPEN |  | C(A,C,D,E)48A3K+TDR | TL8E100C20UH11 | 40500 | 17.5 | 8.1 | 45000 | 34000 | 75.56% | 2 | 0 | 11.2 |  |  |  |  | R-454B | 3.375 | Residential & Commercial | USHP | Ducted CEE Tier 1
216055862 | Central HP <5.4 tons | CHAMPION HEATING AND COOLING | HRCU-A-CB (Split System: Heat Pump with Remote Outdoor Unit-Air-Source) | HH860E2S11 | ASPEN |  | C(A,C,D,E)48A3K+TDR | TM8E100C16MP11 | 40000 | 17.5 | 8.1 | 45000 | 34200 | 76% | 2 | 0 | 10.5 |  |  |  |  | R-454B | 3.3333 | Residential & Commercial | USHP | Ducted CEE Tier 1
216055877 | Central HP <5.4 tons | CHAMPION HEATING AND COOLING | HRCU-A-CB (Split System: Heat Pump with Remote Outdoor Unit-Air-Source) | HH860E2S11 | ASPEN |  | C(A,C,D,E)48A3K+TDR | TM8V080C16MP12 | 39500 | 16.5 | 8.1 | 43500 | 33400 | 76.78% | 2 | 0 | 11.2 |  |  |  |  | R-454B | 3.2917 | Residential & Commercial | USHP | Ducted CEE Tier 1
216055879 | Central HP <5.4 tons | CHAMPION HEATING AND COOLING | HRCU-A-CB (Split System: Heat Pump with Remote Outdoor Unit-Air-Source) | HH860E2S11 | ASPEN |  | D(A,C,E)60A3K+TDR | TM8V080C16MP12 | 40500 | 16.5 | 8.1 | 43500 | 33400 | 76.78% | 2 | 0 | 11.2 |  |  |  |  | R-454B | 3.375 | Residential & Commercial | USHP | Ducted CEE Tier 1
213821173 | Central HP <5.4 tons | TEMPSTAR | HRCU-A-CB (Split System: Heat Pump with Remote Outdoor Unit-Air-Source) | DLCURAH24AAK | ASPEN |  | D(A,C,E)30C44+TDR | *96VTN1002122B* | 23800 | 16.5 | 8.5 | 25200 | 22400 | 88.89% | 2.91 | 0 | 9.5 |  |  |  |  | R-410A | 1.9833 | Residential & Commercial | USHP
214336669 | Central HP <5.4 tons | RHEEM | HRCU-A-CB (Split System: Heat Pump with Remote Outdoor Unit-Air-Source) | RD17AZ60AJ3N | ASPEN |  | CP61C34+TDR | R801V1255A24UH | 52000 | 17.9 | 8.1 | 53500 | 49000 | 91.59% | 1.75 | 0 | 9.8 |  |  |  |  | R-410A | 4.3333 | Residential & Commercial | USHP
216766006 | Central HP <5.4 tons | TRANE | HRCU-A-CB (Split System: Heat Pump with Remote Outdoor Unit-Air-Source) | 5TWR7036A1 |  |  | 5PX*B004AS3 | S8V2A040M3PDB | 31800 | 16 | 8.5 | 32200 | 24000 | 74.53% | 2.09 | 0 | 11.7 |  |  |  |  | R-454B | 2.65 | Residential & Commercial | USHP | Ducted CEE Tier 1
216766008 | Central HP <5.4 tons | TRANE | HRCU-A-CB (Split System: Heat Pump with Remote Outdoor Unit-Air-Source) | 5TWR7036A1 |  |  | 5PX*B004AS3 | S8V2B060M4PDB | 32000 | 16 | 8.5 | 32200 | 24000 | 74.53% | 2.11 | 0 | 11.7 |  |  |  |  | R-454B | 2.6667 | Residential & Commercial | USHP | Ducted CEE Tier 1
216766060 | Central HP <5.4 tons | TRANE | HRCU-A-CB (Split System: Heat Pump with Remote Outdoor Unit-Air-Source) | 5TWR7036A1 |  |  | 5PX*B006AS3 | S9X2B060U4PSB | 33600 | 16.5 | 8.7 | 32800 | 24200 | 73.78% | 2.18 | 0 | 12 |  |  |  |  | R-454B | 2.8 | Residential & Commercial | USHP | Ducted CEE Tier 1
216766092 | Central HP <5.4 tons | TRANE | HRCU-A-CB (Split System: Heat Pump with Remote Outdoor Unit-Air-Source) | 5TWR7036A1 |  |  | 5PX*BD06AS3 | S8V2B060M4PCB | 33000 | 16.5 | 8.5 | 33200 | 24400 | 73.49% | 2.09 | 0 | 12 |  |  |  |  | R-454B | 2.75 | Residential & Commercial | USHP | Ducted CEE Tier 1
216766939 | Central HP <5.4 tons | TRANE | HRCU-A-CB (Split System: Heat Pump with Remote Outdoor Unit-Air-Source) | 5TWX7036A1 |  |  | 5PX*BD06AS3 | S9X2B060D3PSB | 32600 | 16.5 | 8.5 | 33000 | 24200 | 73.33% | 2.05 | 0 | 12 |  |  |  |  | R-454B | 2.7167 | Residential & Commercial | USHP | Ducted CEE Tier 1
216766948 | Central HP <5.4 tons | TRANE | HRCU-A-CB (Split System: Heat Pump with Remote Outdoor Unit-Air-Source) | 5TWX7036A1 |  |  | 5PX*C005AS3 | S8V2C100M5PCB | 32600 | 16 | 8.7 | 32400 | 24000 | 74.07% | 2.12 | 0 | 11.7 |  |  |  |  | R-454B | 2.7167 | Residential & Commercial | USHP | Ducted CEE Tier 1
212623494 | Central HP <5.4 tons | COLEMAN | HRCU-A-CB (Split System: Heat Pump with Remote Outdoor Unit-Air-Source) | HMH72B341 | ASPEN |  | C(A,C,D,E)42A24+TDR | CP9C100C16MP13 | 29200 | 16.7 | 8.1 | 33800 | 27200 | 80.47% | 2.47 | 0 | 9.4 |  |  |  |  | R-410A | 2.4333 | Residential & Commercial | USHP
212623542 | Central HP <5.4 tons | COLEMAN | HRCU-A-CB (Split System: Heat Pump with Remote Outdoor Unit-Air-Source) | HMH72B341 | ASPEN |  | D(A,C,E)36A34+TDR | TP9C100C20MP13 | 31600 | 17.5 | 8.1 | 33800 | 28200 | 83.43% | 2.46 | 0 | 9.3 |  |  |  |  | R-410A | 2.6333 | Residential & Commercial | USHP
212623603 | Central HP <5.4 tons | COLEMAN | HRCU-A-CB (Split System: Heat Pump with Remote Outdoor Unit-Air-Source) | HMH72B341 | ASPEN |  | C(A,C,D,E)48D24+TDR | TM9Y060B12MP11 | 32200 | 17.5 | 8.1 | 34000 | 29400 | 86.47% | 2.43 | 0 | 9.5 |  |  |  |  | R-410A | 2.6833 | Residential & Commercial | USHP
212623608 | Central HP <5.4 tons | COLEMAN | HRCU-A-CB (Split System: Heat Pump with Remote Outdoor Unit-Air-Source) | HMH72B341 | ASPEN |  | D(A,C,E)48C34+TDR | TM9Y060B12MP11 | 32600 | 17.5 | 8.1 | 34000 | 29400 | 86.47% | 2.43 | 0 | 9.5 |  |  |  |  | R-410A | 2.7167 | Residential & Commercial | USHP
212623635 | Central HP <5.4 tons | COLEMAN | HRCU-A-CB (Split System: Heat Pump with Remote Outdoor Unit-Air-Source) | HMH72B341 | ASPEN |  | C(A,C,D,E)42C24+TDR | CPLC080B12MP13 | 31200 | 17 | 8.1 | 33600 | 29400 | 87.5% | 2.42 | 0 | 9.5 |  |  |  |  | R-410A | 2.6 | Residential & Commercial | USHP
212623651 | Central HP <5.4 tons | COLEMAN | HRCU-A-CB (Split System: Heat Pump with Remote Outdoor Unit-Air-Source) | HMH72B341 | ASPEN |  | C(A,C,D,E)42C24+TDR | TPLC080B12MP13 | 31200 | 17 | 8.1 | 33600 | 29400 | 87.5% | 2.42 | 0 | 9.5 |  |  |  |  | R-410A | 2.6 | Residential & Commercial | USHP
212623662 | Central HP <5.4 tons | COLEMAN | HRCU-A-CB (Split System: Heat Pump with Remote Outdoor Unit-Air-Source) | HMH72B341 | ASPEN |  | C(A,C,D,E)36A44+TDR | TL9E060B12UH11 | 32000 | 18 | 8.1 | 34000 | 27800 | 81.76% | 2.4 | 0 | 9.4 |  |  |  |  | R-410A | 2.6667 | Residential & Commercial | USHP
212623667 | Central HP <5.4 tons | COLEMAN | HRCU-A-CB (Split System: Heat Pump with Remote Outdoor Unit-Air-Source) | HMH72B341 | ASPEN |  | C(A,C,D,E)36D24+TDR | TL9E060B12UH11 | 30200 | 17.5 | 8.1 | 34000 | 27800 | 81.76% | 2.4 | 0 | 9.1 |  |  |  |  | R-410A | 2.5167 | Residential & Commercial | USHP
216766957 | Central HP <5.4 tons | TRANE | HRCU-A-CB (Split System: Heat Pump with Remote Outdoor Unit-Air-Source) | 5TWX7036A1 |  |  | 5PX*C007AS3 | S8V2C100M5PDB | 33800 | 16.5 | 8.7 | 32800 | 24200 | 73.78% | 2.19 | 0 | 12 |  |  |  |  | R-454B | 2.8167 | Residential & Commercial | USHP | Ducted CEE Tier 1
216766975 | Central HP <5.4 tons | TRANE | HRCU-A-CB (Split System: Heat Pump with Remote Outdoor Unit-Air-Source) | 5TWX7036A1 |  |  | 5PX*C009AS3 | S9V2C100U5VSB | 34000 | 17.1 | 8.7 | 32200 | 23800 | 73.91% | 2.2 | 0 | 12 |  |  |  |  | R-454B | 2.8333 | Residential & Commercial | USHP | Ducted CEE Tier 1
216767000 | Central HP <5.4 tons | TRANE | HRCU-A-CB (Split System: Heat Pump with Remote Outdoor Unit-Air-Source) | 5TWX7036A1 |  |  | 5PX*CD09AS3 | S8V2C100M5PDB | 34200 | 17 | 8.7 | 32400 | 24000 | 74.07% | 2.16 | 0 | 12 |  |  |  |  | R-454B | 2.85 | Residential & Commercial | USHP | Ducted CEE Tier 1
216767030 | Central HP <5.4 tons | TRANE | HRCU-A-CB (Split System: Heat Pump with Remote Outdoor Unit-Air-Source) | 5TWX7036A1 |  |  | 5TXCB004AS3+P0V0B000M40SD | 0 | 32400 | 16 | 8.7 | 32200 | 23800 | 73.91% | 2.12 | 0 | 12 |  |  |  |  | R-454B | 2.7 | Residential & Commercial | USHP | Ducted CEE Tier 1
216770058 | Central HP <5.4 tons | TRANE | HRCU-A-CB (Split System: Heat Pump with Remote Outdoor Unit-Air-Source) | 5TWR7048A1 |  |  | 5TXCD008AS3 | S9V2D120U5VSB | 43000 | 16.5 | 9 | 44500 | 32400 | 72.81% | 2.23 | 0 | 12 |  |  |  |  | R-454B | 3.5833 | Residential & Commercial | USHP | Ducted CEE Tier 1
211260172 | Central HP <5.4 tons | TEMPSTAR | HRCU-A-CB (Split System: Heat Pump with Remote Outdoor Unit-Air-Source) | DLCURAH18ABK |  |  | EA*4X24L14A* | *96VTN0601412A* | 17800 | 16 | 8.5 | 18800 | 19000 | 101.1% | 2.28 | 0 | 10.5 |  |  |  |  | R-410A | 1.4833 | Residential & Commercial | USHP | Ducted CEE Tier 1
216681548 | Central HP <5.4 tons | BRYANT HEATING AND COOLING SYSTEMS | HRCU-A-CB (Split System: Heat Pump with Remote Outdoor Unit-Air-Source) | 38MURAQ24AB3* |  |  | CSPH*3612AL* | 927TA60080V21*** | 24200 | 16.5 | 9 | 25600 | 22000 | 85.94% | 1.75 | 0 | 10 |  |  |  |  | R-410A | 2.0167 | Residential & Commercial | USHP | Ducted CEE Tier 1
213828528 | Central HP <5.4 tons | HISENSE | HRCU-A-C (Split System: Heat Pump with Remote Outdoor Unit with No Indoor Fan --Air Source) | AUWR-48U3SP | ASPEN |  | D(A,C,E)60B44+TDR | 0 | 40000 | 15.55 | 8.5 | 42000 | 34600 | 82.38% | 1.94 | 0 | 11.4 |  |  |  |  | R-410A | 3.3333 | Residential & Commercial | USHP | Ducted CEE Tier 1
213821164 | Central HP <5.4 tons | TEMPSTAR | HRCU-A-CB (Split System: Heat Pump with Remote Outdoor Unit-Air-Source) | DLCURAH24AAK | ASPEN |  | D(A,C,E)36B34+TDR | *96VTN0802120B* | 23800 | 16 | 8.5 | 25000 | 22400 | 89.6% | 2.92 | 0 | 9.5 |  |  |  |  | R-410A | 1.9833 | Residential & Commercial | USHP
213896270 | Central HP <5.4 tons | HISENSE | HRCU-A-CB (Split System: Heat Pump with Remote Outdoor Unit-Air-Source) | AUWR-60U3SP2 | ASPEN |  | L(E,G)M60G4 | 0 | 55000 | 16.5 | 8.2 | 55000 | 40500 | 73.64% | 2.46 | 0 | 8 |  |  |  |  | R-410A | 4.5833 | Residential & Commercial | USHP
214056956 | Central HP <5.4 tons | COLEMAN | HRCU-A-CB (Split System: Heat Pump with Remote Outdoor Unit-Air-Source) | HMH72B341 | ASPEN |  | AE(D,N,U)+DM36A34+TDR | 0 | 31400 | 18.3 | 8.4 | 33000 | 26200 | 79.39% | 2.65 | 0 | 10.3 |  |  |  |  | R-410A | 2.6167 | Residential & Commercial | USHP | Ducted CEE Tier 1
215439760 | Central HP <5.4 tons | DAIKIN | HRCU-A-CB (Split System: Heat Pump with Remote Outdoor Unit-Air-Source) | DH6VSA1810A* |  |  | CA*EA3022*3A*+MBVK16CP1X00A* | 0 | 17000 | 19 | 8.8 | 16800 | 13000 | 77.38% | 2.1 | 0 | 12 |  |  |  |  | R-32 | 1.4167 | Residential & Commercial | USHP | Ducted CEE Tier 1
215681935 | Central HP <5.4 tons | HEIL | HRCU-A-CB (Split System: Heat Pump with Remote Outdoor Unit-Air-Source) | H5H0V48*K*AAA* |  |  | EVM5X60M21A*+WALLCON | *80CSU1002120B* | 48000 | 18.5 | 9 | 50000 | 36600 | 73.2% | 2 | 0 | 10 |  |  |  |  | R-454B | 4 | Residential & Commercial | USHP | Ducted CEE Tier 1
215682165 | Central HP <5.4 tons | HEIL | HRCU-A-CB (Split System: Heat Pump with Remote Outdoor Unit-Air-Source) | H5H0V48*K*AAA* |  |  | EVD5X48M21A*+WALLCON | *97CTN1002122A* | 47000 | 18.5 | 9 | 50000 | 36400 | 72.8% | 2 | 0 | 10 |  |  |  |  | R-454B | 3.9167 | Residential & Commercial | USHP | Ducted CEE Tier 1
212438120 | Central HP <5.4 tons | ARMSTRONG AIR | HRCU-A-CB (Split System: Heat Pump with Remote Outdoor Unit-Air-Source) | 4SHP22LX124P-**A | ADP |  | 36DX** | A80UH1E045A12 | 23400 | 21 | 8.5 | 21200 | 14900 | 70.28% | 1.86 | 0 | 13.5 |  |  |  |  | R-410A | 1.95 | Residential & Commercial | USHP | Ducted CEE Tier 1
212438127 | Central HP <5.4 tons | ARMSTRONG AIR | HRCU-A-CB (Split System: Heat Pump with Remote Outdoor Unit-Air-Source) | 4SHP22LX124P-**A | ADP |  | 36DX** | A80UH2E070A12 | 24000 | 21 | 8.5 | 22000 | 15400 | 70% | 1.92 | 0 | 13.5 |  |  |  |  | R-410A | 2 | Residential & Commercial | USHP | Ducted CEE Tier 1
216679399 | Central HP <5.4 tons | BRYANT HEATING AND COOLING SYSTEMS | HRCU-A-CB (Split System: Heat Pump with Remote Outdoor Unit-Air-Source) | 38MURAQ24AB3* |  |  | CAP**3017AL* | 927TA48060V17*** | 23600 | 16.5 | 9 | 25800 | 23800 | 92.25% | 1.86 | 0 | 10 |  |  |  |  | R-410A | 1.9667 | Residential & Commercial | USHP | Ducted CEE Tier 1
216027572 | Central HP <5.4 tons | MDV | HRCU-A-CB (Split System: Heat Pump with Remote Outdoor Unit-Air-Source) | MOD30-23HFPN10-M1 |  |  | MVBC-24HWFPN10-MB1 | 0 | 24000 | 19.4 | 9.1 | 24000 | 18000 | 75% | 2.1 | 0 | 11.7 |  |  |  |  | R-454B | 2 | Residential & Commercial | USHP | Ducted CEE Tier 1
213306298 | Central HP <5.4 tons | CHAMPION HEATING AND COOLING | HRCU-A-CB (Split System: Heat Pump with Remote Outdoor Unit-Air-Source) | HMH72B361 | ASPEN |  | D(A,C,E)36D34+TDR | Z8ES080C20SMPS1 | 34800 | 17 | 8.1 | 36000 | 26400 | 73.33% | 2.83 | 0 | 9 |  |  |  |  | R-410A | 2.9 | Residential & Commercial | USHP
213821319 | Central HP <5.4 tons | TEMPSTAR | HRCU-A-CB (Split System: Heat Pump with Remote Outdoor Unit-Air-Source) | DLCURAH24ABK | ASPEN |  | D(A,C,E)36B34+TDR | *96VTN0601716B* | 23200 | 16.5 | 8.5 | 26800 | 20400 | 76.12% | 2.93 | 0 | 10 |  |  |  |  | R-410A | 1.9333 | Residential & Commercial | USHP | Ducted CEE Tier 1
213828521 | Central HP <5.4 tons | HISENSE | HRCU-A-C (Split System: Heat Pump with Remote Outdoor Unit with No Indoor Fan --Air Source) | AUWR-36U3SA | ASPEN |  | D(A,C,E)30D44+TDR | 0 | 29600 | 15.5 | 9.4 | 30000 | 24200 | 80.67% | 2.08 | 0 | 11.3 |  |  |  |  | R-410A | 2.4667 | Residential & Commercial | USHP | Ducted CEE Tier 1
214336681 | Central HP <5.4 tons | RHEEM | HRCU-A-CB (Split System: Heat Pump with Remote Outdoor Unit-Air-Source) | RD17AZ60AJ3N | ASPEN |  | CP61C34+TDR | R802V1505A24UHS | 52000 | 17.9 | 8.1 | 53500 | 49000 | 91.59% | 1.75 | 0 | 9.8 |  |  |  |  | R-410A | 4.3333 | Residential & Commercial | USHP
216766440 | Central HP <5.4 tons | TRANE | HRCU-A-CB (Split System: Heat Pump with Remote Outdoor Unit-Air-Source) | 5TWR7048A1 |  |  | 5PX*C009AS3 | S9X1C080U5PSB | 43000 | 16.5 | 8.7 | 43500 | 32000 | 73.56% | 2.21 | 0 | 12 |  |  |  |  | R-454B | 3.5833 | Residential & Commercial | USHP | Ducted CEE Tier 1
216766422 | Central HP <5.4 tons | TRANE | HRCU-A-CB (Split System: Heat Pump with Remote Outdoor Unit-Air-Source) | 5TWR7036A1 |  |  | 5TXCD008AS3 | S8V2D120M5PCB | 34200 | 17.1 | 9 | 32600 | 24200 | 74.23% | 2.22 | 0 | 12.5 |  |  |  |  | R-454B | 2.85 | Residential & Commercial | USHP | Ducted CEE Tier 1
216766488 | Central HP <5.4 tons | TRANE | HRCU-A-CB (Split System: Heat Pump with Remote Outdoor Unit-Air-Source) | 5TWR7048A1 |  |  | 5PX*D008AS3 | S9X1D120U5PSB | 43500 | 16 | 9 | 44500 | 32600 | 73.26% | 2.23 | 0 | 12 |  |  |  |  | R-454B | 3.625 | Residential & Commercial | USHP | Ducted CEE Tier 1
216766490 | Central HP <5.4 tons | TRANE | HRCU-A-CB (Split System: Heat Pump with Remote Outdoor Unit-Air-Source) | 5TWR7048A1 |  |  | 5PX*D008AS3 | S9X1C080U5PSB | 43500 | 16.5 | 8.7 | 45000 | 33200 | 73.78% | 2.21 | 0 | 11.7 |  |  |  |  | R-454B | 3.625 | Residential & Commercial | USHP | Ducted CEE Tier 1
214802742 | Central HP <5.4 tons | RHEEM | HRCU-A-CB (Split System: Heat Pump with Remote Outdoor Unit-Air-Source) | RP15AZ24AJ2N | ASPEN |  | D(A,C,E)30B34+TDR | R801V1004A17UHS | 22800 | 16 | 8.4 | 23000 | 16300 | 70.87% | 3.07 | 0 | 12 |  |  |  |  | R-410A | 1.9 | Residential & Commercial | USHP | Ducted CEE Tier 1
216766815 | Central HP <5.4 tons | TRANE | HRCU-A-CB (Split System: Heat Pump with Remote Outdoor Unit-Air-Source) | 5TWX7024A1 |  |  | 5PX*B006AS3 | S8V2B080M4PCB | 23800 | 17.5 | 9 | 21800 | 17400 | 79.82% | 2.06 | 0 | 12.7 |  |  |  |  | R-454B | 1.9833 | Residential & Commercial | USHP | Ducted CEE Tier 1
216766822 | Central HP <5.4 tons | TRANE | HRCU-A-CB (Split System: Heat Pump with Remote Outdoor Unit-Air-Source) | 5TWX7024A1 |  |  | 5PX*BD04AS3 | S8V2B060M4PCB | 23400 | 17 | 8.1 | 22400 | 17300 | 77.23% | 1.83 | 0 | 12 |  |  |  |  | R-454B | 1.95 | Residential & Commercial | USHP | Ducted CEE Tier 1
216766849 | Central HP <5.4 tons | TRANE | HRCU-A-CB (Split System: Heat Pump with Remote Outdoor Unit-Air-Source) | 5TWX7024A1 |  |  | 5TXCB004AS3 | S9X1B060U4PSB | 23200 | 16 | 8.7 | 21800 | 17200 | 78.9% | 2.01 | 0 | 12.5 |  |  |  |  | R-454B | 1.9333 | Residential & Commercial | USHP | Ducted CEE Tier 1
212437565 | Central HP <5.4 tons | ARMSTRONG AIR | HRCU-A-CB (Split System: Heat Pump with Remote Outdoor Unit-Air-Source) | 4SHP22LX124P-**A | ADP |  | 36AX** | A80UH2E045A12 | 23600 | 21 | 8.5 | 21400 | 15000 | 70.09% | 1.9 | 0 | 13.5 |  |  |  |  | R-410A | 1.9667 | Residential & Commercial | USHP | Ducted CEE Tier 1
212924806 | Central HP <5.4 tons | MDV | HRCU-A-CB (Split System: Heat Pump with Remote Outdoor Unit-Air-Source) | MOE31U-36HFN1-M |  |  | MVBE-36HWFN1-ML3E | 0 | 36000 | 17.6 | 9.2 | 38000 | 33400 | 87.89% | 1.81 | 0 | 10.2 |  |  |  |  | R-410A | 3 | Residential & Commercial | USHP | Ducted CEE Tier 1
214336677 | Central HP <5.4 tons | RHEEM | HRCU-A-CB (Split System: Heat Pump with Remote Outdoor Unit-Air-Source) | RD17AZ60AJ3N | ASPEN |  | CP61C34+TDR | R802V1255A24DZ | 52000 | 17.9 | 8.1 | 53500 | 49000 | 91.59% | 1.75 | 0 | 9.8 |  |  |  |  | R-410A | 4.3333 | Residential & Commercial | USHP
214336693 | Central HP <5.4 tons | RHEEM | HRCU-A-CB (Split System: Heat Pump with Remote Outdoor Unit-Air-Source) | RD17AZ60AJ3N | ASPEN |  | CP61C34+TDR | R951V1005A21UHU | 51500 | 17.9 | 8.1 | 54000 | 49500 | 91.67% | 1.75 | 0 | 9.8 |  |  |  |  | R-410A | 4.2917 | Residential & Commercial | USHP
212437569 | Central HP <5.4 tons | ARMSTRONG AIR | HRCU-A-CB (Split System: Heat Pump with Remote Outdoor Unit-Air-Source) | 4SHP22LX124P-**A | ADP |  | 36BX** | A80UH2E070A12 | 24000 | 21 | 8.5 | 22000 | 15400 | 70% | 1.92 | 0 | 13.5 |  |  |  |  | R-410A | 2 | Residential & Commercial | USHP | Ducted CEE Tier 1
212437573 | Central HP <5.4 tons | ARMSTRONG AIR | HRCU-A-CB (Split System: Heat Pump with Remote Outdoor Unit-Air-Source) | 4SHP22LX124P-**A | ADP |  | 36CX** | A80UH2E090B12 | 24000 | 21 | 8.5 | 22000 | 15400 | 70% | 1.92 | 0 | 13.5 |  |  |  |  | R-410A | 2 | Residential & Commercial | USHP | Ducted CEE Tier 1
216766538 | Central HP <5.4 tons | TRANE | HRCU-A-CB (Split System: Heat Pump with Remote Outdoor Unit-Air-Source) | 5TWR7048A1 |  |  | 5PX*DD10AS3 | S9X2D120D5PSB | 43000 | 16 | 8.7 | 44500 | 32400 | 72.81% | 2.2 | 0 | 12 |  |  |  |  | R-454B | 3.5833 | Residential & Commercial | USHP | Ducted CEE Tier 1
216766540 | Central HP <5.4 tons | TRANE | HRCU-A-CB (Split System: Heat Pump with Remote Outdoor Unit-Air-Source) | 5TWR7048A1 |  |  | 5PX*DD10AS3 | S8V2D120M5PDB | 43000 | 16 | 8.7 | 44000 | 32400 | 73.64% | 2.21 | 0 | 12 |  |  |  |  | R-454B | 3.5833 | Residential & Commercial | USHP | Ducted CEE Tier 1
211599530 | Central HP <5.4 tons | FRASER-JOHNSTON | HRCU-A-CB (Split System: Heat Pump with Remote Outdoor Unit-Air-Source) | THF2B42T21 | ASPEN |  | LEM48C4 | 0 | 39000 | 16 | 8.1 | 40500 | 29000 | 71.6% | 3.33 | 0 | 12.5 |  |  |  |  | R-410A | 3.25 | Residential & Commercial | USHP | Ducted CEE Tier 1
216766604 | Central HP <5.4 tons | TRANE | HRCU-A-CB (Split System: Heat Pump with Remote Outdoor Unit-Air-Source) | 5TWR7048A1 |  |  | 5TXCD010AS3 | S9X1C080U5PSB | 43500 | 16.5 | 8.7 | 44000 | 32000 | 72.73% | 2.22 | 0 | 12 |  |  |  |  | R-454B | 3.625 | Residential & Commercial | USHP | Ducted CEE Tier 1
216766622 | Central HP <5.4 tons | TRANE | HRCU-A-CB (Split System: Heat Pump with Remote Outdoor Unit-Air-Source) | 5TWR7048A1 |  |  | 5TXCD010AS3 | S9X2C100U5PSB | 43500 | 15.2 | 8.7 | 44000 | 32200 | 73.18% | 2.22 | 0 | 12 |  |  |  |  | R-454B | 3.625 | Residential & Commercial | USHP | Ducted CEE Tier 1
216055913 | Central HP <5.4 tons | CHAMPION HEATING AND COOLING | HRCU-A-CB (Split System: Heat Pump with Remote Outdoor Unit-Air-Source) | HH860E2S11 | ASPEN |  | C(A,C,D,E)48A3K+TDR | TM9E120D20MP12 | 40500 | 16.5 | 8.1 | 46000 | 35000 | 76.09% | 2 | 0 | 10.5 |  |  |  |  | R-454B | 3.375 | Residential & Commercial | USHP | Ducted CEE Tier 1
216055927 | Central HP <5.4 tons | CHAMPION HEATING AND COOLING | HRCU-A-CB (Split System: Heat Pump with Remote Outdoor Unit-Air-Source) | HH860E2S11 | ASPEN |  | D(A,C,E)60A3K+TDR | TM9V120D20MP12 | 41000 | 17.5 | 8.1 | 44000 | 33400 | 75.91% | 2 | 0 | 11.5 |  |  |  |  | R-454B | 3.4167 | Residential & Commercial | USHP | Ducted CEE Tier 1
216055961 | Central HP <5.4 tons | CHAMPION HEATING AND COOLING | HRCU-A-CB (Split System: Heat Pump with Remote Outdoor Unit-Air-Source) | HH860E2S11 | ASPEN |  | C(A,C,D,E)48A3K+TDR | TMLV100C16MP12 | 39500 | 16.5 | 8.1 | 43500 | 33400 | 76.78% | 2 | 0 | 11.2 |  |  |  |  | R-454B | 3.2917 | Residential & Commercial | USHP | Ducted CEE Tier 1
216055963 | Central HP <5.4 tons | CHAMPION HEATING AND COOLING | HRCU-A-CB (Split System: Heat Pump with Remote Outdoor Unit-Air-Source) | HH860E2S11 | ASPEN |  | D(A,C,E)60A3K+TDR | TMLV100C16MP12 | 40500 | 16.5 | 8.1 | 43500 | 33400 | 76.78% | 2 | 0 | 11.2 |  |  |  |  | R-454B | 3.375 | Residential & Commercial | USHP | Ducted CEE Tier 1
214608430 | Central HP <5.4 tons | HISENSE | HRCU-A-CB (Split System: Heat Pump with Remote Outdoor Unit-Air-Source) | AUWR-36U3SA2 | ASPEN |  | AE(D,N,U)+DM42B34+TDR | 0 | 33000 | 17 | 8.5 | 35000 | 26000 | 74.29% | 2.05 | 0 | 9.8 |  |  |  |  | R-410A | 2.75 | Residential & Commercial | USHP
215385625 | Central HP <5.4 tons | HISENSE | HRCU-A-CB (Split System: Heat Pump with Remote Outdoor Unit-Air-Source) | AUWR-36U3SA2 | ASPEN |  | A(E,F)W364+TDR | 0 | 30000 | 16 | 8.1 | 34200 | 26000 | 76.02% | 2.05 | 0 | 10 |  |  |  |  | R-410A | 2.5 | Residential & Commercial | USHP | Ducted CEE Tier 1
216030946 | Central HP <5.4 tons | MDV | HRCU-A-CB (Split System: Heat Pump with Remote Outdoor Unit-Air-Source) | MOD30-36HFN10-M3 |  |  | MVBE-36HWFN10-WL3E-MAS | 0 | 36000 | 16.7 | 9.3 | 37000 | 29200 | 78.92% | 1.99 | 0 | 10.2 |  |  |  |  | R-454B | 3 | Residential & Commercial | USHP | Ducted CEE Tier 1
213896271 | Central HP <5.4 tons | HISENSE | HRCU-A-CB (Split System: Heat Pump with Remote Outdoor Unit-Air-Source) | AUWR-60U3SP2 | ASPEN |  | L(E,G)M60H4 | 0 | 55500 | 17 | 8.5 | 55500 | 41000 | 73.87% | 2.58 | 0 | 8 |  |  |  |  | R-410A | 4.625 | Residential & Commercial | USHP
211708420 | Central HP <5.4 tons | COLEMAN | HRCU-A-CB (Split System: Heat Pump with Remote Outdoor Unit-Air-Source) | THF2B48T21 | ASPEN |  | D(A,C,E)48D34+TDR | TL9E060B12UH11 | 44500 | 15.5 | 8.1 | 44500 | 31600 | 71.01% | 3.01 | 0 | 11 |  |  |  |  | R-410A | 3.7083 | Residential & Commercial | USHP | Ducted CEE Tier 1
211708429 | Central HP <5.4 tons | COLEMAN | HRCU-A-CB (Split System: Heat Pump with Remote Outdoor Unit-Air-Source) | THF2B48T21 | ASPEN |  | D(A,C,E)48D36+TDR | TM8E080C16MP11 | 45000 | 16 | 8.2 | 44000 | 30800 | 70% | 3.11 | 0 | 11.9 |  |  |  |  | R-410A | 3.75 | Residential & Commercial | USHP | Ducted CEE Tier 1
211708470 | Central HP <5.4 tons | COLEMAN | HRCU-A-CB (Split System: Heat Pump with Remote Outdoor Unit-Air-Source) | THF2B48T21 | ASPEN |  | D(A,C,E)48D34+TDR | TM9E100C16MP12 | 45000 | 16 | 8.2 | 44000 | 31200 | 70.91% | 3.13 | 0 | 11.9 |  |  |  |  | R-410A | 3.75 | Residential & Commercial | USHP | Ducted CEE Tier 1
211708484 | Central HP <5.4 tons | COLEMAN | HRCU-A-CB (Split System: Heat Pump with Remote Outdoor Unit-Air-Source) | THF2B48T21 | ASPEN |  | D(A,C,E)48D34+TDR | TM9V120D20MP12 | 46000 | 16 | 8.2 | 44500 | 31200 | 70.11% | 3.11 | 0 | 11.9 |  |  |  |  | R-410A | 3.8333 | Residential & Commercial | USHP | Ducted CEE Tier 1
215678365 | Central HP <5.4 tons | HEIL | HRCU-A-CB (Split System: Heat Pump with Remote Outdoor Unit-Air-Source) | H5H0V24*K*AAA* |  |  | EA*5X37M17A*+WALLCON | *97CTN0601716A* | 23600 | 16.5 | 9 | 23600 | 16600 | 70.34% | 1.98 | 0 | 10 |  |  |  |  | R-454B | 1.9667 | Residential & Commercial | USHP | Ducted CEE Tier 1
216967947 | Central HP <5.4 tons | MDV | HRCU-A-CB (Split System: Heat Pump with Remote Outdoor Unit-Air-Source) | MOE30-36HFN10-M3X |  |  | MVBDM-36HWFN10-WC3 | 0 | 36000 | 18 | 10 | 36000 | 36000 | 100% | 2.46 | 0 | 12 |  |  |  |  | R-454B | 3 | Residential & Commercial | USHP | Ducted CEE Tier 1
213238538 | Central HP <5.4 tons | CHAMPION HEATING AND COOLING | HRCU-A-CB (Split System: Heat Pump with Remote Outdoor Unit-Air-Source) | THF2B48T21 | ASPEN |  | D(A,C,E)48D44+TDR | TM8E100C20MP11 | 44500 | 16.3 | 8.5 | 45000 | 31600 | 70.22% | 3.16 | 0 | 11.7 |  |  |  |  | R-410A | 3.7083 | Residential & Commercial | USHP | Ducted CEE Tier 1
213238547 | Central HP <5.4 tons | CHAMPION HEATING AND COOLING | HRCU-A-CB (Split System: Heat Pump with Remote Outdoor Unit-Air-Source) | THF2B48T21 | ASPEN |  | D(A,C,E)48B44+TDR | TM8V100C16MP12 | 42500 | 15.9 | 8.2 | 44000 | 30800 | 70% | 3.13 | 0 | 11.5 |  |  |  |  | R-410A | 3.5417 | Residential & Commercial | USHP | Ducted CEE Tier 1
216766858 | Central HP <5.4 tons | TRANE | HRCU-A-CB (Split System: Heat Pump with Remote Outdoor Unit-Air-Source) | 5TWX7024A1 |  |  | 5TXCB004AS3 | S9V2B040D3VSB | 21800 | 15.5 | 8.5 | 21200 | 16900 | 79.72% | 1.94 | 0 | 11.5 |  |  |  |  | R-454B | 1.8167 | Residential & Commercial | USHP | Ducted CEE Tier 1
216766863 | Central HP <5.4 tons | TRANE | HRCU-A-CB (Split System: Heat Pump with Remote Outdoor Unit-Air-Source) | 5TWX7024A1 |  |  | 5TXCB004AS3 | S8V2A040M3PCB | 23200 | 16.5 | 8.7 | 21800 | 17300 | 79.36% | 2.01 | 0 | 12 |  |  |  |  | R-454B | 1.9333 | Residential & Commercial | USHP | Ducted CEE Tier 1
213821175 | Central HP <5.4 tons | TEMPSTAR | HRCU-A-CB (Split System: Heat Pump with Remote Outdoor Unit-Air-Source) | DLCURAH24AAK | ASPEN |  | D(A,C,E)36C34+TDR | *96VTN1002122B* | 23800 | 16.5 | 8.5 | 25200 | 22400 | 88.89% | 2.91 | 0 | 9.5 |  |  |  |  | R-410A | 1.9833 | Residential & Commercial | USHP
215402627 | Central HP <5.4 tons | DAY & NIGHT | HRCU-A-CB (Split System: Heat Pump with Remote Outdoor Unit-Air-Source) | DLCURAH24AAK | ASPEN |  | L(E,F)W30D4 | 0 | 22800 | 15.5 | 9 | 24400 | 22000 | 90.16% | 2.8 | 0 | 9 |  |  |  |  | R-410A | 1.9 | Residential & Commercial | USHP
216623446 | Central HP <5.4 tons | MDV | HRCU-A-C (Split System: Heat Pump with Remote Outdoor Unit with No Indoor Fan --Air Source) | MOX430-24HFN10-M3X |  |  | MVBM-24B18T3N10-MAS | 0 | 24000 | 16 | 9.5 | 25000 | 21000 | 84% | 1.8 | 0 | 10 |  |  |  |  | R-454B | 2 | Residential & Commercial | USHP | Ducted CEE Tier 1
211708510 | Central HP <5.4 tons | COLEMAN | HRCU-A-CB (Split System: Heat Pump with Remote Outdoor Unit-Air-Source) | THF2B48T21 | ASPEN |  | D(A,C,E)48D34+TDR | TMLE120C20MP11 | 46000 | 16 | 8.2 | 44500 | 31200 | 70.11% | 3.07 | 0 | 11.9 |  |  |  |  | R-410A | 3.8333 | Residential & Commercial | USHP | Ducted CEE Tier 1
213306316 | Central HP <5.4 tons | CHAMPION HEATING AND COOLING | HRCU-A-CB (Split System: Heat Pump with Remote Outdoor Unit-Air-Source) | HMH72B361 | ASPEN |  | D(A,C,E)36D34+TDR | Z8ES100C20SMPS1 | 34800 | 16.5 | 8.1 | 36000 | 26800 | 74.44% | 2.83 | 0 | 9 |  |  |  |  | R-410A | 2.9 | Residential & Commercial | USHP
215385623 | Central HP <5.4 tons | HISENSE | HRCU-A-CB (Split System: Heat Pump with Remote Outdoor Unit-Air-Source) | AUWR-24U3SF2 | ASPEN |  | L(E,F)W36D4 | 0 | 21400 | 15.8 | 8.1 | 23200 | 17700 | 76.29% | 1.98 | 0 | 10 |  |  |  |  | R-410A | 1.7833 | Residential & Commercial | USHP | Ducted CEE Tier 1
216767057 | Central HP <5.4 tons | TRANE | HRCU-A-CB (Split System: Heat Pump with Remote Outdoor Unit-Air-Source) | 5TWX7036A1 |  |  | 5TXCC005AS3 | S9V2C080U5VSB | 32800 | 16 | 8.7 | 32400 | 24000 | 74.07% | 2.13 | 0 | 11.7 |  |  |  |  | R-454B | 2.7333 | Residential & Commercial | USHP | Ducted CEE Tier 1
212621513 | Central HP <5.4 tons | COLEMAN | HRCU-A-CB (Split System: Heat Pump with Remote Outdoor Unit-Air-Source) | HMH72B341 | ASPEN |  | C(A,C,D,E)48A24+TDR | TM9V120D20MP12 | 29400 | 16.3 | 8.4 | 32000 | 28000 | 87.5% | 2.77 | 0 | 9 |  |  |  |  | R-410A | 2.45 | Residential & Commercial | USHP
212621561 | Central HP <5.4 tons | COLEMAN | HRCU-A-CB (Split System: Heat Pump with Remote Outdoor Unit-Air-Source) | HMH72B341 | ASPEN |  | C(A,C,D,E)48A34+TDR | TPLC100C20MP13 | 31600 | 16.5 | 8.1 | 32200 | 27600 | 85.71% | 2.44 | 0 | 8.9 |  |  |  |  | R-410A | 2.6333 | Residential & Commercial | USHP
212621570 | Central HP <5.4 tons | COLEMAN | HRCU-A-CB (Split System: Heat Pump with Remote Outdoor Unit-Air-Source) | HMH72B341 | ASPEN |  | D(A,C,E)36A34+TDR | TPLC120C20MP13 | 31000 | 16.3 | 8.1 | 32200 | 27600 | 85.71% | 2.44 | 0 | 8.8 |  |  |  |  | R-410A | 2.5833 | Residential & Commercial | USHP
212621572 | Central HP <5.4 tons | COLEMAN | HRCU-A-CB (Split System: Heat Pump with Remote Outdoor Unit-Air-Source) | HMH72B341 | ASPEN |  | D(A,C,E)48A34+TDR | TPLC120C20MP13 | 31600 | 16.5 | 8.1 | 32200 | 27600 | 85.71% | 2.44 | 0 | 8.9 |  |  |  |  | R-410A | 2.6333 | Residential & Commercial | USHP
212621629 | Central HP <5.4 tons | COLEMAN | HRCU-A-CB (Split System: Heat Pump with Remote Outdoor Unit-Air-Source) | HMH72B341 | ASPEN |  | C(A,C,D,E)36B24+TDR | TPLC100C20MP13 | 28600 | 15.6 | 8.1 | 32400 | 27400 | 84.57% | 2.45 | 0 | 8.4 |  |  |  |  | R-410A | 2.3833 | Residential & Commercial | USHP
212621647 | Central HP <5.4 tons | COLEMAN | HRCU-A-CB (Split System: Heat Pump with Remote Outdoor Unit-Air-Source) | HMH72B341 | ASPEN |  | D(A,C,E)36A44+TDR | CPLC100C20MP13 | 31400 | 16.5 | 8.1 | 32400 | 27800 | 85.8% | 2.44 | 0 | 8.9 |  |  |  |  | R-410A | 2.6167 | Residential & Commercial | USHP
212621670 | Central HP <5.4 tons | COLEMAN | HRCU-A-CB (Split System: Heat Pump with Remote Outdoor Unit-Air-Source) | HMH72B341 | ASPEN |  | D(A,C,E)36A44+TDR | CPLC120C20MP13 | 31400 | 16.5 | 8.1 | 32400 | 27800 | 85.8% | 2.44 | 0 | 8.9 |  |  |  |  | R-410A | 2.6167 | Residential & Commercial | USHP
215865882 | Central HP <5.4 tons | MDV | HRCU-A-CB (Split System: Heat Pump with Remote Outdoor Unit-Air-Source) | MOX430-24HFN10-M3X |  |  | MVBC-24HWFPN10-MB3E | 0 | 23000 | 18.4 | 10 | 24000 | 21600 | 90% | 1.87 | 0 | 11.7 |  |  |  |  | R-454B | 1.9167 | Residential & Commercial | USHP | Ducted CEE Tier 1
213771144 | Central HP <5.4 tons | TEMPSTAR | HRCU-A-CB (Split System: Heat Pump with Remote Outdoor Unit-Air-Source) | TVH825GKA2* |  |  | EA*4X37L21A*+WALLCON | *80CTL0701716B* | 24400 | 17 | 8.5 | 21200 | 16600 | 78.3% | 2.02 | 0 | 11 |  |  |  |  | R-410A | 2.0333 | Residential & Commercial | USHP | Ducted CEE Tier 1
213612908 | Central HP <5.4 tons | CHAMPION HEATING AND COOLING | HRCU-A-CB (Split System: Heat Pump with Remote Outdoor Unit-Air-Source) | THF2B48T21 | ASPEN |  | L(E,G)M60A6 | 0 | 45000 | 15.5 | 8.1 | 45500 | 37800 | 83.08% | 3.7 | 0 | 11.8 |  |  |  |  | R-410A | 3.75 | Residential & Commercial | USHP | Ducted CEE Tier 1
216055604 | Central HP <5.4 tons | CHAMPION HEATING AND COOLING | HRCU-A-CB (Split System: Heat Pump with Remote Outdoor Unit-Air-Source) | HH824E2S11 | ASPEN |  | D(A,C,E)24B4K+TDR | Z8ES100B12SMPS1 | 21000 | 19 | 9.5 | 22800 | 18000 | 78.95% | 2 | 0 | 11.2 |  |  |  |  | R-454B | 1.75 | Residential & Commercial | USHP | Ducted CEE Tier 1
216055637 | Central HP <5.4 tons | CHAMPION HEATING AND COOLING | HRCU-A-CB (Split System: Heat Pump with Remote Outdoor Unit-Air-Source) | HH824E2S11 | ASPEN |  | C(A,C,D,E)24A3K+TDR | Z9ES060B12SMPS1 | 21600 | 17 | 8.1 | 22400 | 18600 | 83.04% | 2 | 0 | 11.7 |  |  |  |  | R-454B | 1.8 | Residential & Commercial | USHP | Ducted CEE Tier 1
212621697 | Central HP <5.4 tons | COLEMAN | HRCU-A-CB (Split System: Heat Pump with Remote Outdoor Unit-Air-Source) | HMH72B341 | ASPEN |  | D(A,C,E)36D34+TDR | TM8V100C20MP12 | 32200 | 16.5 | 8.1 | 32400 | 27800 | 85.8% | 2.44 | 0 | 9 |  |  |  |  | R-410A | 2.6833 | Residential & Commercial | USHP
212621722 | Central HP <5.4 tons | COLEMAN | HRCU-A-CB (Split System: Heat Pump with Remote Outdoor Unit-Air-Source) | HMH72B341 | ASPEN |  | D(A,C,E)42B34+TDR | TM8V120C20MP12 | 31800 | 16.5 | 8.5 | 32400 | 27800 | 85.8% | 2.7 | 0 | 8.9 |  |  |  |  | R-410A | 2.65 | Residential & Commercial | USHP
212621729 | Central HP <5.4 tons | COLEMAN | HRCU-A-CB (Split System: Heat Pump with Remote Outdoor Unit-Air-Source) | HMH72B341 | ASPEN |  | D(A,C,E)48D24+TDR | TM8V120C20MP12 | 30400 | 16.1 | 8.5 | 32400 | 27800 | 85.8% | 2.7 | 0 | 8 |  |  |  |  | R-410A | 2.5333 | Residential & Commercial | USHP
212621731 | Central HP <5.4 tons | COLEMAN | HRCU-A-CB (Split System: Heat Pump with Remote Outdoor Unit-Air-Source) | HMH72B341 | ASPEN |  | C(A,C,D,E)36A44+TDR | TMLV120C20MP12 | 31400 | 16.5 | 8.1 | 32400 | 27800 | 85.8% | 2.44 | 0 | 8.9 |  |  |  |  | R-410A | 2.6167 | Residential & Commercial | USHP
212621754 | Central HP <5.4 tons | COLEMAN | HRCU-A-CB (Split System: Heat Pump with Remote Outdoor Unit-Air-Source) | HMH72B341 | ASPEN |  | C(A,C,D,E)36A44+TDR | TPLC100C20MP13 | 31400 | 16.5 | 8.1 | 32400 | 27800 | 85.8% | 2.44 | 0 | 8.9 |  |  |  |  | R-410A | 2.6167 | Residential & Commercial | USHP
212621779 | Central HP <5.4 tons | COLEMAN | HRCU-A-CB (Split System: Heat Pump with Remote Outdoor Unit-Air-Source) | HMH72B341 | ASPEN |  | C(A,C,D,E)36C34+TDR | TPLC120C20MP13 | 31800 | 16.5 | 8.1 | 32400 | 27800 | 85.8% | 2.44 | 0 | 8.9 |  |  |  |  | R-410A | 2.65 | Residential & Commercial | USHP
216055422 | Central HP <5.4 tons | CHAMPION HEATING AND COOLING | HRCU-A-CB (Split System: Heat Pump with Remote Outdoor Unit-Air-Source) | HH824E2S11 | ASPEN |  | C(A,C,D,E)24D2K+TDR | TL8E060A12UH11 | 19500 | 17 | 9 | 23000 | 17900 | 77.83% | 2 | 0 | 11 |  |  |  |  | R-454B | 1.625 | Residential & Commercial | USHP | Ducted CEE Tier 1
216055424 | Central HP <5.4 tons | CHAMPION HEATING AND COOLING | HRCU-A-CB (Split System: Heat Pump with Remote Outdoor Unit-Air-Source) | HH824E2S11 | ASPEN |  | D(A,C,E)24B4K+TDR | TL8E060A12UH11 | 21000 | 18 | 9 | 23000 | 17900 | 77.83% | 2 | 0 | 11.2 |  |  |  |  | R-454B | 1.75 | Residential & Commercial | USHP | Ducted CEE Tier 1
216055463 | Central HP <5.4 tons | CHAMPION HEATING AND COOLING | HRCU-A-CB (Split System: Heat Pump with Remote Outdoor Unit-Air-Source) | HH824E2S11 | ASPEN |  | C(A,C,D,E)24A3K+TDR | TM8Y060A12MP11 | 20000 | 17.5 | 8.5 | 22600 | 18400 | 81.42% | 2 | 0 | 9.8 |  |  |  |  | R-454B | 1.6667 | Residential & Commercial | USHP
216055481 | Central HP <5.4 tons | CHAMPION HEATING AND COOLING | HRCU-A-CB (Split System: Heat Pump with Remote Outdoor Unit-Air-Source) | HH824E2S11 | ASPEN |  | C(A,C,D,E)24A3K+TDR | TM9E040A10MP12 | 20200 | 16.5 | 8.5 | 22600 | 18100 | 80.09% | 2 | 0 | 9.8 |  |  |  |  | R-454B | 1.6833 | Residential & Commercial | USHP
216055524 | Central HP <5.4 tons | CHAMPION HEATING AND COOLING | HRCU-A-CB (Split System: Heat Pump with Remote Outdoor Unit-Air-Source) | HH824E2S11 | ASPEN |  | C(A,C,D,E)24D2K+TDR | TM9Y040A10MP11 | 19900 | 16 | 8.5 | 22600 | 17300 | 76.55% | 2 | 0 | 10 |  |  |  |  | R-454B | 1.6583 | Residential & Commercial | USHP | Ducted CEE Tier 1
216055542 | Central HP <5.4 tons | CHAMPION HEATING AND COOLING | HRCU-A-CB (Split System: Heat Pump with Remote Outdoor Unit-Air-Source) | HH824E2S11 | ASPEN |  | C(A,C,D,E)24D2K+TDR | TMLE040A12MP11 | 19800 | 16 | 9 | 22600 | 17200 | 76.11% | 2 | 0 | 11.2 |  |  |  |  | R-454B | 1.65 | Residential & Commercial | USHP | Ducted CEE Tier 1
216055547 | Central HP <5.4 tons | CHAMPION HEATING AND COOLING | HRCU-A-CB (Split System: Heat Pump with Remote Outdoor Unit-Air-Source) | HH824E2S11 | ASPEN |  | C(A,C,D,E)24A3K+TDR | TMLE060A12MP11 | 20200 | 17.5 | 8.5 | 22600 | 17900 | 79.2% | 2 | 0 | 11.2 |  |  |  |  | R-454B | 1.6833 | Residential & Commercial | USHP | Ducted CEE Tier 1
216765876 | Central HP <5.4 tons | TRANE | HRCU-A-CB (Split System: Heat Pump with Remote Outdoor Unit-Air-Source) | 5TWR7024A1 |  |  | 5PX*BD04AS3 | S8V2B080M4PCB | 23200 | 17.1 | 8.1 | 22200 | 17100 | 77.03% | 1.83 | 0 | 12.5 |  |  |  |  | R-454B | 1.9333 | Residential & Commercial | USHP | Ducted CEE Tier 1
216765892 | Central HP <5.4 tons | TRANE | HRCU-A-CB (Split System: Heat Pump with Remote Outdoor Unit-Air-Source) | 5TWR7024A1 |  |  | 5PX*BD06AS3 | S9X2B060D3PSB | 23800 | 17.1 | 8.7 | 22200 | 17400 | 78.38% | 1.99 | 0 | 12.5 |  |  |  |  | R-454B | 1.9833 | Residential & Commercial | USHP | Ducted CEE Tier 1
216765908 | Central HP <5.4 tons | TRANE | HRCU-A-CB (Split System: Heat Pump with Remote Outdoor Unit-Air-Source) | 5TWR7024A1 |  |  | 5PX*BD06AS3 | S8V2A040M3PCB | 23800 | 17.1 | 8.7 | 22400 | 17500 | 78.12% | 1.98 | 0 | 12.5 |  |  |  |  | R-454B | 1.9833 | Residential & Commercial | USHP | Ducted CEE Tier 1
216766913 | Central HP <5.4 tons | TRANE | HRCU-A-CB (Split System: Heat Pump with Remote Outdoor Unit-Air-Source) | 5TWX7036A1 |  |  | 5PX*B006AS3 | S9X2B080U4PSB | 33200 | 16 | 8.7 | 32400 | 24000 | 74.07% | 2.16 | 0 | 12 |  |  |  |  | R-454B | 2.7667 | Residential & Commercial | USHP | Ducted CEE Tier 1
216766915 | Central HP <5.4 tons | TRANE | HRCU-A-CB (Split System: Heat Pump with Remote Outdoor Unit-Air-Source) | 5TWX7036A1 |  |  | 5PX*B006AS3+P0V0B000M40SD | 0 | 33800 | 17 | 8.7 | 32600 | 24000 | 73.62% | 2.19 | 0 | 12 |  |  |  |  | R-454B | 2.8167 | Residential & Commercial | USHP | Ducted CEE Tier 1
214802758 | Central HP <5.4 tons | RHEEM | HRCU-A-CB (Split System: Heat Pump with Remote Outdoor Unit-Air-Source) | RP15AZ30AJ2N | ASPEN |  | D(A,C,E)36A34+TDR | R801V0754A17UH | 27400 | 15.4 | 8.1 | 28400 | 20000 | 70.42% | 2.62 | 0 | 11.7 |  |  |  |  | R-410A | 2.2833 | Residential & Commercial | USHP | Ducted CEE Tier 1
213828527 | Central HP <5.4 tons | HISENSE | HRCU-A-C (Split System: Heat Pump with Remote Outdoor Unit with No Indoor Fan --Air Source) | AUWR-48U3SP | ASPEN |  | D(A,C,E)48D44+TDR | 0 | 41000 | 15.55 | 8.55 | 42000 | 34600 | 82.38% | 1.94 | 0 | 11.4 |  |  |  |  | R-410A | 3.4167 | Residential & Commercial | USHP | Ducted CEE Tier 1
216766160 | Central HP <5.4 tons | TRANE | HRCU-A-CB (Split System: Heat Pump with Remote Outdoor Unit-Air-Source) | 5TWR7036A1 |  |  | 5PX*C007AS3 | S8V2C100M5PCB | 33800 | 17 | 9 | 32800 | 24200 | 73.78% | 2.2 | 0 | 12 |  |  |  |  | R-454B | 2.8167 | Residential & Commercial | USHP | Ducted CEE Tier 1
216766276 | Central HP <5.4 tons | TRANE | HRCU-A-CB (Split System: Heat Pump with Remote Outdoor Unit-Air-Source) | 5TWR7036A1 |  |  | 5TXCB004AS3 | S9X1B060U4PSB | 32400 | 16 | 8.7 | 32600 | 24200 | 74.23% | 2.12 | 0 | 11.7 |  |  |  |  | R-454B | 2.7 | Residential & Commercial | USHP | Ducted CEE Tier 1
216766292 | Central HP <5.4 tons | TRANE | HRCU-A-CB (Split System: Heat Pump with Remote Outdoor Unit-Air-Source) | 5TWR7036A1 |  |  | 5TXCB004AS3 | S8V2B080M4PCB | 32200 | 16 | 8.7 | 32200 | 24000 | 74.53% | 2.11 | 0 | 12 |  |  |  |  | R-454B | 2.6833 | Residential & Commercial | USHP | Ducted CEE Tier 1
216766442 | Central HP <5.4 tons | TRANE | HRCU-A-CB (Split System: Heat Pump with Remote Outdoor Unit-Air-Source) | 5TWR7048A1 |  |  | 5PX*C009AS3 | S9V2C100U5VSB | 43000 | 16 | 8.7 | 44000 | 32400 | 73.64% | 2.2 | 0 | 12 |  |  |  |  | R-454B | 3.5833 | Residential & Commercial | USHP | Ducted CEE Tier 1
216766444 | Central HP <5.4 tons | TRANE | HRCU-A-CB (Split System: Heat Pump with Remote Outdoor Unit-Air-Source) | 5TWR7048A1 |  |  | 5PX*C009AS3 | S9V2C080U5VSB | 43500 | 16.5 | 8.7 | 43500 | 32000 | 73.56% | 2.22 | 0 | 12.5 |  |  |  |  | R-454B | 3.625 | Residential & Commercial | USHP | Ducted CEE Tier 1
216766542 | Central HP <5.4 tons | TRANE | HRCU-A-CB (Split System: Heat Pump with Remote Outdoor Unit-Air-Source) | 5TWR7048A1 |  |  | 5PX*DD10AS3 | S8V2D120M5PCB | 43000 | 16 | 8.7 | 44000 | 32400 | 73.64% | 2.21 | 0 | 12 |  |  |  |  | R-454B | 3.5833 | Residential & Commercial | USHP | Ducted CEE Tier 1
216766558 | Central HP <5.4 tons | TRANE | HRCU-A-CB (Split System: Heat Pump with Remote Outdoor Unit-Air-Source) | 5TWR7048A1 |  |  | 5TXCC009AS3 | S8V2C080M5PCB | 43500 | 16.5 | 8.7 | 44000 | 32200 | 73.18% | 2.21 | 0 | 12 |  |  |  |  | R-454B | 3.625 | Residential & Commercial | USHP | Ducted CEE Tier 1
211752354 | Central HP <5.4 tons | ARMSTRONG AIR | HRCU-A-CB (Split System: Heat Pump with Remote Outdoor Unit-Air-Source) | 4SHP22LX124P-**A | ADP |  | H,A,DE32936 | A97USMV070B12 | 23600 | 20 | 8.45 | 22000 | 15400 | 70% | 1.9 | 0 | 13 |  |  |  |  | R-410A | 1.9667 | Residential & Commercial | USHP | Ducted CEE Tier 1
213161302 | Central HP <5.4 tons | ARMSTRONG AIR | HRCU-A-CB (Split System: Heat Pump with Remote Outdoor Unit-Air-Source) | 4SHP22LX124P-**A | ADP |  | PL36H175P159+AEFE4B* | 0 | 23400 | 21 | 8.7 | 20600 | 15700 | 76.21% | 2.26 | 0 | 13.5 |  |  |  |  | R-410A | 1.95 | Residential & Commercial | USHP | Ducted CEE Tier 1
212621790 | Central HP <5.4 tons | COLEMAN | HRCU-A-CB (Split System: Heat Pump with Remote Outdoor Unit-Air-Source) | HMH72B341 | ASPEN |  | D(A,C,E)42A44+TDR | TPLC120C20MP13 | 31800 | 16.5 | 8.1 | 32400 | 27800 | 85.8% | 2.44 | 0 | 8.9 |  |  |  |  | R-410A | 2.65 | Residential & Commercial | USHP
212621795 | Central HP <5.4 tons | COLEMAN | HRCU-A-CB (Split System: Heat Pump with Remote Outdoor Unit-Air-Source) | HMH72B341 | ASPEN |  | D(A,C,E)48B34+TDR | TPLC120C20MP13 | 32000 | 16.5 | 8.1 | 32400 | 27800 | 85.8% | 2.44 | 0 | 8.9 |  |  |  |  | R-410A | 2.6667 | Residential & Commercial | USHP
212621829 | Central HP <5.4 tons | COLEMAN | HRCU-A-CB (Split System: Heat Pump with Remote Outdoor Unit-Air-Source) | HMH72B341 | ASPEN |  | D(A,C,E)48C34+TDR | TM9Y120D20MP11 | 32800 | 16.5 | 8.5 | 32400 | 28200 | 87.04% | 2.77 | 0 | 9.5 |  |  |  |  | R-410A | 2.7333 | Residential & Commercial | USHP
212621856 | Central HP <5.4 tons | COLEMAN | HRCU-A-CB (Split System: Heat Pump with Remote Outdoor Unit-Air-Source) | HMH72B341 | ASPEN |  | D(A,C,E)36C34+TDR | CP9C120D20MP13 | 32000 | 17 | 8.1 | 32400 | 28200 | 87.04% | 2.51 | 0 | 9.4 |  |  |  |  | R-410A | 2.6667 | Residential & Commercial | USHP
212621874 | Central HP <5.4 tons | COLEMAN | HRCU-A-CB (Split System: Heat Pump with Remote Outdoor Unit-Air-Source) | HMH72B341 | ASPEN |  | C(A,C,D,E)42D24+TDR | TM9V120D20MP12 | 30200 | 16.5 | 8.5 | 32400 | 28200 | 87.04% | 2.79 | 0 | 9.1 |  |  |  |  | R-410A | 2.5167 | Residential & Commercial | USHP
212621879 | Central HP <5.4 tons | COLEMAN | HRCU-A-CB (Split System: Heat Pump with Remote Outdoor Unit-Air-Source) | HMH72B341 | ASPEN |  | D(A,C,E)36B44+TDR | TM9V120D20MP12 | 32600 | 17 | 8.5 | 32400 | 28200 | 87.04% | 2.79 | 0 | 9.5 |  |  |  |  | R-410A | 2.7167 | Residential & Commercial | USHP
213821336 | Central HP <5.4 tons | TEMPSTAR | HRCU-A-CB (Split System: Heat Pump with Remote Outdoor Unit-Air-Source) | DLCURAH24ABK | ASPEN |  | D(A,C,E)24B44+TDR | *96VTN1002122B* | 22800 | 17.3 | 8.4 | 25200 | 19900 | 78.97% | 2.96 | 0 | 10.2 |  |  |  |  | R-410A | 1.9 | Residential & Commercial | USHP | Ducted CEE Tier 1
213828545 | Central HP <5.4 tons | HISENSE | HRCU-A-C (Split System: Heat Pump with Remote Outdoor Unit with No Indoor Fan --Air Source) | AUWR-36U3SA | ASPEN |  | D(A,C,E)37D34+TDR | 0 | 29600 | 15.5 | 9.4 | 30000 | 24200 | 80.67% | 2.08 | 0 | 11.3 |  |  |  |  | R-410A | 2.4667 | Residential & Commercial | USHP | Ducted CEE Tier 1
215851364 | Central HP <5.4 tons | COLEMAN | HRCU-A-CB (Split System: Heat Pump with Remote Outdoor Unit-Air-Source) | HH860E2S11 | ASPEN |  | C(A,C,D,E)48A3K+TDR | Z9ES120D20SMPS1 | 42000 | 17.5 | 8.1 | 46500 | 34200 | 73.55% | 2 | 0 | 11.2 |  |  |  |  | R-454B | 3.5 | Residential & Commercial | USHP | Ducted CEE Tier 1
214336721 | Central HP <5.4 tons | RHEEM | HRCU-A-CB (Split System: Heat Pump with Remote Outdoor Unit-Air-Source) | RD17AZ48AJ3N | ASPEN |  | D(A,C,E)60C44+TDR | R802V1005A21UHN | 45500 | 16 | 8.1 | 45500 | 33800 | 74.29% | 3.17 | 0 | 10 |  |  |  |  | R-410A | 3.7917 | Residential & Commercial | USHP | Ducted CEE Tier 1
216055447 | Central HP <5.4 tons | CHAMPION HEATING AND COOLING | HRCU-A-CB (Split System: Heat Pump with Remote Outdoor Unit-Air-Source) | HH824E2S11 | ASPEN |  | D(A,C,E)24B3K+TDR | TM8E080B12MP11 | 22000 | 17 | 8.1 | 22600 | 18000 | 79.65% | 2 | 0 | 12 |  |  |  |  | R-454B | 1.8333 | Residential & Commercial | USHP | Ducted CEE Tier 1
214608431 | Central HP <5.4 tons | HISENSE | HRCU-A-CB (Split System: Heat Pump with Remote Outdoor Unit-Air-Source) | AUWR-36U3SA2 | ASPEN |  | AE(D,N,U)+DM48E34+TDR | 0 | 32200 | 17 | 8.5 | 34800 | 26000 | 74.71% | 2.05 | 0 | 9.8 |  |  |  |  | R-410A | 2.6833 | Residential & Commercial | USHP
216766933 | Central HP <5.4 tons | TRANE | HRCU-A-CB (Split System: Heat Pump with Remote Outdoor Unit-Air-Source) | 5TWX7036A1 |  |  | 5PX*BD06AS3 | S8V2B080M4PCB | 32400 | 16 | 8.5 | 33000 | 24200 | 73.33% | 2.04 | 0 | 12 |  |  |  |  | R-454B | 2.7 | Residential & Commercial | USHP | Ducted CEE Tier 1
216030940 | Central HP <5.4 tons | MDV | HRCU-A-CB (Split System: Heat Pump with Remote Outdoor Unit-Air-Source) | MOX630-48HFN10-M3 |  |  | MVBC-48HWFN10-MD3E-MAS | 0 | 48000 | 16 | 8.5 | 48000 | 38000 | 79.17% | 1.85 | 0 | 10 |  |  |  |  | R-454B | 4 | Residential & Commercial | USHP | Ducted CEE Tier 1
216766949 | Central HP <5.4 tons | TRANE | HRCU-A-CB (Split System: Heat Pump with Remote Outdoor Unit-Air-Source) | 5TWX7036A1 |  |  | 5PX*C005AS3 | S9X2C080U5PSB | 32600 | 16 | 8.7 | 32200 | 24000 | 74.53% | 2.12 | 0 | 11.7 |  |  |  |  | R-454B | 2.7167 | Residential & Commercial | USHP | Ducted CEE Tier 1
216766972 | Central HP <5.4 tons | TRANE | HRCU-A-CB (Split System: Heat Pump with Remote Outdoor Unit-Air-Source) | 5TWX7036A1 |  |  | 5PX*C009AS3 | S8V2C080M5PDB | 34200 | 16.5 | 8.7 | 32400 | 24000 | 74.07% | 2.2 | 0 | 12 |  |  |  |  | R-454B | 2.85 | Residential & Commercial | USHP | Ducted CEE Tier 1
216766974 | Central HP <5.4 tons | TRANE | HRCU-A-CB (Split System: Heat Pump with Remote Outdoor Unit-Air-Source) | 5TWX7036A1 |  |  | 5PX*C009AS3 | S9X1C080U5PSB | 34400 | 17.1 | 8.7 | 32600 | 24200 | 74.23% | 2.21 | 0 | 12 |  |  |  |  | R-454B | 2.8667 | Residential & Commercial | USHP | Ducted CEE Tier 1
216767038 | Central HP <5.4 tons | TRANE | HRCU-A-CB (Split System: Heat Pump with Remote Outdoor Unit-Air-Source) | 5TWX7036A1 |  |  | 5TXCB006AS3 | S8V2A040M3PDB | 32800 | 16 | 8.7 | 32600 | 24200 | 74.23% | 2.13 | 0 | 11.7 |  |  |  |  | R-454B | 2.7333 | Residential & Commercial | USHP | Ducted CEE Tier 1
216767058 | Central HP <5.4 tons | TRANE | HRCU-A-CB (Split System: Heat Pump with Remote Outdoor Unit-Air-Source) | 5TWX7036A1 |  |  | 5TXCC005AS3 | S8V2C100M5PCB | 32600 | 16 | 8.5 | 32400 | 24000 | 74.07% | 2.12 | 0 | 11.7 |  |  |  |  | R-454B | 2.7167 | Residential & Commercial | USHP | Ducted CEE Tier 1
216770098 | Central HP <5.4 tons | TRANE | HRCU-A-CB (Split System: Heat Pump with Remote Outdoor Unit-Air-Source) | 5TWX7036A1 |  |  | 5PX*C009AS3 | S8X1C100M5PSC | 34400 | 16.5 | 8.7 | 32600 | 24200 | 74.23% | 2.2 | 0 | 12 |  |  |  |  | R-454B | 2.8667 | Residential & Commercial | USHP | Ducted CEE Tier 1
216770100 | Central HP <5.4 tons | TRANE | HRCU-A-CB (Split System: Heat Pump with Remote Outdoor Unit-Air-Source) | 5TWX7036A1 |  |  | 5PX*C009AS3 | S8X2C100M5PSC | 34400 | 16.5 | 8.7 | 32600 | 24200 | 74.23% | 2.2 | 0 | 12 |  |  |  |  | R-454B | 2.8667 | Residential & Commercial | USHP | Ducted CEE Tier 1
216770107 | Central HP <5.4 tons | TRANE | HRCU-A-CB (Split System: Heat Pump with Remote Outdoor Unit-Air-Source) | 5TWX7036A1 |  |  | 5TAMXC03AV31 | 0 | 33000 | 16.5 | 8.5 | 33000 | 24200 | 73.33% | 2.06 | 0 | 12 |  |  |  |  | R-454B | 2.75 | Residential & Commercial | USHP | Ducted CEE Tier 1
216055465 | Central HP <5.4 tons | CHAMPION HEATING AND COOLING | HRCU-A-CB (Split System: Heat Pump with Remote Outdoor Unit-Air-Source) | HH824E2S11 | ASPEN |  | D(A,C,E)24B3K+TDR | TM8Y060A12MP11 | 20400 | 17.5 | 9 | 22600 | 18400 | 81.42% | 2 | 0 | 9.8 |  |  |  |  | R-454B | 1.7 | Residential & Commercial | USHP
216055490 | Central HP <5.4 tons | CHAMPION HEATING AND COOLING | HRCU-A-CB (Split System: Heat Pump with Remote Outdoor Unit-Air-Source) | HH824E2S11 | ASPEN |  | D(A,C,E)24B4K+TDR | TM9E060A10MP12 | 21000 | 17 | 9 | 23000 | 18100 | 78.7% | 2 | 0 | 10.5 |  |  |  |  | R-454B | 1.75 | Residential & Commercial | USHP | Ducted CEE Tier 1
216055567 | Central HP <5.4 tons | CHAMPION HEATING AND COOLING | HRCU-A-CB (Split System: Heat Pump with Remote Outdoor Unit-Air-Source) | HH824E2S11 | ASPEN |  | D(A,C,E)24B3K+TDR | TP9C060B12MP13 | 22000 | 17 | 8.1 | 22600 | 18000 | 79.65% | 2 | 0 | 12 |  |  |  |  | R-454B | 1.8333 | Residential & Commercial | USHP | Ducted CEE Tier 1
216620302 | Central HP <5.4 tons | MDV | HRCU-A-C (Split System: Heat Pump with Remote Outdoor Unit with No Indoor Fan --Air Source) | MOX430-24HFN10-M3X |  |  | MVBM-24A18T3N10 | 0 | 24000 | 16 | 9.5 | 25000 | 21000 | 84% | 1.8 | 0 | 10 |  |  |  |  | R-454B | 2 | Residential & Commercial | USHP | Ducted CEE Tier 1
213238567 | Central HP <5.4 tons | CHAMPION HEATING AND COOLING | HRCU-A-CB (Split System: Heat Pump with Remote Outdoor Unit-Air-Source) | THF2B48T21 | ASPEN |  | D(A,C,E)48B44+TDR | TM9E080C16MP12 | 42000 | 15.9 | 8.2 | 44000 | 31200 | 70.91% | 3.12 | 0 | 11.5 |  |  |  |  | R-410A | 3.5 | Residential & Commercial | USHP | Ducted CEE Tier 1
212437655 | Central HP <5.4 tons | ARMSTRONG AIR | HRCU-A-CB (Split System: Heat Pump with Remote Outdoor Unit-Air-Source) | 4SHP22LX124P-**A | ADP |  | 36AX** | A97US2V040B12X | 23800 | 21 | 8.5 | 22000 | 15400 | 70% | 1.92 | 0 | 13.5 |  |  |  |  | R-410A | 1.9833 | Residential & Commercial | USHP | Ducted CEE Tier 1
212438158 | Central HP <5.4 tons | ARMSTRONG AIR | HRCU-A-CB (Split System: Heat Pump with Remote Outdoor Unit-Air-Source) | 4SHP22LX124P-**A | ADP |  | 36DX** | A97USMV070B12 | 23800 | 21 | 8.5 | 22000 | 15400 | 70% | 1.92 | 0 | 13.5 |  |  |  |  | R-410A | 1.9833 | Residential & Commercial | USHP | Ducted CEE Tier 1
215385618 | Central HP <5.4 tons | HISENSE | HRCU-A-CB (Split System: Heat Pump with Remote Outdoor Unit-Air-Source) | AUWR-24U3SF2 | ASPEN |  | A(E,F)W244+TDR | 0 | 20600 | 15.8 | 8.1 | 23000 | 17700 | 76.96% | 1.98 | 0 | 10 |  |  |  |  | R-410A | 1.7167 | Residential & Commercial | USHP | Ducted CEE Tier 1
215318732 | Central HP <5.4 tons | MDV | HRCU-A-CB (Split System: Heat Pump with Remote Outdoor Unit-Air-Source) | MOX630-48HFN10-M3X |  |  | MVBDM-60HWFN10-WC3 | 0 | 48000 | 17.5 | 9.5 | 48000 | 48000 | 100% | 2 | 0 | 12 |  |  |  |  | R-454B | 4 | Residential & Commercial | USHP | Ducted CEE Tier 1
214447344 | Central HP <5.4 tons | HISENSE | HRCU-A-CB (Split System: Heat Pump with Remote Outdoor Unit-Air-Source) | AUWR-24U3SF2 | ASPEN |  | A(E,F)M304+TDR | 0 | 21000 | 16.5 | 9 | 22800 | 33000 | 144.7% | 1.9 | 0 | 10 |  |  |  |  | R-410A | 1.75 | Residential & Commercial | USHP | Ducted CEE Tier 1
216055852 | Central HP <5.4 tons | CHAMPION HEATING AND COOLING | HRCU-A-CB (Split System: Heat Pump with Remote Outdoor Unit-Air-Source) | HH860E2S11 | ASPEN |  | D(A,C,E)60A3K+TDR | TL9E080C16UH11 | 41000 | 18 | 8.5 | 45500 | 34400 | 75.6% | 2 | 0 | 10.5 |  |  |  |  | R-454B | 3.4167 | Residential & Commercial | USHP | Ducted CEE Tier 1
216055871 | Central HP <5.4 tons | CHAMPION HEATING AND COOLING | HRCU-A-CB (Split System: Heat Pump with Remote Outdoor Unit-Air-Source) | HH860E2S11 | ASPEN |  | C(A,C,D,E)48A3K+TDR | TM8E120C20MP11 | 41000 | 16.5 | 8.1 | 46000 | 35000 | 76.09% | 2 | 0 | 10.5 |  |  |  |  | R-454B | 3.4167 | Residential & Commercial | USHP | Ducted CEE Tier 1
216055889 | Central HP <5.4 tons | CHAMPION HEATING AND COOLING | HRCU-A-CB (Split System: Heat Pump with Remote Outdoor Unit-Air-Source) | HH860E2S11 | ASPEN |  | C(A,C,D,E)48A3K+TDR | TM8Y080C16MP11 | 40000 | 17.5 | 8.1 | 43500 | 33400 | 76.78% | 2 | 0 | 11.2 |  |  |  |  | R-454B | 3.3333 | Residential & Commercial | USHP | Ducted CEE Tier 1
215851294 | Central HP <5.4 tons | COLEMAN | HRCU-A-CB (Split System: Heat Pump with Remote Outdoor Unit-Air-Source) | HH860E2S11 | ASPEN |  | C(A,C,D,E)60A3K+TDR | Z8ES120C20SMPS1 | 41500 | 17.5 | 8.1 | 45000 | 34000 | 75.56% | 2 | 0 | 11.5 |  |  |  |  | R-454B | 3.4583 | Residential & Commercial | USHP | Ducted CEE Tier 1
216055855 | Central HP <5.4 tons | CHAMPION HEATING AND COOLING | HRCU-A-CB (Split System: Heat Pump with Remote Outdoor Unit-Air-Source) | HH860E2S11 | ASPEN |  | D(A,C,E)60A3K+TDR | TL9E100C20UH11 | 41000 | 17 | 8.1 | 44000 | 33400 | 75.91% | 2 | 0 | 11 |  |  |  |  | R-454B | 3.4167 | Residential & Commercial | USHP | Ducted CEE Tier 1
216055921 | Central HP <5.4 tons | CHAMPION HEATING AND COOLING | HRCU-A-CB (Split System: Heat Pump with Remote Outdoor Unit-Air-Source) | HH860E2S11 | ASPEN |  | D(A,C,E)60A3K+TDR | TM9V100C16MP12 | 40500 | 16.5 | 8.1 | 43500 | 33200 | 76.32% | 2 | 0 | 11.2 |  |  |  |  | R-454B | 3.375 | Residential & Commercial | USHP | Ducted CEE Tier 1
216055922 | Central HP <5.4 tons | CHAMPION HEATING AND COOLING | HRCU-A-CB (Split System: Heat Pump with Remote Outdoor Unit-Air-Source) | HH860E2S11 | ASPEN |  | C(A,C,D,E)48A3K+TDR | TM9V100C20MP12 | 40000 | 17.5 | 8.1 | 44500 | 33800 | 75.96% | 2 | 0 | 10.5 |  |  |  |  | R-454B | 3.3333 | Residential & Commercial | USHP | Ducted CEE Tier 1
216055954 | Central HP <5.4 tons | CHAMPION HEATING AND COOLING | HRCU-A-CB (Split System: Heat Pump with Remote Outdoor Unit-Air-Source) | HH860E2S11 | ASPEN |  | D(A,C,E)60A3K+TDR | TMLE120C16MP11 | 41000 | 18 | 8.5 | 45000 | 34200 | 76% | 2 | 0 | 10.5 |  |  |  |  | R-454B | 3.4167 | Residential & Commercial | USHP | Ducted CEE Tier 1
216055988 | Central HP <5.4 tons | CHAMPION HEATING AND COOLING | HRCU-A-CB (Split System: Heat Pump with Remote Outdoor Unit-Air-Source) | HH860E2S11 | ASPEN |  | C(A,C,D,E)48A3K+TDR | TPLC120C20MP13 | 40000 | 17.5 | 8.1 | 44500 | 33800 | 75.96% | 2 | 0 | 10.5 |  |  |  |  | R-454B | 3.3333 | Residential & Commercial | USHP | Ducted CEE Tier 1
216055989 | Central HP <5.4 tons | CHAMPION HEATING AND COOLING | HRCU-A-CB (Split System: Heat Pump with Remote Outdoor Unit-Air-Source) | HH860E2S11 | ASPEN |  | C(A,C,D,E)60A3K+TDR | TPLC120C20MP13 | 41000 | 18 | 8.5 | 44500 | 33800 | 75.96% | 2 | 0 | 10.5 |  |  |  |  | R-454B | 3.4167 | Residential & Commercial | USHP | Ducted CEE Tier 1
216056003 | Central HP <5.4 tons | CHAMPION HEATING AND COOLING | HRCU-A-CB (Split System: Heat Pump with Remote Outdoor Unit-Air-Source) | HH860E2S11 | ASPEN |  | C(A,C,D,E)48A3K+TDR | Z8ES120C16SMPS1 | 40000 | 17.5 | 8.1 | 43000 | 33000 | 76.74% | 2 | 0 | 11.5 |  |  |  |  | R-454B | 3.3333 | Residential & Commercial | USHP | Ducted CEE Tier 1
216056004 | Central HP <5.4 tons | CHAMPION HEATING AND COOLING | HRCU-A-CB (Split System: Heat Pump with Remote Outdoor Unit-Air-Source) | HH860E2S11 | ASPEN |  | C(A,C,D,E)60A3K+TDR | Z8ES120C16SMPS1 | 41000 | 18 | 8.5 | 43000 | 33000 | 76.74% | 2 | 0 | 11.7 |  |  |  |  | R-454B | 3.4167 | Residential & Commercial | USHP | Ducted CEE Tier 1
216055869 | Central HP <5.4 tons | CHAMPION HEATING AND COOLING | HRCU-A-CB (Split System: Heat Pump with Remote Outdoor Unit-Air-Source) | HH860E2S11 | ASPEN |  | C(A,C,D,E)60A3K+TDR | TM8E120C16MP11 | 41000 | 18 | 8.5 | 45000 | 34200 | 76% | 2 | 0 | 10.5 |  |  |  |  | R-454B | 3.4167 | Residential & Commercial | USHP | Ducted CEE Tier 1
216055870 | Central HP <5.4 tons | CHAMPION HEATING AND COOLING | HRCU-A-CB (Split System: Heat Pump with Remote Outdoor Unit-Air-Source) | HH860E2S11 | ASPEN |  | D(A,C,E)60A3K+TDR | TM8E120C16MP11 | 41000 | 18 | 8.5 | 45000 | 34200 | 76% | 2 | 0 | 10.5 |  |  |  |  | R-454B | 3.4167 | Residential & Commercial | USHP | Ducted CEE Tier 1
216055903 | Central HP <5.4 tons | CHAMPION HEATING AND COOLING | HRCU-A-CB (Split System: Heat Pump with Remote Outdoor Unit-Air-Source) | HH860E2S11 | ASPEN |  | D(A,C,E)60A3K+TDR | TM9E080C16MP12 | 41000 | 18 | 8.5 | 45000 | 34400 | 76.44% | 2 | 0 | 10.5 |  |  |  |  | R-454B | 3.4167 | Residential & Commercial | USHP | Ducted CEE Tier 1
216055904 | Central HP <5.4 tons | CHAMPION HEATING AND COOLING | HRCU-A-CB (Split System: Heat Pump with Remote Outdoor Unit-Air-Source) | HH860E2S11 | ASPEN |  | C(A,C,D,E)48A3K+TDR | TM9E080C20MP12 | 41500 | 16.5 | 8.1 | 46000 | 35000 | 76.09% | 2 | 0 | 10.5 |  |  |  |  | R-454B | 3.4583 | Residential & Commercial | USHP | Ducted CEE Tier 1
216055939 | Central HP <5.4 tons | CHAMPION HEATING AND COOLING | HRCU-A-CB (Split System: Heat Pump with Remote Outdoor Unit-Air-Source) | HH860E2S11 | ASPEN |  | D(A,C,E)60A3K+TDR | TM9Y120D20MP11 | 41000 | 17.5 | 8.1 | 43500 | 33400 | 76.78% | 2 | 0 | 11.5 |  |  |  |  | R-454B | 3.4167 | Residential & Commercial | USHP | Ducted CEE Tier 1
216055952 | Central HP <5.4 tons | CHAMPION HEATING AND COOLING | HRCU-A-CB (Split System: Heat Pump with Remote Outdoor Unit-Air-Source) | HH860E2S11 | ASPEN |  | C(A,C,D,E)48A3K+TDR | TMLE120C16MP11 | 40000 | 17.5 | 8.1 | 45000 | 34200 | 76% | 2 | 0 | 10.5 |  |  |  |  | R-454B | 3.3333 | Residential & Commercial | USHP | Ducted CEE Tier 1
216055970 | Central HP <5.4 tons | CHAMPION HEATING AND COOLING | HRCU-A-CB (Split System: Heat Pump with Remote Outdoor Unit-Air-Source) | HH860E2S11 | ASPEN |  | C(A,C,D,E)48A3K+TDR | TP9C100C16MP13 | 39500 | 16.5 | 8.1 | 43500 | 33200 | 76.32% | 2 | 0 | 11.2 |  |  |  |  | R-454B | 3.2917 | Residential & Commercial | USHP | Ducted CEE Tier 1
212621888 | Central HP <5.4 tons | COLEMAN | HRCU-A-CB (Split System: Heat Pump with Remote Outdoor Unit-Air-Source) | HMH72B341 | ASPEN |  | D(A,C,E)48C24+TDR | TM9V120D20MP12 | 30200 | 16.5 | 8.5 | 32400 | 28200 | 87.04% | 2.79 | 0 | 9.1 |  |  |  |  | R-410A | 2.5167 | Residential & Commercial | USHP
212621890 | Central HP <5.4 tons | COLEMAN | HRCU-A-CB (Split System: Heat Pump with Remote Outdoor Unit-Air-Source) | HMH72B341 | ASPEN |  | D(A,C,E)48D24+TDR | TM9V120D20MP12 | 30600 | 16.6 | 8.5 | 32400 | 28200 | 87.04% | 2.79 | 0 | 9 |  |  |  |  | R-410A | 2.55 | Residential & Commercial | USHP
216055549 | Central HP <5.4 tons | CHAMPION HEATING AND COOLING | HRCU-A-CB (Split System: Heat Pump with Remote Outdoor Unit-Air-Source) | HH824E2S11 | ASPEN |  | D(A,C,E)24B3K+TDR | TMLE060A12MP11 | 20400 | 17.5 | 8.5 | 22800 | 17900 | 78.51% | 2 | 0 | 11.2 |  |  |  |  | R-454B | 1.7 | Residential & Commercial | USHP | Ducted CEE Tier 1
216055572 | Central HP <5.4 tons | CHAMPION HEATING AND COOLING | HRCU-A-CB (Split System: Heat Pump with Remote Outdoor Unit-Air-Source) | HH824E2S11 | ASPEN |  | C(A,C,D,E)24D2K+TDR | TP9C080B12MP13 | 21000 | 17 | 8.5 | 22800 | 18300 | 80.26% | 2 | 0 | 11.7 |  |  |  |  | R-454B | 1.75 | Residential & Commercial | USHP | Ducted CEE Tier 1
216055597 | Central HP <5.4 tons | CHAMPION HEATING AND COOLING | HRCU-A-CB (Split System: Heat Pump with Remote Outdoor Unit-Air-Source) | HH824E2S11 | ASPEN |  | D(A,C,E)24B3K+TDR | Z8ES080B12SMPS1 | 22000 | 18 | 8.5 | 22600 | 18500 | 81.86% | 2 | 0 | 12 |  |  |  |  | R-454B | 1.8333 | Residential & Commercial | USHP | Ducted CEE Tier 1
216626168 | Central HP <5.4 tons | MDV | HRCU-A-C (Split System: Heat Pump with Remote Outdoor Unit with No Indoor Fan --Air Source) | MOX630-48HFN10-M3X |  |  | MVBM-60C28T6N10 | 0 | 45000 | 15.2 | 8.8 | 48000 | 42000 | 87.5% | 1.85 | 0 | 10 |  |  |  |  | R-454B | 3.75 | Residential & Commercial | USHP | Ducted CEE Tier 1
216055643 | Central HP <5.4 tons | CHAMPION HEATING AND COOLING | HRCU-A-CB (Split System: Heat Pump with Remote Outdoor Unit-Air-Source) | HH824E2S11 | ASPEN |  | C(A,C,D,E)24A3K+TDR | Z9ES080B12SMPS1 | 21600 | 17 | 8.1 | 22600 | 18100 | 80.09% | 2 | 0 | 12 |  |  |  |  | R-454B | 1.8 | Residential & Commercial | USHP | Ducted CEE Tier 1
216055446 | Central HP <5.4 tons | CHAMPION HEATING AND COOLING | HRCU-A-CB (Split System: Heat Pump with Remote Outdoor Unit-Air-Source) | HH824E2S11 | ASPEN |  | C(A,C,D,E)24D2K+TDR | TM8E080B12MP11 | 21000 | 17 | 8.5 | 22800 | 18000 | 78.95% | 2 | 0 | 11.7 |  |  |  |  | R-454B | 1.75 | Residential & Commercial | USHP | Ducted CEE Tier 1
216055462 | Central HP <5.4 tons | CHAMPION HEATING AND COOLING | HRCU-A-CB (Split System: Heat Pump with Remote Outdoor Unit-Air-Source) | HH824E2S11 | ASPEN |  | D(A,C,E)36A4K+TDR | TM8V080B12MP12 | 22600 | 17 | 8.5 | 22600 | 17700 | 78.32% | 2 | 0 | 12 |  |  |  |  | R-454B | 1.8833 | Residential & Commercial | USHP | Ducted CEE Tier 1
216055495 | Central HP <5.4 tons | CHAMPION HEATING AND COOLING | HRCU-A-CB (Split System: Heat Pump with Remote Outdoor Unit-Air-Source) | HH824E2S11 | ASPEN |  | D(A,C,E)24B3K+TDR | TM9E060B12MP12 | 22000 | 17 | 8.1 | 22600 | 18300 | 80.97% | 2 | 0 | 11.7 |  |  |  |  | R-454B | 1.8333 | Residential & Commercial | USHP | Ducted CEE Tier 1
210321396 | Central HP <5.4 tons | MDV | HRCU-A-C (Split System: Heat Pump with Remote Outdoor Unit with No Indoor Fan --Air Source) | MOX430-17HFN1-MT0W |  |  | MAC-24HWDN1-MN0-N | 0 | 18000 | 15.2 | 9.5 | 19500 | 14600 | 74.87% | 2.2 | 11.7 | 11.7 |  |  |  |  | R-410A | 1.5 | Residential & Commercial | USHP | Ducted CEE Tier 1
214336670 | Central HP <5.4 tons | RHEEM | HRCU-A-CB (Split System: Heat Pump with Remote Outdoor Unit-Air-Source) | RD17AZ60AJ3N | ASPEN |  | CP61C34+TDR | R801V1505A24UH | 52000 | 17.9 | 8.1 | 53500 | 49000 | 91.59% | 1.75 | 0 | 9.8 |  |  |  |  | R-410A | 4.3333 | Residential & Commercial | USHP
214336672 | Central HP <5.4 tons | RHEEM | HRCU-A-CB (Split System: Heat Pump with Remote Outdoor Unit-Air-Source) | RD17AZ60AJ3N | ASPEN |  | CP61C34+TDR | R802V0755A21UHN | 52000 | 17.9 | 8.1 | 54000 | 49500 | 91.67% | 1.75 | 0 | 9.8 |  |  |  |  | R-410A | 4.3333 | Residential & Commercial | USHP
212624003 | Central HP <5.4 tons | COLEMAN | HRCU-A-CB (Split System: Heat Pump with Remote Outdoor Unit-Air-Source) | HMH72B341 | ASPEN |  | D(A,C,E)48C34+TDR | TM9Y080B12MP11 | 33200 | 18 | 8.1 | 34000 | 28000 | 82.35% | 2.41 | 0 | 9 |  |  |  |  | R-410A | 2.7667 | Residential & Commercial | USHP
212624026 | Central HP <5.4 tons | COLEMAN | HRCU-A-CB (Split System: Heat Pump with Remote Outdoor Unit-Air-Source) | HMH72B341 | ASPEN |  | D(A,C,E)36C34+TDR | TMLE080B12MP11 | 32400 | 18 | 8.1 | 34000 | 28000 | 82.35% | 2.41 | 0 | 9.5 |  |  |  |  | R-410A | 2.7 | Residential & Commercial | USHP
212624053 | Central HP <5.4 tons | COLEMAN | HRCU-A-CB (Split System: Heat Pump with Remote Outdoor Unit-Air-Source) | HMH72B341 | ASPEN |  | D(A,C,E)48D34+TDR | TMLE080B12MP11 | 33400 | 18 | 8.1 | 34000 | 28000 | 82.35% | 2.41 | 0 | 9.5 |  |  |  |  | R-410A | 2.7833 | Residential & Commercial | USHP
212624069 | Central HP <5.4 tons | COLEMAN | HRCU-A-CB (Split System: Heat Pump with Remote Outdoor Unit-Air-Source) | HMH72B341 | ASPEN |  | D(A,C,E)48D34+TDR | CPLC060A12MP13 | 32800 | 17.5 | 8.1 | 33400 | 28800 | 86.23% | 2.49 | 0 | 9.5 |  |  |  |  | R-410A | 2.7333 | Residential & Commercial | USHP
212624078 | Central HP <5.4 tons | COLEMAN | HRCU-A-CB (Split System: Heat Pump with Remote Outdoor Unit-Air-Source) | HMH72B341 | ASPEN |  | D(A,C,E)42C34+TDR | TM8E080C16MP11 | 33000 | 18 | 8.4 | 34000 | 28400 | 83.53% | 2.75 | 0 | 10 |  |  |  |  | R-410A | 2.75 | Residential & Commercial | USHP | Ducted CEE Tier 1
212624096 | Central HP <5.4 tons | COLEMAN | HRCU-A-CB (Split System: Heat Pump with Remote Outdoor Unit-Air-Source) | HMH72B341 | ASPEN |  | D(A,C,E)48C34+TDR | TM8V060A12MP12 | 32800 | 17.5 | 8.1 | 33400 | 28800 | 86.23% | 2.49 | 0 | 9.5 |  |  |  |  | R-410A | 2.7333 | Residential & Commercial | USHP
212624162 | Central HP <5.4 tons | COLEMAN | HRCU-A-CB (Split System: Heat Pump with Remote Outdoor Unit-Air-Source) | HMH72B341 | ASPEN |  | D(A,C,E)48C34+TDR | TP9C080B12MP13 | 32800 | 17 | 8.1 | 33600 | 29600 | 88.1% | 2.45 | 0 | 9.5 |  |  |  |  | R-410A | 2.7333 | Residential & Commercial | USHP
212624253 | Central HP <5.4 tons | COLEMAN | HRCU-A-CB (Split System: Heat Pump with Remote Outdoor Unit-Air-Source) | HMH72B341 | ASPEN |  | D(A,C,E)42D34+TDR | TM8E080C16MP11 | 33000 | 18 | 8.5 | 34000 | 28400 | 83.53% | 2.77 | 0 | 10 |  |  |  |  | R-410A | 2.75 | Residential & Commercial | USHP | Ducted CEE Tier 1
212624255 | Central HP <5.4 tons | COLEMAN | HRCU-A-CB (Split System: Heat Pump with Remote Outdoor Unit-Air-Source) | HMH72B341 | ASPEN |  | D(A,C,E)48D34+TDR | TM8E080C16MP11 | 33000 | 18 | 8.5 | 34000 | 28400 | 83.53% | 2.77 | 0 | 10 |  |  |  |  | R-410A | 2.75 | Residential & Commercial | USHP | Ducted CEE Tier 1
212624262 | Central HP <5.4 tons | COLEMAN | HRCU-A-CB (Split System: Heat Pump with Remote Outdoor Unit-Air-Source) | HMH72B341 | ASPEN |  | C(A,C,D,E)42D24+TDR | TMLE080C16MP11 | 32200 | 18 | 8.1 | 33000 | 29000 | 87.88% | 2.49 | 0 | 10 |  |  |  |  | R-410A | 2.6833 | Residential & Commercial | USHP | Ducted CEE Tier 1
212624294 | Central HP <5.4 tons | COLEMAN | HRCU-A-CB (Split System: Heat Pump with Remote Outdoor Unit-Air-Source) | HMH72B341 | ASPEN |  | D(A,C,E)48D34+TDR | TM9E080C16MP12 | 33000 | 18 | 8.1 | 33000 | 29200 | 88.48% | 2.49 | 0 | 10 |  |  |  |  | R-410A | 2.75 | Residential & Commercial | USHP | Ducted CEE Tier 1
212624321 | Central HP <5.4 tons | COLEMAN | HRCU-A-CB (Split System: Heat Pump with Remote Outdoor Unit-Air-Source) | HMH72B341 | ASPEN |  | D(A,C,E)48C34+TDR | TMLE100C16MP11 | 33000 | 18 | 8.1 | 33000 | 29000 | 87.88% | 2.49 | 0 | 10 |  |  |  |  | R-410A | 2.75 | Residential & Commercial | USHP | Ducted CEE Tier 1
212624371 | Central HP <5.4 tons | COLEMAN | HRCU-A-CB (Split System: Heat Pump with Remote Outdoor Unit-Air-Source) | HMH72B341 | ASPEN |  | D(A,C,E)36A34+TDR | TM8V080C16MP12 | 31600 | 17.5 | 8.4 | 34000 | 27400 | 80.59% | 2.68 | 0 | 9.8 |  |  |  |  | R-410A | 2.6333 | Residential & Commercial | USHP
212624421 | Central HP <5.4 tons | COLEMAN | HRCU-A-CB (Split System: Heat Pump with Remote Outdoor Unit-Air-Source) | HMH72B341 | ASPEN |  | D(A,C,E)48D24+TDR | TM9Y080C16MP11 | 30800 | 18.2 | 8.5 | 34000 | 28000 | 82.35% | 2.66 | 0 | 9.2 |  |  |  |  | R-410A | 2.5667 | Residential & Commercial | USHP
212624444 | Central HP <5.4 tons | COLEMAN | HRCU-A-CB (Split System: Heat Pump with Remote Outdoor Unit-Air-Source) | HMH72B341 | ASPEN |  | D(A,C,E)48D34+TDR | TMLE120C16MP11 | 33200 | 18 | 8.1 | 33000 | 29200 | 88.48% | 2.5 | 0 | 10 |  |  |  |  | R-410A | 2.7667 | Residential & Commercial | USHP | Ducted CEE Tier 1
212624505 | Central HP <5.4 tons | COLEMAN | HRCU-A-CB (Split System: Heat Pump with Remote Outdoor Unit-Air-Source) | HMH72B341 | ASPEN |  | C(A,C,D,E)36C24+TDR | CPLC100C16MP13 | 29800 | 16.9 | 8.1 | 33800 | 27400 | 81.07% | 2.47 | 0 | 9.5 |  |  |  |  | R-410A | 2.4833 | Residential & Commercial | USHP
212624587 | Central HP <5.4 tons | COLEMAN | HRCU-A-CB (Split System: Heat Pump with Remote Outdoor Unit-Air-Source) | HMH72B341 | ASPEN |  | D(A,C,E)42C34+TDR | TM8V080C16MP12 | 32800 | 17.5 | 8.5 | 34000 | 27400 | 80.59% | 2.67 | 0 | 10 |  |  |  |  | R-410A | 2.7333 | Residential & Commercial | USHP | Ducted CEE Tier 1
212624596 | Central HP <5.4 tons | COLEMAN | HRCU-A-CB (Split System: Heat Pump with Remote Outdoor Unit-Air-Source) | HMH72B341 | ASPEN |  | D(A,C,E)48D24+TDR | TM8V080C16MP12 | 31000 | 17.3 | 8.5 | 34000 | 27400 | 80.59% | 2.67 | 0 | 9.7 |  |  |  |  | R-410A | 2.5833 | Residential & Commercial | USHP
213205692 | Central HP <5.4 tons | TEMPSTAR | HRCU-A-CB (Split System: Heat Pump with Remote Outdoor Unit-Air-Source) | DLCURAH36ABK | ASPEN |  | D(A,C,E)42B34+TDR | *96VTN1002122A* | 35200 | 16.5 | 8.1 | 38500 | 32200 | 83.64% | 2.54 | 0 | 10 |  |  |  |  | R-410A | 2.9333 | Residential & Commercial | USHP | Ducted CEE Tier 1
213355438 | Central HP <5.4 tons | CHAMPION HEATING AND COOLING | HRCU-A-CB (Split System: Heat Pump with Remote Outdoor Unit-Air-Source) | HMH72B361 | ASPEN |  | L(E,G)M48A6 | 0 | 35000 | 18 | 8.1 | 36000 | 26400 | 73.33% | 2.82 | 0 | 9 |  |  |  |  | R-410A | 2.9167 | Residential & Commercial | USHP
216055670 | Central HP <5.4 tons | CHAMPION HEATING AND COOLING | HRCU-A-CB (Split System: Heat Pump with Remote Outdoor Unit-Air-Source) | HH836E2S11 | ASPEN |  | C(A,C,D,E)36B3K+TDR | TM8E100B12MP11 | 30800 | 18 | 8.5 | 31200 | 25400 | 81.41% | 2 | 0 | 10.5 |  |  |  |  | R-454B | 2.5667 | Residential & Commercial | USHP | Ducted CEE Tier 1
216055704 | Central HP <5.4 tons | CHAMPION HEATING AND COOLING | HRCU-A-CB (Split System: Heat Pump with Remote Outdoor Unit-Air-Source) | HH836E2S11 | ASPEN |  | C(A,C,D,E)48A3K+TDR | TM8Y100C20MP11 | 31000 | 18 | 8.1 | 30600 | 25000 | 81.7% | 2 | 0 | 11.2 |  |  |  |  | R-454B | 2.5833 | Residential & Commercial | USHP | Ducted CEE Tier 1
216055736 | Central HP <5.4 tons | CHAMPION HEATING AND COOLING | HRCU-A-CB (Split System: Heat Pump with Remote Outdoor Unit-Air-Source) | HH836E2S11 | ASPEN |  | C(A,C,D,E)36B3K+TDR | TM9V100C16MP12 | 31000 | 18 | 8.5 | 31000 | 25200 | 81.29% | 2 | 0 | 10.5 |  |  |  |  | R-454B | 2.5833 | Residential & Commercial | USHP | Ducted CEE Tier 1
216055753 | Central HP <5.4 tons | CHAMPION HEATING AND COOLING | HRCU-A-CB (Split System: Heat Pump with Remote Outdoor Unit-Air-Source) | HH836E2S11 | ASPEN |  | D(A,C,E)36A4K+TDR | TM9Y100C16MP11 | 30800 | 18 | 8.5 | 31000 | 25200 | 81.29% | 2 | 0 | 10.5 |  |  |  |  | R-454B | 2.5667 | Residential & Commercial | USHP | Ducted CEE Tier 1
216055771 | Central HP <5.4 tons | CHAMPION HEATING AND COOLING | HRCU-A-CB (Split System: Heat Pump with Remote Outdoor Unit-Air-Source) | HH836E2S11 | ASPEN |  | D(A,C,E)36A4K+TDR | TMLE100C16MP11 | 31000 | 18 | 8.5 | 31200 | 25200 | 80.77% | 2 | 0 | 10.5 |  |  |  |  | R-454B | 2.5833 | Residential & Commercial | USHP | Ducted CEE Tier 1
211708435 | Central HP <5.4 tons | COLEMAN | HRCU-A-CB (Split System: Heat Pump with Remote Outdoor Unit-Air-Source) | THF2B48T21 | ASPEN |  | D(A,C,E)48D36+TDR | TM8E100C16MP11 | 45000 | 16 | 8.2 | 44000 | 31200 | 70.91% | 3.13 | 0 | 11.9 |  |  |  |  | R-410A | 3.75 | Residential & Commercial | USHP | Ducted CEE Tier 1
211708462 | Central HP <5.4 tons | COLEMAN | HRCU-A-CB (Split System: Heat Pump with Remote Outdoor Unit-Air-Source) | THF2B48T21 | ASPEN |  | D(A,C,E)48D34+TDR | TM9E060B12MP12 | 44500 | 15.5 | 8.1 | 44500 | 31200 | 70.11% | 3 | 0 | 11 |  |  |  |  | R-410A | 3.7083 | Residential & Commercial | USHP | Ducted CEE Tier 1
211708467 | Central HP <5.4 tons | COLEMAN | HRCU-A-CB (Split System: Heat Pump with Remote Outdoor Unit-Air-Source) | THF2B48T21 | ASPEN |  | D(A,C,E)48D36+TDR | TM9E080C16MP12 | 45000 | 16 | 8.2 | 44000 | 31200 | 70.91% | 3.13 | 0 | 11.9 |  |  |  |  | R-410A | 3.75 | Residential & Commercial | USHP | Ducted CEE Tier 1
215385622 | Central HP <5.4 tons | HISENSE | HRCU-A-CB (Split System: Heat Pump with Remote Outdoor Unit-Air-Source) | AUWR-24U3SF2 | ASPEN |  | L(E,F)W30D4 | 0 | 20800 | 15.8 | 8.1 | 23000 | 17700 | 76.96% | 1.98 | 0 | 10 |  |  |  |  | R-410A | 1.7333 | Residential & Commercial | USHP | Ducted CEE Tier 1
212348355 | Central HP <5.4 tons | HISENSE | HRCU-A-CB (Split System: Heat Pump with Remote Outdoor Unit-Air-Source) | AUWR-36U3SA2 | ASPEN |  | LEW36D4 | 0 | 34000 | 18 | 8.5 | 33400 | 23400 | 70.06% | 2.46 | 0 | 10 |  |  |  |  | R-410A | 2.8333 | Residential & Commercial | USHP | Ducted CEE Tier 1
215851282 | Central HP <5.4 tons | COLEMAN | HRCU-A-CB (Split System: Heat Pump with Remote Outdoor Unit-Air-Source) | HH860E2S11 | ASPEN |  | C(A,C,D,E)60A3K+TDR | Z8ES120C16SMPS1 | 41000 | 18 | 8.5 | 43000 | 33000 | 76.74% | 2 | 0 | 11.7 |  |  |  |  | R-454B | 3.4167 | Residential & Commercial | USHP | Ducted CEE Tier 1
212624662 | Central HP <5.4 tons | COLEMAN | HRCU-A-CB (Split System: Heat Pump with Remote Outdoor Unit-Air-Source) | HMH72B341 | ASPEN |  | D(A,C,E)36B34+TDR | TMLV100C16MP12 | 32000 | 17.5 | 8.1 | 33800 | 27400 | 81.07% | 2.47 | 0 | 9.9 |  |  |  |  | R-410A | 2.6667 | Residential & Commercial | USHP
212624680 | Central HP <5.4 tons | COLEMAN | HRCU-A-CB (Split System: Heat Pump with Remote Outdoor Unit-Air-Source) | HMH72B341 | ASPEN |  | C(A,C,D,E)36B24+TDR | TPLC080C16MP13 | 29200 | 16.7 | 8.1 | 33800 | 27400 | 81.07% | 2.47 | 0 | 9.4 |  |  |  |  | R-410A | 2.4333 | Residential & Commercial | USHP
212624714 | Central HP <5.4 tons | COLEMAN | HRCU-A-CB (Split System: Heat Pump with Remote Outdoor Unit-Air-Source) | HMH72B341 | ASPEN |  | C(A,C,D,E)36D24+TDR | TPLC100C16MP13 | 30200 | 17 | 8.1 | 33800 | 27400 | 81.07% | 2.47 | 0 | 9 |  |  |  |  | R-410A | 2.5167 | Residential & Commercial | USHP
212624728 | Central HP <5.4 tons | COLEMAN | HRCU-A-CB (Split System: Heat Pump with Remote Outdoor Unit-Air-Source) | HMH72B341 | ASPEN |  | D(A,C,E)42A44+TDR | TPLC100C16MP13 | 32400 | 17.5 | 8.1 | 33800 | 27400 | 81.07% | 2.47 | 0 | 10 |  |  |  |  | R-410A | 2.7 | Residential & Commercial | USHP | Ducted CEE Tier 1
212624812 | Central HP <5.4 tons | COLEMAN | HRCU-A-CB (Split System: Heat Pump with Remote Outdoor Unit-Air-Source) | HMH72B341 | ASPEN |  | D(A,C,E)48C34+TDR | TL8E080C16UH11 | 33200 | 17.5 | 8.5 | 34000 | 27800 | 81.76% | 2.68 | 0 | 10 |  |  |  |  | R-410A | 2.7667 | Residential & Commercial | USHP | Ducted CEE Tier 1
212624880 | Central HP <5.4 tons | COLEMAN | HRCU-A-CB (Split System: Heat Pump with Remote Outdoor Unit-Air-Source) | HMH72B341 | ASPEN |  | C(A,C,D,E)48D24+TDR | CP9C100C16MP13 | 31000 | 17.3 | 8.1 | 34000 | 27400 | 80.59% | 2.47 | 0 | 9.7 |  |  |  |  | R-410A | 2.5833 | Residential & Commercial | USHP
212624882 | Central HP <5.4 tons | COLEMAN | HRCU-A-CB (Split System: Heat Pump with Remote Outdoor Unit-Air-Source) | HMH72B341 | ASPEN |  | D(A,C,E)36B34+TDR | CP9C100C16MP13 | 32000 | 17.5 | 8.1 | 34000 | 27400 | 80.59% | 2.47 | 0 | 9.9 |  |  |  |  | R-410A | 2.6667 | Residential & Commercial | USHP
212624930 | Central HP <5.4 tons | COLEMAN | HRCU-A-CB (Split System: Heat Pump with Remote Outdoor Unit-Air-Source) | HMH72B341 | ASPEN |  | D(A,C,E)36D24+TDR | TM8Y080C16MP11 | 30200 | 17.9 | 8.5 | 34000 | 27400 | 80.59% | 2.67 | 0 | 9 |  |  |  |  | R-410A | 2.5167 | Residential & Commercial | USHP
216766610 | Central HP <5.4 tons | TRANE | HRCU-A-CB (Split System: Heat Pump with Remote Outdoor Unit-Air-Source) | 5TWR7048A1 |  |  | 5TXCD010AS3 | S9V2C100U5VSB | 43000 | 16.5 | 8.7 | 44000 | 32000 | 72.73% | 2.21 | 0 | 12 |  |  |  |  | R-454B | 3.5833 | Residential & Commercial | USHP | Ducted CEE Tier 1
216765792 | Central HP <5.4 tons | TRANE | HRCU-A-CB (Split System: Heat Pump with Remote Outdoor Unit-Air-Source) | 5TWR7024A1 |  |  | 5PX*B004AS3 | S8V2B080M4PCB | 23200 | 17.1 | 8.7 | 21800 | 17200 | 78.9% | 2.02 | 0 | 12.5 |  |  |  |  | R-454B | 1.9333 | Residential & Commercial | USHP | Ducted CEE Tier 1
216765806 | Central HP <5.4 tons | TRANE | HRCU-A-CB (Split System: Heat Pump with Remote Outdoor Unit-Air-Source) | 5TWR7024A1 |  |  | 5PX*B004AS3 | S9X2B040U3PSB | 23200 | 17.1 | 8.7 | 21800 | 17200 | 78.9% | 2.02 | 0 | 12.5 |  |  |  |  | R-454B | 1.9333 | Residential & Commercial | USHP | Ducted CEE Tier 1
216055946 | Central HP <5.4 tons | CHAMPION HEATING AND COOLING | HRCU-A-CB (Split System: Heat Pump with Remote Outdoor Unit-Air-Source) | HH860E2S11 | ASPEN |  | C(A,C,D,E)48A3K+TDR | TMLE100C16MP11 | 40000 | 17.5 | 8.1 | 45000 | 34200 | 76% | 2 | 0 | 10.5 |  |  |  |  | R-454B | 3.3333 | Residential & Commercial | USHP | Ducted CEE Tier 1
216765824 | Central HP <5.4 tons | TRANE | HRCU-A-CB (Split System: Heat Pump with Remote Outdoor Unit-Air-Source) | 5TWR7024A1 |  |  | 5PX*B004AS3 | S9V2B060U4VSB | 23200 | 17.1 | 8.7 | 21800 | 17200 | 78.9% | 2.02 | 0 | 12.5 |  |  |  |  | R-454B | 1.9333 | Residential & Commercial | USHP | Ducted CEE Tier 1
216765826 | Central HP <5.4 tons | TRANE | HRCU-A-CB (Split System: Heat Pump with Remote Outdoor Unit-Air-Source) | 5TWR7024A1 |  |  | 5PX*B006AS3 | S9X1B040D3PSB | 22000 | 16 | 8.7 | 21200 | 17000 | 80.19% | 2.02 | 0 | 12 |  |  |  |  | R-454B | 1.8333 | Residential & Commercial | USHP | Ducted CEE Tier 1
216055513 | Central HP <5.4 tons | CHAMPION HEATING AND COOLING | HRCU-A-CB (Split System: Heat Pump with Remote Outdoor Unit-Air-Source) | HH824E2S11 | ASPEN |  | D(A,C,E)24B3K+TDR | TM9V060B12MP12 | 22000 | 17 | 8.1 | 22600 | 18000 | 79.65% | 2 | 0 | 12 |  |  |  |  | R-454B | 1.8333 | Residential & Commercial | USHP | Ducted CEE Tier 1
216055849 | Central HP <5.4 tons | CHAMPION HEATING AND COOLING | HRCU-A-CB (Split System: Heat Pump with Remote Outdoor Unit-Air-Source) | HH860E2S11 | ASPEN |  | D(A,C,E)60A3K+TDR | TL8E100C20UH11 | 41500 | 18 | 8.5 | 45000 | 34000 | 75.56% | 2 | 0 | 11.5 |  |  |  |  | R-454B | 3.4583 | Residential & Commercial | USHP | Ducted CEE Tier 1
213803500 | Central HP <5.4 tons | CHAMPION HEATING AND COOLING | HRCU-A-CB (Split System: Heat Pump with Remote Outdoor Unit-Air-Source) | HMH72B341 | ASPEN |  | D(A,C,E)48A34+TDR | Z8ET120C20LMPS1 | 33600 | 18.5 | 8.1 | 32600 | 29800 | 91.41% | 2.72 | 0 | 9.5 |  |  |  |  | R-410A | 2.8 | Residential & Commercial | USHP
216055908 | Central HP <5.4 tons | CHAMPION HEATING AND COOLING | HRCU-A-CB (Split System: Heat Pump with Remote Outdoor Unit-Air-Source) | HH860E2S11 | ASPEN |  | C(A,C,D,E)60A3K+TDR | TM9E100C16MP12 | 41000 | 18 | 8.5 | 45500 | 34400 | 75.6% | 2 | 0 | 10.5 |  |  |  |  | R-454B | 3.4167 | Residential & Commercial | USHP | Ducted CEE Tier 1
216055935 | Central HP <5.4 tons | CHAMPION HEATING AND COOLING | HRCU-A-CB (Split System: Heat Pump with Remote Outdoor Unit-Air-Source) | HH860E2S11 | ASPEN |  | C(A,C,D,E)60A3K+TDR | TM9Y100C20MP11 | 41000 | 17 | 8.5 | 46000 | 34800 | 75.65% | 2 | 0 | 10.5 |  |  |  |  | R-454B | 3.4167 | Residential & Commercial | USHP | Ducted CEE Tier 1
216055976 | Central HP <5.4 tons | CHAMPION HEATING AND COOLING | HRCU-A-CB (Split System: Heat Pump with Remote Outdoor Unit-Air-Source) | HH860E2S11 | ASPEN |  | C(A,C,D,E)48A3K+TDR | TP9C120D20MP13 | 40000 | 17.5 | 8.1 | 44000 | 33400 | 75.91% | 2 | 0 | 11.2 |  |  |  |  | R-454B | 3.3333 | Residential & Commercial | USHP | Ducted CEE Tier 1
216055985 | Central HP <5.4 tons | CHAMPION HEATING AND COOLING | HRCU-A-CB (Split System: Heat Pump with Remote Outdoor Unit-Air-Source) | HH860E2S11 | ASPEN |  | C(A,C,D,E)48A3K+TDR | TPLC100C20MP13 | 40000 | 17.5 | 8.1 | 44500 | 33800 | 75.96% | 2 | 0 | 10.5 |  |  |  |  | R-454B | 3.3333 | Residential & Commercial | USHP | Ducted CEE Tier 1
212625048 | Central HP <5.4 tons | COLEMAN | HRCU-A-CB (Split System: Heat Pump with Remote Outdoor Unit-Air-Source) | HMH72B341 | ASPEN |  | C(A,C,D,E)48C24+TDR | TM9V100C16MP12 | 30600 | 17.2 | 8.5 | 34000 | 27400 | 80.59% | 2.67 | 0 | 9.6 |  |  |  |  | R-410A | 2.55 | Residential & Commercial | USHP
212625062 | Central HP <5.4 tons | COLEMAN | HRCU-A-CB (Split System: Heat Pump with Remote Outdoor Unit-Air-Source) | HMH72B341 | ASPEN |  | D(A,C,E)42A44+TDR | TM9V100C16MP12 | 32400 | 17.5 | 8.5 | 34000 | 27400 | 80.59% | 2.67 | 0 | 10 |  |  |  |  | R-410A | 2.7 | Residential & Commercial | USHP | Ducted CEE Tier 1
212625105 | Central HP <5.4 tons | COLEMAN | HRCU-A-CB (Split System: Heat Pump with Remote Outdoor Unit-Air-Source) | HMH72B341 | ASPEN |  | C(A,C,D,E)48B24+TDR | TP9C100C16MP13 | 30200 | 17 | 8.1 | 34000 | 27400 | 80.59% | 2.47 | 0 | 9 |  |  |  |  | R-410A | 2.5167 | Residential & Commercial | USHP
212625182 | Central HP <5.4 tons | COLEMAN | HRCU-A-CB (Split System: Heat Pump with Remote Outdoor Unit-Air-Source) | HMH72B341 | ASPEN |  | C(A,C,D,E)48A34+TDR | TL8E100C20UH11 | 32200 | 17.5 | 8.4 | 34000 | 27400 | 80.59% | 2.66 | 0 | 9.9 |  |  |  |  | R-410A | 2.6833 | Residential & Commercial | USHP
212625214 | Central HP <5.4 tons | COLEMAN | HRCU-A-CB (Split System: Heat Pump with Remote Outdoor Unit-Air-Source) | HMH72B341 | ASPEN |  | C(A,C,D,E)48D24+TDR | TM8Y120C20MP11 | 33000 | 18 | 8.5 | 34000 | 30200 | 88.82% | 2.85 | 0 | 9.5 |  |  |  |  | R-410A | 2.75 | Residential & Commercial | USHP
212625241 | Central HP <5.4 tons | COLEMAN | HRCU-A-CB (Split System: Heat Pump with Remote Outdoor Unit-Air-Source) | HMH72B341 | ASPEN |  | C(A,C,D,E)36D24+TDR | TL8E100C20UH11 | 30200 | 17 | 8.5 | 34000 | 27400 | 80.59% | 2.69 | 0 | 9 |  |  |  |  | R-410A | 2.5167 | Residential & Commercial | USHP
212625289 | Central HP <5.4 tons | COLEMAN | HRCU-A-CB (Split System: Heat Pump with Remote Outdoor Unit-Air-Source) | HMH72B341 | ASPEN |  | D(A,C,E)48D24+TDR | TL8E100C20UH11 | 31000 | 17.3 | 8.5 | 34000 | 27400 | 80.59% | 2.69 | 0 | 9.7 |  |  |  |  | R-410A | 2.5833 | Residential & Commercial | USHP
212625296 | Central HP <5.4 tons | COLEMAN | HRCU-A-CB (Split System: Heat Pump with Remote Outdoor Unit-Air-Source) | HMH72B341 | ASPEN |  | C(A,C,D,E)48B24+TDR | CP9C100C20MP13 | 30000 | 17 | 8.1 | 34000 | 28000 | 82.35% | 2.47 | 0 | 9 |  |  |  |  | R-410A | 2.5 | Residential & Commercial | USHP
212625307 | Central HP <5.4 tons | COLEMAN | HRCU-A-CB (Split System: Heat Pump with Remote Outdoor Unit-Air-Source) | HMH72B341 | ASPEN |  | D(A,C,E)36D24+TDR | TM9V100C20MP12 | 30000 | 17 | 8.5 | 34000 | 28000 | 82.35% | 2.69 | 0 | 9 |  |  |  |  | R-410A | 2.5 | Residential & Commercial | USHP
212625414 | Central HP <5.4 tons | COLEMAN | HRCU-A-CB (Split System: Heat Pump with Remote Outdoor Unit-Air-Source) | HMH72B341 | ASPEN |  | D(A,C,E)42D34+TDR | TM9V100C20MP12 | 33000 | 17.5 | 8.5 | 34000 | 28400 | 83.53% | 2.7 | 0 | 9 |  |  |  |  | R-410A | 2.75 | Residential & Commercial | USHP
212625482 | Central HP <5.4 tons | COLEMAN | HRCU-A-CB (Split System: Heat Pump with Remote Outdoor Unit-Air-Source) | HMH72B341 | ASPEN |  | C(A,C,D,E)36A36+TDR | TM8V120C20MP12 | 30600 | 16.2 | 8.4 | 32000 | 27600 | 86.25% | 2.66 | 0 | 8.7 |  |  |  |  | R-410A | 2.55 | Residential & Commercial | USHP
212625530 | Central HP <5.4 tons | COLEMAN | HRCU-A-CB (Split System: Heat Pump with Remote Outdoor Unit-Air-Source) | HMH72B341 | ASPEN |  | C(A,C,D,E)36A36+TDR | TM9Y120D20MP11 | 31000 | 16.2 | 8.3 | 32200 | 28000 | 86.96% | 2.73 | 0 | 9.2 |  |  |  |  | R-410A | 2.5833 | Residential & Commercial | USHP
212625591 | Central HP <5.4 tons | COLEMAN | HRCU-A-CB (Split System: Heat Pump with Remote Outdoor Unit-Air-Source) | HMH72B341 | ASPEN |  | D(A,C,E)36A36+TDR | TMLV120C20MP12 | 31000 | 16.3 | 8.1 | 32200 | 27600 | 85.71% | 2.44 | 0 | 8.8 |  |  |  |  | R-410A | 2.5833 | Residential & Commercial | USHP
212625607 | Central HP <5.4 tons | COLEMAN | HRCU-A-CB (Split System: Heat Pump with Remote Outdoor Unit-Air-Source) | HMH72B341 | ASPEN |  | D(A,C,E)48A36+TDR | TPLC120C20MP13 | 31600 | 16.5 | 8.1 | 32200 | 27600 | 85.71% | 2.44 | 0 | 8.9 |  |  |  |  | R-410A | 2.6333 | Residential & Commercial | USHP
212625614 | Central HP <5.4 tons | COLEMAN | HRCU-A-CB (Split System: Heat Pump with Remote Outdoor Unit-Air-Source) | HMH72B341 | ASPEN |  | D(A,C,E)48B26+TDR | TM9Y120D20MP11 | 29800 | 15.9 | 8.5 | 32200 | 28000 | 86.96% | 2.77 | 0 | 9 |  |  |  |  | R-410A | 2.4833 | Residential & Commercial | USHP
212625634 | Central HP <5.4 tons | COLEMAN | HRCU-A-CB (Split System: Heat Pump with Remote Outdoor Unit-Air-Source) | HMH72B341 | ASPEN |  | D(A,C,E)48A36+TDR | TP9C120D20MP13 | 31800 | 17 | 8.1 | 32200 | 28200 | 87.58% | 2.5 | 0 | 9.4 |  |  |  |  | R-410A | 2.65 | Residential & Commercial | USHP
214336714 | Central HP <5.4 tons | RHEEM | HRCU-A-CB (Split System: Heat Pump with Remote Outdoor Unit-Air-Source) | RD17AZ48AJ3N | ASPEN |  | D(A,C,E)60C44+TDR | R801V0755A21UHN | 45500 | 15.2 | 8.1 | 45500 | 33800 | 74.29% | 3.18 | 0 | 10 |  |  |  |  | R-410A | 3.7917 | Residential & Commercial | USHP | Ducted CEE Tier 1
216055642 | Central HP <5.4 tons | CHAMPION HEATING AND COOLING | HRCU-A-CB (Split System: Heat Pump with Remote Outdoor Unit-Air-Source) | HH824E2S11 | ASPEN |  | D(A,C,E)36A4K+TDR | Z9ES060B12SMPS1 | 22600 | 17 | 8.5 | 22800 | 18600 | 81.58% | 2 | 0 | 11.7 |  |  |  |  | R-454B | 1.8833 | Residential & Commercial | USHP | Ducted CEE Tier 1
216734227 | Central HP <5.4 tons | BRYANT HEATING AND COOLING SYSTEMS | HRCU-A-CB (Split System: Heat Pump with Remote Outdoor Unit-Air-Source) | 37MUHAQ24AA3 |  |  | CAA**3017AM* | 986TD42080C17*** | 22200 | 16 | 8.1 | 20800 | 18800 | 90.38% | 1.85 | 0 | 10.5 |  |  |  |  | R-454B | 1.85 | Residential & Commercial | USHP | Ducted CEE Tier 1
215399910 | Central HP <5.4 tons | CHAMPION HEATING AND COOLING | HRCU-A-C (Split System: Heat Pump with Remote Outdoor Unit with No Indoor Fan --Air Source) | HH836E2S11 | ASPEN |  | C(A,C,D,E)36B3K+TDR | 0 | 30600 | 15.2 | 8.1 | 31000 | 31600 | 101.9% | 2.56 | 0 | 10.5 |  |  |  |  | R-454B | 2.55 | Residential & Commercial | USHP | Ducted CEE Tier 1
216055647 | Central HP <5.4 tons | CHAMPION HEATING AND COOLING | HRCU-A-CB (Split System: Heat Pump with Remote Outdoor Unit-Air-Source) | HH824E2S11 | ASPEN |  | D(A,C,E)36A3K+TDR | Z9ES080B12SMPS1 | 22400 | 17 | 8.1 | 22600 | 18100 | 80.09% | 2 | 0 | 12 |  |  |  |  | R-454B | 1.8667 | Residential & Commercial | USHP | Ducted CEE Tier 1
216055472 | Central HP <5.4 tons | CHAMPION HEATING AND COOLING | HRCU-A-CB (Split System: Heat Pump with Remote Outdoor Unit-Air-Source) | HH824E2S11 | ASPEN |  | D(A,C,E)24B4K+TDR | TM8Y080B12MP11 | 22600 | 17 | 8.5 | 22800 | 18300 | 80.26% | 2 | 0 | 12 |  |  |  |  | R-454B | 1.8833 | Residential & Commercial | USHP | Ducted CEE Tier 1
216055517 | Central HP <5.4 tons | CHAMPION HEATING AND COOLING | HRCU-A-CB (Split System: Heat Pump with Remote Outdoor Unit-Air-Source) | HH824E2S11 | ASPEN |  | C(A,C,D,E)24A3K+TDR | TM9V080B12MP12 | 21600 | 17 | 8.1 | 22600 | 18300 | 80.97% | 2 | 0 | 12 |  |  |  |  | R-454B | 1.8 | Residential & Commercial | USHP | Ducted CEE Tier 1
216055625 | Central HP <5.4 tons | CHAMPION HEATING AND COOLING | HRCU-A-CB (Split System: Heat Pump with Remote Outdoor Unit-Air-Source) | HH824E2S11 | ASPEN |  | C(A,C,D,E)24A3K+TDR | Z9ES040A10SMPS1 | 20200 | 17.5 | 8.1 | 22600 | 17800 | 78.76% | 2 | 0 | 11.2 |  |  |  |  | R-454B | 1.6833 | Residential & Commercial | USHP | Ducted CEE Tier 1
216055634 | Central HP <5.4 tons | CHAMPION HEATING AND COOLING | HRCU-A-CB (Split System: Heat Pump with Remote Outdoor Unit-Air-Source) | HH824E2S11 | ASPEN |  | D(A,C,E)24B4K+TDR | Z9ES060A10SMPS1 | 21000 | 17.5 | 8.5 | 23000 | 17600 | 76.52% | 2 | 0 | 11.7 |  |  |  |  | R-454B | 1.75 | Residential & Commercial | USHP | Ducted CEE Tier 1
213803492 | Central HP <5.4 tons | CHAMPION HEATING AND COOLING | HRCU-A-CB (Split System: Heat Pump with Remote Outdoor Unit-Air-Source) | HMH72B341 | ASPEN |  | D(A,C,E)36A34+TDR | Z8ET100C16LMPS1 | 33400 | 18 | 8.1 | 32600 | 29800 | 91.41% | 2.72 | 0 | 9.5 |  |  |  |  | R-410A | 2.7833 | Residential & Commercial | USHP
212625641 | Central HP <5.4 tons | COLEMAN | HRCU-A-CB (Split System: Heat Pump with Remote Outdoor Unit-Air-Source) | HMH72B341 | ASPEN |  | D(A,C,E)36D26+TDR | CPLC120C20MP13 | 29600 | 15.9 | 8.1 | 32400 | 27400 | 84.57% | 2.45 | 0 | 8 |  |  |  |  | R-410A | 2.4667 | Residential & Commercial | USHP
212625675 | Central HP <5.4 tons | COLEMAN | HRCU-A-CB (Split System: Heat Pump with Remote Outdoor Unit-Air-Source) | HMH72B341 | ASPEN |  | D(A,C,E)42D26+TDR | CPLC100C20MP13 | 30000 | 16 | 8.1 | 32400 | 27800 | 85.8% | 2.44 | 0 | 8.6 |  |  |  |  | R-410A | 2.5 | Residential & Commercial | USHP
212625684 | Central HP <5.4 tons | COLEMAN | HRCU-A-CB (Split System: Heat Pump with Remote Outdoor Unit-Air-Source) | HMH72B341 | ASPEN |  | C(A,C,D,E)36C36+TDR | CPLC120C20MP13 | 31800 | 16.5 | 8.1 | 32400 | 27800 | 85.8% | 2.44 | 0 | 8.9 |  |  |  |  | R-410A | 2.65 | Residential & Commercial | USHP
212625716 | Central HP <5.4 tons | COLEMAN | HRCU-A-CB (Split System: Heat Pump with Remote Outdoor Unit-Air-Source) | HMH72B341 | ASPEN |  | D(A,C,E)48C26+TDR | TM8V100C20MP12 | 30000 | 16 | 8.1 | 32400 | 27800 | 85.8% | 2.44 | 0 | 8.6 |  |  |  |  | R-410A | 2.5 | Residential & Commercial | USHP
212625734 | Central HP <5.4 tons | COLEMAN | HRCU-A-CB (Split System: Heat Pump with Remote Outdoor Unit-Air-Source) | HMH72B341 | ASPEN |  | D(A,C,E)48B36+TDR | TM8V120C20MP12 | 32000 | 16.5 | 8.5 | 32400 | 27800 | 85.8% | 2.7 | 0 | 8.9 |  |  |  |  | R-410A | 2.6667 | Residential & Commercial | USHP
212625743 | Central HP <5.4 tons | COLEMAN | HRCU-A-CB (Split System: Heat Pump with Remote Outdoor Unit-Air-Source) | HMH72B341 | ASPEN |  | D(A,C,E)36A46+TDR | TMLV120C20MP12 | 31400 | 16.5 | 8.1 | 32400 | 27800 | 85.8% | 2.44 | 0 | 8.9 |  |  |  |  | R-410A | 2.6167 | Residential & Commercial | USHP
212625757 | Central HP <5.4 tons | COLEMAN | HRCU-A-CB (Split System: Heat Pump with Remote Outdoor Unit-Air-Source) | HMH72B341 | ASPEN |  | D(A,C,E)48D36+TDR | TMLV120C20MP12 | 32800 | 16.5 | 8.1 | 32400 | 27800 | 85.8% | 2.44 | 0 | 9 |  |  |  |  | R-410A | 2.7333 | Residential & Commercial | USHP
212625773 | Central HP <5.4 tons | COLEMAN | HRCU-A-CB (Split System: Heat Pump with Remote Outdoor Unit-Air-Source) | HMH72B341 | ASPEN |  | D(A,C,E)48C26+TDR | TPLC100C20MP13 | 30000 | 16 | 8.1 | 32400 | 27800 | 85.8% | 2.44 | 0 | 8.6 |  |  |  |  | R-410A | 2.5 | Residential & Commercial | USHP
216765924 | Central HP <5.4 tons | TRANE | HRCU-A-CB (Split System: Heat Pump with Remote Outdoor Unit-Air-Source) | 5TWR7024A1 |  |  | 5TXCB004AS3+P0V0A000M30SD | 0 | 23200 | 17.1 | 8.7 | 21800 | 17300 | 79.36% | 2.02 | 0 | 12.5 |  |  |  |  | R-454B | 1.9333 | Residential & Commercial | USHP | Ducted CEE Tier 1
216765958 | Central HP <5.4 tons | TRANE | HRCU-A-CB (Split System: Heat Pump with Remote Outdoor Unit-Air-Source) | 5TWR7024A1 |  |  | 5TXCB004AS3+P0V0B000M40SD | 0 | 22800 | 17.1 | 11 | 21400 | 17000 | 79.44% | 1.99 | 0 | 12.5 |  |  |  |  | R-454B | 1.9 | Residential & Commercial | USHP | Ducted CEE Tier 1
216765974 | Central HP <5.4 tons | TRANE | HRCU-A-CB (Split System: Heat Pump with Remote Outdoor Unit-Air-Source) | 5TWR7024A1 |  |  | 5TXCB006AS3 | S9X1B080D4PSB | 22400 | 15.2 | 8.7 | 21200 | 17000 | 80.19% | 2.02 | 0 | 12 |  |  |  |  | R-454B | 1.8667 | Residential & Commercial | USHP | Ducted CEE Tier 1
216765992 | Central HP <5.4 tons | TRANE | HRCU-A-CB (Split System: Heat Pump with Remote Outdoor Unit-Air-Source) | 5TWR7024A1 |  |  | 5TXCB006AS3 | S8V2A040M3PCB | 23800 | 17.1 | 9 | 22000 | 17500 | 79.55% | 2.08 | 0 | 12.5 |  |  |  |  | R-454B | 1.9833 | Residential & Commercial | USHP | Ducted CEE Tier 1
216030942 | Central HP <5.4 tons | MDV | HRCU-A-CB (Split System: Heat Pump with Remote Outdoor Unit-Air-Source) | MOX630-48HFN10-M3X |  |  | MVBDM-48HWFN10-WC3-MAS | 0 | 48000 | 17.5 | 9.5 | 48000 | 48000 | 100% | 2 | 0 | 12 |  |  |  |  | R-454B | 4 | Residential & Commercial | USHP | Ducted CEE Tier 1
216055529 | Central HP <5.4 tons | CHAMPION HEATING AND COOLING | HRCU-A-CB (Split System: Heat Pump with Remote Outdoor Unit-Air-Source) | HH824E2S11 | ASPEN |  | C(A,C,D,E)24A3K+TDR | TM9Y060B12MP11 | 21600 | 17 | 8.1 | 22600 | 18400 | 81.42% | 2 | 0 | 11 |  |  |  |  | R-454B | 1.8 | Residential & Commercial | USHP | Ducted CEE Tier 1
216055562 | Central HP <5.4 tons | CHAMPION HEATING AND COOLING | HRCU-A-CB (Split System: Heat Pump with Remote Outdoor Unit-Air-Source) | HH824E2S11 | ASPEN |  | D(A,C,E)24B4K+TDR | TMLE100B12MP11 | 22600 | 17 | 8.5 | 22800 | 18000 | 78.95% | 2 | 0 | 12 |  |  |  |  | R-454B | 1.8833 | Residential & Commercial | USHP | Ducted CEE Tier 1
216055563 | Central HP <5.4 tons | CHAMPION HEATING AND COOLING | HRCU-A-CB (Split System: Heat Pump with Remote Outdoor Unit-Air-Source) | HH824E2S11 | ASPEN |  | D(A,C,E)36A3K+TDR | TMLE100B12MP11 | 22400 | 17 | 8.1 | 22600 | 18000 | 79.65% | 2 | 0 | 12 |  |  |  |  | R-454B | 1.8667 | Residential & Commercial | USHP | Ducted CEE Tier 1
216055594 | Central HP <5.4 tons | CHAMPION HEATING AND COOLING | HRCU-A-CB (Split System: Heat Pump with Remote Outdoor Unit-Air-Source) | HH824E2S11 | ASPEN |  | D(A,C,E)36A4K+TDR | Z8ES060A12SMPS1 | 21200 | 17.5 | 8.5 | 22600 | 17300 | 76.55% | 2 | 0 | 11.7 |  |  |  |  | R-454B | 1.7667 | Residential & Commercial | USHP | Ducted CEE Tier 1
216055426 | Central HP <5.4 tons | CHAMPION HEATING AND COOLING | HRCU-A-CB (Split System: Heat Pump with Remote Outdoor Unit-Air-Source) | HH824E2S11 | ASPEN |  | D(A,C,E)36A4K+TDR | TL8E060A12UH11 | 21000 | 17.5 | 9 | 22800 | 17900 | 78.51% | 2 | 0 | 11.2 |  |  |  |  | R-454B | 1.75 | Residential & Commercial | USHP | Ducted CEE Tier 1
216055444 | Central HP <5.4 tons | CHAMPION HEATING AND COOLING | HRCU-A-CB (Split System: Heat Pump with Remote Outdoor Unit-Air-Source) | HH824E2S11 | ASPEN |  | D(A,C,E)36A4K+TDR | TM8E060A12MP11 | 21000 | 17.5 | 9 | 23000 | 17900 | 77.83% | 2 | 0 | 11.2 |  |  |  |  | R-454B | 1.75 | Residential & Commercial | USHP | Ducted CEE Tier 1
216055445 | Central HP <5.4 tons | CHAMPION HEATING AND COOLING | HRCU-A-CB (Split System: Heat Pump with Remote Outdoor Unit-Air-Source) | HH824E2S11 | ASPEN |  | C(A,C,D,E)24A3K+TDR | TM8E080B12MP11 | 21600 | 17 | 8.1 | 22600 | 18000 | 79.65% | 2 | 0 | 12 |  |  |  |  | R-454B | 1.8 | Residential & Commercial | USHP | Ducted CEE Tier 1
213803493 | Central HP <5.4 tons | CHAMPION HEATING AND COOLING | HRCU-A-CB (Split System: Heat Pump with Remote Outdoor Unit-Air-Source) | HMH72B341 | ASPEN |  | D(A,C,E)36D34+TDR | Z8ET100C16LMPS1 | 33400 | 18 | 8.4 | 33000 | 30000 | 90.91% | 2.8 | 0 | 9.5 |  |  |  |  | R-410A | 2.7833 | Residential & Commercial | USHP
215407287 | Central HP <5.4 tons | CHAMPION HEATING AND COOLING | HRCU-A-C (Split System: Heat Pump with Remote Outdoor Unit with No Indoor Fan --Air Source) | HH836E2S11 | ASPEN |  | D(A,C,E)48D3J+TDR | 0 | 31800 | 15.2 | 8.5 | 31400 | 31800 | 101.3% | 2.64 | 0 | 10 |  |  |  |  | R-454B | 2.65 | Residential & Commercial | USHP | Ducted CEE Tier 1
215851339 | Central HP <5.4 tons | COLEMAN | HRCU-A-CB (Split System: Heat Pump with Remote Outdoor Unit-Air-Source) | HH860E2S11 | ASPEN |  | C(A,C,D,E)48A3K+TDR | Z9ES100C16SMPS1 | 41000 | 17.5 | 8.1 | 46500 | 34200 | 73.55% | 2 | 0 | 10.5 |  |  |  |  | R-454B | 3.4167 | Residential & Commercial | USHP | Ducted CEE Tier 1
216055867 | Central HP <5.4 tons | CHAMPION HEATING AND COOLING | HRCU-A-CB (Split System: Heat Pump with Remote Outdoor Unit-Air-Source) | HH860E2S11 | ASPEN |  | D(A,C,E)60A3K+TDR | TM8E100C20MP11 | 42000 | 17 | 8.1 | 46500 | 35000 | 75.27% | 2 | 0 | 10.5 |  |  |  |  | R-454B | 3.5 | Residential & Commercial | USHP | Ducted CEE Tier 1
216055874 | Central HP <5.4 tons | CHAMPION HEATING AND COOLING | HRCU-A-CB (Split System: Heat Pump with Remote Outdoor Unit-Air-Source) | HH860E2S11 | ASPEN |  | C(A,C,D,E)48A3K+TDR | TM8E130D20MP11 | 41500 | 16.5 | 8.1 | 46000 | 35200 | 76.52% | 2 | 0 | 10.5 |  |  |  |  | R-454B | 3.4583 | Residential & Commercial | USHP | Ducted CEE Tier 1
216055881 | Central HP <5.4 tons | CHAMPION HEATING AND COOLING | HRCU-A-CB (Split System: Heat Pump with Remote Outdoor Unit-Air-Source) | HH860E2S11 | ASPEN |  | C(A,C,D,E)60A3K+TDR | TM8V100C16MP12 | 40500 | 16.5 | 8.1 | 43500 | 33400 | 76.78% | 2 | 0 | 11.2 |  |  |  |  | R-454B | 3.375 | Residential & Commercial | USHP | Ducted CEE Tier 1
212625798 | Central HP <5.4 tons | COLEMAN | HRCU-A-CB (Split System: Heat Pump with Remote Outdoor Unit-Air-Source) | HMH72B341 | ASPEN |  | C(A,C,D,E)36B36+TDR | TM9Y120D20MP11 | 31600 | 16.5 | 8.5 | 32400 | 28200 | 87.04% | 2.77 | 0 | 9.3 |  |  |  |  | R-410A | 2.6333 | Residential & Commercial | USHP
212625800 | Central HP <5.4 tons | COLEMAN | HRCU-A-CB (Split System: Heat Pump with Remote Outdoor Unit-Air-Source) | HMH72B341 | ASPEN |  | C(A,C,D,E)36C36+TDR | TM9Y120D20MP11 | 32000 | 16.5 | 8.5 | 32400 | 28200 | 87.04% | 2.77 | 0 | 9.4 |  |  |  |  | R-410A | 2.6667 | Residential & Commercial | USHP
212625816 | Central HP <5.4 tons | COLEMAN | HRCU-A-CB (Split System: Heat Pump with Remote Outdoor Unit-Air-Source) | HMH72B341 | ASPEN |  | D(A,C,E)42D36+TDR | TM9Y120D20MP11 | 32800 | 16.5 | 8.5 | 32400 | 28200 | 87.04% | 2.77 | 0 | 9.5 |  |  |  |  | R-410A | 2.7333 | Residential & Commercial | USHP
212625834 | Central HP <5.4 tons | COLEMAN | HRCU-A-CB (Split System: Heat Pump with Remote Outdoor Unit-Air-Source) | HMH72B341 | ASPEN |  | C(A,C,D,E)36C26+TDR | CP9C120D20MP13 | 29400 | 16.3 | 8.1 | 32400 | 28200 | 87.04% | 2.51 | 0 | 9 |  |  |  |  | R-410A | 2.45 | Residential & Commercial | USHP
212625866 | Central HP <5.4 tons | COLEMAN | HRCU-A-CB (Split System: Heat Pump with Remote Outdoor Unit-Air-Source) | HMH72B341 | ASPEN |  | D(A,C,E)42D36+TDR | TM9V120D20MP12 | 32800 | 17 | 8.5 | 32400 | 28200 | 87.04% | 2.79 | 0 | 9.5 |  |  |  |  | R-410A | 2.7333 | Residential & Commercial | USHP
212625884 | Central HP <5.4 tons | COLEMAN | HRCU-A-CB (Split System: Heat Pump with Remote Outdoor Unit-Air-Source) | HMH72B341 | ASPEN |  | D(A,C,E)42C36+TDR | TP9C120D20MP13 | 32400 | 17 | 8.1 | 32400 | 28200 | 87.04% | 2.51 | 0 | 9.5 |  |  |  |  | R-410A | 2.7 | Residential & Commercial | USHP
216055489 | Central HP <5.4 tons | CHAMPION HEATING AND COOLING | HRCU-A-CB (Split System: Heat Pump with Remote Outdoor Unit-Air-Source) | HH824E2S11 | ASPEN |  | D(A,C,E)24B3K+TDR | TM9E060A10MP12 | 20400 | 16.5 | 8.5 | 22800 | 18100 | 79.39% | 2 | 0 | 9.8 |  |  |  |  | R-454B | 1.7 | Residential & Commercial | USHP
216055491 | Central HP <5.4 tons | CHAMPION HEATING AND COOLING | HRCU-A-CB (Split System: Heat Pump with Remote Outdoor Unit-Air-Source) | HH824E2S11 | ASPEN |  | D(A,C,E)36A3K+TDR | TM9E060A10MP12 | 20600 | 16.5 | 8.5 | 22600 | 18100 | 80.09% | 2 | 0 | 10.5 |  |  |  |  | R-454B | 1.7167 | Residential & Commercial | USHP | Ducted CEE Tier 1
216055530 | Central HP <5.4 tons | CHAMPION HEATING AND COOLING | HRCU-A-CB (Split System: Heat Pump with Remote Outdoor Unit-Air-Source) | HH824E2S11 | ASPEN |  | C(A,C,D,E)24D2K+TDR | TM9Y060B12MP11 | 21000 | 17 | 8.5 | 22800 | 18400 | 80.7% | 2 | 0 | 11.2 |  |  |  |  | R-454B | 1.75 | Residential & Commercial | USHP | Ducted CEE Tier 1
216055539 | Central HP <5.4 tons | CHAMPION HEATING AND COOLING | HRCU-A-CB (Split System: Heat Pump with Remote Outdoor Unit-Air-Source) | HH824E2S11 | ASPEN |  | D(A,C,E)36A3K+TDR | TM9Y080B12MP11 | 22200 | 17 | 8.1 | 22600 | 18500 | 81.86% | 2 | 0 | 11.7 |  |  |  |  | R-454B | 1.85 | Residential & Commercial | USHP | Ducted CEE Tier 1
216055548 | Central HP <5.4 tons | CHAMPION HEATING AND COOLING | HRCU-A-CB (Split System: Heat Pump with Remote Outdoor Unit-Air-Source) | HH824E2S11 | ASPEN |  | C(A,C,D,E)24D2K+TDR | TMLE060A12MP11 | 19500 | 17 | 9 | 23000 | 17900 | 77.83% | 2 | 0 | 11 |  |  |  |  | R-454B | 1.625 | Residential & Commercial | USHP | Ducted CEE Tier 1
216055555 | Central HP <5.4 tons | CHAMPION HEATING AND COOLING | HRCU-A-CB (Split System: Heat Pump with Remote Outdoor Unit-Air-Source) | HH824E2S11 | ASPEN |  | D(A,C,E)24B3K+TDR | TMLE080B12MP11 | 22000 | 17 | 8.1 | 22600 | 18000 | 79.65% | 2 | 0 | 12 |  |  |  |  | R-454B | 1.8333 | Residential & Commercial | USHP | Ducted CEE Tier 1
216055575 | Central HP <5.4 tons | CHAMPION HEATING AND COOLING | HRCU-A-CB (Split System: Heat Pump with Remote Outdoor Unit-Air-Source) | HH824E2S11 | ASPEN |  | D(A,C,E)36A3K+TDR | TP9C080B12MP13 | 22200 | 17 | 8.1 | 22600 | 18300 | 80.97% | 2 | 0 | 12 |  |  |  |  | R-454B | 1.85 | Residential & Commercial | USHP | Ducted CEE Tier 1
216055609 | Central HP <5.4 tons | CHAMPION HEATING AND COOLING | HRCU-A-CB (Split System: Heat Pump with Remote Outdoor Unit-Air-Source) | HH824E2S11 | ASPEN |  | D(A,C,E)24B3K+TDR | Z8ET060A12LMPS1 | 20400 | 18.7 | 8.5 | 22800 | 17700 | 77.63% | 2 | 0 | 11 |  |  |  |  | R-454B | 1.7 | Residential & Commercial | USHP | Ducted CEE Tier 1
216055614 | Central HP <5.4 tons | CHAMPION HEATING AND COOLING | HRCU-A-CB (Split System: Heat Pump with Remote Outdoor Unit-Air-Source) | HH824E2S11 | ASPEN |  | C(A,C,D,E)24D2K+TDR | Z8ET080B12LMPS1 | 21000 | 17.5 | 8.5 | 22800 | 18500 | 81.14% | 2 | 0 | 11.7 |  |  |  |  | R-454B | 1.75 | Residential & Commercial | USHP | Ducted CEE Tier 1
211708509 | Central HP <5.4 tons | COLEMAN | HRCU-A-CB (Split System: Heat Pump with Remote Outdoor Unit-Air-Source) | THF2B48T21 | ASPEN |  | D(A,C,E)48D36+TDR | TMLE120C16MP11 | 45500 | 16 | 8.2 | 44000 | 31200 | 70.91% | 3.13 | 0 | 11.9 |  |  |  |  | R-410A | 3.7917 | Residential & Commercial | USHP | Ducted CEE Tier 1
213612243 | Central HP <5.4 tons | CHAMPION HEATING AND COOLING | HRCU-A-CB (Split System: Heat Pump with Remote Outdoor Unit-Air-Source) | THF2B48T21 | ASPEN |  | L(E,G)M60A4 | 0 | 45000 | 15.5 | 8.1 | 45500 | 37800 | 83.08% | 3.7 | 0 | 11.8 |  |  |  |  | R-410A | 3.75 | Residential & Commercial | USHP | Ducted CEE Tier 1
216055437 | Central HP <5.4 tons | CHAMPION HEATING AND COOLING | HRCU-A-CB (Split System: Heat Pump with Remote Outdoor Unit-Air-Source) | HH824E2S11 | ASPEN |  | D(A,C,E)36A3K+TDR | TM8E040A12MP11 | 20800 | 16.5 | 8.5 | 22400 | 17200 | 76.79% | 2 | 0 | 11.7 |  |  |  |  | R-454B | 1.7333 | Residential & Commercial | USHP | Ducted CEE Tier 1
216055452 | Central HP <5.4 tons | CHAMPION HEATING AND COOLING | HRCU-A-CB (Split System: Heat Pump with Remote Outdoor Unit-Air-Source) | HH824E2S11 | ASPEN |  | C(A,C,D,E)24D2K+TDR | TM8E100B12MP11 | 21000 | 17 | 8.5 | 22800 | 18000 | 78.95% | 2 | 0 | 11.7 |  |  |  |  | R-454B | 1.75 | Residential & Commercial | USHP | Ducted CEE Tier 1
213803498 | Central HP <5.4 tons | CHAMPION HEATING AND COOLING | HRCU-A-CB (Split System: Heat Pump with Remote Outdoor Unit-Air-Source) | HMH72B341 | ASPEN |  | D(A,C,E)36A34+TDR | Z8ET120C20LMPS1 | 33600 | 18.5 | 8.1 | 32600 | 29800 | 91.41% | 2.72 | 0 | 9.5 |  |  |  |  | R-410A | 2.8 | Residential & Commercial | USHP
213803499 | Central HP <5.4 tons | CHAMPION HEATING AND COOLING | HRCU-A-CB (Split System: Heat Pump with Remote Outdoor Unit-Air-Source) | HMH72B341 | ASPEN |  | D(A,C,E)36D34+TDR | Z8ET120C20LMPS1 | 33600 | 18.5 | 8.4 | 33000 | 30000 | 90.91% | 2.83 | 0 | 9.5 |  |  |  |  | R-410A | 2.8 | Residential & Commercial | USHP
216055738 | Central HP <5.4 tons | CHAMPION HEATING AND COOLING | HRCU-A-CB (Split System: Heat Pump with Remote Outdoor Unit-Air-Source) | HH836E2S11 | ASPEN |  | D(A,C,E)36A4K+TDR | TM9V100C16MP12 | 30800 | 18 | 8.5 | 31000 | 25200 | 81.29% | 2 | 0 | 10.5 |  |  |  |  | R-454B | 2.5667 | Residential & Commercial | USHP | Ducted CEE Tier 1
216055805 | Central HP <5.4 tons | CHAMPION HEATING AND COOLING | HRCU-A-CB (Split System: Heat Pump with Remote Outdoor Unit-Air-Source) | HH836E2S11 | ASPEN |  | C(A,C,D,E)36B3K+TDR | TPLC100C16MP13 | 31000 | 18 | 8.5 | 31200 | 25400 | 81.41% | 2 | 0 | 10.5 |  |  |  |  | R-454B | 2.5833 | Residential & Commercial | USHP | Ducted CEE Tier 1
216055468 | Central HP <5.4 tons | CHAMPION HEATING AND COOLING | HRCU-A-CB (Split System: Heat Pump with Remote Outdoor Unit-Air-Source) | HH824E2S11 | ASPEN |  | D(A,C,E)36A4K+TDR | TM8Y060A12MP11 | 21000 | 17.5 | 9 | 22800 | 18400 | 80.7% | 2 | 0 | 10.5 |  |  |  |  | R-454B | 1.75 | Residential & Commercial | USHP | Ducted CEE Tier 1
216055461 | Central HP <5.4 tons | CHAMPION HEATING AND COOLING | HRCU-A-CB (Split System: Heat Pump with Remote Outdoor Unit-Air-Source) | HH824E2S11 | ASPEN |  | D(A,C,E)36A3K+TDR | TM8V080B12MP12 | 22400 | 17 | 8.1 | 22600 | 17700 | 78.32% | 2 | 0 | 12 |  |  |  |  | R-454B | 1.8667 | Residential & Commercial | USHP | Ducted CEE Tier 1
216055477 | Central HP <5.4 tons | CHAMPION HEATING AND COOLING | HRCU-A-CB (Split System: Heat Pump with Remote Outdoor Unit-Air-Source) | HH824E2S11 | ASPEN |  | D(A,C,E)24B3K+TDR | TM9E026A08MP12 | 20600 | 16.5 | 8.5 | 22800 | 17600 | 77.19% | 2 | 0 | 9.8 |  |  |  |  | R-454B | 1.7167 | Residential & Commercial | USHP
216055478 | Central HP <5.4 tons | CHAMPION HEATING AND COOLING | HRCU-A-CB (Split System: Heat Pump with Remote Outdoor Unit-Air-Source) | HH824E2S11 | ASPEN |  | D(A,C,E)24B4K+TDR | TM9E026A08MP12 | 21000 | 17 | 9 | 23000 | 17600 | 76.52% | 2 | 0 | 10.5 |  |  |  |  | R-454B | 1.75 | Residential & Commercial | USHP | Ducted CEE Tier 1
216055479 | Central HP <5.4 tons | CHAMPION HEATING AND COOLING | HRCU-A-CB (Split System: Heat Pump with Remote Outdoor Unit-Air-Source) | HH824E2S11 | ASPEN |  | D(A,C,E)36A3K+TDR | TM9E026A08MP12 | 20800 | 16.5 | 8.5 | 22800 | 17600 | 77.19% | 2 | 0 | 10.5 |  |  |  |  | R-454B | 1.7333 | Residential & Commercial | USHP | Ducted CEE Tier 1
216055493 | Central HP <5.4 tons | CHAMPION HEATING AND COOLING | HRCU-A-CB (Split System: Heat Pump with Remote Outdoor Unit-Air-Source) | HH824E2S11 | ASPEN |  | C(A,C,D,E)24A3K+TDR | TM9E060B12MP12 | 21600 | 17 | 8.1 | 22600 | 18300 | 80.97% | 2 | 0 | 11 |  |  |  |  | R-454B | 1.8 | Residential & Commercial | USHP | Ducted CEE Tier 1
216055494 | Central HP <5.4 tons | CHAMPION HEATING AND COOLING | HRCU-A-CB (Split System: Heat Pump with Remote Outdoor Unit-Air-Source) | HH824E2S11 | ASPEN |  | C(A,C,D,E)24D2K+TDR | TM9E060B12MP12 | 21000 | 17 | 8.5 | 22800 | 18300 | 80.26% | 2 | 0 | 11.2 |  |  |  |  | R-454B | 1.75 | Residential & Commercial | USHP | Ducted CEE Tier 1
213803491 | Central HP <5.4 tons | CHAMPION HEATING AND COOLING | HRCU-A-CB (Split System: Heat Pump with Remote Outdoor Unit-Air-Source) | HMH72B341 | ASPEN |  | D(A,C,E)48A34+TDR | Z8ET080C16LMPS1 | 33600 | 18.5 | 8.1 | 32600 | 29800 | 91.41% | 2.74 | 0 | 9.5 |  |  |  |  | R-410A | 2.8 | Residential & Commercial | USHP
216055565 | Central HP <5.4 tons | CHAMPION HEATING AND COOLING | HRCU-A-CB (Split System: Heat Pump with Remote Outdoor Unit-Air-Source) | HH824E2S11 | ASPEN |  | C(A,C,D,E)24A3K+TDR | TP9C060B12MP13 | 21600 | 17 | 8.1 | 22600 | 18000 | 79.65% | 2 | 0 | 12 |  |  |  |  | R-454B | 1.8 | Residential & Commercial | USHP | Ducted CEE Tier 1
216055574 | Central HP <5.4 tons | CHAMPION HEATING AND COOLING | HRCU-A-CB (Split System: Heat Pump with Remote Outdoor Unit-Air-Source) | HH824E2S11 | ASPEN |  | D(A,C,E)24B4K+TDR | TP9C080B12MP13 | 22600 | 17 | 8.5 | 22800 | 18300 | 80.26% | 2 | 0 | 12 |  |  |  |  | R-454B | 1.8833 | Residential & Commercial | USHP | Ducted CEE Tier 1
216055599 | Central HP <5.4 tons | CHAMPION HEATING AND COOLING | HRCU-A-CB (Split System: Heat Pump with Remote Outdoor Unit-Air-Source) | HH824E2S11 | ASPEN |  | D(A,C,E)36A3K+TDR | Z8ES080B12SMPS1 | 22200 | 18 | 8.1 | 22400 | 18500 | 82.59% | 2 | 0 | 12 |  |  |  |  | R-454B | 1.85 | Residential & Commercial | USHP | Ducted CEE Tier 1
216055617 | Central HP <5.4 tons | CHAMPION HEATING AND COOLING | HRCU-A-CB (Split System: Heat Pump with Remote Outdoor Unit-Air-Source) | HH824E2S11 | ASPEN |  | D(A,C,E)36A3K+TDR | Z8ET080B12LMPS1 | 22200 | 18 | 8.1 | 22400 | 18500 | 82.59% | 2 | 0 | 12 |  |  |  |  | R-454B | 1.85 | Residential & Commercial | USHP | Ducted CEE Tier 1
216055633 | Central HP <5.4 tons | CHAMPION HEATING AND COOLING | HRCU-A-CB (Split System: Heat Pump with Remote Outdoor Unit-Air-Source) | HH824E2S11 | ASPEN |  | D(A,C,E)24B3K+TDR | Z9ES060A10SMPS1 | 20600 | 17.5 | 8.1 | 22800 | 17600 | 77.19% | 2 | 0 | 11 |  |  |  |  | R-454B | 1.7167 | Residential & Commercial | USHP | Ducted CEE Tier 1
215399912 | Central HP <5.4 tons | CHAMPION HEATING AND COOLING | HRCU-A-C (Split System: Heat Pump with Remote Outdoor Unit with No Indoor Fan --Air Source) | HH836E2S11 | ASPEN |  | D(A,C,E)36A4K+TDR | 0 | 30400 | 15.2 | 8.1 | 31000 | 31600 | 101.9% | 2.54 | 0 | 10.5 |  |  |  |  | R-454B | 2.5333 | Residential & Commercial | USHP | Ducted CEE Tier 1
216055733 | Central HP <5.4 tons | CHAMPION HEATING AND COOLING | HRCU-A-CB (Split System: Heat Pump with Remote Outdoor Unit-Air-Source) | HH836E2S11 | ASPEN |  | C(A,C,D,E)36B3K+TDR | TM9V080C16MP12 | 30800 | 18 | 8.5 | 31400 | 25400 | 80.89% | 2 | 0 | 10.5 |  |  |  |  | R-454B | 2.5667 | Residential & Commercial | USHP | Ducted CEE Tier 1
216057054 | Central HP <5.4 tons | CHAMPION HEATING AND COOLING | HRCU-A-C (Split System: Heat Pump with Remote Outdoor Unit with No Indoor Fan --Air Source) | HH824E2S11 | ASPEN |  | D(A,C,E)24B4K+TDR | 0 | 22600 | 15.2 | 8.5 | 22800 | 21200 | 92.98% | 2.72 | 0 | 11 |  |  |  |  | R-454B | 1.8833 | Residential & Commercial | USHP | Ducted CEE Tier 1
216055423 | Central HP <5.4 tons | CHAMPION HEATING AND COOLING | HRCU-A-CB (Split System: Heat Pump with Remote Outdoor Unit-Air-Source) | HH824E2S11 | ASPEN |  | D(A,C,E)24B3K+TDR | TL8E060A12UH11 | 20400 | 17.5 | 8.5 | 22800 | 17900 | 78.51% | 2 | 0 | 11.2 |  |  |  |  | R-454B | 1.7 | Residential & Commercial | USHP | Ducted CEE Tier 1
216055425 | Central HP <5.4 tons | CHAMPION HEATING AND COOLING | HRCU-A-CB (Split System: Heat Pump with Remote Outdoor Unit-Air-Source) | HH824E2S11 | ASPEN |  | D(A,C,E)36A3K+TDR | TL8E060A12UH11 | 20600 | 17.5 | 8.5 | 22600 | 17900 | 79.2% | 2 | 0 | 11.2 |  |  |  |  | R-454B | 1.7167 | Residential & Commercial | USHP | Ducted CEE Tier 1
216055439 | Central HP <5.4 tons | CHAMPION HEATING AND COOLING | HRCU-A-CB (Split System: Heat Pump with Remote Outdoor Unit-Air-Source) | HH824E2S11 | ASPEN |  | C(A,C,D,E)24A3K+TDR | TM8E060A12MP11 | 20200 | 17.5 | 8.5 | 22600 | 17900 | 79.2% | 2 | 0 | 11.2 |  |  |  |  | R-454B | 1.6833 | Residential & Commercial | USHP | Ducted CEE Tier 1
216055464 | Central HP <5.4 tons | CHAMPION HEATING AND COOLING | HRCU-A-CB (Split System: Heat Pump with Remote Outdoor Unit-Air-Source) | HH824E2S11 | ASPEN |  | C(A,C,D,E)24D2K+TDR | TM8Y060A12MP11 | 19500 | 17 | 9 | 22800 | 18400 | 80.7% | 2 | 0 | 10 |  |  |  |  | R-454B | 1.625 | Residential & Commercial | USHP | Ducted CEE Tier 1
216055466 | Central HP <5.4 tons | CHAMPION HEATING AND COOLING | HRCU-A-CB (Split System: Heat Pump with Remote Outdoor Unit-Air-Source) | HH824E2S11 | ASPEN |  | D(A,C,E)24B4K+TDR | TM8Y060A12MP11 | 21000 | 18 | 9 | 22800 | 18400 | 80.7% | 2 | 0 | 10.5 |  |  |  |  | R-454B | 1.75 | Residential & Commercial | USHP | Ducted CEE Tier 1
216055557 | Central HP <5.4 tons | CHAMPION HEATING AND COOLING | HRCU-A-CB (Split System: Heat Pump with Remote Outdoor Unit-Air-Source) | HH824E2S11 | ASPEN |  | D(A,C,E)36A3K+TDR | TMLE080B12MP11 | 22400 | 17 | 8.1 | 22600 | 18000 | 79.65% | 2 | 0 | 12 |  |  |  |  | R-454B | 1.8667 | Residential & Commercial | USHP | Ducted CEE Tier 1
216056013 | Central HP <5.4 tons | CHAMPION HEATING AND COOLING | HRCU-A-CB (Split System: Heat Pump with Remote Outdoor Unit-Air-Source) | HH860E2S11 | ASPEN |  | C(A,C,D,E)60A3K+TDR | Z8ES120C20SMPS1 | 41500 | 17.5 | 8.1 | 45000 | 34000 | 75.56% | 2 | 0 | 11.5 |  |  |  |  | R-454B | 3.4583 | Residential & Commercial | USHP | Ducted CEE Tier 1
216055846 | Central HP <5.4 tons | CHAMPION HEATING AND COOLING | HRCU-A-CB (Split System: Heat Pump with Remote Outdoor Unit-Air-Source) | HH860E2S11 | ASPEN |  | D(A,C,E)60A3K+TDR | TL8E080C16UH11 | 41000 | 17 | 8.5 | 44000 | 33600 | 76.36% | 2 | 0 | 11.5 |  |  |  |  | R-454B | 3.4167 | Residential & Commercial | USHP | Ducted CEE Tier 1
216055662 | Central HP <5.4 tons | CHAMPION HEATING AND COOLING | HRCU-A-CB (Split System: Heat Pump with Remote Outdoor Unit-Air-Source) | HH836E2S11 | ASPEN |  | C(A,C,D,E)48A3K+TDR | TM8E080B12MP11 | 31000 | 18 | 8.1 | 31400 | 25400 | 80.89% | 2 | 0 | 10.5 |  |  |  |  | R-454B | 2.5833 | Residential & Commercial | USHP | Ducted CEE Tier 1
216055663 | Central HP <5.4 tons | CHAMPION HEATING AND COOLING | HRCU-A-CB (Split System: Heat Pump with Remote Outdoor Unit-Air-Source) | HH836E2S11 | ASPEN |  | D(A,C,E)36A4K+TDR | TM8E080B12MP11 | 30600 | 18 | 8.5 | 31400 | 25400 | 80.89% | 2 | 0 | 10.5 |  |  |  |  | R-454B | 2.55 | Residential & Commercial | USHP | Ducted CEE Tier 1
216055694 | Central HP <5.4 tons | CHAMPION HEATING AND COOLING | HRCU-A-CB (Split System: Heat Pump with Remote Outdoor Unit-Air-Source) | HH836E2S11 | ASPEN |  | C(A,C,D,E)36B3K+TDR | TM8Y080B12MP11 | 30600 | 18 | 8.5 | 30800 | 25200 | 81.82% | 2 | 0 | 10.5 |  |  |  |  | R-454B | 2.55 | Residential & Commercial | USHP | Ducted CEE Tier 1
215385626 | Central HP <5.4 tons | HISENSE | HRCU-A-CB (Split System: Heat Pump with Remote Outdoor Unit-Air-Source) | AUWR-36U3SA2 | ASPEN |  | L(E,F)W30E4 | 0 | 26600 | 16 | 8.1 | 28600 | 23200 | 81.12% | 2.07 | 0 | 10 |  |  |  |  | R-410A | 2.2167 | Residential & Commercial | USHP | Ducted CEE Tier 1
212349320 | Central HP <5.4 tons | HISENSE | HRCU-A-CB (Split System: Heat Pump with Remote Outdoor Unit-Air-Source) | AUWR-36U3SA2 | ASPEN |  | LEM36F4 | 0 | 33800 | 17 | 9 | 33400 | 23400 | 70.06% | 2.61 | 0 | 10 |  |  |  |  | R-410A | 2.8167 | Residential & Commercial | USHP | Ducted CEE Tier 1
216055629 | Central HP <5.4 tons | CHAMPION HEATING AND COOLING | HRCU-A-CB (Split System: Heat Pump with Remote Outdoor Unit-Air-Source) | HH824E2S11 | ASPEN |  | D(A,C,E)36A3K+TDR | Z9ES040A10SMPS1 | 20800 | 17.5 | 8.1 | 22800 | 17800 | 78.07% | 2 | 0 | 11.7 |  |  |  |  | R-454B | 1.7333 | Residential & Commercial | USHP | Ducted CEE Tier 1
216055646 | Central HP <5.4 tons | CHAMPION HEATING AND COOLING | HRCU-A-CB (Split System: Heat Pump with Remote Outdoor Unit-Air-Source) | HH824E2S11 | ASPEN |  | D(A,C,E)24B4K+TDR | Z9ES080B12SMPS1 | 22600 | 17 | 8.5 | 22800 | 18100 | 79.39% | 2 | 0 | 12 |  |  |  |  | R-454B | 1.8833 | Residential & Commercial | USHP | Ducted CEE Tier 1
216055582 | Central HP <5.4 tons | CHAMPION HEATING AND COOLING | HRCU-A-CB (Split System: Heat Pump with Remote Outdoor Unit-Air-Source) | HH824E2S11 | ASPEN |  | D(A,C,E)36A4K+TDR | TPLC080B12MP13 | 22600 | 17 | 8.5 | 22600 | 17700 | 78.32% | 2 | 0 | 12 |  |  |  |  | R-454B | 1.8833 | Residential & Commercial | USHP | Ducted CEE Tier 1
216055429 | Central HP <5.4 tons | CHAMPION HEATING AND COOLING | HRCU-A-CB (Split System: Heat Pump with Remote Outdoor Unit-Air-Source) | HH824E2S11 | ASPEN |  | D(A,C,E)24B3K+TDR | TL9E060B12UH11 | 22000 | 17 | 8.1 | 22600 | 18000 | 79.65% | 2 | 0 | 12 |  |  |  |  | R-454B | 1.8333 | Residential & Commercial | USHP | Ducted CEE Tier 1
216055443 | Central HP <5.4 tons | CHAMPION HEATING AND COOLING | HRCU-A-CB (Split System: Heat Pump with Remote Outdoor Unit-Air-Source) | HH824E2S11 | ASPEN |  | D(A,C,E)36A3K+TDR | TM8E060A12MP11 | 20800 | 17.5 | 8.5 | 22800 | 17900 | 78.51% | 2 | 0 | 11.2 |  |  |  |  | R-454B | 1.7333 | Residential & Commercial | USHP | Ducted CEE Tier 1
216055476 | Central HP <5.4 tons | CHAMPION HEATING AND COOLING | HRCU-A-CB (Split System: Heat Pump with Remote Outdoor Unit-Air-Source) | HH824E2S11 | ASPEN |  | C(A,C,D,E)24D2K+TDR | TM9E026A08MP12 | 19700 | 16 | 9 | 23000 | 17600 | 76.52% | 2 | 0 | 10 |  |  |  |  | R-454B | 1.6417 | Residential & Commercial | USHP | Ducted CEE Tier 1
216055509 | Central HP <5.4 tons | CHAMPION HEATING AND COOLING | HRCU-A-CB (Split System: Heat Pump with Remote Outdoor Unit-Air-Source) | HH824E2S11 | ASPEN |  | D(A,C,E)36A3K+TDR | TM9V040A10MP12 | 20800 | 16.5 | 8.5 | 22800 | 17500 | 76.75% | 2 | 0 | 10.5 |  |  |  |  | R-454B | 1.7333 | Residential & Commercial | USHP | Ducted CEE Tier 1
216055511 | Central HP <5.4 tons | CHAMPION HEATING AND COOLING | HRCU-A-CB (Split System: Heat Pump with Remote Outdoor Unit-Air-Source) | HH824E2S11 | ASPEN |  | C(A,C,D,E)24A3K+TDR | TM9V060B12MP12 | 21600 | 17 | 8.1 | 22600 | 18000 | 79.65% | 2 | 0 | 12 |  |  |  |  | R-454B | 1.8 | Residential & Commercial | USHP | Ducted CEE Tier 1
216055512 | Central HP <5.4 tons | CHAMPION HEATING AND COOLING | HRCU-A-CB (Split System: Heat Pump with Remote Outdoor Unit-Air-Source) | HH824E2S11 | ASPEN |  | C(A,C,D,E)24D2K+TDR | TM9V060B12MP12 | 21200 | 17 | 8.5 | 22800 | 18000 | 78.95% | 2 | 0 | 11.7 |  |  |  |  | R-454B | 1.7667 | Residential & Commercial | USHP | Ducted CEE Tier 1
216055526 | Central HP <5.4 tons | CHAMPION HEATING AND COOLING | HRCU-A-CB (Split System: Heat Pump with Remote Outdoor Unit-Air-Source) | HH824E2S11 | ASPEN |  | D(A,C,E)24B4K+TDR | TM9Y040A10MP11 | 21000 | 16.5 | 8.5 | 22600 | 17300 | 76.55% | 2 | 0 | 10.5 |  |  |  |  | R-454B | 1.75 | Residential & Commercial | USHP | Ducted CEE Tier 1
216055898 | Central HP <5.4 tons | CHAMPION HEATING AND COOLING | HRCU-A-CB (Split System: Heat Pump with Remote Outdoor Unit-Air-Source) | HH860E2S11 | ASPEN |  | C(A,C,D,E)48A3K+TDR | TM8Y120C20MP11 | 40000 | 17.5 | 8.1 | 44500 | 33800 | 75.96% | 2 | 0 | 11.2 |  |  |  |  | R-454B | 3.3333 | Residential & Commercial | USHP | Ducted CEE Tier 1
216055934 | Central HP <5.4 tons | CHAMPION HEATING AND COOLING | HRCU-A-CB (Split System: Heat Pump with Remote Outdoor Unit-Air-Source) | HH860E2S11 | ASPEN |  | C(A,C,D,E)48A3K+TDR | TM9Y100C20MP11 | 40000 | 16.5 | 8.1 | 45500 | 34800 | 76.48% | 2 | 0 | 10.5 |  |  |  |  | R-454B | 3.3333 | Residential & Commercial | USHP | Ducted CEE Tier 1
216055948 | Central HP <5.4 tons | CHAMPION HEATING AND COOLING | HRCU-A-CB (Split System: Heat Pump with Remote Outdoor Unit-Air-Source) | HH860E2S11 | ASPEN |  | D(A,C,E)60A3K+TDR | TMLE100C16MP11 | 41000 | 18 | 8.5 | 45000 | 34200 | 76% | 2 | 0 | 10.5 |  |  |  |  | R-454B | 3.4167 | Residential & Commercial | USHP | Ducted CEE Tier 1
216055984 | Central HP <5.4 tons | CHAMPION HEATING AND COOLING | HRCU-A-CB (Split System: Heat Pump with Remote Outdoor Unit-Air-Source) | HH860E2S11 | ASPEN |  | D(A,C,E)60A3K+TDR | TPLC100C16MP13 | 40500 | 16.5 | 8.1 | 43500 | 33400 | 76.78% | 2 | 0 | 11.5 |  |  |  |  | R-454B | 3.375 | Residential & Commercial | USHP | Ducted CEE Tier 1
216055991 | Central HP <5.4 tons | CHAMPION HEATING AND COOLING | HRCU-A-CB (Split System: Heat Pump with Remote Outdoor Unit-Air-Source) | HH860E2S11 | ASPEN |  | C(A,C,D,E)48A3K+TDR | Z8ES080C16SMPS1 | 40500 | 17.5 | 8.1 | 44000 | 33400 | 75.91% | 2 | 0 | 11.7 |  |  |  |  | R-454B | 3.375 | Residential & Commercial | USHP | Ducted CEE Tier 1
216056048 | Central HP <5.4 tons | CHAMPION HEATING AND COOLING | HRCU-A-CB (Split System: Heat Pump with Remote Outdoor Unit-Air-Source) | HH860E2S11 | ASPEN |  | C(A,C,D,E)60A3K+TDR | Z9ES100C16SMPS1 | 42000 | 18 | 8.5 | 46500 | 34200 | 73.55% | 2 | 0 | 10.5 |  |  |  |  | R-454B | 3.5 | Residential & Commercial | USHP | Ducted CEE Tier 1
215439671 | Central HP <5.4 tons | DAIKIN | HRCU-A-CB (Split System: Heat Pump with Remote Outdoor Unit-Air-Source) | DH6VSA1810A* |  |  | CA*EA3022*3A* | D*97MC0803BNA* | 17000 | 19 | 8.8 | 16800 | 13000 | 77.38% | 2.1 | 0 | 12 |  |  |  |  | R-32 | 1.4167 | Residential & Commercial | USHP | Ducted CEE Tier 1
216055432 | Central HP <5.4 tons | CHAMPION HEATING AND COOLING | HRCU-A-CB (Split System: Heat Pump with Remote Outdoor Unit-Air-Source) | HH824E2S11 | ASPEN |  | D(A,C,E)36A4K+TDR | TL9E060B12UH11 | 22600 | 17 | 8.5 | 22800 | 18000 | 78.95% | 2 | 0 | 12 |  |  |  |  | R-454B | 1.8833 | Residential & Commercial | USHP | Ducted CEE Tier 1
216055448 | Central HP <5.4 tons | CHAMPION HEATING AND COOLING | HRCU-A-CB (Split System: Heat Pump with Remote Outdoor Unit-Air-Source) | HH824E2S11 | ASPEN |  | D(A,C,E)24B4K+TDR | TM8E080B12MP11 | 22600 | 17 | 8.5 | 22800 | 18000 | 78.95% | 2 | 0 | 12 |  |  |  |  | R-454B | 1.8833 | Residential & Commercial | USHP | Ducted CEE Tier 1
216055507 | Central HP <5.4 tons | CHAMPION HEATING AND COOLING | HRCU-A-CB (Split System: Heat Pump with Remote Outdoor Unit-Air-Source) | HH824E2S11 | ASPEN |  | D(A,C,E)24B3K+TDR | TM9V040A10MP12 | 20600 | 16.5 | 8.5 | 22800 | 17500 | 76.75% | 2 | 0 | 9.8 |  |  |  |  | R-454B | 1.7167 | Residential & Commercial | USHP
216055516 | Central HP <5.4 tons | CHAMPION HEATING AND COOLING | HRCU-A-CB (Split System: Heat Pump with Remote Outdoor Unit-Air-Source) | HH824E2S11 | ASPEN |  | D(A,C,E)36A4K+TDR | TM9V060B12MP12 | 22600 | 17 | 8.5 | 22800 | 18000 | 78.95% | 2 | 0 | 12 |  |  |  |  | R-454B | 1.8833 | Residential & Commercial | USHP | Ducted CEE Tier 1
216055525 | Central HP <5.4 tons | CHAMPION HEATING AND COOLING | HRCU-A-CB (Split System: Heat Pump with Remote Outdoor Unit-Air-Source) | HH824E2S11 | ASPEN |  | D(A,C,E)24B3K+TDR | TM9Y040A10MP11 | 20600 | 16.5 | 8.1 | 22400 | 17300 | 77.23% | 2 | 0 | 9.8 |  |  |  |  | R-454B | 1.7167 | Residential & Commercial | USHP
216055735 | Central HP <5.4 tons | CHAMPION HEATING AND COOLING | HRCU-A-CB (Split System: Heat Pump with Remote Outdoor Unit-Air-Source) | HH836E2S11 | ASPEN |  | D(A,C,E)36A4K+TDR | TM9V080C16MP12 | 30800 | 18 | 8.5 | 31400 | 25400 | 80.89% | 2 | 0 | 10.5 |  |  |  |  | R-454B | 2.5667 | Residential & Commercial | USHP | Ducted CEE Tier 1
216055819 | Central HP <5.4 tons | CHAMPION HEATING AND COOLING | HRCU-A-CB (Split System: Heat Pump with Remote Outdoor Unit-Air-Source) | HH836E2S11 | ASPEN |  | D(A,C,E)36A4K+TDR | Z8ES100B12SMPS1 | 30600 | 18 | 8.5 | 30400 | 24800 | 81.58% | 2 | 0 | 11 |  |  |  |  | R-454B | 2.55 | Residential & Commercial | USHP | Ducted CEE Tier 1
216055838 | Central HP <5.4 tons | CHAMPION HEATING AND COOLING | HRCU-A-CB (Split System: Heat Pump with Remote Outdoor Unit-Air-Source) | HH836E2S11 | ASPEN |  | C(A,C,D,E)36B3K+TDR | Z9ES080C20SMPS1 | 31200 | 17.5 | 8.1 | 32000 | 24200 | 75.62% | 2 | 0 | 10.5 |  |  |  |  | R-454B | 2.6 | Residential & Commercial | USHP | Ducted CEE Tier 1
216055550 | Central HP <5.4 tons | CHAMPION HEATING AND COOLING | HRCU-A-CB (Split System: Heat Pump with Remote Outdoor Unit-Air-Source) | HH824E2S11 | ASPEN |  | D(A,C,E)24B4K+TDR | TMLE060A12MP11 | 21000 | 17.5 | 9 | 23000 | 17900 | 77.83% | 2 | 0 | 11.2 |  |  |  |  | R-454B | 1.75 | Residential & Commercial | USHP | Ducted CEE Tier 1
216055559 | Central HP <5.4 tons | CHAMPION HEATING AND COOLING | HRCU-A-CB (Split System: Heat Pump with Remote Outdoor Unit-Air-Source) | HH824E2S11 | ASPEN |  | C(A,C,D,E)24A3K+TDR | TMLE100B12MP11 | 21600 | 17 | 8.1 | 22600 | 18000 | 79.65% | 2 | 0 | 12 |  |  |  |  | R-454B | 1.8 | Residential & Commercial | USHP | Ducted CEE Tier 1
216055566 | Central HP <5.4 tons | CHAMPION HEATING AND COOLING | HRCU-A-CB (Split System: Heat Pump with Remote Outdoor Unit-Air-Source) | HH824E2S11 | ASPEN |  | C(A,C,D,E)24D2K+TDR | TP9C060B12MP13 | 21200 | 17 | 8.5 | 22800 | 18000 | 78.95% | 2 | 0 | 11.7 |  |  |  |  | R-454B | 1.7667 | Residential & Commercial | USHP | Ducted CEE Tier 1
216055591 | Central HP <5.4 tons | CHAMPION HEATING AND COOLING | HRCU-A-CB (Split System: Heat Pump with Remote Outdoor Unit-Air-Source) | HH824E2S11 | ASPEN |  | D(A,C,E)24B3K+TDR | Z8ES060A12SMPS1 | 20600 | 17.5 | 8.5 | 22400 | 17300 | 77.23% | 2 | 0 | 11.2 |  |  |  |  | R-454B | 1.7167 | Residential & Commercial | USHP | Ducted CEE Tier 1
216055598 | Central HP <5.4 tons | CHAMPION HEATING AND COOLING | HRCU-A-CB (Split System: Heat Pump with Remote Outdoor Unit-Air-Source) | HH824E2S11 | ASPEN |  | D(A,C,E)24B4K+TDR | Z8ES080B12SMPS1 | 22600 | 18 | 8.5 | 22800 | 18500 | 81.14% | 2 | 0 | 12 |  |  |  |  | R-454B | 1.8833 | Residential & Commercial | USHP | Ducted CEE Tier 1
216055632 | Central HP <5.4 tons | CHAMPION HEATING AND COOLING | HRCU-A-CB (Split System: Heat Pump with Remote Outdoor Unit-Air-Source) | HH824E2S11 | ASPEN |  | C(A,C,D,E)24D2K+TDR | Z9ES060A10SMPS1 | 19600 | 17 | 8.5 | 23000 | 17600 | 76.52% | 2 | 0 | 11.2 |  |  |  |  | R-454B | 1.6333 | Residential & Commercial | USHP | Ducted CEE Tier 1
216055639 | Central HP <5.4 tons | CHAMPION HEATING AND COOLING | HRCU-A-CB (Split System: Heat Pump with Remote Outdoor Unit-Air-Source) | HH824E2S11 | ASPEN |  | D(A,C,E)24B3K+TDR | Z9ES060B12SMPS1 | 22000 | 17 | 8.5 | 22600 | 18600 | 82.3% | 2 | 0 | 11.7 |  |  |  |  | R-454B | 1.8333 | Residential & Commercial | USHP | Ducted CEE Tier 1
213803494 | Central HP <5.4 tons | CHAMPION HEATING AND COOLING | HRCU-A-CB (Split System: Heat Pump with Remote Outdoor Unit-Air-Source) | HMH72B341 | ASPEN |  | D(A,C,E)48A34+TDR | Z8ET100C16LMPS1 | 33400 | 18 | 8.1 | 32600 | 29800 | 91.41% | 2.7 | 0 | 9.5 |  |  |  |  | R-410A | 2.7833 | Residential & Commercial | USHP
213493962 | Central HP <5.4 tons | CHAMPION HEATING AND COOLING | HRCU-A-CB (Split System: Heat Pump with Remote Outdoor Unit-Air-Source) | HMH72B341 | ASPEN |  | C(A,C,D,E)48A34+TDR | Z8ES100C20SMPS1 | 32200 | 17.5 | 8.5 | 33200 | 27400 | 82.53% | 2.71 | 0 | 9.4 |  |  |  |  | R-410A | 2.6833 | Residential & Commercial | USHP
213493980 | Central HP <5.4 tons | CHAMPION HEATING AND COOLING | HRCU-A-CB (Split System: Heat Pump with Remote Outdoor Unit-Air-Source) | HMH72B341 | ASPEN |  | C(A,C,D,E)36A34+TDR | Z8ES120C20LMPS1 | 31200 | 17.4 | 8.3 | 33600 | 28000 | 83.33% | 2.64 | 0 | 9.3 |  |  |  |  | R-410A | 2.6 | Residential & Commercial | USHP
213495298 | Central HP <5.4 tons | CHAMPION HEATING AND COOLING | HRCU-A-CB (Split System: Heat Pump with Remote Outdoor Unit-Air-Source) | HMH72B341 | ASPEN |  | C(A,C,D,E)36A36+TDR | Z8ES080C20SMPS1 | 31200 | 17.8 | 8.3 | 33000 | 28200 | 85.45% | 2.67 | 0 | 9.8 |  |  |  |  | R-410A | 2.6 | Residential & Commercial | USHP
213495332 | Central HP <5.4 tons | CHAMPION HEATING AND COOLING | HRCU-A-CB (Split System: Heat Pump with Remote Outdoor Unit-Air-Source) | HMH72B341 | ASPEN |  | C(A,C,D,E)48A36+TDR | Z8ES100C16SMPS1 | 32200 | 18 | 8.5 | 33200 | 28200 | 84.94% | 2.7 | 0 | 9.4 |  |  |  |  | R-410A | 2.6833 | Residential & Commercial | USHP
213495348 | Central HP <5.4 tons | CHAMPION HEATING AND COOLING | HRCU-A-CB (Split System: Heat Pump with Remote Outdoor Unit-Air-Source) | HMH72B341 | ASPEN |  | C(A,C,D,E)48A36+TDR | Z8ES100C20SMPS1 | 32200 | 17.5 | 8.5 | 33200 | 27400 | 82.53% | 2.71 | 0 | 9.4 |  |  |  |  | R-410A | 2.6833 | Residential & Commercial | USHP
216055971 | Central HP <5.4 tons | CHAMPION HEATING AND COOLING | HRCU-A-CB (Split System: Heat Pump with Remote Outdoor Unit-Air-Source) | HH860E2S11 | ASPEN |  | C(A,C,D,E)60A3K+TDR | TP9C100C16MP13 | 40500 | 17 | 8.5 | 43500 | 33200 | 76.32% | 2 | 0 | 11 |  |  |  |  | R-454B | 3.375 | Residential & Commercial | USHP | Ducted CEE Tier 1
216055987 | Central HP <5.4 tons | CHAMPION HEATING AND COOLING | HRCU-A-CB (Split System: Heat Pump with Remote Outdoor Unit-Air-Source) | HH860E2S11 | ASPEN |  | D(A,C,E)60A3K+TDR | TPLC100C20MP13 | 41000 | 18 | 8.5 | 44500 | 33800 | 75.96% | 2 | 0 | 10.5 |  |  |  |  | R-454B | 3.4167 | Residential & Commercial | USHP | Ducted CEE Tier 1
216056053 | Central HP <5.4 tons | CHAMPION HEATING AND COOLING | HRCU-A-CB (Split System: Heat Pump with Remote Outdoor Unit-Air-Source) | HH860E2S11 | ASPEN |  | C(A,C,D,E)48A3K+TDR | Z9ES100C20SMPS1 | 41000 | 17.5 | 8.1 | 46500 | 34000 | 73.12% | 2 | 0 | 11.2 |  |  |  |  | R-454B | 3.4167 | Residential & Commercial | USHP | Ducted CEE Tier 1
216055752 | Central HP <5.4 tons | CHAMPION HEATING AND COOLING | HRCU-A-CB (Split System: Heat Pump with Remote Outdoor Unit-Air-Source) | HH836E2S11 | ASPEN |  | C(A,C,D,E)48A3K+TDR | TM9Y100C16MP11 | 31000 | 18 | 8.1 | 31000 | 25200 | 81.29% | 2 | 0 | 10.5 |  |  |  |  | R-454B | 2.5833 | Residential & Commercial | USHP | Ducted CEE Tier 1
216055768 | Central HP <5.4 tons | CHAMPION HEATING AND COOLING | HRCU-A-CB (Split System: Heat Pump with Remote Outdoor Unit-Air-Source) | HH836E2S11 | ASPEN |  | D(A,C,E)36A4K+TDR | TMLE100B12MP11 | 30600 | 18 | 8.5 | 31200 | 25400 | 81.41% | 2 | 0 | 10.5 |  |  |  |  | R-454B | 2.55 | Residential & Commercial | USHP | Ducted CEE Tier 1
216055769 | Central HP <5.4 tons | CHAMPION HEATING AND COOLING | HRCU-A-CB (Split System: Heat Pump with Remote Outdoor Unit-Air-Source) | HH836E2S11 | ASPEN |  | C(A,C,D,E)36B3K+TDR | TMLE100C16MP11 | 31000 | 18 | 8.5 | 31200 | 25200 | 80.77% | 2 | 0 | 10.5 |  |  |  |  | R-454B | 2.5833 | Residential & Commercial | USHP | Ducted CEE Tier 1
216055455 | Central HP <5.4 tons | CHAMPION HEATING AND COOLING | HRCU-A-CB (Split System: Heat Pump with Remote Outdoor Unit-Air-Source) | HH824E2S11 | ASPEN |  | D(A,C,E)36A3K+TDR | TM8E100B12MP11 | 22400 | 17 | 8.1 | 22600 | 18000 | 79.65% | 2 | 0 | 12 |  |  |  |  | R-454B | 1.8667 | Residential & Commercial | USHP | Ducted CEE Tier 1
216055473 | Central HP <5.4 tons | CHAMPION HEATING AND COOLING | HRCU-A-CB (Split System: Heat Pump with Remote Outdoor Unit-Air-Source) | HH824E2S11 | ASPEN |  | D(A,C,E)36A3K+TDR | TM8Y080B12MP11 | 22200 | 17 | 8.1 | 22600 | 18300 | 80.97% | 2 | 0 | 12 |  |  |  |  | R-454B | 1.85 | Residential & Commercial | USHP | Ducted CEE Tier 1
216055482 | Central HP <5.4 tons | CHAMPION HEATING AND COOLING | HRCU-A-CB (Split System: Heat Pump with Remote Outdoor Unit-Air-Source) | HH824E2S11 | ASPEN |  | C(A,C,D,E)24D2K+TDR | TM9E040A10MP12 | 19500 | 16 | 9 | 23000 | 18100 | 78.7% | 2 | 0 | 10 |  |  |  |  | R-454B | 1.625 | Residential & Commercial | USHP | Ducted CEE Tier 1
216055532 | Central HP <5.4 tons | CHAMPION HEATING AND COOLING | HRCU-A-CB (Split System: Heat Pump with Remote Outdoor Unit-Air-Source) | HH824E2S11 | ASPEN |  | D(A,C,E)24B4K+TDR | TM9Y060B12MP11 | 22600 | 17 | 8.5 | 22800 | 18400 | 80.7% | 2 | 0 | 11.7 |  |  |  |  | R-454B | 1.8833 | Residential & Commercial | USHP | Ducted CEE Tier 1
216055584 | Central HP <5.4 tons | CHAMPION HEATING AND COOLING | HRCU-A-CB (Split System: Heat Pump with Remote Outdoor Unit-Air-Source) | HH824E2S11 | ASPEN |  | C(A,C,D,E)24D2K+TDR | Z8ES040A12SMPS1 | 19500 | 17 | 9.5 | 22800 | 18100 | 79.39% | 2 | 0 | 11 |  |  |  |  | R-454B | 1.625 | Residential & Commercial | USHP | Ducted CEE Tier 1
216055607 | Central HP <5.4 tons | CHAMPION HEATING AND COOLING | HRCU-A-CB (Split System: Heat Pump with Remote Outdoor Unit-Air-Source) | HH824E2S11 | ASPEN |  | C(A,C,D,E)24A3K+TDR | Z8ET060A12LMPS1 | 20200 | 18.5 | 8.5 | 22600 | 17700 | 78.32% | 2 | 0 | 11.2 |  |  |  |  | R-454B | 1.6833 | Residential & Commercial | USHP | Ducted CEE Tier 1
216055500 | Central HP <5.4 tons | CHAMPION HEATING AND COOLING | HRCU-A-CB (Split System: Heat Pump with Remote Outdoor Unit-Air-Source) | HH824E2S11 | ASPEN |  | C(A,C,D,E)24D2K+TDR | TM9E080B12MP12 | 21000 | 17 | 9 | 22600 | 18700 | 82.74% | 2 | 0 | 11.2 |  |  |  |  | R-454B | 1.75 | Residential & Commercial | USHP | Ducted CEE Tier 1
216055573 | Central HP <5.4 tons | CHAMPION HEATING AND COOLING | HRCU-A-CB (Split System: Heat Pump with Remote Outdoor Unit-Air-Source) | HH824E2S11 | ASPEN |  | D(A,C,E)24B3K+TDR | TP9C080B12MP13 | 22000 | 17 | 8.1 | 22600 | 18300 | 80.97% | 2 | 0 | 12 |  |  |  |  | R-454B | 1.8333 | Residential & Commercial | USHP | Ducted CEE Tier 1
216055580 | Central HP <5.4 tons | CHAMPION HEATING AND COOLING | HRCU-A-CB (Split System: Heat Pump with Remote Outdoor Unit-Air-Source) | HH824E2S11 | ASPEN |  | D(A,C,E)24B4K+TDR | TPLC080B12MP13 | 22400 | 17 | 8.5 | 22800 | 17700 | 77.63% | 2 | 0 | 12 |  |  |  |  | R-454B | 1.8667 | Residential & Commercial | USHP | Ducted CEE Tier 1
212674080 | Central HP <5.4 tons | CHAMPION HEATING AND COOLING | HRCU-A-CB (Split System: Heat Pump with Remote Outdoor Unit-Air-Source) | HMH72B341 | ASPEN |  | L(E,G)M36E4 | 0 | 32400 | 17 | 8.5 | 32000 | 28000 | 87.5% | 2.88 | 0 | 10 |  |  |  |  | R-410A | 2.7 | Residential & Commercial | USHP | Ducted CEE Tier 1
216055675 | Central HP <5.4 tons | CHAMPION HEATING AND COOLING | HRCU-A-CB (Split System: Heat Pump with Remote Outdoor Unit-Air-Source) | HH836E2S11 | ASPEN |  | D(A,C,E)36A4K+TDR | TM8E100C16MP11 | 31000 | 18 | 8.5 | 31200 | 25200 | 80.77% | 2 | 0 | 10.5 |  |  |  |  | R-454B | 2.5833 | Residential & Commercial | USHP | Ducted CEE Tier 1
216055543 | Central HP <5.4 tons | CHAMPION HEATING AND COOLING | HRCU-A-CB (Split System: Heat Pump with Remote Outdoor Unit-Air-Source) | HH824E2S11 | ASPEN |  | D(A,C,E)24B3K+TDR | TMLE040A12MP11 | 20600 | 16.5 | 8.5 | 22400 | 17200 | 76.79% | 2 | 0 | 11.2 |  |  |  |  | R-454B | 1.7167 | Residential & Commercial | USHP | Ducted CEE Tier 1
216055546 | Central HP <5.4 tons | CHAMPION HEATING AND COOLING | HRCU-A-CB (Split System: Heat Pump with Remote Outdoor Unit-Air-Source) | HH824E2S11 | ASPEN |  | D(A,C,E)36A4K+TDR | TMLE040A12MP11 | 21200 | 17 | 8.5 | 22600 | 17200 | 76.11% | 2 | 0 | 11.7 |  |  |  |  | R-454B | 1.7667 | Residential & Commercial | USHP | Ducted CEE Tier 1
216055579 | Central HP <5.4 tons | CHAMPION HEATING AND COOLING | HRCU-A-CB (Split System: Heat Pump with Remote Outdoor Unit-Air-Source) | HH824E2S11 | ASPEN |  | D(A,C,E)24B3K+TDR | TPLC080B12MP13 | 22000 | 17 | 8.1 | 22600 | 17700 | 78.32% | 2 | 0 | 12 |  |  |  |  | R-454B | 1.8333 | Residential & Commercial | USHP | Ducted CEE Tier 1
216055613 | Central HP <5.4 tons | CHAMPION HEATING AND COOLING | HRCU-A-CB (Split System: Heat Pump with Remote Outdoor Unit-Air-Source) | HH824E2S11 | ASPEN |  | C(A,C,D,E)24A3K+TDR | Z8ET080B12LMPS1 | 21600 | 18 | 8.1 | 22400 | 18500 | 82.59% | 2 | 0 | 12 |  |  |  |  | R-454B | 1.8 | Residential & Commercial | USHP | Ducted CEE Tier 1
216055627 | Central HP <5.4 tons | CHAMPION HEATING AND COOLING | HRCU-A-CB (Split System: Heat Pump with Remote Outdoor Unit-Air-Source) | HH824E2S11 | ASPEN |  | D(A,C,E)24B3K+TDR | Z9ES040A10SMPS1 | 20600 | 17.5 | 8.1 | 22800 | 17800 | 78.07% | 2 | 0 | 11 |  |  |  |  | R-454B | 1.7167 | Residential & Commercial | USHP | Ducted CEE Tier 1
213803490 | Central HP <5.4 tons | CHAMPION HEATING AND COOLING | HRCU-A-CB (Split System: Heat Pump with Remote Outdoor Unit-Air-Source) | HMH72B341 | ASPEN |  | D(A,C,E)36D34+TDR | Z8ET080C16LMPS1 | 33600 | 18.5 | 8.4 | 33000 | 30000 | 90.91% | 2.85 | 0 | 9.5 |  |  |  |  | R-410A | 2.8 | Residential & Commercial | USHP
216055679 | Central HP <5.4 tons | CHAMPION HEATING AND COOLING | HRCU-A-CB (Split System: Heat Pump with Remote Outdoor Unit-Air-Source) | HH836E2S11 | ASPEN |  | C(A,C,D,E)36B3K+TDR | TM8E120C16MP11 | 30600 | 18 | 8.5 | 30200 | 24800 | 82.12% | 2 | 0 | 11 |  |  |  |  | R-454B | 2.55 | Residential & Commercial | USHP | Ducted CEE Tier 1
216056033 | Central HP <5.4 tons | CHAMPION HEATING AND COOLING | HRCU-A-CB (Split System: Heat Pump with Remote Outdoor Unit-Air-Source) | HH860E2S11 | ASPEN |  | D(A,C,E)60A3K+TDR | Z9ES080C16SMPS1 | 41500 | 17.5 | 8.1 | 46500 | 33800 | 72.69% | 2 | 0 | 11.5 |  |  |  |  | R-454B | 3.4583 | Residential & Commercial | USHP | Ducted CEE Tier 1
216056065 | Central HP <5.4 tons | CHAMPION HEATING AND COOLING | HRCU-A-CB (Split System: Heat Pump with Remote Outdoor Unit-Air-Source) | HH860E2S11 | ASPEN |  | C(A,C,D,E)60A3K+TDR | Z9ES120D20SMPS1 | 43000 | 17.5 | 8.1 | 46500 | 34200 | 73.55% | 2 | 0 | 11.5 |  |  |  |  | R-454B | 3.5833 | Residential & Commercial | USHP | Ducted CEE Tier 1
216055499 | Central HP <5.4 tons | CHAMPION HEATING AND COOLING | HRCU-A-CB (Split System: Heat Pump with Remote Outdoor Unit-Air-Source) | HH824E2S11 | ASPEN |  | C(A,C,D,E)24A3K+TDR | TM9E080B12MP12 | 21600 | 17 | 8.1 | 22400 | 18700 | 83.48% | 2 | 0 | 11.7 |  |  |  |  | R-454B | 1.8 | Residential & Commercial | USHP | Ducted CEE Tier 1
216055506 | Central HP <5.4 tons | CHAMPION HEATING AND COOLING | HRCU-A-CB (Split System: Heat Pump with Remote Outdoor Unit-Air-Source) | HH824E2S11 | ASPEN |  | C(A,C,D,E)24D2K+TDR | TM9V040A10MP12 | 19700 | 16 | 9 | 23000 | 17500 | 76.09% | 2 | 0 | 10 |  |  |  |  | R-454B | 1.6417 | Residential & Commercial | USHP | Ducted CEE Tier 1
216055508 | Central HP <5.4 tons | CHAMPION HEATING AND COOLING | HRCU-A-CB (Split System: Heat Pump with Remote Outdoor Unit-Air-Source) | HH824E2S11 | ASPEN |  | D(A,C,E)24B4K+TDR | TM9V040A10MP12 | 21000 | 17 | 9 | 23000 | 17500 | 76.09% | 2 | 0 | 10.5 |  |  |  |  | R-454B | 1.75 | Residential & Commercial | USHP | Ducted CEE Tier 1
216055515 | Central HP <5.4 tons | CHAMPION HEATING AND COOLING | HRCU-A-CB (Split System: Heat Pump with Remote Outdoor Unit-Air-Source) | HH824E2S11 | ASPEN |  | D(A,C,E)36A3K+TDR | TM9V060B12MP12 | 22400 | 17 | 8.1 | 22600 | 18000 | 79.65% | 2 | 0 | 12 |  |  |  |  | R-454B | 1.8667 | Residential & Commercial | USHP | Ducted CEE Tier 1
216055531 | Central HP <5.4 tons | CHAMPION HEATING AND COOLING | HRCU-A-CB (Split System: Heat Pump with Remote Outdoor Unit-Air-Source) | HH824E2S11 | ASPEN |  | D(A,C,E)24B3K+TDR | TM9Y060B12MP11 | 22000 | 17 | 8.1 | 22600 | 18400 | 81.42% | 2 | 0 | 11.7 |  |  |  |  | R-454B | 1.8333 | Residential & Commercial | USHP | Ducted CEE Tier 1
216055787 | Central HP <5.4 tons | CHAMPION HEATING AND COOLING | HRCU-A-CB (Split System: Heat Pump with Remote Outdoor Unit-Air-Source) | HH836E2S11 | ASPEN |  | C(A,C,D,E)36B3K+TDR | TP9C080B12MP13 | 30600 | 18 | 8.5 | 30800 | 25200 | 81.82% | 2 | 0 | 10.5 |  |  |  |  | R-454B | 2.55 | Residential & Commercial | USHP | Ducted CEE Tier 1
216055802 | Central HP <5.4 tons | CHAMPION HEATING AND COOLING | HRCU-A-CB (Split System: Heat Pump with Remote Outdoor Unit-Air-Source) | HH836E2S11 | ASPEN |  | C(A,C,D,E)36B3K+TDR | TPLC080C16MP13 | 31000 | 18 | 8.5 | 31200 | 25400 | 81.41% | 2 | 0 | 10.5 |  |  |  |  | R-454B | 2.5833 | Residential & Commercial | USHP | Ducted CEE Tier 1
216055836 | Central HP <5.4 tons | CHAMPION HEATING AND COOLING | HRCU-A-CB (Split System: Heat Pump with Remote Outdoor Unit-Air-Source) | HH836E2S11 | ASPEN |  | C(A,C,D,E)48A3K+TDR | Z9ES080C16SMPS1 | 29800 | 17.5 | 8.5 | 30400 | 23400 | 76.97% | 2 | 0 | 10.5 |  |  |  |  | R-454B | 2.4833 | Residential & Commercial | USHP | Ducted CEE Tier 1
216055837 | Central HP <5.4 tons | CHAMPION HEATING AND COOLING | HRCU-A-CB (Split System: Heat Pump with Remote Outdoor Unit-Air-Source) | HH836E2S11 | ASPEN |  | D(A,C,E)36A4K+TDR | Z9ES080C16SMPS1 | 29400 | 17.5 | 8.5 | 30400 | 23400 | 76.97% | 2 | 0 | 10.5 |  |  |  |  | R-454B | 2.45 | Residential & Commercial | USHP | Ducted CEE Tier 1
216055587 | Central HP <5.4 tons | CHAMPION HEATING AND COOLING | HRCU-A-CB (Split System: Heat Pump with Remote Outdoor Unit-Air-Source) | HH824E2S11 | ASPEN |  | D(A,C,E)36A3K+TDR | Z8ES040A12SMPS1 | 20600 | 17.5 | 9 | 22600 | 18100 | 80.09% | 2 | 0 | 11.2 |  |  |  |  | R-454B | 1.7167 | Residential & Commercial | USHP | Ducted CEE Tier 1
216055602 | Central HP <5.4 tons | CHAMPION HEATING AND COOLING | HRCU-A-CB (Split System: Heat Pump with Remote Outdoor Unit-Air-Source) | HH824E2S11 | ASPEN |  | C(A,C,D,E)24D2K+TDR | Z8ES100B12SMPS1 | 19500 | 18 | 9.5 | 22800 | 18000 | 78.95% | 2 | 0 | 11 |  |  |  |  | R-454B | 1.625 | Residential & Commercial | USHP | Ducted CEE Tier 1
216055651 | Central HP <5.4 tons | CHAMPION HEATING AND COOLING | HRCU-A-CB (Split System: Heat Pump with Remote Outdoor Unit-Air-Source) | HH836E2S11 | ASPEN |  | D(A,C,E)36A4K+TDR | TL8E080C16UH11 | 31200 | 18 | 8.5 | 31800 | 25600 | 80.5% | 2 | 0 | 10.5 |  |  |  |  | R-454B | 2.6 | Residential & Commercial | USHP | Ducted CEE Tier 1
216055533 | Central HP <5.4 tons | CHAMPION HEATING AND COOLING | HRCU-A-CB (Split System: Heat Pump with Remote Outdoor Unit-Air-Source) | HH824E2S11 | ASPEN |  | D(A,C,E)36A3K+TDR | TM9Y060B12MP11 | 22200 | 17 | 8.1 | 22600 | 18400 | 81.42% | 2 | 0 | 11.7 |  |  |  |  | R-454B | 1.85 | Residential & Commercial | USHP | Ducted CEE Tier 1
216055624 | Central HP <5.4 tons | CHAMPION HEATING AND COOLING | HRCU-A-CB (Split System: Heat Pump with Remote Outdoor Unit-Air-Source) | HH824E2S11 | ASPEN |  | D(A,C,E)36A4K+TDR | Z9ES026A08SMPS1 | 21200 | 17.5 | 8.1 | 23000 | 17300 | 75.22% | 2 | 0 | 11.7 |  |  |  |  | R-454B | 1.7667 | Residential & Commercial | USHP | Ducted CEE Tier 1
216055440 | Central HP <5.4 tons | CHAMPION HEATING AND COOLING | HRCU-A-CB (Split System: Heat Pump with Remote Outdoor Unit-Air-Source) | HH824E2S11 | ASPEN |  | C(A,C,D,E)24D2K+TDR | TM8E060A12MP11 | 19500 | 17 | 9 | 23000 | 17900 | 77.83% | 2 | 0 | 11 |  |  |  |  | R-454B | 1.625 | Residential & Commercial | USHP | Ducted CEE Tier 1
216055449 | Central HP <5.4 tons | CHAMPION HEATING AND COOLING | HRCU-A-CB (Split System: Heat Pump with Remote Outdoor Unit-Air-Source) | HH824E2S11 | ASPEN |  | D(A,C,E)36A3K+TDR | TM8E080B12MP11 | 22400 | 17 | 8.1 | 22600 | 18000 | 79.65% | 2 | 0 | 12 |  |  |  |  | R-454B | 1.8667 | Residential & Commercial | USHP | Ducted CEE Tier 1
216055458 | Central HP <5.4 tons | CHAMPION HEATING AND COOLING | HRCU-A-CB (Split System: Heat Pump with Remote Outdoor Unit-Air-Source) | HH824E2S11 | ASPEN |  | C(A,C,D,E)24D2K+TDR | TM8V080B12MP12 | 21200 | 17 | 8.5 | 22800 | 17700 | 77.63% | 2 | 0 | 11.7 |  |  |  |  | R-454B | 1.7667 | Residential & Commercial | USHP | Ducted CEE Tier 1
216055483 | Central HP <5.4 tons | CHAMPION HEATING AND COOLING | HRCU-A-CB (Split System: Heat Pump with Remote Outdoor Unit-Air-Source) | HH824E2S11 | ASPEN |  | D(A,C,E)24B3K+TDR | TM9E040A10MP12 | 20600 | 16.5 | 8.5 | 22800 | 18100 | 79.39% | 2 | 0 | 9.8 |  |  |  |  | R-454B | 1.7167 | Residential & Commercial | USHP
216055431 | Central HP <5.4 tons | CHAMPION HEATING AND COOLING | HRCU-A-CB (Split System: Heat Pump with Remote Outdoor Unit-Air-Source) | HH824E2S11 | ASPEN |  | D(A,C,E)36A3K+TDR | TL9E060B12UH11 | 22400 | 17 | 8.1 | 22600 | 18000 | 79.65% | 2 | 0 | 12 |  |  |  |  | R-454B | 1.8667 | Residential & Commercial | USHP | Ducted CEE Tier 1
213495271 | Central HP <5.4 tons | CHAMPION HEATING AND COOLING | HRCU-A-CB (Split System: Heat Pump with Remote Outdoor Unit-Air-Source) | HMH72B341 | ASPEN |  | C(A,C,D,E)36A36+TDR | Z8ES080C16LMPS1 | 31200 | 17.8 | 8.3 | 33000 | 27600 | 83.64% | 2.68 | 0 | 9.8 |  |  |  |  | R-410A | 2.6 | Residential & Commercial | USHP
216055638 | Central HP <5.4 tons | CHAMPION HEATING AND COOLING | HRCU-A-CB (Split System: Heat Pump with Remote Outdoor Unit-Air-Source) | HH824E2S11 | ASPEN |  | C(A,C,D,E)24D2K+TDR | Z9ES060B12SMPS1 | 21000 | 17 | 8.5 | 22800 | 18600 | 81.58% | 2 | 0 | 11.2 |  |  |  |  | R-454B | 1.75 | Residential & Commercial | USHP | Ducted CEE Tier 1
213495357 | Central HP <5.4 tons | CHAMPION HEATING AND COOLING | HRCU-A-CB (Split System: Heat Pump with Remote Outdoor Unit-Air-Source) | HMH72B341 | ASPEN |  | C(A,C,D,E)48A36+TDR | Z8ES120C16LMPS1 | 33600 | 18 | 8.1 | 32600 | 30200 | 92.64% | 2.73 | 0 | 9.5 |  |  |  |  | R-410A | 2.8 | Residential & Commercial | USHP
212674075 | Central HP <5.4 tons | CHAMPION HEATING AND COOLING | HRCU-A-CB (Split System: Heat Pump with Remote Outdoor Unit-Air-Source) | HMH72B341 | ASPEN |  | L(E,G)M36F4 | 0 | 33000 | 17 | 8.1 | 31800 | 27000 | 84.91% | 2.72 | 0 | 9.5 |  |  |  |  | R-410A | 2.75 | Residential & Commercial | USHP
216055650 | Central HP <5.4 tons | CHAMPION HEATING AND COOLING | HRCU-A-CB (Split System: Heat Pump with Remote Outdoor Unit-Air-Source) | HH836E2S11 | ASPEN |  | C(A,C,D,E)48A3K+TDR | TL8E080C16UH11 | 31400 | 18 | 8.5 | 31600 | 25600 | 81.01% | 2 | 0 | 10.5 |  |  |  |  | R-454B | 2.6167 | Residential & Commercial | USHP | Ducted CEE Tier 1
216055689 | Central HP <5.4 tons | CHAMPION HEATING AND COOLING | HRCU-A-CB (Split System: Heat Pump with Remote Outdoor Unit-Air-Source) | HH836E2S11 | ASPEN |  | C(A,C,D,E)48A3K+TDR | TM8V080C16MP12 | 31200 | 18 | 8.1 | 31200 | 25400 | 81.41% | 2 | 0 | 10.5 |  |  |  |  | R-454B | 2.6 | Residential & Commercial | USHP | Ducted CEE Tier 1
216055766 | Central HP <5.4 tons | CHAMPION HEATING AND COOLING | HRCU-A-CB (Split System: Heat Pump with Remote Outdoor Unit-Air-Source) | HH836E2S11 | ASPEN |  | C(A,C,D,E)36B3K+TDR | TMLE100B12MP11 | 30800 | 18 | 8.5 | 31200 | 25400 | 81.41% | 2 | 0 | 10.5 |  |  |  |  | R-454B | 2.5667 | Residential & Commercial | USHP | Ducted CEE Tier 1
216055807 | Central HP <5.4 tons | CHAMPION HEATING AND COOLING | HRCU-A-CB (Split System: Heat Pump with Remote Outdoor Unit-Air-Source) | HH836E2S11 | ASPEN |  | D(A,C,E)36A4K+TDR | TPLC100C16MP13 | 31000 | 18 | 8.5 | 31200 | 25400 | 81.41% | 2 | 0 | 10.5 |  |  |  |  | R-454B | 2.5833 | Residential & Commercial | USHP | Ducted CEE Tier 1
216055843 | Central HP <5.4 tons | CHAMPION HEATING AND COOLING | HRCU-A-CB (Split System: Heat Pump with Remote Outdoor Unit-Air-Source) | HH836E2S11 | ASPEN |  | D(A,C,E)36A4K+TDR | Z9ES100C16SMPS1 | 32000 | 17.5 | 8.1 | 32600 | 24600 | 75.46% | 2 | 0 | 10.5 |  |  |  |  | R-454B | 2.6667 | Residential & Commercial | USHP | Ducted CEE Tier 1
215399907 | Central HP <5.4 tons | CHAMPION HEATING AND COOLING | HRCU-A-C (Split System: Heat Pump with Remote Outdoor Unit with No Indoor Fan --Air Source) | HH824E2S11 | ASPEN |  | C(A,C,D,E)24A3K+TDR | 0 | 21600 | 15.2 | 8.1 | 22600 | 21200 | 93.81% | 2.63 | 0 | 11 |  |  |  |  | R-454B | 1.8 | Residential & Commercial | USHP | Ducted CEE Tier 1
216055435 | Central HP <5.4 tons | CHAMPION HEATING AND COOLING | HRCU-A-CB (Split System: Heat Pump with Remote Outdoor Unit-Air-Source) | HH824E2S11 | ASPEN |  | D(A,C,E)24B3K+TDR | TM8E040A12MP11 | 20600 | 16.5 | 8.5 | 22400 | 17200 | 76.79% | 2 | 0 | 11.2 |  |  |  |  | R-454B | 1.7167 | Residential & Commercial | USHP | Ducted CEE Tier 1
216055436 | Central HP <5.4 tons | CHAMPION HEATING AND COOLING | HRCU-A-CB (Split System: Heat Pump with Remote Outdoor Unit-Air-Source) | HH824E2S11 | ASPEN |  | D(A,C,E)24B4K+TDR | TM8E040A12MP11 | 21000 | 16.5 | 9 | 22600 | 17200 | 76.11% | 2 | 0 | 11.7 |  |  |  |  | R-454B | 1.75 | Residential & Commercial | USHP | Ducted CEE Tier 1
216055453 | Central HP <5.4 tons | CHAMPION HEATING AND COOLING | HRCU-A-CB (Split System: Heat Pump with Remote Outdoor Unit-Air-Source) | HH824E2S11 | ASPEN |  | D(A,C,E)24B3K+TDR | TM8E100B12MP11 | 22000 | 17 | 8.1 | 22600 | 18000 | 79.65% | 2 | 0 | 12 |  |  |  |  | R-454B | 1.8333 | Residential & Commercial | USHP | Ducted CEE Tier 1
216055485 | Central HP <5.4 tons | CHAMPION HEATING AND COOLING | HRCU-A-CB (Split System: Heat Pump with Remote Outdoor Unit-Air-Source) | HH824E2S11 | ASPEN |  | D(A,C,E)36A3K+TDR | TM9E040A10MP12 | 20800 | 16.5 | 8.5 | 22800 | 18100 | 79.39% | 2 | 0 | 10.5 |  |  |  |  | R-454B | 1.7333 | Residential & Commercial | USHP | Ducted CEE Tier 1
216055487 | Central HP <5.4 tons | CHAMPION HEATING AND COOLING | HRCU-A-CB (Split System: Heat Pump with Remote Outdoor Unit-Air-Source) | HH824E2S11 | ASPEN |  | C(A,C,D,E)24A3K+TDR | TM9E060A10MP12 | 20000 | 16.5 | 8.5 | 22600 | 18100 | 80.09% | 2 | 0 | 9.8 |  |  |  |  | R-454B | 1.6667 | Residential & Commercial | USHP
216055518 | Central HP <5.4 tons | CHAMPION HEATING AND COOLING | HRCU-A-CB (Split System: Heat Pump with Remote Outdoor Unit-Air-Source) | HH824E2S11 | ASPEN |  | C(A,C,D,E)24D2K+TDR | TM9V080B12MP12 | 21000 | 17 | 8.5 | 22800 | 18300 | 80.26% | 2 | 0 | 11.7 |  |  |  |  | R-454B | 1.75 | Residential & Commercial | USHP | Ducted CEE Tier 1
216055521 | Central HP <5.4 tons | CHAMPION HEATING AND COOLING | HRCU-A-CB (Split System: Heat Pump with Remote Outdoor Unit-Air-Source) | HH824E2S11 | ASPEN |  | D(A,C,E)36A3K+TDR | TM9V080B12MP12 | 22200 | 17 | 8.1 | 22600 | 18300 | 80.97% | 2 | 0 | 12 |  |  |  |  | R-454B | 1.85 | Residential & Commercial | USHP | Ducted CEE Tier 1
216055636 | Central HP <5.4 tons | CHAMPION HEATING AND COOLING | HRCU-A-CB (Split System: Heat Pump with Remote Outdoor Unit-Air-Source) | HH824E2S11 | ASPEN |  | D(A,C,E)36A4K+TDR | Z9ES060A10SMPS1 | 21000 | 17.5 | 8.5 | 23000 | 17600 | 76.52% | 2 | 0 | 11.7 |  |  |  |  | R-454B | 1.75 | Residential & Commercial | USHP | Ducted CEE Tier 1
216055454 | Central HP <5.4 tons | CHAMPION HEATING AND COOLING | HRCU-A-CB (Split System: Heat Pump with Remote Outdoor Unit-Air-Source) | HH824E2S11 | ASPEN |  | D(A,C,E)24B4K+TDR | TM8E100B12MP11 | 22600 | 17 | 8.5 | 22800 | 18000 | 78.95% | 2 | 0 | 12 |  |  |  |  | R-454B | 1.8833 | Residential & Commercial | USHP | Ducted CEE Tier 1
216055470 | Central HP <5.4 tons | CHAMPION HEATING AND COOLING | HRCU-A-CB (Split System: Heat Pump with Remote Outdoor Unit-Air-Source) | HH824E2S11 | ASPEN |  | C(A,C,D,E)24D2K+TDR | TM8Y080B12MP11 | 21000 | 17 | 8.5 | 22800 | 18300 | 80.26% | 2 | 0 | 11.7 |  |  |  |  | R-454B | 1.75 | Residential & Commercial | USHP | Ducted CEE Tier 1
216055503 | Central HP <5.4 tons | CHAMPION HEATING AND COOLING | HRCU-A-CB (Split System: Heat Pump with Remote Outdoor Unit-Air-Source) | HH824E2S11 | ASPEN |  | D(A,C,E)36A3K+TDR | TM9E080B12MP12 | 22200 | 17 | 8.1 | 22400 | 18700 | 83.48% | 2 | 0 | 11.7 |  |  |  |  | R-454B | 1.85 | Residential & Commercial | USHP | Ducted CEE Tier 1
215934969 | Central HP <5.4 tons | COMFORTMAKER | HRCU-A-CB (Split System: Heat Pump with Remote Outdoor Unit-Air-Source) | C5H3V36*K*AAA* |  |  | EVM5X48M21A*+WALLCON | *96CTN0601714B* | 34600 | 20.5 | 8.5 | 38000 | 27600 | 72.63% | 2.05 | 0 | 11.5 |  |  |  |  | R-454B | 2.8833 | Residential & Commercial | USHP | Ducted CEE Tier 1
213896274 | Central HP <5.4 tons | HISENSE | HRCU-A-CB (Split System: Heat Pump with Remote Outdoor Unit-Air-Source) | AUWR-36U3SA2 | ASPEN |  | L(E,G)M36F4 | 0 | 33800 | 17 | 9 | 33400 | 23400 | 70.06% | 2.61 | 0 | 10 |  |  |  |  | R-410A | 2.8167 | Residential & Commercial | USHP | Ducted CEE Tier 1
213495267 | Central HP <5.4 tons | CHAMPION HEATING AND COOLING | HRCU-A-CB (Split System: Heat Pump with Remote Outdoor Unit-Air-Source) | HMH72B341 | ASPEN |  | C(A,C,D,E)48A36+TDR | Z8ES080B12SMPS1 | 33000 | 18 | 8.1 | 32600 | 29400 | 90.18% | 2.66 | 0 | 9.5 |  |  |  |  | R-410A | 2.75 | Residential & Commercial | USHP
213493888 | Central HP <5.4 tons | CHAMPION HEATING AND COOLING | HRCU-A-CB (Split System: Heat Pump with Remote Outdoor Unit-Air-Source) | HMH72B341 | ASPEN |  | C(A,C,D,E)36A34+TDR | Z8ES080C16LMPS1 | 31200 | 17.8 | 8.3 | 33000 | 27600 | 83.64% | 2.68 | 0 | 9.8 |  |  |  |  | R-410A | 2.6 | Residential & Commercial | USHP
216055616 | Central HP <5.4 tons | CHAMPION HEATING AND COOLING | HRCU-A-CB (Split System: Heat Pump with Remote Outdoor Unit-Air-Source) | HH824E2S11 | ASPEN |  | D(A,C,E)24B4K+TDR | Z8ET080B12LMPS1 | 22600 | 18 | 8.5 | 22800 | 18500 | 81.14% | 2 | 0 | 12 |  |  |  |  | R-454B | 1.8833 | Residential & Commercial | USHP | Ducted CEE Tier 1
212625950 | Central HP <5.4 tons | COLEMAN | HRCU-A-CB (Split System: Heat Pump with Remote Outdoor Unit-Air-Source) | HMH72B341 | ASPEN |  | D(A,C,E)36B36+TDR | TM9E100C20MP12 | 32000 | 15.5 | 8.1 | 33200 | 27000 | 81.33% | 2.43 | 0 | 9.9 |  |  |  |  | R-410A | 2.6667 | Residential & Commercial | USHP
216055659 | Central HP <5.4 tons | CHAMPION HEATING AND COOLING | HRCU-A-CB (Split System: Heat Pump with Remote Outdoor Unit-Air-Source) | HH836E2S11 | ASPEN |  | C(A,C,D,E)48A3K+TDR | TL9E100C20UH11 | 31400 | 17 | 8.5 | 31400 | 25400 | 80.89% | 2 | 0 | 10.5 |  |  |  |  | R-454B | 2.6167 | Residential & Commercial | USHP | Ducted CEE Tier 1
216055664 | Central HP <5.4 tons | CHAMPION HEATING AND COOLING | HRCU-A-CB (Split System: Heat Pump with Remote Outdoor Unit-Air-Source) | HH836E2S11 | ASPEN |  | C(A,C,D,E)36B3K+TDR | TM8E080C16MP11 | 31000 | 18 | 8.5 | 31000 | 25200 | 81.29% | 2 | 0 | 10.5 |  |  |  |  | R-454B | 2.5833 | Residential & Commercial | USHP | Ducted CEE Tier 1
216055691 | Central HP <5.4 tons | CHAMPION HEATING AND COOLING | HRCU-A-CB (Split System: Heat Pump with Remote Outdoor Unit-Air-Source) | HH836E2S11 | ASPEN |  | C(A,C,D,E)36B3K+TDR | TM8V100C16MP12 | 31000 | 18 | 8.5 | 31200 | 25400 | 81.41% | 2 | 0 | 10.5 |  |  |  |  | R-454B | 2.5833 | Residential & Commercial | USHP | Ducted CEE Tier 1
216055698 | Central HP <5.4 tons | CHAMPION HEATING AND COOLING | HRCU-A-CB (Split System: Heat Pump with Remote Outdoor Unit-Air-Source) | HH836E2S11 | ASPEN |  | C(A,C,D,E)48A3K+TDR | TM8Y080C16MP11 | 31000 | 18 | 8.1 | 30400 | 25000 | 82.24% | 2 | 0 | 11.2 |  |  |  |  | R-454B | 2.5833 | Residential & Commercial | USHP | Ducted CEE Tier 1
214336688 | Central HP <5.4 tons | RHEEM | HRCU-A-CB (Split System: Heat Pump with Remote Outdoor Unit-Air-Source) | RD17AZ60AJ3N | ASPEN |  | CP61C34+TDR | R921V1005A21M4S | 51500 | 17.9 | 8.1 | 54000 | 49500 | 91.67% | 1.75 | 0 | 9.8 |  |  |  |  | R-410A | 4.2917 | Residential & Commercial | USHP
215679845 | Central HP <5.4 tons | HEIL | HRCU-A-CB (Split System: Heat Pump with Remote Outdoor Unit-Air-Source) | H5H0V36*K*AAA* |  |  | ESH5X42M12A*+WALLCON | *97CTN1002122A* | 34000 | 16.5 | 8.5 | 35600 | 25200 | 70.79% | 1.78 | 0 | 9.5 |  |  |  |  | R-454B | 2.8333 | Residential & Commercial | USHP
215679945 | Central HP <5.4 tons | HEIL | HRCU-A-CB (Split System: Heat Pump with Remote Outdoor Unit-Air-Source) | H5H0V36*K*AAA* |  |  | ESH5X60M12A*+WALLCON | *80CSU0401712B* | 34600 | 17 | 8.5 | 34600 | 24800 | 71.68% | 1.92 | 0 | 10 |  |  |  |  | R-454B | 2.8833 | Residential & Commercial | USHP | Ducted CEE Tier 1
216764901 | Central HP <5.4 tons | TRANE | HRCU-A-CB (Split System: Heat Pump with Remote Outdoor Unit-Air-Source) | 5TWR7060A1 |  |  | 5TXCD010AS3 | S8X2D120M5PTC | 52000 | 17 | 9 | 51000 | 38500 | 75.49% | 2.2 | 0 | 11.2 |  |  |  |  | R-454B | 4.3333 | Residential & Commercial | USHP | Ducted CEE Tier 1
216055730 | Central HP <5.4 tons | CHAMPION HEATING AND COOLING | HRCU-A-CB (Split System: Heat Pump with Remote Outdoor Unit-Air-Source) | HH836E2S11 | ASPEN |  | C(A,C,D,E)36B3K+TDR | TM9V080B12MP12 | 30600 | 18 | 8.5 | 30800 | 25200 | 81.82% | 2 | 0 | 10.5 |  |  |  |  | R-454B | 2.55 | Residential & Commercial | USHP | Ducted CEE Tier 1
216055496 | Central HP <5.4 tons | CHAMPION HEATING AND COOLING | HRCU-A-CB (Split System: Heat Pump with Remote Outdoor Unit-Air-Source) | HH824E2S11 | ASPEN |  | D(A,C,E)24B4K+TDR | TM9E060B12MP12 | 22600 | 17 | 8.5 | 22800 | 18300 | 80.26% | 2 | 0 | 11.7 |  |  |  |  | R-454B | 1.8833 | Residential & Commercial | USHP | Ducted CEE Tier 1
216055510 | Central HP <5.4 tons | CHAMPION HEATING AND COOLING | HRCU-A-CB (Split System: Heat Pump with Remote Outdoor Unit-Air-Source) | HH824E2S11 | ASPEN |  | D(A,C,E)36A4K+TDR | TM9V040A10MP12 | 21200 | 17 | 8.5 | 23000 | 17500 | 76.09% | 2 | 0 | 10.5 |  |  |  |  | R-454B | 1.7667 | Residential & Commercial | USHP | Ducted CEE Tier 1
216055794 | Central HP <5.4 tons | CHAMPION HEATING AND COOLING | HRCU-A-CB (Split System: Heat Pump with Remote Outdoor Unit-Air-Source) | HH836E2S11 | ASPEN |  | C(A,C,D,E)48A3K+TDR | TP9C100C16MP13 | 31200 | 18 | 8.1 | 31000 | 25200 | 81.29% | 2 | 0 | 10.5 |  |  |  |  | R-454B | 2.6 | Residential & Commercial | USHP | Ducted CEE Tier 1
216055696 | Central HP <5.4 tons | CHAMPION HEATING AND COOLING | HRCU-A-CB (Split System: Heat Pump with Remote Outdoor Unit-Air-Source) | HH836E2S11 | ASPEN |  | D(A,C,E)36A4K+TDR | TM8Y080B12MP11 | 30600 | 18 | 8.5 | 30800 | 25200 | 81.82% | 2 | 0 | 10.5 |  |  |  |  | R-454B | 2.55 | Residential & Commercial | USHP | Ducted CEE Tier 1
215677005 | Central HP <5.4 tons | HEIL | HRCU-A-CB (Split System: Heat Pump with Remote Outdoor Unit-Air-Source) | H5H0V60*K*AAA* |  |  | EVM5X60M21A*+WALLCON | *80CTL0902120B* | 57000 | 18.5 | 9 | 63500 | 44500 | 70.08% | 2.08 | 0 | 9.5 |  |  |  |  | R-454B | 4.75 | Residential & Commercial | USHP
216055701 | Central HP <5.4 tons | CHAMPION HEATING AND COOLING | HRCU-A-CB (Split System: Heat Pump with Remote Outdoor Unit-Air-Source) | HH836E2S11 | ASPEN |  | C(A,C,D,E)48A3K+TDR | TM8Y100C16MP11 | 31000 | 18 | 8.1 | 30400 | 25000 | 82.24% | 2 | 0 | 11.2 |  |  |  |  | R-454B | 2.5833 | Residential & Commercial | USHP | Ducted CEE Tier 1
214336696 | Central HP <5.4 tons | RHEEM | HRCU-A-CB (Split System: Heat Pump with Remote Outdoor Unit-Air-Source) | RD17AZ60AJ3N | ASPEN |  | CP61C34+TDR | R962V0855A21M4S | 51500 | 17 | 8.1 | 54000 | 49500 | 91.67% | 1.75 | 0 | 9.8 |  |  |  |  | R-410A | 4.2917 | Residential & Commercial | USHP
215679835 | Central HP <5.4 tons | HEIL | HRCU-A-CB (Split System: Heat Pump with Remote Outdoor Unit-Air-Source) | H5H0V36*K*AAA* |  |  | ESH5X42M12A*+WALLCON | *97CTN0802120A* | 34000 | 16 | 8.5 | 35600 | 25200 | 70.79% | 1.76 | 0 | 9.5 |  |  |  |  | R-454B | 2.8333 | Residential & Commercial | USHP
216055484 | Central HP <5.4 tons | CHAMPION HEATING AND COOLING | HRCU-A-CB (Split System: Heat Pump with Remote Outdoor Unit-Air-Source) | HH824E2S11 | ASPEN |  | D(A,C,E)24B4K+TDR | TM9E040A10MP12 | 21000 | 17 | 9 | 23000 | 18100 | 78.7% | 2 | 0 | 10.5 |  |  |  |  | R-454B | 1.75 | Residential & Commercial | USHP | Ducted CEE Tier 1
216055501 | Central HP <5.4 tons | CHAMPION HEATING AND COOLING | HRCU-A-CB (Split System: Heat Pump with Remote Outdoor Unit-Air-Source) | HH824E2S11 | ASPEN |  | D(A,C,E)24B3K+TDR | TM9E080B12MP12 | 22000 | 17 | 8.5 | 22400 | 18700 | 83.48% | 2 | 0 | 11.7 |  |  |  |  | R-454B | 1.8333 | Residential & Commercial | USHP | Ducted CEE Tier 1
216055520 | Central HP <5.4 tons | CHAMPION HEATING AND COOLING | HRCU-A-CB (Split System: Heat Pump with Remote Outdoor Unit-Air-Source) | HH824E2S11 | ASPEN |  | D(A,C,E)24B4K+TDR | TM9V080B12MP12 | 22600 | 17 | 8.5 | 22800 | 18300 | 80.26% | 2 | 0 | 12 |  |  |  |  | R-454B | 1.8833 | Residential & Commercial | USHP | Ducted CEE Tier 1
215679925 | Central HP <5.4 tons | HEIL | HRCU-A-CB (Split System: Heat Pump with Remote Outdoor Unit-Air-Source) | H5H0V36*K*AAA* |  |  | ESH5X48M12A*+WALLCON | *97CTN1202422A* | 34200 | 17 | 8.5 | 35400 | 25200 | 71.19% | 1.9 | 0 | 9.5 |  |  |  |  | R-454B | 2.85 | Residential & Commercial | USHP
216055695 | Central HP <5.4 tons | CHAMPION HEATING AND COOLING | HRCU-A-CB (Split System: Heat Pump with Remote Outdoor Unit-Air-Source) | HH836E2S11 | ASPEN |  | C(A,C,D,E)48A3K+TDR | TM8Y080B12MP11 | 30800 | 18 | 8.1 | 30800 | 25200 | 81.82% | 2 | 0 | 10.5 |  |  |  |  | R-454B | 2.5667 | Residential & Commercial | USHP | Ducted CEE Tier 1
216055745 | Central HP <5.4 tons | CHAMPION HEATING AND COOLING | HRCU-A-CB (Split System: Heat Pump with Remote Outdoor Unit-Air-Source) | HH836E2S11 | ASPEN |  | C(A,C,D,E)36B3K+TDR | TM9Y080B12MP11 | 30600 | 18 | 8.5 | 31000 | 25400 | 81.94% | 2 | 0 | 10.5 |  |  |  |  | R-454B | 2.55 | Residential & Commercial | USHP | Ducted CEE Tier 1
216055793 | Central HP <5.4 tons | CHAMPION HEATING AND COOLING | HRCU-A-CB (Split System: Heat Pump with Remote Outdoor Unit-Air-Source) | HH836E2S11 | ASPEN |  | C(A,C,D,E)36B3K+TDR | TP9C100C16MP13 | 31000 | 18 | 8.5 | 31000 | 25200 | 81.29% | 2 | 0 | 10.5 |  |  |  |  | R-454B | 2.5833 | Residential & Commercial | USHP | Ducted CEE Tier 1
216055810 | Central HP <5.4 tons | CHAMPION HEATING AND COOLING | HRCU-A-CB (Split System: Heat Pump with Remote Outdoor Unit-Air-Source) | HH836E2S11 | ASPEN |  | D(A,C,E)36A4K+TDR | Z8ES080B12SMPS1 | 30400 | 18 | 8.5 | 30000 | 24800 | 82.67% | 2 | 0 | 11.2 |  |  |  |  | R-454B | 2.5333 | Residential & Commercial | USHP | Ducted CEE Tier 1
216055811 | Central HP <5.4 tons | CHAMPION HEATING AND COOLING | HRCU-A-CB (Split System: Heat Pump with Remote Outdoor Unit-Air-Source) | HH836E2S11 | ASPEN |  | C(A,C,D,E)36B3K+TDR | Z8ES080C16SMPS1 | 31200 | 18 | 8.5 | 30800 | 25000 | 81.17% | 2 | 0 | 11 |  |  |  |  | R-454B | 2.6 | Residential & Commercial | USHP | Ducted CEE Tier 1
216055812 | Central HP <5.4 tons | CHAMPION HEATING AND COOLING | HRCU-A-CB (Split System: Heat Pump with Remote Outdoor Unit-Air-Source) | HH836E2S11 | ASPEN |  | C(A,C,D,E)48A3K+TDR | Z8ES080C16SMPS1 | 31400 | 18 | 8.1 | 30800 | 25000 | 81.17% | 2 | 0 | 11.2 |  |  |  |  | R-454B | 2.6167 | Residential & Commercial | USHP | Ducted CEE Tier 1
216030944 | Central HP <5.4 tons | MDV | HRCU-A-CB (Split System: Heat Pump with Remote Outdoor Unit-Air-Source) | MOX630-36HFN10-M3X |  |  | MVBDM-36HWFN10-WB3-MAS | 0 | 36000 | 18 | 10 | 37000 | 37400 | 101.1% | 1.9 | 0 | 12 |  |  |  |  | R-454B | 3 | Residential & Commercial | USHP | Ducted CEE Tier 1
213493875 | Central HP <5.4 tons | CHAMPION HEATING AND COOLING | HRCU-A-CB (Split System: Heat Pump with Remote Outdoor Unit-Air-Source) | HMH72B341 | ASPEN |  | C(A,C,D,E)48A34+TDR | Z8ES080B12LMPS1 | 33000 | 18 | 8.1 | 32600 | 29400 | 90.18% | 2.66 | 0 | 9.5 |  |  |  |  | R-410A | 2.75 | Residential & Commercial | USHP
213493941 | Central HP <5.4 tons | CHAMPION HEATING AND COOLING | HRCU-A-CB (Split System: Heat Pump with Remote Outdoor Unit-Air-Source) | HMH72B341 | ASPEN |  | C(A,C,D,E)36A34+TDR | Z8ES100C16SMPS1 | 31200 | 17.8 | 8.3 | 33000 | 28200 | 85.45% | 2.66 | 0 | 9.3 |  |  |  |  | R-410A | 2.6 | Residential & Commercial | USHP
213495344 | Central HP <5.4 tons | CHAMPION HEATING AND COOLING | HRCU-A-CB (Split System: Heat Pump with Remote Outdoor Unit-Air-Source) | HMH72B341 | ASPEN |  | C(A,C,D,E)36A36+TDR | Z8ES100C20SMPS1 | 31200 | 17.4 | 8.3 | 33000 | 27600 | 83.64% | 2.68 | 0 | 9.3 |  |  |  |  | R-410A | 2.6 | Residential & Commercial | USHP
216055427 | Central HP <5.4 tons | CHAMPION HEATING AND COOLING | HRCU-A-CB (Split System: Heat Pump with Remote Outdoor Unit-Air-Source) | HH824E2S11 | ASPEN |  | C(A,C,D,E)24A3K+TDR | TL9E060B12UH11 | 21600 | 17 | 8.1 | 22600 | 18000 | 79.65% | 2 | 0 | 12 |  |  |  |  | R-454B | 1.8 | Residential & Commercial | USHP | Ducted CEE Tier 1
216055428 | Central HP <5.4 tons | CHAMPION HEATING AND COOLING | HRCU-A-CB (Split System: Heat Pump with Remote Outdoor Unit-Air-Source) | HH824E2S11 | ASPEN |  | C(A,C,D,E)24D2K+TDR | TL9E060B12UH11 | 21200 | 17 | 8.5 | 22800 | 18000 | 78.95% | 2 | 0 | 11.7 |  |  |  |  | R-454B | 1.7667 | Residential & Commercial | USHP | Ducted CEE Tier 1
216623449 | Central HP <5.4 tons | MDV | HRCU-A-C (Split System: Heat Pump with Remote Outdoor Unit with No Indoor Fan --Air Source) | MOX630-36HFN10-M3X |  |  | MVBM-36B24T4N10-MAS | 0 | 36000 | 15.8 | 9.4 | 38000 | 36000 | 94.74% | 1.9 | 0 | 10.7 |  |  |  |  | R-454B | 3 | Residential & Commercial | USHP | Ducted CEE Tier 1
216623450 | Central HP <5.4 tons | MDV | HRCU-A-C (Split System: Heat Pump with Remote Outdoor Unit with No Indoor Fan --Air Source) | MOX630-36HFN10-M3X |  |  | MVBM-36C24T4N10-MAS | 0 | 36000 | 15.8 | 9.4 | 38000 | 36000 | 94.74% | 1.9 | 0 | 10.7 |  |  |  |  | R-454B | 3 | Residential & Commercial | USHP | Ducted CEE Tier 1
216030943 | Central HP <5.4 tons | MDV | HRCU-A-CB (Split System: Heat Pump with Remote Outdoor Unit-Air-Source) | MOE30-60HFN10-M3X |  |  | MVBDM-60HWFN10-WC3-MAS | 0 | 54000 | 17.5 | 9.5 | 55000 | 54000 | 98.18% | 1.9 | 0 | 12 |  |  |  |  | R-454B | 4.5 | Residential & Commercial | USHP | Ducted CEE Tier 1
216055519 | Central HP <5.4 tons | CHAMPION HEATING AND COOLING | HRCU-A-CB (Split System: Heat Pump with Remote Outdoor Unit-Air-Source) | HH824E2S11 | ASPEN |  | D(A,C,E)24B3K+TDR | TM9V080B12MP12 | 22000 | 17 | 8.1 | 22600 | 18300 | 80.97% | 2 | 0 | 12 |  |  |  |  | R-454B | 1.8333 | Residential & Commercial | USHP | Ducted CEE Tier 1
216055537 | Central HP <5.4 tons | CHAMPION HEATING AND COOLING | HRCU-A-CB (Split System: Heat Pump with Remote Outdoor Unit-Air-Source) | HH824E2S11 | ASPEN |  | D(A,C,E)24B3K+TDR | TM9Y080B12MP11 | 22000 | 17 | 8.5 | 22600 | 18500 | 81.86% | 2 | 0 | 11.7 |  |  |  |  | R-454B | 1.8333 | Residential & Commercial | USHP | Ducted CEE Tier 1
216055552 | Central HP <5.4 tons | CHAMPION HEATING AND COOLING | HRCU-A-CB (Split System: Heat Pump with Remote Outdoor Unit-Air-Source) | HH824E2S11 | ASPEN |  | D(A,C,E)36A4K+TDR | TMLE060A12MP11 | 21000 | 17.5 | 9 | 23000 | 17900 | 77.83% | 2 | 0 | 11.2 |  |  |  |  | R-454B | 1.75 | Residential & Commercial | USHP | Ducted CEE Tier 1
216055569 | Central HP <5.4 tons | CHAMPION HEATING AND COOLING | HRCU-A-CB (Split System: Heat Pump with Remote Outdoor Unit-Air-Source) | HH824E2S11 | ASPEN |  | D(A,C,E)36A3K+TDR | TP9C060B12MP13 | 22400 | 17 | 8.1 | 22600 | 18000 | 79.65% | 2 | 0 | 12 |  |  |  |  | R-454B | 1.8667 | Residential & Commercial | USHP | Ducted CEE Tier 1
214574103 | Central HP <5.4 tons | COMFORTMAKER | HRCU-A-CB (Split System: Heat Pump with Remote Outdoor Unit-Air-Source) | CVH837GKA2* |  |  | EA*4X61L21A*+WALLCON | *95CSU0802120B* | 33200 | 17.5 | 8.5 | 32000 | 25000 | 78.12% | 2 | 0 | 11.5 |  |  |  |  | R-410A | 2.7667 | Residential & Commercial | USHP | Ducted CEE Tier 1
214574603 | Central HP <5.4 tons | COMFORTMAKER | HRCU-A-CB (Split System: Heat Pump with Remote Outdoor Unit-Air-Source) | CVH837GKA2* |  |  | EN(A,D,W)4X48L21**+WALLCON | *97CMN0602120B* | 32200 | 17 | 8.1 | 33000 | 25000 | 75.76% | 1.94 | 0 | 11.5 |  |  |  |  | R-410A | 2.6833 | Residential & Commercial | USHP | Ducted CEE Tier 1
213493958 | Central HP <5.4 tons | CHAMPION HEATING AND COOLING | HRCU-A-CB (Split System: Heat Pump with Remote Outdoor Unit-Air-Source) | HMH72B341 | ASPEN |  | C(A,C,D,E)36A34+TDR | Z8ES100C20SMPS1 | 31200 | 17.4 | 8.3 | 33000 | 27600 | 83.64% | 2.68 | 0 | 9.3 |  |  |  |  | R-410A | 2.6 | Residential & Commercial | USHP
213494023 | Central HP <5.4 tons | CHAMPION HEATING AND COOLING | HRCU-A-CB (Split System: Heat Pump with Remote Outdoor Unit-Air-Source) | HMH72B341 | ASPEN |  | C(A,C,D,E)48A34+TDR | Z8ET100C20LMPS1 | 32200 | 18.5 | 8.5 | 33200 | 27400 | 82.53% | 2.71 | 0 | 9.4 |  |  |  |  | R-410A | 2.6833 | Residential & Commercial | USHP
213495413 | Central HP <5.4 tons | CHAMPION HEATING AND COOLING | HRCU-A-CB (Split System: Heat Pump with Remote Outdoor Unit-Air-Source) | HMH72B341 | ASPEN |  | C(A,C,D,E)36A36+TDR | Z8ET120C20LMPS1 | 31200 | 18.3 | 8.3 | 33000 | 27800 | 84.24% | 2.66 | 0 | 9.3 |  |  |  |  | R-410A | 2.6 | Residential & Commercial | USHP
216055666 | Central HP <5.4 tons | CHAMPION HEATING AND COOLING | HRCU-A-CB (Split System: Heat Pump with Remote Outdoor Unit-Air-Source) | HH836E2S11 | ASPEN |  | D(A,C,E)36A4K+TDR | TM8E080C16MP11 | 31000 | 18 | 8.5 | 31000 | 25200 | 81.29% | 2 | 0 | 10.5 |  |  |  |  | R-454B | 2.5833 | Residential & Commercial | USHP | Ducted CEE Tier 1
216055673 | Central HP <5.4 tons | CHAMPION HEATING AND COOLING | HRCU-A-CB (Split System: Heat Pump with Remote Outdoor Unit-Air-Source) | HH836E2S11 | ASPEN |  | C(A,C,D,E)36B3K+TDR | TM8E100C16MP11 | 31000 | 18 | 8.5 | 31200 | 25200 | 80.77% | 2 | 0 | 10.5 |  |  |  |  | R-454B | 2.5833 | Residential & Commercial | USHP | Ducted CEE Tier 1
216734069 | Central HP <5.4 tons | COMFORTMAKER | HRCU-A-CB (Split System: Heat Pump with Remote Outdoor Unit-Air-Source) | D5CUHAH24AAK |  |  | EA*5X30M17A* | *92MSN0601714A* | 22200 | 16 | 8.1 | 20800 | 18800 | 90.38% | 1.85 | 0 | 10.5 |  |  |  |  | R-454B | 1.85 | Residential & Commercial | USHP | Ducted CEE Tier 1
216734272 | Central HP <5.4 tons | COMFORTMAKER | HRCU-A-CB (Split System: Heat Pump with Remote Outdoor Unit-Air-Source) | D5CUHAH24AAK |  |  | EA*5X30M17A* | *96VTN0601716B* | 22200 | 16 | 8.1 | 20800 | 18800 | 90.38% | 1.85 | 0 | 10.5 |  |  |  |  | R-454B | 1.85 | Residential & Commercial | USHP | Ducted CEE Tier 1
216732649 | Central HP <5.4 tons | COMFORTMAKER | HRCU-A-CB (Split System: Heat Pump with Remote Outdoor Unit-Air-Source) | D5CUHAH24AAK |  |  | EA*5X24M17A* | *80CSU0401712A* | 22600 | 17 | 8.5 | 21400 | 19300 | 90.19% | 1.96 | 0 | 10.5 |  |  |  |  | R-454B | 1.8833 | Residential & Commercial | USHP | Ducted CEE Tier 1
216055705 | Central HP <5.4 tons | CHAMPION HEATING AND COOLING | HRCU-A-CB (Split System: Heat Pump with Remote Outdoor Unit-Air-Source) | HH836E2S11 | ASPEN |  | D(A,C,E)36A4K+TDR | TM8Y100C20MP11 | 30800 | 18 | 8.5 | 30600 | 25000 | 81.7% | 2 | 0 | 11 |  |  |  |  | R-454B | 2.5667 | Residential & Commercial | USHP | Ducted CEE Tier 1
216055721 | Central HP <5.4 tons | CHAMPION HEATING AND COOLING | HRCU-A-CB (Split System: Heat Pump with Remote Outdoor Unit-Air-Source) | HH836E2S11 | ASPEN |  | C(A,C,D,E)36B3K+TDR | TM9E100C16MP12 | 31000 | 18 | 8.5 | 31200 | 25200 | 80.77% | 2 | 0 | 10.5 |  |  |  |  | R-454B | 2.5833 | Residential & Commercial | USHP | Ducted CEE Tier 1
216055653 | Central HP <5.4 tons | CHAMPION HEATING AND COOLING | HRCU-A-CB (Split System: Heat Pump with Remote Outdoor Unit-Air-Source) | HH836E2S11 | ASPEN |  | C(A,C,D,E)48A3K+TDR | TL8E100C20UH11 | 31200 | 17 | 8.1 | 30800 | 25000 | 81.17% | 2 | 0 | 11.2 |  |  |  |  | R-454B | 2.6 | Residential & Commercial | USHP | Ducted CEE Tier 1
216055671 | Central HP <5.4 tons | CHAMPION HEATING AND COOLING | HRCU-A-CB (Split System: Heat Pump with Remote Outdoor Unit-Air-Source) | HH836E2S11 | ASPEN |  | C(A,C,D,E)48A3K+TDR | TM8E100B12MP11 | 31000 | 18 | 8.1 | 31200 | 25400 | 81.41% | 2 | 0 | 10.5 |  |  |  |  | R-454B | 2.5833 | Residential & Commercial | USHP | Ducted CEE Tier 1
213841888 | Central HP <5.4 tons | ARMSTRONG AIR | HRCU-A-CB (Split System: Heat Pump with Remote Outdoor Unit-Air-Source) | 4SHP22LX124P-**A | ADP |  | H,A,DG80936 | A80UH1E045A12 | 23400 | 21 | 8.5 | 21200 | 14900 | 70.28% | 1.86 | 0 | 13.5 |  |  |  |  | R-410A | 1.95 | Residential & Commercial | USHP | Ducted CEE Tier 1
214336694 | Central HP <5.4 tons | RHEEM | HRCU-A-CB (Split System: Heat Pump with Remote Outdoor Unit-Air-Source) | RD17AZ60AJ3N | ASPEN |  | CP61C34+TDR | R951V1155A24M4S | 52000 | 17.9 | 8.1 | 54000 | 49000 | 90.74% | 1.75 | 0 | 9.8 |  |  |  |  | R-410A | 4.3333 | Residential & Commercial | USHP
213494011 | Central HP <5.4 tons | CHAMPION HEATING AND COOLING | HRCU-A-CB (Split System: Heat Pump with Remote Outdoor Unit-Air-Source) | HMH72B341 | ASPEN |  | C(A,C,D,E)36A34+TDR | Z8ET100C16LMPS1 | 31200 | 17.8 | 8.3 | 33000 | 27800 | 84.24% | 2.66 | 0 | 9.3 |  |  |  |  | R-410A | 2.6 | Residential & Commercial | USHP
213494027 | Central HP <5.4 tons | CHAMPION HEATING AND COOLING | HRCU-A-CB (Split System: Heat Pump with Remote Outdoor Unit-Air-Source) | HMH72B341 | ASPEN |  | C(A,C,D,E)36A34+TDR | Z8ET120C20LMPS1 | 31200 | 18.3 | 8.3 | 33000 | 27800 | 84.24% | 2.66 | 0 | 9.3 |  |  |  |  | R-410A | 2.6 | Residential & Commercial | USHP
213495242 | Central HP <5.4 tons | CHAMPION HEATING AND COOLING | HRCU-A-CB (Split System: Heat Pump with Remote Outdoor Unit-Air-Source) | HMH72B341 | ASPEN |  | C(A,C,D,E)48A36+TDR | Z8ES040A12LMPS1 | 33200 | 18 | 8.1 | 32600 | 29800 | 91.41% | 2.68 | 0 | 10 |  |  |  |  | R-410A | 2.7667 | Residential & Commercial | USHP | Ducted CEE Tier 1
213493868 | Central HP <5.4 tons | CHAMPION HEATING AND COOLING | HRCU-A-CB (Split System: Heat Pump with Remote Outdoor Unit-Air-Source) | HMH72B341 | ASPEN |  | C(A,C,D,E)48A34+TDR | Z8ES040A12SMPS1 | 33200 | 18 | 8.1 | 32600 | 29800 | 91.41% | 2.68 | 0 | 10 |  |  |  |  | R-410A | 2.7667 | Residential & Commercial | USHP | Ducted CEE Tier 1
213613564 | Central HP <5.4 tons | BRYANT HEATING AND COOLING SYSTEMS | HRCU-A-CB (Split System: Heat Pump with Remote Outdoor Unit-Air-Source) | 38MURAQ18AB3* | ASPEN |  | L(E,G)M24E4 | 0 | 17500 | 15.2 | 8.2 | 19300 | 18300 | 94.82% | 2.2 | 0 | 9.8 |  |  |  |  | R-410A | 1.4583 | Residential & Commercial | USHP
216620306 | Central HP <5.4 tons | MDV | HRCU-A-C (Split System: Heat Pump with Remote Outdoor Unit with No Indoor Fan --Air Source) | MOX630-36HFN10-M3X |  |  | MVBM-36B24T4N10 | 0 | 36000 | 15.8 | 9.4 | 38000 | 36000 | 94.74% | 1.9 | 0 | 10.7 |  |  |  |  | R-454B | 3 | Residential & Commercial | USHP | Ducted CEE Tier 1
213493922 | Central HP <5.4 tons | CHAMPION HEATING AND COOLING | HRCU-A-CB (Split System: Heat Pump with Remote Outdoor Unit-Air-Source) | HMH72B341 | ASPEN |  | C(A,C,D,E)48A34+TDR | Z8ES100B12LMPS1 | 32200 | 18.5 | 8.1 | 33800 | 27800 | 82.25% | 2.66 | 0 | 9.4 |  |  |  |  | R-410A | 2.6833 | Residential & Commercial | USHP
216055749 | Central HP <5.4 tons | CHAMPION HEATING AND COOLING | HRCU-A-CB (Split System: Heat Pump with Remote Outdoor Unit-Air-Source) | HH836E2S11 | ASPEN |  | C(A,C,D,E)48A3K+TDR | TM9Y080C16MP11 | 31400 | 18 | 8.5 | 31800 | 25800 | 81.13% | 2 | 0 | 10.5 |  |  |  |  | R-454B | 2.6167 | Residential & Commercial | USHP | Ducted CEE Tier 1
216055806 | Central HP <5.4 tons | CHAMPION HEATING AND COOLING | HRCU-A-CB (Split System: Heat Pump with Remote Outdoor Unit-Air-Source) | HH836E2S11 | ASPEN |  | C(A,C,D,E)48A3K+TDR | TPLC100C16MP13 | 31200 | 18 | 8.1 | 31200 | 25400 | 81.41% | 2 | 0 | 10.5 |  |  |  |  | R-454B | 2.6 | Residential & Commercial | USHP | Ducted CEE Tier 1
216055826 | Central HP <5.4 tons | CHAMPION HEATING AND COOLING | HRCU-A-CB (Split System: Heat Pump with Remote Outdoor Unit-Air-Source) | HH836E2S11 | ASPEN |  | C(A,C,D,E)36B3K+TDR | Z8ES120C16SMPS1 | 31400 | 18 | 8.5 | 31200 | 25200 | 80.77% | 2 | 0 | 11 |  |  |  |  | R-454B | 2.6167 | Residential & Commercial | USHP | Ducted CEE Tier 1
216766054 | Central HP <5.4 tons | TRANE | HRCU-A-CB (Split System: Heat Pump with Remote Outdoor Unit-Air-Source) | 5TWR7036A1 |  |  | 5PX*B006AS3 | S8V2B080M4PDB | 33400 | 16.5 | 8.7 | 32600 | 24200 | 74.23% | 2.18 | 0 | 12 |  |  |  |  | R-454B | 2.7833 | Residential & Commercial | USHP | Ducted CEE Tier 1
216055623 | Central HP <5.4 tons | CHAMPION HEATING AND COOLING | HRCU-A-CB (Split System: Heat Pump with Remote Outdoor Unit-Air-Source) | HH824E2S11 | ASPEN |  | D(A,C,E)36A3K+TDR | Z9ES026A08SMPS1 | 20800 | 17.5 | 8.1 | 22800 | 17300 | 75.88% | 2 | 0 | 11.7 |  |  |  |  | R-454B | 1.7333 | Residential & Commercial | USHP | Ducted CEE Tier 1
216055641 | Central HP <5.4 tons | CHAMPION HEATING AND COOLING | HRCU-A-CB (Split System: Heat Pump with Remote Outdoor Unit-Air-Source) | HH824E2S11 | ASPEN |  | D(A,C,E)36A3K+TDR | Z9ES060B12SMPS1 | 22200 | 17 | 8.1 | 22600 | 18600 | 82.3% | 2 | 0 | 11.7 |  |  |  |  | R-454B | 1.85 | Residential & Commercial | USHP | Ducted CEE Tier 1
216766646 | Central HP <5.4 tons | TRANE | HRCU-A-CB (Split System: Heat Pump with Remote Outdoor Unit-Air-Source) | 5TWR7060A1 |  |  | 5PX*D008AS3 | S9V2C080U5VSB | 51000 | 15.2 | 8.7 | 51500 | 39000 | 75.73% | 2.19 | 0 | 11 |  |  |  |  | R-454B | 4.25 | Residential & Commercial | USHP | Ducted CEE Tier 1
212674054 | Central HP <5.4 tons | CHAMPION HEATING AND COOLING | HRCU-A-CB (Split System: Heat Pump with Remote Outdoor Unit-Air-Source) | HMH72B361 | ASPEN |  | L(E,G)M36E4 | 0 | 35000 | 18 | 8.1 | 35400 | 26000 | 73.45% | 2.81 | 0 | 9 |  |  |  |  | R-410A | 2.9167 | Residential & Commercial | USHP
213204392 | Central HP <5.4 tons | TEMPSTAR | HRCU-A-CB (Split System: Heat Pump with Remote Outdoor Unit-Air-Source) | DLCURAH24ABK | ASPEN |  | D(A,C,E)36C34+TDR | *80ES(N,L)0451412A* | 23800 | 16.5 | 8.5 | 26000 | 24800 | 95.38% | 2.54 | 0 | 10.4 |  |  |  |  | R-410A | 1.9833 | Residential & Commercial | USHP | Ducted CEE Tier 1
213204410 | Central HP <5.4 tons | TEMPSTAR | HRCU-A-CB (Split System: Heat Pump with Remote Outdoor Unit-Air-Source) | DLCURAH24ABK | ASPEN |  | D(A,C,E)30C44+TDR | *80ES(N,L)0701412A* | 23800 | 17 | 8.5 | 26200 | 25600 | 97.71% | 2.52 | 0 | 10 |  |  |  |  | R-410A | 1.9833 | Residential & Commercial | USHP | Ducted CEE Tier 1
213204803 | Central HP <5.4 tons | TEMPSTAR | HRCU-A-CB (Split System: Heat Pump with Remote Outdoor Unit-Air-Source) | DLCURAH24ABK | ASPEN |  | D(A,C,E)30B34+TDR | *80ES(N,L)0902120A* | 23200 | 16.7 | 8.3 | 25600 | 20000 | 78.12% | 2.92 | 0 | 10 |  |  |  |  | R-410A | 1.9333 | Residential & Commercial | USHP | Ducted CEE Tier 1
213204810 | Central HP <5.4 tons | TEMPSTAR | HRCU-A-CB (Split System: Heat Pump with Remote Outdoor Unit-Air-Source) | DLCURAH24ABK | ASPEN |  | D(A,C,E)36C34+TDR | *80ES(N,L)0902120A* | 23800 | 17 | 8.5 | 25800 | 20000 | 77.52% | 2.98 | 0 | 10.3 |  |  |  |  | R-410A | 1.9833 | Residential & Commercial | USHP | Ducted CEE Tier 1
213204837 | Central HP <5.4 tons | TEMPSTAR | HRCU-A-CB (Split System: Heat Pump with Remote Outdoor Unit-Air-Source) | DLCURAH24ABK | ASPEN |  | D(A,C,E)24B44+TDR | *92ESN0401712A* | 23400 | 16 | 8.5 | 26000 | 20400 | 78.46% | 2.87 | 0 | 10 |  |  |  |  | R-410A | 1.95 | Residential & Commercial | USHP | Ducted CEE Tier 1
213204844 | Central HP <5.4 tons | TEMPSTAR | HRCU-A-CB (Split System: Heat Pump with Remote Outdoor Unit-Air-Source) | DLCURAH24ABK | ASPEN |  | D(A,C,E)36B34+TDR | *92ESN0401712A* | 23800 | 16 | 8.5 | 26000 | 20400 | 78.46% | 2.87 | 0 | 10 |  |  |  |  | R-410A | 1.9833 | Residential & Commercial | USHP | Ducted CEE Tier 1
213204846 | Central HP <5.4 tons | TEMPSTAR | HRCU-A-CB (Split System: Heat Pump with Remote Outdoor Unit-Air-Source) | DLCURAH24ABK | ASPEN |  | D(A,C,E)36C34+TDR | *92ESN0401712A* | 23800 | 16 | 8.5 | 26000 | 20400 | 78.46% | 2.87 | 0 | 10 |  |  |  |  | R-410A | 1.9833 | Residential & Commercial | USHP | Ducted CEE Tier 1
211627569 | Central HP <5.4 tons | YORK | HRCU-A-CB (Split System: Heat Pump with Remote Outdoor Unit-Air-Source) | HMH72B341 | ASPEN |  | CM36A36+TDR | TL8E100C20UH11 | 31200 | 17.4 | 8.3 | 25200 | 31800 | 126.2% | 2.84 | 0 | 9.8 |  |  |  |  | R-410A | 2.6 | Residential & Commercial | USHP
213204921 | Central HP <5.4 tons | TEMPSTAR | HRCU-A-CB (Split System: Heat Pump with Remote Outdoor Unit-Air-Source) | DLCURAH24ABK | ASPEN |  | D(A,C,E)30B34+TDR | *95ESN0401410A* | 23800 | 15.2 | 8.5 | 26600 | 20600 | 77.44% | 2.84 | 0 | 10 |  |  |  |  | R-410A | 1.9833 | Residential & Commercial | USHP | Ducted CEE Tier 1
213204944 | Central HP <5.4 tons | TEMPSTAR | HRCU-A-CB (Split System: Heat Pump with Remote Outdoor Unit-Air-Source) | DLCURAH24ABK | ASPEN |  | D(A,C,E)30B34+TDR | *95ESN0601412A* | 23200 | 15.8 | 8.4 | 26000 | 20400 | 78.46% | 2.92 | 0 | 9.8 |  |  |  |  | R-410A | 1.9333 | Residential & Commercial | USHP
213204953 | Central HP <5.4 tons | TEMPSTAR | HRCU-A-CB (Split System: Heat Pump with Remote Outdoor Unit-Air-Source) | DLCURAH24ABK | ASPEN |  | D(A,C,E)24B44+TDR | *95ESN0601714A* | 23400 | 16.3 | 8.4 | 26000 | 20200 | 77.69% | 2.94 | 0 | 10.2 |  |  |  |  | R-410A | 1.95 | Residential & Commercial | USHP | Ducted CEE Tier 1
216055817 | Central HP <5.4 tons | CHAMPION HEATING AND COOLING | HRCU-A-CB (Split System: Heat Pump with Remote Outdoor Unit-Air-Source) | HH836E2S11 | ASPEN |  | C(A,C,D,E)36B3K+TDR | Z8ES100B12SMPS1 | 30600 | 18 | 8.5 | 30400 | 24800 | 81.58% | 2 | 0 | 11 |  |  |  |  | R-454B | 2.55 | Residential & Commercial | USHP | Ducted CEE Tier 1
216055824 | Central HP <5.4 tons | CHAMPION HEATING AND COOLING | HRCU-A-CB (Split System: Heat Pump with Remote Outdoor Unit-Air-Source) | HH836E2S11 | ASPEN |  | C(A,C,D,E)48A3K+TDR | Z8ES100C20SMPS1 | 31800 | 18 | 8.5 | 31600 | 25400 | 80.38% | 2 | 0 | 10.5 |  |  |  |  | R-454B | 2.65 | Residential & Commercial | USHP | Ducted CEE Tier 1
216732851 | Central HP <5.4 tons | COMFORTMAKER | HRCU-A-CB (Split System: Heat Pump with Remote Outdoor Unit-Air-Source) | D5CUHAH24AAK |  |  | EA*5X24M17A* | *97CMN0601714B* | 21800 | 15.5 | 8.5 | 21000 | 19100 | 90.95% | 1.96 | 0 | 10.5 |  |  |  |  | R-454B | 1.8167 | Residential & Commercial | USHP | Ducted CEE Tier 1
215374763 | Central HP <5.4 tons | MDV | HRCU-A-CB (Split System: Heat Pump with Remote Outdoor Unit-Air-Source) | MOX630-42HFN10-M3X-D |  |  | MVBC-48HWFN10-MD3E-DD | 0 | 42000 | 16.7 | 9.5 | 50000 | 46000 | 92% | 1.9 | 0 | 11.7 |  |  |  |  | R-454B | 3.5 | Residential & Commercial | USHP | Ducted CEE Tier 1
213238592 | Central HP <5.4 tons | CHAMPION HEATING AND COOLING | HRCU-A-CB (Split System: Heat Pump with Remote Outdoor Unit-Air-Source) | THF2B48T21 | ASPEN |  | D(A,C,E)48D44+TDR | TM9Y100C16MP11 | 43500 | 16.2 | 8.4 | 44500 | 31200 | 70.11% | 3.21 | 0 | 11 |  |  |  |  | R-410A | 3.625 | Residential & Commercial | USHP | Ducted CEE Tier 1
215669087 | Central HP <5.4 tons | COMFORTMAKER | HRCU-A-CB (Split System: Heat Pump with Remote Outdoor Unit-Air-Source) | C5H0V36*K*AAA* |  |  | EA*5X43M21A*+WALLCON | *96CTN1002122B* | 34600 | 18 | 9 | 35200 | 25000 | 71.02% | 1.9 | 0 | 10 |  |  |  |  | R-454B | 2.8833 | Residential & Commercial | USHP | Ducted CEE Tier 1
214336702 | Central HP <5.4 tons | RHEEM | HRCU-A-CB (Split System: Heat Pump with Remote Outdoor Unit-Air-Source) | RD17AZ60AJ3N | ASPEN |  | CP61C34+TDR | R98MV0855A21UPS | 51500 | 17.9 | 8.1 | 54000 | 49500 | 91.67% | 1.75 | 0 | 9.8 |  |  |  |  | R-410A | 4.2917 | Residential & Commercial | USHP
210191039 | Central HP <5.4 tons | MDV | HRCU-A-CB (Split System: Heat Pump with Remote Outdoor Unit-Air-Source) | MOE30U-48HFN1-M-[X] |  |  | MVC-48HWFN1-MQ3 | 0 | 47000 | 15.6 | 9.4 | 50000 | 46000 | 92% | 1.85 | 8.5 | 8.2 |  |  |  |  | R-410A | 3.9167 | Residential & Commercial | USHP
215678145 | Central HP <5.4 tons | HEIL | HRCU-A-CB (Split System: Heat Pump with Remote Outdoor Unit-Air-Source) | H5H0V60*K*AAA* |  |  | ESH5X60M12A*+WALLCON | *97CMN1002122B* | 55500 | 17 | 8.5 | 60000 | 42000 | 70% | 1.9 | 0 | 8.5 |  |  |  |  | R-454B | 4.625 | Residential & Commercial | USHP
213828552 | Central HP <5.4 tons | HISENSE | HRCU-A-C (Split System: Heat Pump with Remote Outdoor Unit with No Indoor Fan --Air Source) | AUWR-48U3SP | ASPEN |  | D(A,C,E)43E44+TDR | 0 | 41000 | 15.55 | 8.55 | 42000 | 34600 | 82.38% | 1.94 | 0 | 11.4 |  |  |  |  | R-410A | 3.4167 | Residential & Commercial | USHP | Ducted CEE Tier 1
212159705 | Central HP <5.4 tons | ARMSTRONG AIR | HRCU-A-CB (Split System: Heat Pump with Remote Outdoor Unit-Air-Source) | 4SHP22LX124P-**A | ADP |  | H,A,DE33936 | A80UH2E070A12 | 24000 | 21 | 8.5 | 22000 | 15400 | 70% | 1.92 | 0 | 13.5 |  |  |  |  | R-410A | 2 | Residential & Commercial | USHP | Ducted CEE Tier 1
211627753 | Central HP <5.4 tons | YORK | HRCU-A-CB (Split System: Heat Pump with Remote Outdoor Unit-Air-Source) | HMH72B341 | ASPEN |  | CM36B36+TDR | TM8V100C16MP12 | 32000 | 17.5 | 8.5 | 25400 | 31600 | 124.4% | 2.87 | 0 | 9.9 |  |  |  |  | R-410A | 2.6667 | Residential & Commercial | USHP
211628338 | Central HP <5.4 tons | YORK | HRCU-A-CB (Split System: Heat Pump with Remote Outdoor Unit-Air-Source) | HMH72B341 | ASPEN |  | CM36B36+TDR | TPLC060A12MP13 | 32000 | 17.5 | 8.1 | 25600 | 32000 | 125% | 2.84 | 0 | 9.4 |  |  |  |  | R-410A | 2.6667 | Residential & Commercial | USHP
211628403 | Central HP <5.4 tons | YORK | HRCU-A-CB (Split System: Heat Pump with Remote Outdoor Unit-Air-Source) | HMH72B341 | ASPEN |  | CM36B36+TDR | TPLC120C20MP13 | 31400 | 16.5 | 8.1 | 25200 | 31400 | 124.6% | 2.85 | 0 | 8.9 |  |  |  |  | R-410A | 2.6167 | Residential & Commercial | USHP
212973237 | Central HP <5.4 tons | DAY & NIGHT | HRCU-A-CB (Split System: Heat Pump with Remote Outdoor Unit-Air-Source) | DLCURAH24ABK |  |  | EA*4X37L17A* | *96VSN0401712B* | 24000 | 16 | 8.1 | 25400 | 22000 | 86.61% | 1.82 | 0 | 10 |  |  |  |  | R-410A | 2 | Residential & Commercial | USHP | Ducted CEE Tier 1
212973907 | Central HP <5.4 tons | DAY & NIGHT | HRCU-A-CB (Split System: Heat Pump with Remote Outdoor Unit-Air-Source) | DLCURAH24ABK |  |  | EN(A,D)4X30L17** | *96VSN0801716B* | 23400 | 16.5 | 8.1 | 25800 | 24200 | 93.8% | 2 | 0 | 10 |  |  |  |  | R-410A | 1.95 | Residential & Commercial | USHP | Ducted CEE Tier 1
213204389 | Central HP <5.4 tons | TEMPSTAR | HRCU-A-CB (Split System: Heat Pump with Remote Outdoor Unit-Air-Source) | DLCURAH24ABK | ASPEN |  | D(A,C,E)36B34+TDR | *80ES(N,L)0451412A* | 23800 | 16.4 | 8.5 | 26000 | 26000 | 100% | 2.76 | 0 | 10.3 |  |  |  |  | R-410A | 1.9833 | Residential & Commercial | USHP | Ducted CEE Tier 1
216766650 | Central HP <5.4 tons | TRANE | HRCU-A-CB (Split System: Heat Pump with Remote Outdoor Unit-Air-Source) | 5TWR7060A1 |  |  | 5PX*D008AS3 | S9X1C080U5PSB | 51000 | 15.2 | 8.7 | 52000 | 39000 | 75% | 2.18 | 0 | 10 |  |  |  |  | R-454B | 4.25 | Residential & Commercial | USHP | Ducted CEE Tier 1
216770080 | Central HP <5.4 tons | TRANE | HRCU-A-CB (Split System: Heat Pump with Remote Outdoor Unit-Air-Source) | 5TWR7060A1 |  |  | 5TXCD008AS3 | S8X1D120M5PSC | 51500 | 16 | 8.7 | 51500 | 39000 | 75.73% | 2.19 | 0 | 11 |  |  |  |  | R-454B | 4.2917 | Residential & Commercial | USHP | Ducted CEE Tier 1
213204994 | Central HP <5.4 tons | TEMPSTAR | HRCU-A-CB (Split System: Heat Pump with Remote Outdoor Unit-Air-Source) | DLCURAH24ABK | ASPEN |  | D(A,C,E)30C44+TDR | *96VTN0401410A* | 23400 | 16 | 8.5 | 25600 | 20200 | 78.91% | 2.86 | 0 | 10 |  |  |  |  | R-410A | 1.95 | Residential & Commercial | USHP | Ducted CEE Tier 1
213204996 | Central HP <5.4 tons | TEMPSTAR | HRCU-A-CB (Split System: Heat Pump with Remote Outdoor Unit-Air-Source) | DLCURAH24ABK | ASPEN |  | D(A,C,E)36B34+TDR | *96VTN0401410A* | 23200 | 16 | 8.5 | 25600 | 20200 | 78.91% | 2.86 | 0 | 10 |  |  |  |  | R-410A | 1.9333 | Residential & Commercial | USHP | Ducted CEE Tier 1
214264143 | Central HP <5.4 tons | ARMSTRONG AIR | HRCU-A-CB (Split System: Heat Pump with Remote Outdoor Unit-Air-Source) | 4SHP22LX124P-**A | ADP |  | H,A,DG9J936 | A80UH1E045A12 | 23400 | 21 | 8.5 | 21200 | 14900 | 70.28% | 1.86 | 0 | 13.5 |  |  |  |  | R-410A | 1.95 | Residential & Commercial | USHP | Ducted CEE Tier 1
213828551 | Central HP <5.4 tons | HISENSE | HRCU-A-C (Split System: Heat Pump with Remote Outdoor Unit with No Indoor Fan --Air Source) | AUWR-48U3SP | ASPEN |  | D(A,C,E)43D44+TDR | 0 | 41000 | 15.55 | 8.55 | 42000 | 34600 | 82.38% | 1.94 | 0 | 11.4 |  |  |  |  | R-410A | 3.4167 | Residential & Commercial | USHP | Ducted CEE Tier 1
216679735 | Central HP <5.4 tons | BRYANT HEATING AND COOLING SYSTEMS | HRCU-A-CB (Split System: Heat Pump with Remote Outdoor Unit-Air-Source) | 38MURAQ18AB3* |  |  | CSPH*2412AL* | 927TA48060V17*** | 17400 | 15.5 | 8.1 | 18100 | 18400 | 101.7% | 2.05 | 0 | 10 |  |  |  |  | R-410A | 1.45 | Residential & Commercial | USHP | Ducted CEE Tier 1
213828553 | Central HP <5.4 tons | HISENSE | HRCU-A-C (Split System: Heat Pump with Remote Outdoor Unit with No Indoor Fan --Air Source) | AUWR-48U3SP | ASPEN |  | D(A,C,E)49C44+TDR | 0 | 40500 | 15.55 | 8.55 | 42000 | 34600 | 82.38% | 1.94 | 0 | 11.4 |  |  |  |  | R-410A | 3.375 | Residential & Commercial | USHP | Ducted CEE Tier 1
213828555 | Central HP <5.4 tons | HISENSE | HRCU-A-C (Split System: Heat Pump with Remote Outdoor Unit with No Indoor Fan --Air Source) | AUWR-48U3SP | ASPEN |  | D(A,C,E)61B44+TDR | 0 | 40500 | 15.55 | 8.55 | 42000 | 34600 | 82.38% | 1.94 | 0 | 11.4 |  |  |  |  | R-410A | 3.375 | Residential & Commercial | USHP | Ducted CEE Tier 1
215402628 | Central HP <5.4 tons | DAY & NIGHT | HRCU-A-CB (Split System: Heat Pump with Remote Outdoor Unit-Air-Source) | DLCURAH24ABK | ASPEN |  | L(E,F)W30C4 | 0 | 23200 | 16 | 8.5 | 25600 | 19900 | 77.73% | 2.9 | 0 | 9.8 |  |  |  |  | R-410A | 1.9333 | Residential & Commercial | USHP
215318730 | Central HP <5.4 tons | MDV | HRCU-A-CB (Split System: Heat Pump with Remote Outdoor Unit-Air-Source) | MOX430-18HFN10-M3X |  |  | MVBDM-24HWFN10-WA3 | 0 | 18000 | 19 | 10.2 | 18000 | 18600 | 103.3% | 2.12 | 0 | 12.5 |  |  |  |  | R-454B | 1.5 | Residential & Commercial | USHP | Ducted CEE Tier 1
212621906 | Central HP <5.4 tons | COLEMAN | HRCU-A-CB (Split System: Heat Pump with Remote Outdoor Unit-Air-Source) | HMH72B341 | ASPEN |  | D(A,C,E)42A44+TDR | TP9C120D20MP13 | 32000 | 17 | 8.1 | 32400 | 28200 | 87.04% | 2.51 | 0 | 9.4 |  |  |  |  | R-410A | 2.6667 | Residential & Commercial | USHP
216770117 | Central HP <5.4 tons | TRANE | HRCU-A-CB (Split System: Heat Pump with Remote Outdoor Unit-Air-Source) | 5TWX7048A1 |  |  | 5TAMXD06AV41 | 0 | 43500 | 16 | 8.7 | 44500 | 32400 | 72.81% | 2.17 | 0 | 12 |  |  |  |  | R-454B | 3.625 | Residential & Commercial | USHP | Ducted CEE Tier 1
216766330 | Central HP <5.4 tons | TRANE | HRCU-A-CB (Split System: Heat Pump with Remote Outdoor Unit-Air-Source) | 5TWR7036A1 |  |  | 5TXCB006AS3 | S9X1B040U3PSB | 33200 | 17 | 8.7 | 32600 | 24200 | 74.23% | 2.17 | 0 | 12 |  |  |  |  | R-454B | 2.7667 | Residential & Commercial | USHP | Ducted CEE Tier 1
216030932 | Central HP <5.4 tons | MDV | HRCU-A-CB (Split System: Heat Pump with Remote Outdoor Unit-Air-Source) | MOX430-18HFN10-M3X |  |  | MVBDM-18HWFN10-WA3-MAS | 0 | 18000 | 19 | 10.1 | 18000 | 18600 | 103.3% | 2.12 | 0 | 12.5 |  |  |  |  | R-454B | 1.5 | Residential & Commercial | USHP | Ducted CEE Tier 1
216766682 | Central HP <5.4 tons | TRANE | HRCU-A-CB (Split System: Heat Pump with Remote Outdoor Unit-Air-Source) | 5TWR7060A1 |  |  | 5PX*D010AS3 | S9X2C080U5PSB | 52500 | 16 | 8.7 | 51000 | 38500 | 75.49% | 2.21 | 0 | 11 |  |  |  |  | R-454B | 4.375 | Residential & Commercial | USHP | Ducted CEE Tier 1
216055767 | Central HP <5.4 tons | CHAMPION HEATING AND COOLING | HRCU-A-CB (Split System: Heat Pump with Remote Outdoor Unit-Air-Source) | HH836E2S11 | ASPEN |  | C(A,C,D,E)48A3K+TDR | TMLE100B12MP11 | 31000 | 18 | 8.1 | 31200 | 25400 | 81.41% | 2 | 0 | 10.5 |  |  |  |  | R-454B | 2.5833 | Residential & Commercial | USHP | Ducted CEE Tier 1
216055776 | Central HP <5.4 tons | CHAMPION HEATING AND COOLING | HRCU-A-CB (Split System: Heat Pump with Remote Outdoor Unit-Air-Source) | HH836E2S11 | ASPEN |  | C(A,C,D,E)48A3K+TDR | TMLE120C16MP11 | 30800 | 18 | 8.1 | 30200 | 24800 | 82.12% | 2 | 0 | 11.2 |  |  |  |  | R-454B | 2.5667 | Residential & Commercial | USHP | Ducted CEE Tier 1
216055790 | Central HP <5.4 tons | CHAMPION HEATING AND COOLING | HRCU-A-CB (Split System: Heat Pump with Remote Outdoor Unit-Air-Source) | HH836E2S11 | ASPEN |  | C(A,C,D,E)36B3K+TDR | TP9C080C16MP13 | 30800 | 18 | 8.5 | 31400 | 25400 | 80.89% | 2 | 0 | 10.5 |  |  |  |  | R-454B | 2.5667 | Residential & Commercial | USHP | Ducted CEE Tier 1
216055840 | Central HP <5.4 tons | CHAMPION HEATING AND COOLING | HRCU-A-CB (Split System: Heat Pump with Remote Outdoor Unit-Air-Source) | HH836E2S11 | ASPEN |  | D(A,C,E)36A4K+TDR | Z9ES080C20SMPS1 | 31200 | 17.5 | 8.1 | 32000 | 24200 | 75.62% | 2 | 0 | 10.5 |  |  |  |  | R-454B | 2.6 | Residential & Commercial | USHP | Ducted CEE Tier 1
209960477 | Central HP <5.4 tons | MDV | HRCU-A-CB (Split System: Heat Pump with Remote Outdoor Unit-Air-Source) | MOE30U-55HFN1-MQ3 |  |  | MVC-60HWFN1-MR0 | 0 | 55000 | 15.3 | 9.4 | 59000 | 48500 | 82.2% | 1.91 | 9 | 8.8 |  |  |  |  | R-410A | 4.5833 | Residential & Commercial | USHP
214861555 | Central HP <5.4 tons | MDV | HRCU-A-CB (Split System: Heat Pump with Remote Outdoor Unit-Air-Source) | MOX630-48HFN10-M3 |  |  | MVBC-48HWFN10-MD3E | 0 | 48000 | 16 | 8.5 | 48000 | 38000 | 79.17% | 1.85 | 0 | 10 |  |  |  |  | R-454B | 4 | Residential & Commercial | USHP | Ducted CEE Tier 1
215677025 | Central HP <5.4 tons | HEIL | HRCU-A-CB (Split System: Heat Pump with Remote Outdoor Unit-Air-Source) | H5H0V60*K*AAA* |  |  | EVM5X60M21A*+WALLCON | *95CSU0802120B* | 56500 | 18 | 9 | 64000 | 45000 | 70.31% | 2.06 | 0 | 9 |  |  |  |  | R-454B | 4.7083 | Residential & Commercial | USHP
215677075 | Central HP <5.4 tons | HEIL | HRCU-A-CB (Split System: Heat Pump with Remote Outdoor Unit-Air-Source) | H5H0V60*K*AAA* |  |  | EVM5X60M21A*+WALLCON | *96CTN1002122B* | 56500 | 18.5 | 9 | 64000 | 45000 | 70.31% | 2.08 | 0 | 9 |  |  |  |  | R-454B | 4.7083 | Residential & Commercial | USHP
216764903 | Central HP <5.4 tons | TRANE | HRCU-A-CB (Split System: Heat Pump with Remote Outdoor Unit-Air-Source) | 5TWR7060A1 |  |  | 5TXCD010AS3 | S8X2D120M5PSC | 52000 | 17 | 9 | 51000 | 38500 | 75.49% | 2.2 | 0 | 11.2 |  |  |  |  | R-454B | 4.3333 | Residential & Commercial | USHP | Ducted CEE Tier 1
216764905 | Central HP <5.4 tons | TRANE | HRCU-A-CB (Split System: Heat Pump with Remote Outdoor Unit-Air-Source) | 5TWR7060A1 |  |  | 5TXCD010AS3 | S8X2C080M5PTC | 52500 | 16.5 | 9 | 51000 | 38500 | 75.49% | 2.2 | 0 | 11.2 |  |  |  |  | R-454B | 4.375 | Residential & Commercial | USHP | Ducted CEE Tier 1
210321397 | Central HP <5.4 tons | MDV | HRCU-A-C (Split System: Heat Pump with Remote Outdoor Unit with No Indoor Fan --Air Source) | MOD30-24HFN1-MU0W |  |  | MAC-24HWDN1-MN0-N | 0 | 23000 | 15.2 | 9.8 | 24600 | 23000 | 93.5% | 2.08 | 11.3 | 11.7 |  |  |  |  | R-410A | 1.9167 | Residential & Commercial | USHP | Ducted CEE Tier 1
214861529 | Central HP <5.4 tons | MDV | HRCU-A-CB (Split System: Heat Pump with Remote Outdoor Unit-Air-Source) | MOD30-24HFN10-M1X |  |  | MVBC-24HWFN10-MB1 | 0 | 23000 | 18.8 | 10 | 26000 | 23600 | 90.77% | 2.16 | 0 | 12 |  |  |  |  | R-454B | 1.9167 | Residential & Commercial | USHP | Ducted CEE Tier 1
213204909 | Central HP <5.4 tons | TEMPSTAR | HRCU-A-CB (Split System: Heat Pump with Remote Outdoor Unit-Air-Source) | DLCURAH24ABK | ASPEN |  | D(A,C,E)30B34+TDR | *95ESN0261410A* | 23000 | 16.5 | 8.5 | 25600 | 20200 | 78.91% | 2.86 | 0 | 10 |  |  |  |  | R-410A | 1.9167 | Residential & Commercial | USHP | Ducted CEE Tier 1
214447345 | Central HP <5.4 tons | HISENSE | HRCU-A-CB (Split System: Heat Pump with Remote Outdoor Unit-Air-Source) | AUWR-48U3SP2 | ASPEN |  | A(E,F)M494+TDR | 0 | 45000 | 17.2 | 8.1 | 46500 | 33000 | 70.97% | 1.9 | 0 | 9.8 |  |  |  |  | R-410A | 3.75 | Residential & Commercial | USHP
213828520 | Central HP <5.4 tons | HISENSE | HRCU-A-C (Split System: Heat Pump with Remote Outdoor Unit with No Indoor Fan --Air Source) | AUWR-36U3SA | ASPEN |  | D(A,C,E)30C44+TDR | 0 | 29200 | 15.5 | 9.4 | 30000 | 24200 | 80.67% | 2.08 | 0 | 11.3 |  |  |  |  | R-410A | 2.4333 | Residential & Commercial | USHP | Ducted CEE Tier 1
215677145 | Central HP <5.4 tons | HEIL | HRCU-A-CB (Split System: Heat Pump with Remote Outdoor Unit-Air-Source) | H5H0V60*K*AAA* |  |  | EVM5X60M24A*+WALLCON | *95CSU0802120B* | 56500 | 18 | 9 | 63500 | 44500 | 70.08% | 2.08 | 0 | 9 |  |  |  |  | R-454B | 4.7083 | Residential & Commercial | USHP
212976077 | Central HP <5.4 tons | DAY & NIGHT | HRCU-A-CB (Split System: Heat Pump with Remote Outdoor Unit-Air-Source) | DLCURAH24ABK |  |  | EA*4X37L21A* | *96VTN0801716B* | 24600 | 17 | 8.5 | 25200 | 21200 | 84.13% | 1.78 | 0 | 10.5 |  |  |  |  | R-410A | 2.05 | Residential & Commercial | USHP | Ducted CEE Tier 1
212976695 | Central HP <5.4 tons | DAY & NIGHT | HRCU-A-CB (Split System: Heat Pump with Remote Outdoor Unit-Air-Source) | DLCURAH24ABK |  |  | EN(A,D)4X36L21** | *96VTN1002120B* | 23600 | 17 | 8.5 | 26200 | 24600 | 93.89% | 2.04 | 0 | 10.5 |  |  |  |  | R-410A | 1.9667 | Residential & Commercial | USHP | Ducted CEE Tier 1
213781181 | Central HP <5.4 tons | DAY & NIGHT | HRCU-A-CB (Split System: Heat Pump with Remote Outdoor Unit-Air-Source) | CVH837GKA2* |  |  | EA*4X43L21A*+WALLCON | *80CTL0901716B* | 33000 | 17 | 8.5 | 32800 | 25000 | 76.22% | 1.98 | 0 | 11 |  |  |  |  | R-410A | 2.75 | Residential & Commercial | USHP | Ducted CEE Tier 1
213781331 | Central HP <5.4 tons | DAY & NIGHT | HRCU-A-CB (Split System: Heat Pump with Remote Outdoor Unit-Air-Source) | CVH837GKA2* |  |  | EA*4X48L21A*+WALLCON | *95CSU0601716B* | 32200 | 17 | 8.1 | 32600 | 25000 | 76.69% | 1.94 | 0 | 11 |  |  |  |  | R-410A | 2.6833 | Residential & Commercial | USHP | Ducted CEE Tier 1
216055441 | Central HP <5.4 tons | CHAMPION HEATING AND COOLING | HRCU-A-CB (Split System: Heat Pump with Remote Outdoor Unit-Air-Source) | HH824E2S11 | ASPEN |  | D(A,C,E)24B3K+TDR | TM8E060A12MP11 | 20400 | 17.5 | 8.5 | 22800 | 17900 | 78.51% | 2 | 0 | 11.2 |  |  |  |  | R-454B | 1.7 | Residential & Commercial | USHP | Ducted CEE Tier 1
216055457 | Central HP <5.4 tons | CHAMPION HEATING AND COOLING | HRCU-A-CB (Split System: Heat Pump with Remote Outdoor Unit-Air-Source) | HH824E2S11 | ASPEN |  | C(A,C,D,E)24A3K+TDR | TM8V080B12MP12 | 21600 | 17 | 8.1 | 22600 | 17700 | 78.32% | 2 | 0 | 11.7 |  |  |  |  | R-454B | 1.8 | Residential & Commercial | USHP | Ducted CEE Tier 1
216680839 | Central HP <5.4 tons | BRYANT HEATING AND COOLING SYSTEMS | HRCU-A-CB (Split System: Heat Pump with Remote Outdoor Unit-Air-Source) | 38MURAQ18AB3* |  |  | CAP**2417AL* | 927TA48080V17*** | 17200 | 16 | 8.5 | 18100 | 19200 | 106.1% | 2.2 | 0 | 10.5 |  |  |  |  | R-410A | 1.4333 | Residential & Commercial | USHP | Ducted CEE Tier 1
212159503 | Central HP <5.4 tons | ARMSTRONG AIR | HRCU-A-CB (Split System: Heat Pump with Remote Outdoor Unit-Air-Source) | 4SHP22LX124P-**A | ADP |  | PL36H***P449 | A80UH1E045A12 | 23400 | 21 | 8.5 | 21200 | 14900 | 70.28% | 1.86 | 0 | 13.5 |  |  |  |  | R-410A | 1.95 | Residential & Commercial | USHP | Ducted CEE Tier 1
214573703 | Central HP <5.4 tons | COMFORTMAKER | HRCU-A-CB (Split System: Heat Pump with Remote Outdoor Unit-Air-Source) | CVH837GKA2* |  |  | EA*4X37L21A*+WALLCON | *97CMN0602120B* | 32800 | 17 | 8.5 | 33000 | 25400 | 76.97% | 1.98 | 0 | 11 |  |  |  |  | R-410A | 2.7333 | Residential & Commercial | USHP | Ducted CEE Tier 1
212159733 | Central HP <5.4 tons | ARMSTRONG AIR | HRCU-A-CB (Split System: Heat Pump with Remote Outdoor Unit-Air-Source) | 4SHP22LX124P-**A | ADP |  | H,A,DE32936 | A80UH2E090B12 | 23800 | 21 | 8.45 | 22000 | 15400 | 70% | 1.9 | 0 | 13 |  |  |  |  | R-410A | 1.9833 | Residential & Commercial | USHP | Ducted CEE Tier 1
211627595 | Central HP <5.4 tons | YORK | HRCU-A-CB (Split System: Heat Pump with Remote Outdoor Unit-Air-Source) | HMH72B341 | ASPEN |  | CM36A36+TDR | TL9E080C16UH11 | 31200 | 17.4 | 8.3 | 25600 | 32200 | 125.8% | 2.8 | 0 | 9.3 |  |  |  |  | R-410A | 2.6 | Residential & Commercial | USHP
213146640 | Central HP <5.4 tons | PAYNE HEATING AND COOLING | HRCU-A-CB (Split System: Heat Pump with Remote Outdoor Unit-Air-Source) | 38MURAQ36AB3* | ADP |  | PL36H175P159+AEFE4B* | 0 | 37000 | 16 | 8.1 | 36800 | 34400 | 93.48% | 2 | 0 | 10 |  |  |  |  | R-410A | 3.0833 | Residential & Commercial | USHP | Ducted CEE Tier 1
213306295 | Central HP <5.4 tons | CHAMPION HEATING AND COOLING | HRCU-A-CB (Split System: Heat Pump with Remote Outdoor Unit-Air-Source) | HMH72B361 | ASPEN |  | D(A,C,E)36D34+TDR | Z8ES080C20LMPS1 | 34800 | 17 | 8.1 | 36000 | 26400 | 73.33% | 2.83 | 0 | 9 |  |  |  |  | R-410A | 2.9 | Residential & Commercial | USHP
216620293 | Central HP <5.4 tons | MDV | HRCU-A-CB (Split System: Heat Pump with Remote Outdoor Unit-Air-Source) | MOX430-24HFN10-M3 |  |  | MVBL-24HWFN10-MI3 | 0 | 24000 | 16 | 9 | 25000 | 19000 | 76% | 1.8 | 0 | 10 |  |  |  |  | R-454B | 2 | Residential & Commercial | USHP | Ducted CEE Tier 1
216766040 | Central HP <5.4 tons | TRANE | HRCU-A-CB (Split System: Heat Pump with Remote Outdoor Unit-Air-Source) | 5TWR7036A1 |  |  | 5PX*B006AS3 | S9X1B080U4PSB | 33600 | 16.5 | 8.7 | 32800 | 24400 | 74.39% | 2.18 | 0 | 12 |  |  |  |  | R-454B | 2.8 | Residential & Commercial | USHP | Ducted CEE Tier 1
216766110 | Central HP <5.4 tons | TRANE | HRCU-A-CB (Split System: Heat Pump with Remote Outdoor Unit-Air-Source) | 5TWR7036A1 |  |  | 5PX*BD06AS3 | S9X2B060D3PSB | 33200 | 17 | 8.5 | 33400 | 24400 | 73.05% | 2.09 | 0 | 12 |  |  |  |  | R-454B | 2.7667 | Residential & Commercial | USHP | Ducted CEE Tier 1
211627675 | Central HP <5.4 tons | YORK | HRCU-A-CB (Split System: Heat Pump with Remote Outdoor Unit-Air-Source) | HMH72B341 | ASPEN |  | CM36B36+TDR | TM8E100B12MP11 | 32200 | 18 | 8.5 | 25400 | 31600 | 124.4% | 2.84 | 0 | 9.9 |  |  |  |  | R-410A | 2.6833 | Residential & Commercial | USHP
211627777 | Central HP <5.4 tons | YORK | HRCU-A-CB (Split System: Heat Pump with Remote Outdoor Unit-Air-Source) | HMH72B341 | ASPEN |  | CM36A36+TDR | TM8V120C20MP12 | 30600 | 16.2 | 8.3 | 25000 | 31600 | 126.4% | 2.82 | 0 | 8.7 |  |  |  |  | R-410A | 2.55 | Residential & Commercial | USHP
213781431 | Central HP <5.4 tons | DAY & NIGHT | HRCU-A-CB (Split System: Heat Pump with Remote Outdoor Unit-Air-Source) | CVH837GKA2* |  |  | EA*4X48L24A*+WALLCON | *97CMN1002122B* | 32400 | 17 | 8.5 | 32200 | 24800 | 77.02% | 1.98 | 0 | 11 |  |  |  |  | R-410A | 2.7 | Residential & Commercial | USHP | Ducted CEE Tier 1
213781501 | Central HP <5.4 tons | DAY & NIGHT | HRCU-A-CB (Split System: Heat Pump with Remote Outdoor Unit-Air-Source) | CVH837GKA2* |  |  | EA*4X60L24A*+WALLCON | *97CMN1002122B* | 32800 | 17.5 | 8.1 | 31800 | 24600 | 77.36% | 1.98 | 0 | 11.5 |  |  |  |  | R-410A | 2.7333 | Residential & Commercial | USHP | Ducted CEE Tier 1
216620304 | Central HP <5.4 tons | MDV | HRCU-A-C (Split System: Heat Pump with Remote Outdoor Unit with No Indoor Fan --Air Source) | MOX430-24HFN10-M3 |  |  | MVBM-24A18T3N10 | 0 | 24000 | 16 | 9 | 25000 | 19000 | 76% | 1.8 | 0 | 10 |  |  |  |  | R-454B | 2 | Residential & Commercial | USHP | Ducted CEE Tier 1
215677445 | Central HP <5.4 tons | HEIL | HRCU-A-CB (Split System: Heat Pump with Remote Outdoor Unit-Air-Source) | H5H0V60*K*AAA* |  |  | EVD5X60M24A*+WALLCON | *80CTL0702120B* | 56000 | 18 | 9 | 63500 | 45000 | 70.87% | 2.06 | 0 | 9 |  |  |  |  | R-454B | 4.6667 | Residential & Commercial | USHP
211708469 | Central HP <5.4 tons | COLEMAN | HRCU-A-CB (Split System: Heat Pump with Remote Outdoor Unit-Air-Source) | THF2B48T21 | ASPEN |  | D(A,C,E)48D36+TDR | TM9E080C20MP12 | 46000 | 16 | 8.2 | 44500 | 31600 | 71.01% | 3.08 | 0 | 11.9 |  |  |  |  | R-410A | 3.8333 | Residential & Commercial | USHP | Ducted CEE Tier 1
216766126 | Central HP <5.4 tons | TRANE | HRCU-A-CB (Split System: Heat Pump with Remote Outdoor Unit-Air-Source) | 5TWR7036A1 |  |  | 5PX*C005AS3 | S9V2C080U5VSB | 32400 | 16.5 | 8.7 | 32000 | 23800 | 74.38% | 2.13 | 0 | 12 |  |  |  |  | R-454B | 2.7 | Residential & Commercial | USHP | Ducted CEE Tier 1
216766174 | Central HP <5.4 tons | TRANE | HRCU-A-CB (Split System: Heat Pump with Remote Outdoor Unit-Air-Source) | 5TWR7036A1 |  |  | 5PX*C009AS3 | S8V2C100M5PDB | 34200 | 17.1 | 9 | 32400 | 24000 | 74.07% | 2.22 | 0 | 12 |  |  |  |  | R-454B | 2.85 | Residential & Commercial | USHP | Ducted CEE Tier 1
213796168 | Central HP <5.4 tons | ARMSTRONG AIR | HRCU-A-CB (Split System: Heat Pump with Remote Outdoor Unit-Air-Source) | 4SHP22LX124P-**A | ADP |  | H,A,DE33936+AEFE3A* | 0 | 22600 | 20 | 8.45 | 20600 | 15600 | 75.73% | 2.2 | 0 | 13 |  |  |  |  | R-410A | 1.8833 | Residential & Commercial | USHP | Ducted CEE Tier 1
212159680 | Central HP <5.4 tons | ARMSTRONG AIR | HRCU-A-CB (Split System: Heat Pump with Remote Outdoor Unit-Air-Source) | 4SHP22LX124P-**A | ADP |  | PL36H175P149 | A80UH2E045A12 | 23600 | 21 | 8.5 | 21400 | 15000 | 70.09% | 1.9 | 0 | 13.5 |  |  |  |  | R-410A | 1.9667 | Residential & Commercial | USHP | Ducted CEE Tier 1
213796566 | Central HP <5.4 tons | PAYNE HEATING AND COOLING | HRCU-A-CB (Split System: Heat Pump with Remote Outdoor Unit-Air-Source) | 38MURAQ18AB3* | ADP |  | V,C36H***P219+CBPE3A* | 0 | 17800 | 15.5 | 9 | 17100 | 19400 | 113.5% | 2.4 | 0 | 10.5 |  |  |  |  | R-410A | 1.4833 | Residential & Commercial | USHP | Ducted CEE Tier 1
216030941 | Central HP <5.4 tons | MDV | HRCU-A-CB (Split System: Heat Pump with Remote Outdoor Unit-Air-Source) | MOX630-60HFN10-M3 |  |  | MVBC-60HWFN10-MD3E-MAS | 0 | 54000 | 15.2 | 8.4 | 54000 | 38000 | 70.37% | 1.8 | 0 | 8.6 |  |  |  |  | R-454B | 4.5 | Residential & Commercial | USHP
212674055 | Central HP <5.4 tons | CHAMPION HEATING AND COOLING | HRCU-A-CB (Split System: Heat Pump with Remote Outdoor Unit-Air-Source) | HMH72B361 | ASPEN |  | L(E,G)M48A4 | 0 | 35000 | 18 | 8.1 | 36000 | 26400 | 73.33% | 2.81 | 0 | 9 |  |  |  |  | R-410A | 2.9167 | Residential & Commercial | USHP
216623445 | Central HP <5.4 tons | MDV | HRCU-A-C (Split System: Heat Pump with Remote Outdoor Unit with No Indoor Fan --Air Source) | MOX430-18HFN10-M3X |  |  | MVBM-24B18T3N10-MAS | 0 | 18000 | 16.1 | 9.5 | 19000 | 18000 | 94.74% | 2.06 | 0 | 11.7 |  |  |  |  | R-454B | 1.5 | Residential & Commercial | USHP | Ducted CEE Tier 1
216680887 | Central HP <5.4 tons | BRYANT HEATING AND COOLING SYSTEMS | HRCU-A-CB (Split System: Heat Pump with Remote Outdoor Unit-Air-Source) | 38MURAQ18AB3* |  |  | CSPH*3012AL* | 927TA48080V17*** | 17500 | 15.5 | 8.1 | 18000 | 18100 | 100.6% | 2 | 0 | 10.5 |  |  |  |  | R-410A | 1.4583 | Residential & Commercial | USHP | Ducted CEE Tier 1
216684113 | Central HP <5.4 tons | MDV | HRCU-A-C (Split System: Heat Pump with Remote Outdoor Unit with No Indoor Fan --Air Source) | MOX630-48HFN10-M3X |  |  | MVBM-60C28T6N10-MAS | 0 | 45000 | 15.2 | 8.8 | 48000 | 42000 | 87.5% | 1.85 | 0 | 10 |  |  |  |  | R-454B | 3.75 | Residential & Commercial | USHP | Ducted CEE Tier 1
215285715 | Central HP <5.4 tons | YORK | HRCU-A-CB (Split System: Heat Pump with Remote Outdoor Unit-Air-Source) | HMH72B361 | ASPEN |  | D(A,C,E)48B44+TDR | Y91E080C16SMPS1 | 35200 | 17 | 8.5 | 36000 | 25200 | 70% | 2.06 | 0 | 8 |  |  |  |  | R-410A | 2.9333 | Residential & Commercial | USHP
214264154 | Central HP <5.4 tons | ARMSTRONG AIR | HRCU-A-CB (Split System: Heat Pump with Remote Outdoor Unit-Air-Source) | 4SHP22LX124P-**A | ADP |  | H,A,DG9J(1,2)36+TXV | A80UH2E045A12 | 23600 | 21 | 8.5 | 21400 | 15000 | 70.09% | 1.9 | 0 | 13.5 |  |  |  |  | R-410A | 1.9667 | Residential & Commercial | USHP | Ducted CEE Tier 1
213146643 | Central HP <5.4 tons | PAYNE HEATING AND COOLING | HRCU-A-CB (Split System: Heat Pump with Remote Outdoor Unit-Air-Source) | 38MURAQ36AB3* | ADP |  | PL36H***P449+AEFE3A* | 0 | 36000 | 16 | 8.1 | 38000 | 35000 | 92.11% | 1.82 | 0 | 10 |  |  |  |  | R-410A | 3 | Residential & Commercial | USHP | Ducted CEE Tier 1
213753766 | Central HP <5.4 tons | CARRIER | HRCU-A-CB (Split System: Heat Pump with Remote Outdoor Unit-Air-Source) | 38MURAQ36AB3* | ASPEN |  | D(A,C,E)42B34+TDR | 59SC2E080M21**20 | 35000 | 16.5 | 8.1 | 38500 | 32200 | 83.64% | 2.55 | 0 | 9.5 |  |  |  |  | R-410A | 2.9167 | Residential & Commercial | USHP
207802615 | Central HP <5.4 tons | MDV | HRCU-A-CB (Split System: Heat Pump with Remote Outdoor Unit-Air-Source) | MOD30-24HFN1-MU0W |  |  | MVC-23HWFN1-M | 0 | 23000 | 18.4 | 9.3 | 26000 | 21200 | 81.54% | 1.9 | 12.5 | 11.7 |  |  |  |  | R-410A | 1.9167 | Residential & Commercial | USHP | Ducted CEE Tier 1
213753773 | Central HP <5.4 tons | CARRIER | HRCU-A-CB (Split System: Heat Pump with Remote Outdoor Unit-Air-Source) | 38MURAQ36AB3* | ASPEN |  | D(A,C,E)36B34+TDR | 59SC2E100M21**22 | 34800 | 16.5 | 8.1 | 38500 | 31800 | 82.6% | 2.72 | 0 | 10.5 |  |  |  |  | R-410A | 2.9 | Residential & Commercial | USHP | Ducted CEE Tier 1
216766192 | Central HP <5.4 tons | TRANE | HRCU-A-CB (Split System: Heat Pump with Remote Outdoor Unit-Air-Source) | 5TWR7036A1 |  |  | 5PX*C009AS3 | S9X2C100U5PSB | 34000 | 15.2 | 9 | 32400 | 24000 | 74.07% | 2.21 | 0 | 12 |  |  |  |  | R-454B | 2.8333 | Residential & Commercial | USHP | Ducted CEE Tier 1
216766208 | Central HP <5.4 tons | TRANE | HRCU-A-CB (Split System: Heat Pump with Remote Outdoor Unit-Air-Source) | 5TWR7036A1 |  |  | 5PX*CD05AS3 | S9X2C100D5PSB | 32800 | 15.2 | 8.2 | 33400 | 24400 | 73.05% | 1.99 | 0 | 12 |  |  |  |  | R-454B | 2.7333 | Residential & Commercial | USHP | Ducted CEE Tier 1
216766226 | Central HP <5.4 tons | TRANE | HRCU-A-CB (Split System: Heat Pump with Remote Outdoor Unit-Air-Source) | 5TWR7036A1 |  |  | 5PX*CD09AS3 | S9X1C100D5PSB | 34400 | 16 | 8.7 | 32600 | 24200 | 74.23% | 2.17 | 0 | 12 |  |  |  |  | R-454B | 2.8667 | Residential & Commercial | USHP | Ducted CEE Tier 1
216766274 | Central HP <5.4 tons | TRANE | HRCU-A-CB (Split System: Heat Pump with Remote Outdoor Unit-Air-Source) | 5TWR7036A1 |  |  | 5TXCB004AS3 | S9X1B080U4PSB | 32200 | 16 | 8.7 | 32200 | 23800 | 73.91% | 2.11 | 0 | 12 |  |  |  |  | R-454B | 2.6833 | Residential & Commercial | USHP | Ducted CEE Tier 1
215865886 | Central HP <5.4 tons | MDV | HRCU-A-CB (Split System: Heat Pump with Remote Outdoor Unit-Air-Source) | MOX630-48HFN10-M3X |  |  | MVBC-48HWFPN10-MD3E | 0 | 48000 | 16.5 | 9.5 | 50000 | 46000 | 92% | 1.9 | 0 | 10.5 |  |  |  |  | R-454B | 4 | Residential & Commercial | USHP | Ducted CEE Tier 1
213306313 | Central HP <5.4 tons | CHAMPION HEATING AND COOLING | HRCU-A-CB (Split System: Heat Pump with Remote Outdoor Unit-Air-Source) | HMH72B361 | ASPEN |  | D(A,C,E)36D34+TDR | Z8ES100C20LMPS1 | 34800 | 16.5 | 8.1 | 36000 | 26800 | 74.44% | 2.83 | 0 | 9 |  |  |  |  | R-410A | 2.9 | Residential & Commercial | USHP
215681925 | Central HP <5.4 tons | HEIL | HRCU-A-CB (Split System: Heat Pump with Remote Outdoor Unit-Air-Source) | H5H0V48*K*AAA* |  |  | EVM5X60M21A*+WALLCON | *80CSU0802120B* | 48500 | 19 | 9 | 50000 | 36400 | 72.8% | 2.12 | 0 | 10 |  |  |  |  | R-454B | 4.0417 | Residential & Commercial | USHP | Ducted CEE Tier 1
215675205 | Central HP <5.4 tons | HEIL | HRCU-A-CB (Split System: Heat Pump with Remote Outdoor Unit-Air-Source) | H5H0V48*K*AAA* |  |  | ESH5X60M12A*+WALLCON | *80CTL0902120B* | 45500 | 16.5 | 8.5 | 48000 | 33600 | 70% | 2.06 | 0 | 9.5 |  |  |  |  | R-454B | 3.7917 | Residential & Commercial | USHP
216766730 | Central HP <5.4 tons | TRANE | HRCU-A-CB (Split System: Heat Pump with Remote Outdoor Unit-Air-Source) | 5TWR7060A1 |  |  | 5TXCD008AS3 | S8V2D120M5PCB | 51000 | 15.2 | 8.7 | 51500 | 39000 | 75.73% | 2.19 | 0 | 11.2 |  |  |  |  | R-454B | 4.25 | Residential & Commercial | USHP | Ducted CEE Tier 1
215940543 | Central HP <5.4 tons | TEMPSTAR | HRCU-A-CB (Split System: Heat Pump with Remote Outdoor Unit-Air-Source) | T5H3V36*K*AAA* |  |  | EVD5X36M21A*+WALLCON | *97CTN0601716A* | 34000 | 20 | 8.5 | 39500 | 28800 | 72.91% | 2.02 | 0 | 11 |  |  |  |  | R-454B | 2.8333 | Residential & Commercial | USHP | Ducted CEE Tier 1
215940743 | Central HP <5.4 tons | TEMPSTAR | HRCU-A-CB (Split System: Heat Pump with Remote Outdoor Unit-Air-Source) | T5H3V36*K*AAA* |  |  | EVD5X48M24A*+WALLCON | *97CTN0802120A* | 35000 | 21 | 8.5 | 38500 | 28400 | 73.77% | 2.04 | 0 | 12 |  |  |  |  | R-454B | 2.9167 | Residential & Commercial | USHP | Ducted CEE Tier 1
215940793 | Central HP <5.4 tons | TEMPSTAR | HRCU-A-CB (Split System: Heat Pump with Remote Outdoor Unit-Air-Source) | T5H3V36*K*AAA* |  |  | EVD5X49M24A*+WALLCON | *97CTN1002122A* | 35400 | 22 | 8.5 | 38000 | 28400 | 74.74% | 2.04 | 0 | 12.5 |  |  |  |  | R-454B | 2.95 | Residential & Commercial | USHP | Ducted CEE Tier 1
215940843 | Central HP <5.4 tons | TEMPSTAR | HRCU-A-CB (Split System: Heat Pump with Remote Outdoor Unit-Air-Source) | T5H3V36*K*AAA* |  |  | EVD5X60M21A*+WALLCON | *97CTN0601716A* | 35200 | 21 | 8.5 | 38500 | 29200 | 75.84% | 2 | 0 | 11.7 |  |  |  |  | R-454B | 2.9333 | Residential & Commercial | USHP | Ducted CEE Tier 1
212506703 | Central HP <5.4 tons | ARMSTRONG AIR | HRCU-A-CB (Split System: Heat Pump with Remote Outdoor Unit-Air-Source) | 4SHP22LX124P-**A | ADP |  | H,A,DE9J936 | A97USMV070B12 | 23800 | 21 | 8.5 | 22000 | 15400 | 70% | 1.92 | 0 | 13.5 |  |  |  |  | R-410A | 1.9833 | Residential & Commercial | USHP | Ducted CEE Tier 1
213088112 | Central HP <5.4 tons | ARMSTRONG AIR | HRCU-A-CB (Split System: Heat Pump with Remote Outdoor Unit-Air-Source) | 4SHP22LX124P-**A | ADP |  | V,A,D36H***D129+AEFE3A* | 0 | 23000 | 20 | 8.45 | 20400 | 15000 | 73.53% | 2.04 | 0 | 12.5 |  |  |  |  | R-410A | 1.9167 | Residential & Commercial | USHP | Ducted CEE Tier 1
216766660 | Central HP <5.4 tons | TRANE | HRCU-A-CB (Split System: Heat Pump with Remote Outdoor Unit-Air-Source) | 5TWR7060A1 |  |  | 5PX*D008AS3 | S8V2D120M5PDB | 51000 | 15.2 | 8.7 | 51500 | 39000 | 75.73% | 2.19 | 0 | 11.2 |  |  |  |  | R-454B | 4.25 | Residential & Commercial | USHP | Ducted CEE Tier 1
216766692 | Central HP <5.4 tons | TRANE | HRCU-A-CB (Split System: Heat Pump with Remote Outdoor Unit-Air-Source) | 5TWR7060A1 |  |  | 5PX*D010AS3 | S8V2D120M5PDB | 52500 | 16 | 9 | 50500 | 38500 | 76.24% | 2.23 | 0 | 11.2 |  |  |  |  | R-454B | 4.375 | Residential & Commercial | USHP | Ducted CEE Tier 1
214802830 | Central HP <5.4 tons | RHEEM | HRCU-A-CB (Split System: Heat Pump with Remote Outdoor Unit-Air-Source) | RP15AZ42AJ2N | ASPEN |  | D(A,C,E)60C34+TDR | R801V1005A21DZ | 39500 | 15.6 | 8.1 | 40000 | 28600 | 71.5% | 2.95 | 0 | 10.1 |  |  |  |  | R-410A | 3.2917 | Residential & Commercial | USHP | Ducted CEE Tier 1
216765840 | Central HP <5.4 tons | TRANE | HRCU-A-CB (Split System: Heat Pump with Remote Outdoor Unit-Air-Source) | 5TWR7024A1 |  |  | 5PX*B006AS3 | S9X2B060U4PSB | 23800 | 17.1 | 9 | 21800 | 17400 | 79.82% | 2.08 | 0 | 12.5 |  |  |  |  | R-454B | 1.9833 | Residential & Commercial | USHP | Ducted CEE Tier 1
215679255 | Central HP <5.4 tons | HEIL | HRCU-A-CB (Split System: Heat Pump with Remote Outdoor Unit-Air-Source) | H5H0V36*K*AAA* |  |  | EA*5X37M17A*+WALLCON | *97CTN0601716A* | 33600 | 17 | 9 | 36000 | 25800 | 71.67% | 1.88 | 0 | 9 |  |  |  |  | R-454B | 2.8 | Residential & Commercial | USHP
215679405 | Central HP <5.4 tons | HEIL | HRCU-A-CB (Split System: Heat Pump with Remote Outdoor Unit-Air-Source) | H5H0V36*K*AAA* |  |  | EA*5X42M21A*+WALLCON | *97CTN1002122A* | 33200 | 17.5 | 9 | 35800 | 25600 | 71.51% | 1.84 | 0 | 10 |  |  |  |  | R-454B | 2.7667 | Residential & Commercial | USHP | Ducted CEE Tier 1
216055652 | Central HP <5.4 tons | CHAMPION HEATING AND COOLING | HRCU-A-CB (Split System: Heat Pump with Remote Outdoor Unit-Air-Source) | HH836E2S11 | ASPEN |  | C(A,C,D,E)36B3K+TDR | TL8E100C20UH11 | 31000 | 17 | 8.5 | 30800 | 25000 | 81.17% | 2 | 0 | 11 |  |  |  |  | R-454B | 2.5833 | Residential & Commercial | USHP | Ducted CEE Tier 1
216055486 | Central HP <5.4 tons | CHAMPION HEATING AND COOLING | HRCU-A-CB (Split System: Heat Pump with Remote Outdoor Unit-Air-Source) | HH824E2S11 | ASPEN |  | D(A,C,E)36A4K+TDR | TM9E040A10MP12 | 21000 | 17 | 9 | 23000 | 18100 | 78.7% | 2 | 0 | 10.5 |  |  |  |  | R-454B | 1.75 | Residential & Commercial | USHP | Ducted CEE Tier 1
216055553 | Central HP <5.4 tons | CHAMPION HEATING AND COOLING | HRCU-A-CB (Split System: Heat Pump with Remote Outdoor Unit-Air-Source) | HH824E2S11 | ASPEN |  | C(A,C,D,E)24A3K+TDR | TMLE080B12MP11 | 21600 | 17 | 8.1 | 22600 | 18000 | 79.65% | 2 | 0 | 12 |  |  |  |  | R-454B | 1.8 | Residential & Commercial | USHP | Ducted CEE Tier 1
216055571 | Central HP <5.4 tons | CHAMPION HEATING AND COOLING | HRCU-A-CB (Split System: Heat Pump with Remote Outdoor Unit-Air-Source) | HH824E2S11 | ASPEN |  | C(A,C,D,E)24A3K+TDR | TP9C080B12MP13 | 21600 | 17 | 8.1 | 22600 | 18300 | 80.97% | 2 | 0 | 12 |  |  |  |  | R-454B | 1.8 | Residential & Commercial | USHP | Ducted CEE Tier 1
216055434 | Central HP <5.4 tons | CHAMPION HEATING AND COOLING | HRCU-A-CB (Split System: Heat Pump with Remote Outdoor Unit-Air-Source) | HH824E2S11 | ASPEN |  | C(A,C,D,E)24D2K+TDR | TM8E040A12MP11 | 19800 | 16 | 9 | 22600 | 17200 | 76.11% | 2 | 0 | 11.2 |  |  |  |  | R-454B | 1.65 | Residential & Commercial | USHP | Ducted CEE Tier 1
215679605 | Central HP <5.4 tons | HEIL | HRCU-A-CB (Split System: Heat Pump with Remote Outdoor Unit-Air-Source) | H5H0V36*K*AAA* |  |  | EA*5X61M21A*+WALLCON | *80CSU0401712B* | 35000 | 18 | 9 | 34400 | 24800 | 72.09% | 1.92 | 0 | 10 |  |  |  |  | R-454B | 2.9167 | Residential & Commercial | USHP | Ducted CEE Tier 1
216680851 | Central HP <5.4 tons | BRYANT HEATING AND COOLING SYSTEMS | HRCU-A-CB (Split System: Heat Pump with Remote Outdoor Unit-Air-Source) | 38MURAQ18AB3* |  |  | CAP**2517AL* | 927TA48080V17*** | 17700 | 16.5 | 8.5 | 17600 | 17500 | 99.43% | 1.94 | 0 | 10.5 |  |  |  |  | R-410A | 1.475 | Residential & Commercial | USHP | Ducted CEE Tier 1
216770090 | Central HP <5.4 tons | TRANE | HRCU-A-CB (Split System: Heat Pump with Remote Outdoor Unit-Air-Source) | 5TWX7024A1 |  |  | 5PX*CD09AS3 | *DHMC100CCV4 | 23600 | 17.1 | 8.7 | 21400 | 17000 | 79.44% | 2.02 | 0 | 13 |  |  |  |  | R-454B | 1.9667 | Residential & Commercial | USHP | Ducted CEE Tier 1
215941243 | Central HP <5.4 tons | TEMPSTAR | HRCU-A-CB (Split System: Heat Pump with Remote Outdoor Unit-Air-Source) | T5H3V48*K*AAA* |  |  | ESH5X60M12A*+WALLCON | *97CTN0802120A* | 45000 | 20 | 9 | 48500 | 36600 | 75.46% | 1.82 | 0 | 11 |  |  |  |  | R-454B | 3.75 | Residential & Commercial | USHP | Ducted CEE Tier 1
215677555 | Central HP <5.4 tons | HEIL | HRCU-A-CB (Split System: Heat Pump with Remote Outdoor Unit-Air-Source) | H5H0V60*K*AAA* |  |  | EVD5X60M24A*+WALLCON | *96CTN1202422B* | 56500 | 18.5 | 9 | 63000 | 44500 | 70.63% | 2.08 | 0 | 9 |  |  |  |  | R-454B | 4.7083 | Residential & Commercial | USHP
211628405 | Central HP <5.4 tons | YORK | HRCU-A-CB (Split System: Heat Pump with Remote Outdoor Unit-Air-Source) | HMH72B341 | ASPEN |  | D(A,C,E)36A36+TDR | TPLC120C20MP13 | 31000 | 16.3 | 8.1 | 32400 | 27400 | 84.57% | 2.49 | 0 | 8.8 |  |  |  |  | R-410A | 2.5833 | Residential & Commercial | USHP
211628470 | Central HP <5.4 tons | YORK | HRCU-A-CB (Split System: Heat Pump with Remote Outdoor Unit-Air-Source) | HMH72B341 | ASPEN |  | D(A,C,E)36A36+TDR | YP9C100C20MP13 | 31600 | 17.5 | 8.1 | 34000 | 28000 | 82.35% | 2.53 | 0 | 9.3 |  |  |  |  | R-410A | 2.6333 | Residential & Commercial | USHP
215385627 | Central HP <5.4 tons | HISENSE | HRCU-A-CB (Split System: Heat Pump with Remote Outdoor Unit-Air-Source) | AUWR-36U3SA2 | ASPEN |  | L(E,F)W30F4 | 0 | 26800 | 16 | 8.1 | 28600 | 23200 | 81.12% | 2.07 | 0 | 10 |  |  |  |  | R-410A | 2.2333 | Residential & Commercial | USHP | Ducted CEE Tier 1
216620292 | Central HP <5.4 tons | MDV | HRCU-A-CB (Split System: Heat Pump with Remote Outdoor Unit-Air-Source) | MOX430-24HFN10-M3X |  |  | MVBL-24HWFN10-MI3 | 0 | 24000 | 17.5 | 9.2 | 26000 | 20000 | 76.92% | 1.9 | 0 | 10.8 |  |  |  |  | R-454B | 2 | Residential & Commercial | USHP | Ducted CEE Tier 1
214861539 | Central HP <5.4 tons | MDV | HRCU-A-CB (Split System: Heat Pump with Remote Outdoor Unit-Air-Source) | MOX430-18HFN10-M3X |  |  | MVBC-18HWFN10-MB3E | 0 | 18000 | 19 | 9.8 | 19000 | 18000 | 94.74% | 2 | 0 | 12.5 |  |  |  |  | R-454B | 1.5 | Residential & Commercial | USHP | Ducted CEE Tier 1
215676755 | Central HP <5.4 tons | HEIL | HRCU-A-CB (Split System: Heat Pump with Remote Outdoor Unit-Air-Source) | H5H0V48*K*AAA* |  |  | EVD5X61M21A*+WALLCON | *80CTL1102120B* | 48500 | 19.5 | 9.5 | 50000 | 36600 | 73.2% | 2.12 | 0 | 10.5 |  |  |  |  | R-454B | 4.0417 | Residential & Commercial | USHP | Ducted CEE Tier 1
215676825 | Central HP <5.4 tons | HEIL | HRCU-A-CB (Split System: Heat Pump with Remote Outdoor Unit-Air-Source) | H5H0V48*K*AAA* |  |  | EVD5X61M21A*+WALLCON | *96CTN0801714B* | 48000 | 19 | 9 | 50000 | 36400 | 72.8% | 2.02 | 0 | 10 |  |  |  |  | R-454B | 4 | Residential & Commercial | USHP | Ducted CEE Tier 1
214264212 | Central HP <5.4 tons | ARMSTRONG AIR | HRCU-A-CB (Split System: Heat Pump with Remote Outdoor Unit-Air-Source) | 4SHP22LX124P-**A | ADP |  | H,A,DG9J(1,2)36+TXV | A97US2V060B12X | 23800 | 20 | 8.5 | 22000 | 15400 | 70% | 1.9 | 0 | 13.5 |  |  |  |  | R-410A | 1.9833 | Residential & Commercial | USHP | Ducted CEE Tier 1
213752307 | Central HP <5.4 tons | CARRIER | HRCU-A-CB (Split System: Heat Pump with Remote Outdoor Unit-Air-Source) | 38MURAQ24AA3* | ASPEN |  | D(A,C,E)36B34+TDR | 58TP*B070V17**16 | 23400 | 16 | 8.1 | 25200 | 22400 | 88.89% | 2.9 | 0 | 9.5 |  |  |  |  | R-410A | 1.95 | Residential & Commercial | USHP
213752457 | Central HP <5.4 tons | CARRIER | HRCU-A-CB (Split System: Heat Pump with Remote Outdoor Unit-Air-Source) | 38MURAQ24AA3* | ASPEN |  | D(A,C,E)24B44+TDR | 59SC6A060M14**12 | 22600 | 15.8 | 8.1 | 24400 | 22200 | 90.98% | 2.9 | 0 | 9.3 |  |  |  |  | R-410A | 1.8833 | Residential & Commercial | USHP
215679855 | Central HP <5.4 tons | HEIL | HRCU-A-CB (Split System: Heat Pump with Remote Outdoor Unit-Air-Source) | H5H0V36*K*AAA* |  |  | ESH5X42M12A*+WALLCON | *97CTN1202422A* | 34000 | 16 | 8.5 | 35600 | 25200 | 70.79% | 1.78 | 0 | 9.5 |  |  |  |  | R-454B | 2.8333 | Residential & Commercial | USHP
211627751 | Central HP <5.4 tons | YORK | HRCU-A-CB (Split System: Heat Pump with Remote Outdoor Unit-Air-Source) | HMH72B341 | ASPEN |  | CM36A36+TDR | TM8V100C16MP12 | 31400 | 17.4 | 8.2 | 25200 | 31800 | 126.2% | 2.82 | 0 | 9.8 |  |  |  |  | R-410A | 2.6167 | Residential & Commercial | USHP
216766360 | Central HP <5.4 tons | TRANE | HRCU-A-CB (Split System: Heat Pump with Remote Outdoor Unit-Air-Source) | 5TWR7036A1 |  |  | 5TXCC005AS3 | S8V2C100M5PDB | 32600 | 16 | 8.7 | 32400 | 24000 | 74.07% | 2.13 | 0 | 12 |  |  |  |  | R-454B | 2.7167 | Residential & Commercial | USHP | Ducted CEE Tier 1
216766374 | Central HP <5.4 tons | TRANE | HRCU-A-CB (Split System: Heat Pump with Remote Outdoor Unit-Air-Source) | 5TWR7036A1 |  |  | 5TXCC007AS3 | S8V2C080M5PDB | 33800 | 17 | 8.7 | 32800 | 24200 | 73.78% | 2.19 | 0 | 12 |  |  |  |  | R-454B | 2.8167 | Residential & Commercial | USHP | Ducted CEE Tier 1
216766392 | Central HP <5.4 tons | TRANE | HRCU-A-CB (Split System: Heat Pump with Remote Outdoor Unit-Air-Source) | 5TWR7036A1 |  |  | 5TXCC007AS3+P0V0C000M50SD | 0 | 34000 | 17.1 | 9 | 32600 | 24000 | 73.62% | 2.22 | 0 | 12.5 |  |  |  |  | R-454B | 2.8333 | Residential & Commercial | USHP | Ducted CEE Tier 1
216766394 | Central HP <5.4 tons | TRANE | HRCU-A-CB (Split System: Heat Pump with Remote Outdoor Unit-Air-Source) | 5TWR7036A1 |  |  | 5TXCC009AS3 | S8V2C080M5PDB | 34200 | 17.1 | 9 | 32400 | 24000 | 74.07% | 2.21 | 0 | 12 |  |  |  |  | R-454B | 2.85 | Residential & Commercial | USHP | Ducted CEE Tier 1
216766408 | Central HP <5.4 tons | TRANE | HRCU-A-CB (Split System: Heat Pump with Remote Outdoor Unit-Air-Source) | 5TWR7036A1 |  |  | 5TXCC009AS3 | S9V2C080U5VSB | 34200 | 17.1 | 9 | 32200 | 24000 | 74.53% | 2.23 | 0 | 12.5 |  |  |  |  | R-454B | 2.85 | Residential & Commercial | USHP | Ducted CEE Tier 1
216766410 | Central HP <5.4 tons | TRANE | HRCU-A-CB (Split System: Heat Pump with Remote Outdoor Unit-Air-Source) | 5TWR7036A1 |  |  | 5TXCC009AS3 | S9V2C100U5VSB | 34000 | 17.1 | 9 | 32200 | 23800 | 73.91% | 2.21 | 0 | 12 |  |  |  |  | R-454B | 2.8333 | Residential & Commercial | USHP | Ducted CEE Tier 1
213205522 | Central HP <5.4 tons | TEMPSTAR | HRCU-A-CB (Split System: Heat Pump with Remote Outdoor Unit-Air-Source) | DLCURAH36ABK | ASPEN |  | D(A,C,E)36C34+TDR | *80ES(N,L)0901714A* | 34600 | 16 | 8.5 | 38500 | 31400 | 81.56% | 2.75 | 0 | 9.9 |  |  |  |  | R-410A | 2.8833 | Residential & Commercial | USHP
213205613 | Central HP <5.4 tons | TEMPSTAR | HRCU-A-CB (Split System: Heat Pump with Remote Outdoor Unit-Air-Source) | DLCURAH36ABK | ASPEN |  | D(A,C,E)36C34+TDR | *92ESN1002122A* | 35400 | 15.5 | 8.5 | 39500 | 31600 | 80% | 2.71 | 0 | 10 |  |  |  |  | R-410A | 2.95 | Residential & Commercial | USHP | Ducted CEE Tier 1
216699821 | Central HP <5.4 tons | DAIKIN | HRCU-A-CB (Split System: Heat Pump with Remote Outdoor Unit-Air-Source) | DH9VSA361CA* |  |  | DFVE48DP1300A* | 0 | 34200 | 19 | 9.2 | 33400 | 33000 | 98.8% | 2.1 | 0 | 11.7 |  |  |  |  | R-32 | 2.85 | Residential & Commercial | USHP | Ducted CEE Tier 1
212498324 | Central HP <5.4 tons | PAYNE HEATING AND COOLING | HRCU-A-CB (Split System: Heat Pump with Remote Outdoor Unit-Air-Source) | 38MURAQ18AB3* | ADP |  | CE2403C+TXV | 0 | 17700 | 17 | 8.7 | 17000 | 19400 | 114.1% | 2.32 | 0 | 11 |  |  |  |  | R-410A | 1.475 | Residential & Commercial | USHP | Ducted CEE Tier 1
216055590 | Central HP <5.4 tons | CHAMPION HEATING AND COOLING | HRCU-A-CB (Split System: Heat Pump with Remote Outdoor Unit-Air-Source) | HH824E2S11 | ASPEN |  | C(A,C,D,E)24D2K+TDR | Z8ES060A12SMPS1 | 19700 | 17 | 9 | 22600 | 17300 | 76.55% | 2 | 0 | 11.2 |  |  |  |  | R-454B | 1.6417 | Residential & Commercial | USHP | Ducted CEE Tier 1
216055592 | Central HP <5.4 tons | CHAMPION HEATING AND COOLING | HRCU-A-CB (Split System: Heat Pump with Remote Outdoor Unit-Air-Source) | HH824E2S11 | ASPEN |  | D(A,C,E)24B4K+TDR | Z8ES060A12SMPS1 | 21000 | 17.5 | 9 | 22600 | 17300 | 76.55% | 2 | 0 | 11.7 |  |  |  |  | R-454B | 1.75 | Residential & Commercial | USHP | Ducted CEE Tier 1
216055615 | Central HP <5.4 tons | CHAMPION HEATING AND COOLING | HRCU-A-CB (Split System: Heat Pump with Remote Outdoor Unit-Air-Source) | HH824E2S11 | ASPEN |  | D(A,C,E)24B3K+TDR | Z8ET080B12LMPS1 | 22000 | 18 | 8.5 | 22600 | 18500 | 81.86% | 2 | 0 | 12 |  |  |  |  | R-454B | 1.8333 | Residential & Commercial | USHP | Ducted CEE Tier 1
216055856 | Central HP <5.4 tons | CHAMPION HEATING AND COOLING | HRCU-A-CB (Split System: Heat Pump with Remote Outdoor Unit-Air-Source) | HH860E2S11 | ASPEN |  | C(A,C,D,E)48A3K+TDR | TM8E080C16MP11 | 40000 | 17.5 | 8.1 | 45000 | 34200 | 76% | 2 | 0 | 10.5 |  |  |  |  | R-454B | 3.3333 | Residential & Commercial | USHP | Ducted CEE Tier 1
216055890 | Central HP <5.4 tons | CHAMPION HEATING AND COOLING | HRCU-A-CB (Split System: Heat Pump with Remote Outdoor Unit-Air-Source) | HH860E2S11 | ASPEN |  | C(A,C,D,E)60A3K+TDR | TM8Y080C16MP11 | 41000 | 17 | 8.1 | 43500 | 33400 | 76.78% | 2 | 0 | 11 |  |  |  |  | R-454B | 3.4167 | Residential & Commercial | USHP | Ducted CEE Tier 1
216055924 | Central HP <5.4 tons | CHAMPION HEATING AND COOLING | HRCU-A-CB (Split System: Heat Pump with Remote Outdoor Unit-Air-Source) | HH860E2S11 | ASPEN |  | D(A,C,E)60A3K+TDR | TM9V100C20MP12 | 41000 | 18 | 8.5 | 44500 | 33800 | 75.96% | 2 | 0 | 10.5 |  |  |  |  | R-454B | 3.4167 | Residential & Commercial | USHP | Ducted CEE Tier 1
216055931 | Central HP <5.4 tons | CHAMPION HEATING AND COOLING | HRCU-A-CB (Split System: Heat Pump with Remote Outdoor Unit-Air-Source) | HH860E2S11 | ASPEN |  | C(A,C,D,E)48A3K+TDR | TM9Y100C16MP11 | 39500 | 16.5 | 8.1 | 44000 | 33800 | 76.82% | 2 | 0 | 10.5 |  |  |  |  | R-454B | 3.2917 | Residential & Commercial | USHP | Ducted CEE Tier 1
216055940 | Central HP <5.4 tons | CHAMPION HEATING AND COOLING | HRCU-A-CB (Split System: Heat Pump with Remote Outdoor Unit-Air-Source) | HH860E2S11 | ASPEN |  | C(A,C,D,E)48A3K+TDR | TMLE080C16MP11 | 40000 | 17.5 | 8.1 | 45000 | 34200 | 76% | 2 | 0 | 10.5 |  |  |  |  | R-454B | 3.3333 | Residential & Commercial | USHP | Ducted CEE Tier 1
216055990 | Central HP <5.4 tons | CHAMPION HEATING AND COOLING | HRCU-A-CB (Split System: Heat Pump with Remote Outdoor Unit-Air-Source) | HH860E2S11 | ASPEN |  | D(A,C,E)60A3K+TDR | TPLC120C20MP13 | 41000 | 18 | 8.5 | 44500 | 33800 | 75.96% | 2 | 0 | 10.5 |  |  |  |  | R-454B | 3.4167 | Residential & Commercial | USHP | Ducted CEE Tier 1
216770116 | Central HP <5.4 tons | TRANE | HRCU-A-CB (Split System: Heat Pump with Remote Outdoor Unit-Air-Source) | 5TWX7048A1 |  |  | 5TAM5D06AC41 | 0 | 43500 | 16 | 8.5 | 43500 | 31800 | 73.1% | 2.16 | 0 | 12 |  |  |  |  | R-454B | 3.625 | Residential & Commercial | USHP | Ducted CEE Tier 1
216055722 | Central HP <5.4 tons | CHAMPION HEATING AND COOLING | HRCU-A-CB (Split System: Heat Pump with Remote Outdoor Unit-Air-Source) | HH836E2S11 | ASPEN |  | C(A,C,D,E)48A3K+TDR | TM9E100C16MP12 | 31200 | 18 | 8.1 | 31200 | 25200 | 80.77% | 2 | 0 | 10.5 |  |  |  |  | R-454B | 2.6 | Residential & Commercial | USHP | Ducted CEE Tier 1
216055665 | Central HP <5.4 tons | CHAMPION HEATING AND COOLING | HRCU-A-CB (Split System: Heat Pump with Remote Outdoor Unit-Air-Source) | HH836E2S11 | ASPEN |  | C(A,C,D,E)48A3K+TDR | TM8E080C16MP11 | 31200 | 18 | 8.1 | 31000 | 25200 | 81.29% | 2 | 0 | 10.5 |  |  |  |  | R-454B | 2.6 | Residential & Commercial | USHP | Ducted CEE Tier 1
216055674 | Central HP <5.4 tons | CHAMPION HEATING AND COOLING | HRCU-A-CB (Split System: Heat Pump with Remote Outdoor Unit-Air-Source) | HH836E2S11 | ASPEN |  | C(A,C,D,E)48A3K+TDR | TM8E100C16MP11 | 31400 | 18 | 8.1 | 31200 | 25200 | 80.77% | 2 | 0 | 10.5 |  |  |  |  | R-454B | 2.6167 | Residential & Commercial | USHP | Ducted CEE Tier 1
214802748 | Central HP <5.4 tons | RHEEM | HRCU-A-CB (Split System: Heat Pump with Remote Outdoor Unit-Air-Source) | RP15AZ30AJ2N | ASPEN |  | D(A,C,E)36A34+TDR | R801V0503A14UH | 27400 | 15.4 | 8.1 | 28400 | 20000 | 70.42% | 2.63 | 0 | 11.7 |  |  |  |  | R-410A | 2.2833 | Residential & Commercial | USHP | Ducted CEE Tier 1
211627978 | Central HP <5.4 tons | YORK | HRCU-A-CB (Split System: Heat Pump with Remote Outdoor Unit-Air-Source) | HMH72B341 | ASPEN |  | D(A,C,E)36D36+TDR | TM9V060B12MP12 | 32800 | 17.5 | 8.1 | 34000 | 27800 | 81.76% | 2.49 | 0 | 9.5 |  |  |  |  | R-410A | 2.7333 | Residential & Commercial | USHP
215679905 | Central HP <5.4 tons | HEIL | HRCU-A-CB (Split System: Heat Pump with Remote Outdoor Unit-Air-Source) | H5H0V36*K*AAA* |  |  | ESH5X48M12A*+WALLCON | *97CTN0802120A* | 34200 | 16 | 8.5 | 35400 | 25200 | 71.19% | 1.88 | 0 | 9.5 |  |  |  |  | R-454B | 2.85 | Residential & Commercial | USHP
212365391 | Central HP <5.4 tons | MDV | HRCU-A-C (Split System: Heat Pump with Remote Outdoor Unit with No Indoor Fan --Air Source) | MOE30U-45HFN1-M |  |  | MAC-60HWDN1-MN0 | 0 | 45000 | 15.2 | 9.2 | 55000 | 46500 | 84.55% | 1.8 | 0 | 10 |  |  |  |  | R-410A | 3.75 | Residential & Commercial | USHP | Ducted CEE Tier 1
215877110 | Central HP <5.4 tons | DAY & NIGHT | HRCU-A-CB (Split System: Heat Pump with Remote Outdoor Unit-Air-Source) | DLCURAH24ABK | ASPEN |  | L(E,F)W30B4 | 0 | 22600 | 15.2 | 8.1 | 25400 | 19800 | 77.95% | 2.8 | 0 | 9.5 |  |  |  |  | R-410A | 1.8833 | Residential & Commercial | USHP
215934700 | Central HP <5.4 tons | DAY & NIGHT | HRCU-A-CB (Split System: Heat Pump with Remote Outdoor Unit-Air-Source) | C5H3V36*K*AAA* |  |  | EVM5X32M17A*+WALLCON | *96CTN0401410B* | 33800 | 19.5 | 8.1 | 37200 | 26600 | 71.51% | 2.02 | 0 | 11.5 |  |  |  |  | R-454B | 2.8167 | Residential & Commercial | USHP | Ducted CEE Tier 1
215934920 | Central HP <5.4 tons | DAY & NIGHT | HRCU-A-CB (Split System: Heat Pump with Remote Outdoor Unit-Air-Source) | C5H3V36*K*AAA* |  |  | EVM5X44M21A*+WALLCON | *97CMN0802120B* | 35600 | 21.5 | 8.5 | 38000 | 28600 | 75.26% | 2.02 | 0 | 12 |  |  |  |  | R-454B | 2.9667 | Residential & Commercial | USHP | Ducted CEE Tier 1
215935000 | Central HP <5.4 tons | DAY & NIGHT | HRCU-A-CB (Split System: Heat Pump with Remote Outdoor Unit-Air-Source) | C5H3V36*K*AAA* |  |  | EVM5X49M21A*+WALLCON | *80CTL0451712B* | 35200 | 21 | 8.5 | 39000 | 29400 | 75.38% | 2 | 0 | 11.7 |  |  |  |  | R-454B | 2.9333 | Residential & Commercial | USHP | Ducted CEE Tier 1
215932210 | Central HP <5.4 tons | DAY & NIGHT | HRCU-A-CB (Split System: Heat Pump with Remote Outdoor Unit-Air-Source) | C5H3V36*K*AAA* |  |  | EA*5X42M21A*+WALLCON | *80CSU1002120A* | 32600 | 19.5 | 9.5 | 35000 | 26800 | 76.57% | 2.02 | 0 | 11 |  |  |  |  | R-454B | 2.7167 | Residential & Commercial | USHP | Ducted CEE Tier 1
215449739 | Central HP <5.4 tons | MDV | HRCU-A-CB (Split System: Heat Pump with Remote Outdoor Unit-Air-Source) | MOX630-36HFN10-M3X |  |  | MVBDM-36HWFN10-WB3-D | 0 | 36000 | 18 | 10 | 37000 | 37400 | 101.1% | 1.9 | 0 | 12 |  |  |  |  | R-454B | 3 | Residential & Commercial | USHP | Ducted CEE Tier 1
215933490 | Central HP <5.4 tons | DAY & NIGHT | HRCU-A-CB (Split System: Heat Pump with Remote Outdoor Unit-Air-Source) | C5H3V36*K*AAA* |  |  | ESH5X42M12A*+WALLCON | *96CTN1002122B* | 33600 | 19 | 9 | 34600 | 26600 | 76.88% | 1.94 | 0 | 11.5 |  |  |  |  | R-454B | 2.8 | Residential & Commercial | USHP | Ducted CEE Tier 1
215682435 | Central HP <5.4 tons | HEIL | HRCU-A-CB (Split System: Heat Pump with Remote Outdoor Unit-Air-Source) | H5H0V48*K*AAA* |  |  | EVD5X61M21A*+WALLCON | *96CTN0802120B* | 48500 | 19 | 9 | 50000 | 36800 | 73.6% | 2 | 0 | 10.5 |  |  |  |  | R-454B | 4.0417 | Residential & Commercial | USHP | Ducted CEE Tier 1
215676015 | Central HP <5.4 tons | HEIL | HRCU-A-CB (Split System: Heat Pump with Remote Outdoor Unit-Air-Source) | H5H0V48*K*AAA* |  |  | EVM5X61M24A*+WALLCON | *95CSU0802120B* | 48500 | 19 | 9 | 50000 | 36800 | 73.6% | 2 | 0 | 10 |  |  |  |  | R-454B | 4.0417 | Residential & Commercial | USHP | Ducted CEE Tier 1
216766668 | Central HP <5.4 tons | TRANE | HRCU-A-CB (Split System: Heat Pump with Remote Outdoor Unit-Air-Source) | 5TWR7060A1 |  |  | 5PX*D010AS3 | S9X1D120U5PSB | 52000 | 15.2 | 9 | 50500 | 38500 | 76.24% | 2.23 | 0 | 11.2 |  |  |  |  | R-454B | 4.3333 | Residential & Commercial | USHP | Ducted CEE Tier 1
216766700 | Central HP <5.4 tons | TRANE | HRCU-A-CB (Split System: Heat Pump with Remote Outdoor Unit-Air-Source) | 5TWR7060A1 |  |  | 5PX*DD10AS3 | S8V2C080M5PDB | 50500 | 15.2 | 8.7 | 51000 | 38500 | 75.49% | 2.17 | 0 | 10 |  |  |  |  | R-454B | 4.2083 | Residential & Commercial | USHP | Ducted CEE Tier 1
215677065 | Central HP <5.4 tons | HEIL | HRCU-A-CB (Split System: Heat Pump with Remote Outdoor Unit-Air-Source) | H5H0V60*K*AAA* |  |  | EVM5X60M21A*+WALLCON | *97CMN1002122B* | 56500 | 18.5 | 9 | 64000 | 45000 | 70.31% | 2.08 | 0 | 9 |  |  |  |  | R-454B | 4.7083 | Residential & Commercial | USHP
216766720 | Central HP <5.4 tons | TRANE | HRCU-A-CB (Split System: Heat Pump with Remote Outdoor Unit-Air-Source) | 5TWR7060A1 |  |  | 5TXCD008AS3 | S9X1D120U5PSB | 51000 | 15.2 | 8.7 | 51500 | 39000 | 75.73% | 2.19 | 0 | 11.2 |  |  |  |  | R-454B | 4.25 | Residential & Commercial | USHP | Ducted CEE Tier 1
216766768 | Central HP <5.4 tons | TRANE | HRCU-A-CB (Split System: Heat Pump with Remote Outdoor Unit-Air-Source) | 5TWR7060A1 |  |  | 5TXCD010AS3 | S8V2C100M5PDB | 52500 | 15.2 | 9 | 51000 | 38500 | 75.49% | 2.22 | 0 | 11.2 |  |  |  |  | R-454B | 4.375 | Residential & Commercial | USHP | Ducted CEE Tier 1
215679955 | Central HP <5.4 tons | HEIL | HRCU-A-CB (Split System: Heat Pump with Remote Outdoor Unit-Air-Source) | H5H0V36*K*AAA* |  |  | ESH5X60M12A*+WALLCON | *80CSU0601716B* | 34600 | 17 | 8.5 | 34600 | 24800 | 71.68% | 1.92 | 0 | 10 |  |  |  |  | R-454B | 2.8833 | Residential & Commercial | USHP | Ducted CEE Tier 1
212160153 | Central HP <5.4 tons | ARMSTRONG AIR | HRCU-A-CB (Split System: Heat Pump with Remote Outdoor Unit-Air-Source) | 4SHP22LX124P-**A | ADP |  | H,A,DE33936 | A97US2V040B12X | 23800 | 21 | 8.5 | 22000 | 15400 | 70% | 1.92 | 0 | 13.5 |  |  |  |  | R-410A | 1.9833 | Residential & Commercial | USHP | Ducted CEE Tier 1
210473280 | Central HP <5.4 tons | TEMPSTAR | HRCU-A-CB (Split System: Heat Pump with Remote Outdoor Unit-Air-Source) | TVH825GKA3* |  |  | EA*4X48L21A*+WALLCON | *95CSU0802120A* | 24200 | 17 | 8.1 | 21000 | 16500 | 78.57% | 2.02 | 0 | 11 |  |  |  |  | R-410A | 2.0167 | Residential & Commercial | USHP | Ducted CEE Tier 1
210473445 | Central HP <5.4 tons | TEMPSTAR | HRCU-A-CB (Split System: Heat Pump with Remote Outdoor Unit-Air-Source) | TVH825GKA3* |  |  | EA*4X48L24A*+WALLCON | *95CSU0802120A* | 24200 | 17 | 8.1 | 21000 | 16500 | 78.57% | 2.02 | 0 | 11 |  |  |  |  | R-410A | 2.0167 | Residential & Commercial | USHP | Ducted CEE Tier 1
210474601 | Central HP <5.4 tons | TEMPSTAR | HRCU-A-CB (Split System: Heat Pump with Remote Outdoor Unit-Air-Source) | TVH825GKA3* |  |  | EHD4X48AAL+WALLCON | *97CMN1002122A* | 24200 | 16 | 8.1 | 21200 | 16700 | 78.77% | 2.04 | 0 | 11 |  |  |  |  | R-410A | 2.0167 | Residential & Commercial | USHP | Ducted CEE Tier 1
214570523 | Central HP <5.4 tons | COMFORTMAKER | HRCU-A-CB (Split System: Heat Pump with Remote Outdoor Unit-Air-Source) | CVH825GKA3* |  |  | EA*4X42L21A*+WALLCON | *97CMN0602120B* | 23600 | 16.5 | 8.1 | 21400 | 16700 | 78.04% | 1.96 | 0 | 10.5 |  |  |  |  | R-410A | 1.9667 | Residential & Commercial | USHP | Ducted CEE Tier 1
213796207 | Central HP <5.4 tons | ARMSTRONG AIR | HRCU-A-CB (Split System: Heat Pump with Remote Outdoor Unit-Air-Source) | 4SHP22LX124P-**A | ADP |  | F,PE*G33925 | 0 | 22800 | 21 | 8.45 | 20600 | 15600 | 75.73% | 2.2 | 0 | 13 |  |  |  |  | R-410A | 1.9 | Residential & Commercial | USHP | Ducted CEE Tier 1
213205663 | Central HP <5.4 tons | TEMPSTAR | HRCU-A-CB (Split System: Heat Pump with Remote Outdoor Unit-Air-Source) | DLCURAH36ABK | ASPEN |  | D(A,C,E)36C34+TDR | *95ESN1202422A* | 35400 | 15.5 | 8.1 | 39500 | 31600 | 80% | 2.72 | 0 | 10 |  |  |  |  | R-410A | 2.95 | Residential & Commercial | USHP | Ducted CEE Tier 1
213205670 | Central HP <5.4 tons | TEMPSTAR | HRCU-A-CB (Split System: Heat Pump with Remote Outdoor Unit-Air-Source) | DLCURAH36ABK | ASPEN |  | D(A,C,E)36C34+TDR | *95ESN1402422A* | 35400 | 15.2 | 8.5 | 39500 | 31200 | 78.99% | 2.74 | 0 | 9.9 |  |  |  |  | R-410A | 2.95 | Residential & Commercial | USHP
213205672 | Central HP <5.4 tons | TEMPSTAR | HRCU-A-CB (Split System: Heat Pump with Remote Outdoor Unit-Air-Source) | DLCURAH36ABK | ASPEN |  | D(A,C,E)42B34+TDR | *95ESN1402422A* | 35400 | 15.2 | 8.5 | 39500 | 31200 | 78.99% | 2.74 | 0 | 9.9 |  |  |  |  | R-410A | 2.95 | Residential & Commercial | USHP
213796167 | Central HP <5.4 tons | ARMSTRONG AIR | HRCU-A-CB (Split System: Heat Pump with Remote Outdoor Unit-Air-Source) | 4SHP22LX124P-**A | ADP |  | H,A,DE33936+AEFE4B* | 0 | 22800 | 21 | 8.45 | 20600 | 15600 | 75.73% | 2.2 | 0 | 13 |  |  |  |  | R-410A | 1.9 | Residential & Commercial | USHP | Ducted CEE Tier 1
215865883 | Central HP <5.4 tons | MDV | HRCU-A-CB (Split System: Heat Pump with Remote Outdoor Unit-Air-Source) | MOX430-24HFN10-M3 |  |  | MVBC-24HWFPN10-MB3E | 0 | 24000 | 18.1 | 9.7 | 26000 | 21600 | 83.08% | 1.87 | 0 | 11 |  |  |  |  | R-454B | 2 | Residential & Commercial | USHP | Ducted CEE Tier 1
216030937 | Central HP <5.4 tons | MDV | HRCU-A-CB (Split System: Heat Pump with Remote Outdoor Unit-Air-Source) | MOX430-24HFN10-M3 |  |  | MVBC-24HWFN10-MB3E-MAS | 0 | 24000 | 18.1 | 9.7 | 26000 | 21600 | 83.08% | 1.87 | 0 | 11 |  |  |  |  | R-454B | 2 | Residential & Commercial | USHP | Ducted CEE Tier 1
215681745 | Central HP <5.4 tons | HEIL | HRCU-A-CB (Split System: Heat Pump with Remote Outdoor Unit-Air-Source) | H5H0V48*K*AAA* |  |  | ESH5X60M12A*+WALLCON | *97CTN1202422A* | 45500 | 16.5 | 8.5 | 48000 | 33800 | 70.42% | 2.08 | 0 | 9.5 |  |  |  |  | R-454B | 3.7917 | Residential & Commercial | USHP
215675995 | Central HP <5.4 tons | HEIL | HRCU-A-CB (Split System: Heat Pump with Remote Outdoor Unit-Air-Source) | H5H0V48*K*AAA* |  |  | EVM5X61M24A*+WALLCON | *80CTL1102120B* | 48500 | 19.5 | 9.5 | 50000 | 36600 | 73.2% | 2.1 | 0 | 10.5 |  |  |  |  | R-454B | 4.0417 | Residential & Commercial | USHP | Ducted CEE Tier 1
213204441 | Central HP <5.4 tons | TEMPSTAR | HRCU-A-CB (Split System: Heat Pump with Remote Outdoor Unit-Air-Source) | DLCURAH24ABK | ASPEN |  | D(A,C,E)24B44+TDR | *80ES(N,L)0702116A* | 23800 | 17 | 8.1 | 26200 | 26800 | 102.3% | 2.7 | 0 | 10 |  |  |  |  | R-410A | 1.9833 | Residential & Commercial | USHP | Ducted CEE Tier 1
212974944 | Central HP <5.4 tons | DAY & NIGHT | HRCU-A-CB (Split System: Heat Pump with Remote Outdoor Unit-Air-Source) | DLCURAH24ABK |  |  | EA*4X25L17A* | *96VTN0401410B* | 24000 | 16 | 8.1 | 25200 | 22000 | 87.3% | 1.82 | 0 | 10 |  |  |  |  | R-410A | 2 | Residential & Commercial | USHP | Ducted CEE Tier 1
215676765 | Central HP <5.4 tons | HEIL | HRCU-A-CB (Split System: Heat Pump with Remote Outdoor Unit-Air-Source) | H5H0V48*K*AAA* |  |  | EVD5X61M21A*+WALLCON | *95CSU0601716B* | 48000 | 18.5 | 9 | 50000 | 37400 | 74.8% | 2 | 0 | 10 |  |  |  |  | R-454B | 4 | Residential & Commercial | USHP | Ducted CEE Tier 1
215676915 | Central HP <5.4 tons | HEIL | HRCU-A-CB (Split System: Heat Pump with Remote Outdoor Unit-Air-Source) | H5H0V48*K*AAA* |  |  | EVD5X61M24A*+WALLCON | *97CMN0802120B* | 48500 | 19 | 9.5 | 50000 | 36800 | 73.6% | 2.1 | 0 | 10.5 |  |  |  |  | R-454B | 4.0417 | Residential & Commercial | USHP | Ducted CEE Tier 1
214264204 | Central HP <5.4 tons | ARMSTRONG AIR | HRCU-A-CB (Split System: Heat Pump with Remote Outdoor Unit-Air-Source) | 4SHP22LX124P-**A | ADP |  | H,A,DG9J(1,2)36+TXV | A96US2V070B12 | 23800 | 21 | 8.5 | 22000 | 15400 | 70% | 1.92 | 0 | 13.5 |  |  |  |  | R-410A | 1.9833 | Residential & Commercial | USHP | Ducted CEE Tier 1
212594778 | Central HP <5.4 tons | ARMSTRONG AIR | HRCU-A-CB (Split System: Heat Pump with Remote Outdoor Unit-Air-Source) | 4SHP22LX124P-**A | ADP |  | H,A,DD14936 | A97USMV070B12 | 23800 | 21 | 8.5 | 22000 | 15400 | 70% | 1.92 | 0 | 13.5 |  |  |  |  | R-410A | 1.9833 | Residential & Commercial | USHP | Ducted CEE Tier 1
213821321 | Central HP <5.4 tons | TEMPSTAR | HRCU-A-CB (Split System: Heat Pump with Remote Outdoor Unit-Air-Source) | DLCURAH24ABK | ASPEN |  | D(A,C,E)24B44+TDR | *96VTN0801716B* | 23200 | 17 | 8.5 | 26000 | 20200 | 77.69% | 2.91 | 0 | 10 |  |  |  |  | R-410A | 1.9333 | Residential & Commercial | USHP | Ducted CEE Tier 1
213205583 | Central HP <5.4 tons | TEMPSTAR | HRCU-A-CB (Split System: Heat Pump with Remote Outdoor Unit-Air-Source) | DLCURAH36ABK | ASPEN |  | D(A,C,E)36B34+TDR | *92ESN0601714A* | 35200 | 16 | 8.1 | 38500 | 32200 | 83.64% | 2.53 | 0 | 9.5 |  |  |  |  | R-410A | 2.9333 | Residential & Commercial | USHP
213205616 | Central HP <5.4 tons | TEMPSTAR | HRCU-A-CB (Split System: Heat Pump with Remote Outdoor Unit-Air-Source) | DLCURAH36ABK | ASPEN |  | D(A,C,E)42B34+TDR | *92ESN1002122A* | 35400 | 15.5 | 8.5 | 39500 | 31600 | 80% | 2.71 | 0 | 10 |  |  |  |  | R-410A | 2.95 | Residential & Commercial | USHP | Ducted CEE Tier 1
215934850 | Central HP <5.4 tons | DAY & NIGHT | HRCU-A-CB (Split System: Heat Pump with Remote Outdoor Unit-Air-Source) | C5H3V36*K*AAA* |  |  | EVM5X44M21A*+WALLCON | *80CTL0902120B* | 35600 | 22 | 8.5 | 38000 | 28400 | 74.74% | 2.02 | 0 | 12.5 |  |  |  |  | R-454B | 2.9667 | Residential & Commercial | USHP | Ducted CEE Tier 1
215934900 | Central HP <5.4 tons | DAY & NIGHT | HRCU-A-CB (Split System: Heat Pump with Remote Outdoor Unit-Air-Source) | C5H3V36*K*AAA* |  |  | EVM5X44M21A*+WALLCON | *97CMN0602120B* | 35400 | 21 | 8.5 | 38500 | 29000 | 75.32% | 2.02 | 0 | 12 |  |  |  |  | R-454B | 2.95 | Residential & Commercial | USHP | Ducted CEE Tier 1
215323719 | Central HP <5.4 tons | MDV | HRCU-A-CB (Split System: Heat Pump with Remote Outdoor Unit-Air-Source) | MOX630-36HFN10-M3X |  |  | MVBDM-36HWFN10-WB3 | 0 | 36000 | 18 | 10 | 37000 | 37400 | 101.1% | 1.9 | 0 | 12 |  |  |  |  | R-454B | 3 | Residential & Commercial | USHP | Ducted CEE Tier 1
215931810 | Central HP <5.4 tons | DAY & NIGHT | HRCU-A-CB (Split System: Heat Pump with Remote Outdoor Unit-Air-Source) | C5H3V60*K*AAA* |  |  | ESH5X60M12A*+WALLCON | *80CSU1002120A* | 56000 | 18 | 8.1 | 61000 | 46000 | 75.41% | 1.95 | 0 | 11 |  |  |  |  | R-454B | 4.6667 | Residential & Commercial | USHP | Ducted CEE Tier 1
216766070 | Central HP <5.4 tons | TRANE | HRCU-A-CB (Split System: Heat Pump with Remote Outdoor Unit-Air-Source) | 5TWR7036A1 |  |  | 5PX*BD04AS3 | S9X1B080D4PSB | 32400 | 16 | 8.2 | 33400 | 24600 | 73.65% | 1.97 | 0 | 11.7 |  |  |  |  | R-454B | 2.7 | Residential & Commercial | USHP | Ducted CEE Tier 1
215933020 | Central HP <5.4 tons | DAY & NIGHT | HRCU-A-CB (Split System: Heat Pump with Remote Outdoor Unit-Air-Source) | C5H3V36*K*AAA* |  |  | ESH5X30M12A*+WALLCON | *96CTN0601714B* | 32400 | 18 | 9 | 34800 | 26600 | 76.44% | 1.92 | 0 | 10 |  |  |  |  | R-454B | 2.7 | Residential & Commercial | USHP | Ducted CEE Tier 1
214608433 | Central HP <5.4 tons | HISENSE | HRCU-A-CB (Split System: Heat Pump with Remote Outdoor Unit-Air-Source) | AUWR-60U3SP2 | ASPEN |  | AE(D,N,U)+DM60B44+TDR | 0 | 55000 | 16 | 8.1 | 56000 | 40000 | 71.43% | 1.9 | 0 | 8 |  |  |  |  | R-410A | 4.5833 | Residential & Commercial | USHP
213204808 | Central HP <5.4 tons | TEMPSTAR | HRCU-A-CB (Split System: Heat Pump with Remote Outdoor Unit-Air-Source) | DLCURAH24ABK | ASPEN |  | D(A,C,E)36B34+TDR | *80ES(N,L)0902120A* | 23600 | 16.9 | 8.4 | 25800 | 20000 | 77.52% | 2.95 | 0 | 10.3 |  |  |  |  | R-410A | 1.9667 | Residential & Commercial | USHP | Ducted CEE Tier 1
213204825 | Central HP <5.4 tons | TEMPSTAR | HRCU-A-CB (Split System: Heat Pump with Remote Outdoor Unit-Air-Source) | DLCURAH24ABK | ASPEN |  | D(A,C,E)24B44+TDR | *92ESN0401410A* | 23200 | 15.4 | 8.5 | 26000 | 20400 | 78.46% | 2.94 | 0 | 9.8 |  |  |  |  | R-410A | 1.9333 | Residential & Commercial | USHP
213204839 | Central HP <5.4 tons | TEMPSTAR | HRCU-A-CB (Split System: Heat Pump with Remote Outdoor Unit-Air-Source) | DLCURAH24ABK | ASPEN |  | D(A,C,E)30B34+TDR | *92ESN0401712A* | 23400 | 16 | 8.5 | 26000 | 20400 | 78.46% | 2.87 | 0 | 10 |  |  |  |  | R-410A | 1.95 | Residential & Commercial | USHP | Ducted CEE Tier 1
213204858 | Central HP <5.4 tons | TEMPSTAR | HRCU-A-CB (Split System: Heat Pump with Remote Outdoor Unit-Air-Source) | DLCURAH24ABK | ASPEN |  | D(A,C,E)36C34+TDR | *92ESN0601412A* | 23600 | 17 | 8.5 | 25600 | 20000 | 78.12% | 2.87 | 0 | 10 |  |  |  |  | R-410A | 1.9667 | Residential & Commercial | USHP | Ducted CEE Tier 1
213204925 | Central HP <5.4 tons | TEMPSTAR | HRCU-A-CB (Split System: Heat Pump with Remote Outdoor Unit-Air-Source) | DLCURAH24ABK | ASPEN |  | D(A,C,E)36B34+TDR | *95ESN0401410A* | 23800 | 15.2 | 8.5 | 26600 | 20600 | 77.44% | 2.84 | 0 | 10 |  |  |  |  | R-410A | 1.9833 | Residential & Commercial | USHP | Ducted CEE Tier 1
215681845 | Central HP <5.4 tons | HEIL | HRCU-A-CB (Split System: Heat Pump with Remote Outdoor Unit-Air-Source) | H5H0V48*K*AAA* |  |  | EVM5X49M21A*+WALLCON | *80CSU0802120B* | 48500 | 19 | 9 | 50000 | 36400 | 72.8% | 2.12 | 0 | 10 |  |  |  |  | R-454B | 4.0417 | Residential & Commercial | USHP | Ducted CEE Tier 1
215676615 | Central HP <5.4 tons | HEIL | HRCU-A-CB (Split System: Heat Pump with Remote Outdoor Unit-Air-Source) | H5H0V48*K*AAA* |  |  | EVD5X60M24A*+WALLCON | *80CTL0902120B* | 48000 | 19 | 9 | 50000 | 36400 | 72.8% | 2 | 0 | 10.5 |  |  |  |  | R-454B | 4 | Residential & Commercial | USHP | Ducted CEE Tier 1
215676775 | Central HP <5.4 tons | HEIL | HRCU-A-CB (Split System: Heat Pump with Remote Outdoor Unit-Air-Source) | H5H0V48*K*AAA* |  |  | EVD5X61M21A*+WALLCON | *95CSU0802120B* | 48500 | 18.5 | 9 | 50000 | 37000 | 74% | 2 | 0 | 10 |  |  |  |  | R-454B | 4.0417 | Residential & Commercial | USHP | Ducted CEE Tier 1
215676875 | Central HP <5.4 tons | HEIL | HRCU-A-CB (Split System: Heat Pump with Remote Outdoor Unit-Air-Source) | H5H0V48*K*AAA* |  |  | EVD5X61M24A*+WALLCON | *80CTL0902120B* | 48500 | 19.5 | 9.5 | 50000 | 36600 | 73.2% | 2.1 | 0 | 10.5 |  |  |  |  | R-454B | 4.0417 | Residential & Commercial | USHP | Ducted CEE Tier 1
215676195 | Central HP <5.4 tons | HEIL | HRCU-A-CB (Split System: Heat Pump with Remote Outdoor Unit-Air-Source) | H5H0V48*K*AAA* |  |  | EVD5X48M24A*+WALLCON | *80CTL0702120B* | 47000 | 18.5 | 9 | 50000 | 36600 | 73.2% | 2.02 | 0 | 10 |  |  |  |  | R-454B | 3.9167 | Residential & Commercial | USHP | Ducted CEE Tier 1
215676295 | Central HP <5.4 tons | HEIL | HRCU-A-CB (Split System: Heat Pump with Remote Outdoor Unit-Air-Source) | H5H0V48*K*AAA* |  |  | EVD5X49M24A*+WALLCON | *80CTL0702120B* | 47500 | 19 | 9 | 50000 | 36800 | 73.6% | 2 | 0 | 10 |  |  |  |  | R-454B | 3.9583 | Residential & Commercial | USHP | Ducted CEE Tier 1
213161304 | Central HP <5.4 tons | ARMSTRONG AIR | HRCU-A-CB (Split System: Heat Pump with Remote Outdoor Unit-Air-Source) | 4SHP22LX124P-**A | ADP |  | PL36H***P449+AEFE3A* | 0 | 23200 | 20 | 8.7 | 20600 | 15700 | 76.21% | 2.26 | 0 | 13.5 |  |  |  |  | R-410A | 1.9333 | Residential & Commercial | USHP | Ducted CEE Tier 1
216620305 | Central HP <5.4 tons | MDV | HRCU-A-C (Split System: Heat Pump with Remote Outdoor Unit with No Indoor Fan --Air Source) | MOX430-24HFN10-M3 |  |  | MVBM-24B18T3N10 | 0 | 24000 | 16 | 9 | 25000 | 19000 | 76% | 1.8 | 0 | 10 |  |  |  |  | R-454B | 2 | Residential & Commercial | USHP | Ducted CEE Tier 1
215939623 | Central HP <5.4 tons | TEMPSTAR | HRCU-A-CB (Split System: Heat Pump with Remote Outdoor Unit-Air-Source) | T5H3V36*K*AAA* |  |  | EA*5X36M17A*+WALLCON | *80CSU0601716B* | 32400 | 19.5 | 9.5 | 35000 | 27000 | 77.14% | 2 | 0 | 11 |  |  |  |  | R-454B | 2.7 | Residential & Commercial | USHP | Ducted CEE Tier 1
215939673 | Central HP <5.4 tons | TEMPSTAR | HRCU-A-CB (Split System: Heat Pump with Remote Outdoor Unit-Air-Source) | T5H3V36*K*AAA* |  |  | EA*5X42M21A*+WALLCON | *80CSU0601716B* | 32800 | 20 | 9.5 | 34800 | 26600 | 76.44% | 2 | 0 | 11.5 |  |  |  |  | R-454B | 2.7333 | Residential & Commercial | USHP | Ducted CEE Tier 1
215939723 | Central HP <5.4 tons | TEMPSTAR | HRCU-A-CB (Split System: Heat Pump with Remote Outdoor Unit-Air-Source) | T5H3V36*K*AAA* |  |  | EA*5X48M21A*+WALLCON | *96CTN0802120B* | 33400 | 20 | 9.5 | 34600 | 26400 | 76.3% | 2.04 | 0 | 11.5 |  |  |  |  | R-454B | 2.7833 | Residential & Commercial | USHP | Ducted CEE Tier 1
215939773 | Central HP <5.4 tons | TEMPSTAR | HRCU-A-CB (Split System: Heat Pump with Remote Outdoor Unit-Air-Source) | T5H3V36*K*AAA* |  |  | EA*5X48M21A*+WALLCON | *97CTN0802120A* | 33400 | 20 | 9.5 | 34600 | 26400 | 76.3% | 2.04 | 0 | 11.5 |  |  |  |  | R-454B | 2.7833 | Residential & Commercial | USHP | Ducted CEE Tier 1
215675225 | Central HP <5.4 tons | HEIL | HRCU-A-CB (Split System: Heat Pump with Remote Outdoor Unit-Air-Source) | H5H0V48*K*AAA* |  |  | ESH5X60M12A*+WALLCON | *80CTL1352422B* | 45500 | 16.5 | 8.5 | 48000 | 33600 | 70% | 2.06 | 0 | 9.5 |  |  |  |  | R-454B | 3.7917 | Residential & Commercial | USHP
215675625 | Central HP <5.4 tons | HEIL | HRCU-A-CB (Split System: Heat Pump with Remote Outdoor Unit-Air-Source) | H5H0V48*K*AAA* |  |  | EVM5X49M21A*+WALLCON | *97CMN0802120B* | 48000 | 19 | 9 | 50000 | 36800 | 73.6% | 2 | 0 | 10 |  |  |  |  | R-454B | 4 | Residential & Commercial | USHP | Ducted CEE Tier 1
215931550 | Central HP <5.4 tons | DAY & NIGHT | HRCU-A-CB (Split System: Heat Pump with Remote Outdoor Unit-Air-Source) | C5H3V60*K*AAA* |  |  | EA*5X60M24A*+WALLCON | *80CTL0902120B* | 56000 | 18.5 | 8.5 | 60500 | 45500 | 75.21% | 2.06 | 0 | 11.5 |  |  |  |  | R-454B | 4.6667 | Residential & Commercial | USHP | Ducted CEE Tier 1
215931650 | Central HP <5.4 tons | DAY & NIGHT | HRCU-A-CB (Split System: Heat Pump with Remote Outdoor Unit-Air-Source) | C5H3V60*K*AAA* |  |  | EA*5X60M24A*+WALLCON | *96CTN1202422B* | 56000 | 18.5 | 8.5 | 60500 | 46000 | 76.03% | 2.06 | 0 | 11 |  |  |  |  | R-454B | 4.6667 | Residential & Commercial | USHP | Ducted CEE Tier 1
211627887 | Central HP <5.4 tons | YORK | HRCU-A-CB (Split System: Heat Pump with Remote Outdoor Unit-Air-Source) | HMH72B341 | ASPEN |  | D(A,C,E)36D36+TDR | TM9E060A10MP12 | 32600 | 17.5 | 8.1 | 33800 | 27400 | 81.07% | 2.48 | 0 | 9.5 |  |  |  |  | R-410A | 2.7167 | Residential & Commercial | USHP
211627935 | Central HP <5.4 tons | YORK | HRCU-A-CB (Split System: Heat Pump with Remote Outdoor Unit-Air-Source) | HMH72B341 | ASPEN |  | CM36B36+TDR | TM9E100C16MP12 | 32200 | 18 | 8.5 | 25200 | 31400 | 124.6% | 2.86 | 0 | 9.9 |  |  |  |  | R-410A | 2.6833 | Residential & Commercial | USHP
216764761 | Central HP <5.4 tons | TRANE | HRCU-A-CB (Split System: Heat Pump with Remote Outdoor Unit-Air-Source) | 5TWR7048A1 |  |  | 5PX*C009AS3 | S8X2C080M5PSC | 43500 | 17.1 | 9 | 44000 | 32200 | 73.18% | 2.2 | 0 | 12 |  |  |  |  | R-454B | 3.625 | Residential & Commercial | USHP | Ducted CEE Tier 1
216764946 | Central HP <5.4 tons | TRANE | HRCU-A-CB (Split System: Heat Pump with Remote Outdoor Unit-Air-Source) | 5TWX7036A1 |  |  | 5PX*BD04AS3 | S8X2B060M4PSC | 32600 | 17.1 | 8.2 | 33400 | 24400 | 73.05% | 1.9 | 0 | 11.7 |  |  |  |  | R-454B | 2.7167 | Residential & Commercial | USHP | Ducted CEE Tier 1
215931560 | Central HP <5.4 tons | DAY & NIGHT | HRCU-A-CB (Split System: Heat Pump with Remote Outdoor Unit-Air-Source) | C5H3V60*K*AAA* |  |  | EA*5X60M24A*+WALLCON | *80CTL1102120B* | 56000 | 18.5 | 8.5 | 60500 | 45500 | 75.21% | 2.06 | 0 | 11.5 |  |  |  |  | R-454B | 4.6667 | Residential & Commercial | USHP | Ducted CEE Tier 1
215931760 | Central HP <5.4 tons | DAY & NIGHT | HRCU-A-CB (Split System: Heat Pump with Remote Outdoor Unit-Air-Source) | C5H3V60*K*AAA* |  |  | EA*5X61M24A*+WALLCON | *97CMN1002122B* | 57000 | 18.5 | 8.5 | 60500 | 46500 | 76.86% | 2.02 | 0 | 11.5 |  |  |  |  | R-454B | 4.75 | Residential & Commercial | USHP | Ducted CEE Tier 1
215931501 | Central HP <5.4 tons | DAY & NIGHT | HRCU-A-CB (Split System: Heat Pump with Remote Outdoor Unit-Air-Source) | C5H3V36*K*AAA* |  |  | FCMA5B48L0C*+WALLCON | 0 | 34400 | 21.5 | 9.5 | 34200 | 25800 | 75.44% | 2.06 | 0 | 12.5 |  |  |  |  | R-454B | 2.8667 | Residential & Commercial | USHP | Ducted CEE Tier 1
215932060 | Central HP <5.4 tons | DAY & NIGHT | HRCU-A-CB (Split System: Heat Pump with Remote Outdoor Unit-Air-Source) | C5H3V36*K*AAA* |  |  | EA*5X36M17A*+WALLCON | *80CTL0451712B* | 32000 | 19 | 9 | 36000 | 27800 | 77.22% | 1.88 | 0 | 10 |  |  |  |  | R-454B | 2.6667 | Residential & Commercial | USHP | Ducted CEE Tier 1
213796208 | Central HP <5.4 tons | ARMSTRONG AIR | HRCU-A-CB (Split System: Heat Pump with Remote Outdoor Unit-Air-Source) | 4SHP22LX124P-**A | ADP |  | F,PE*E34930 | 0 | 23000 | 21 | 8.55 | 20600 | 15700 | 76.21% | 2.24 | 0 | 13 |  |  |  |  | R-410A | 1.9167 | Residential & Commercial | USHP | Ducted CEE Tier 1
216766809 | Central HP <5.4 tons | TRANE | HRCU-A-CB (Split System: Heat Pump with Remote Outdoor Unit-Air-Source) | 5TWX7024A1 |  |  | 5PX*B006AS3 | S9X1B060D3PSB | 22200 | 16 | 8.7 | 21400 | 17100 | 79.91% | 2.03 | 0 | 11.7 |  |  |  |  | R-454B | 1.85 | Residential & Commercial | USHP | Ducted CEE Tier 1
216766708 | Central HP <5.4 tons | TRANE | HRCU-A-CB (Split System: Heat Pump with Remote Outdoor Unit-Air-Source) | 5TWR7060A1 |  |  | 5PX*DD10AS3 | S8V2D120M5PDB | 51000 | 15.2 | 8.7 | 51000 | 38500 | 75.49% | 2.19 | 0 | 11 |  |  |  |  | R-454B | 4.25 | Residential & Commercial | USHP | Ducted CEE Tier 1
216766710 | Central HP <5.4 tons | TRANE | HRCU-A-CB (Split System: Heat Pump with Remote Outdoor Unit-Air-Source) | 5TWR7060A1 |  |  | 5PX*DD10AS3 | S8V2C100M5PDB | 51000 | 15.2 | 8.7 | 51000 | 38500 | 75.49% | 2.18 | 0 | 10 |  |  |  |  | R-454B | 4.25 | Residential & Commercial | USHP | Ducted CEE Tier 1
216766827 | Central HP <5.4 tons | TRANE | HRCU-A-CB (Split System: Heat Pump with Remote Outdoor Unit-Air-Source) | 5TWX7024A1 |  |  | 5PX*BD04AS3 | S8V2A040M3PDB | 23400 | 17 | 8.1 | 22400 | 17200 | 76.79% | 1.83 | 0 | 12 |  |  |  |  | R-454B | 1.95 | Residential & Commercial | USHP | Ducted CEE Tier 1
216766842 | Central HP <5.4 tons | TRANE | HRCU-A-CB (Split System: Heat Pump with Remote Outdoor Unit-Air-Source) | 5TWX7024A1 |  |  | 5PX*BD06AS3 | S9V2B040D3VSB | 23800 | 17.5 | 8.5 | 22200 | 17400 | 78.38% | 1.97 | 0 | 12.7 |  |  |  |  | R-454B | 1.9833 | Residential & Commercial | USHP | Ducted CEE Tier 1
216766844 | Central HP <5.4 tons | TRANE | HRCU-A-CB (Split System: Heat Pump with Remote Outdoor Unit-Air-Source) | 5TWX7024A1 |  |  | 5PX*BD06AS3 | S9X1B060D3PSB | 23800 | 17.5 | 8.5 | 22200 | 17400 | 78.38% | 1.97 | 0 | 12.7 |  |  |  |  | R-454B | 1.9833 | Residential & Commercial | USHP | Ducted CEE Tier 1
216766859 | Central HP <5.4 tons | TRANE | HRCU-A-CB (Split System: Heat Pump with Remote Outdoor Unit-Air-Source) | 5TWX7024A1 |  |  | 5TXCB004AS3 | S9X1B040D3PSB | 21600 | 15.5 | 8.5 | 21200 | 16800 | 79.25% | 1.91 | 0 | 11.5 |  |  |  |  | R-454B | 1.8 | Residential & Commercial | USHP | Ducted CEE Tier 1
215797518 | Central HP <5.4 tons | MDV | HRCU-A-CB (Split System: Heat Pump with Remote Outdoor Unit-Air-Source) | MOD30-36HFN10-M3X |  |  | MVBC-36HWFN10-MC3E-D | 0 | 36000 | 16.5 | 8.2 | 37000 | 32000 | 86.49% | 1.85 | 0 | 10 |  |  |  |  | R-454B | 3 | Residential & Commercial | USHP | Ducted CEE Tier 1
213088242 | Central HP <5.4 tons | ARCOAIRE | HRCU-A-CB (Split System: Heat Pump with Remote Outdoor Unit-Air-Source) | DLCURAH36ABK | ADP |  | H,GG35936+AEFE4B* | 0 | 36000 | 16 | 8.1 | 38000 | 35000 | 92.11% | 1.82 | 0 | 10 |  |  |  |  | R-410A | 3 | Residential & Commercial | USHP | Ducted CEE Tier 1
212437660 | Central HP <5.4 tons | ARMSTRONG AIR | HRCU-A-CB (Split System: Heat Pump with Remote Outdoor Unit-Air-Source) | 4SHP22LX124P-**A | ADP |  | 36CX** | A97US2V060B12X | 23800 | 20 | 8.5 | 22000 | 15400 | 70% | 1.9 | 0 | 13.5 |  |  |  |  | R-410A | 1.9833 | Residential & Commercial | USHP | Ducted CEE Tier 1
216030945 | Central HP <5.4 tons | MDV | HRCU-A-CB (Split System: Heat Pump with Remote Outdoor Unit-Air-Source) | MOX430-24HFN10-M3 |  |  | MVBE-24HWFN10-WM3E-MAS | 0 | 24000 | 17.4 | 10.4 | 25000 | 19600 | 78.4% | 1.96 | 0 | 10.8 |  |  |  |  | R-454B | 2 | Residential & Commercial | USHP | Ducted CEE Tier 1
213205502 | Central HP <5.4 tons | TEMPSTAR | HRCU-A-CB (Split System: Heat Pump with Remote Outdoor Unit-Air-Source) | DLCURAH36ABK | ASPEN |  | D(A,C,E)36C34+TDR | *80ES(N,L)0701712A* | 34400 | 15.5 | 8.5 | 38500 | 31400 | 81.56% | 2.71 | 0 | 9.9 |  |  |  |  | R-410A | 2.8667 | Residential & Commercial | USHP
213367837 | Central HP <5.4 tons | YORK | HRCU-A-CB (Split System: Heat Pump with Remote Outdoor Unit-Air-Source) | HMH72B361 | ASPEN |  | C(A,C,D,E)36A44+TDR | Y81E080C20SMPS1 | 34000 | 17 | 8.1 | 36000 | 26400 | 73.33% | 2.83 | 0 | 8.9 |  |  |  |  | R-410A | 2.8333 | Residential & Commercial | USHP
212979891 | Central HP <5.4 tons | TEMPSTAR | HRCU-A-CB (Split System: Heat Pump with Remote Outdoor Unit-Air-Source) | DLCURAH24ABK |  |  | EA*4X37L21A* | *80MS(N,L)0901714A* | 24200 | 17.5 | 8.5 | 25200 | 21800 | 86.51% | 1.82 | 0 | 10 |  |  |  |  | R-410A | 2.0167 | Residential & Commercial | USHP | Ducted CEE Tier 1
212980275 | Central HP <5.4 tons | TEMPSTAR | HRCU-A-CB (Split System: Heat Pump with Remote Outdoor Unit-Air-Source) | DLCURAH24ABK |  |  | EA*4X37L21A* | *80MS(N,L)0902116A* | 24400 | 17.5 | 8.5 | 25200 | 21200 | 84.13% | 1.8 | 0 | 10.5 |  |  |  |  | R-410A | 2.0333 | Residential & Commercial | USHP | Ducted CEE Tier 1
215940973 | Central HP <5.4 tons | TEMPSTAR | HRCU-A-CB (Split System: Heat Pump with Remote Outdoor Unit-Air-Source) | T5H3V48*K*AAA* |  |  | EA*5X48M21A*+WALLCON | *97CTN0801716A* | 43000 | 20 | 9.5 | 48500 | 37400 | 77.11% | 2 | 0 | 10.5 |  |  |  |  | R-454B | 3.5833 | Residential & Commercial | USHP | Ducted CEE Tier 1
215675395 | Central HP <5.4 tons | HEIL | HRCU-A-CB (Split System: Heat Pump with Remote Outdoor Unit-Air-Source) | H5H0V48*K*AAA* |  |  | EVM5X48M21A*+WALLCON | *80CTL1102120B* | 47000 | 18.5 | 9 | 50000 | 36400 | 72.8% | 2 | 0 | 10 |  |  |  |  | R-454B | 3.9167 | Residential & Commercial | USHP | Ducted CEE Tier 1
214570743 | Central HP <5.4 tons | COMFORTMAKER | HRCU-A-CB (Split System: Heat Pump with Remote Outdoor Unit-Air-Source) | CVH825GKA3* |  |  | EA*4X48L24A*+WALLCON | *95CSU0802120B* | 24000 | 16.5 | 8.5 | 21000 | 16600 | 79.05% | 2.02 | 0 | 11 |  |  |  |  | R-410A | 2 | Residential & Commercial | USHP | Ducted CEE Tier 1
215434360 | Central HP <5.4 tons | DAIKIN | HRCU-A-CB (Split System: Heat Pump with Remote Outdoor Unit-Air-Source) | DH7VSA4810A* |  |  | CA*EA6030*3A* | D*97MC1205DNA* | 45500 | 16.5 | 8.8 | 47000 | 33600 | 71.49% | 2 | 0 | 10 |  |  |  |  | R-32 | 3.7917 | Residential & Commercial | USHP | Ducted CEE Tier 1
215434375 | Central HP <5.4 tons | DAIKIN | HRCU-A-CB (Split System: Heat Pump with Remote Outdoor Unit-Air-Source) | DH7VSA4810A* |  |  | CHPEA6030*3A* | D*80TC0804C*A* | 45500 | 16.5 | 8.5 | 46500 | 33600 | 72.26% | 2 | 0 | 10 |  |  |  |  | R-32 | 3.7917 | Residential & Commercial | USHP | Ducted CEE Tier 1
212977592 | Central HP <5.4 tons | DAY & NIGHT | HRCU-A-CB (Split System: Heat Pump with Remote Outdoor Unit-Air-Source) | DLCURAH24ABK |  |  | EA*4X25L17A* | *80MS(N,L)0451412A* | 24200 | 17 | 8.5 | 25200 | 21800 | 86.51% | 1.82 | 0 | 10 |  |  |  |  | R-410A | 2.0167 | Residential & Commercial | USHP | Ducted CEE Tier 1
216623451 | Central HP <5.4 tons | MDV | HRCU-A-C (Split System: Heat Pump with Remote Outdoor Unit with No Indoor Fan --Air Source) | MOE30-60HFN10-M3X |  |  | MVBM-60D28T6N10-MAS | 0 | 47000 | 15.2 | 8.1 | 58000 | 43000 | 74.14% | 1.83 | 0 | 10 |  |  |  |  | R-454B | 3.9167 | Residential & Commercial | USHP | Ducted CEE Tier 1
215931690 | Central HP <5.4 tons | DAY & NIGHT | HRCU-A-CB (Split System: Heat Pump with Remote Outdoor Unit-Air-Source) | C5H3V60*K*AAA* |  |  | EA*5X61M24A*+WALLCON | *80CTL0702120B* | 56500 | 18.5 | 8.5 | 60500 | 47000 | 77.69% | 2.02 | 0 | 11 |  |  |  |  | R-454B | 4.7083 | Residential & Commercial | USHP | Ducted CEE Tier 1
215931820 | Central HP <5.4 tons | DAY & NIGHT | HRCU-A-CB (Split System: Heat Pump with Remote Outdoor Unit-Air-Source) | C5H3V60*K*AAA* |  |  | ESH5X60M12A*+WALLCON | *80CTL0702120B* | 56000 | 17.5 | 8.1 | 61000 | 46500 | 76.23% | 1.95 | 0 | 11 |  |  |  |  | R-454B | 4.6667 | Residential & Commercial | USHP | Ducted CEE Tier 1
216681042 | Central HP <5.4 tons | BRYANT HEATING AND COOLING SYSTEMS | HRCU-A-CB (Split System: Heat Pump with Remote Outdoor Unit-Air-Source) | 38MURAQ36AB3* |  |  | CAP**4224AL* | 927TA60080V21*** | 35000 | 16 | 8.5 | 38500 | 34600 | 89.87% | 1.75 | 0 | 9.8 |  |  |  |  | R-410A | 2.9167 | Residential & Commercial | USHP
214264214 | Central HP <5.4 tons | ARMSTRONG AIR | HRCU-A-CB (Split System: Heat Pump with Remote Outdoor Unit-Air-Source) | 4SHP22LX124P-**A | ADP |  | H,A,DG9J936 | A97US2V070B12S | 23800 | 21 | 8.5 | 22000 | 15400 | 70% | 1.92 | 0 | 13.5 |  |  |  |  | R-410A | 1.9833 | Residential & Commercial | USHP | Ducted CEE Tier 1
216054756 | Central HP <5.4 tons | LUXAIRE | HRCU-A-CB (Split System: Heat Pump with Remote Outdoor Unit-Air-Source) | HH824E2S11 | ASPEN |  | C(A,C,D,E)24A3K+TDR | LP9C080B12MP13 | 21600 | 17 | 8.5 | 22600 | 18300 | 80.97% | 2 | 0 | 12 |  |  |  |  | R-454B | 1.8 | Residential & Commercial | USHP | Ducted CEE Tier 1
216054763 | Central HP <5.4 tons | LUXAIRE | HRCU-A-CB (Split System: Heat Pump with Remote Outdoor Unit-Air-Source) | HH824E2S11 | ASPEN |  | C(A,C,D,E)24D2K+TDR | LPLC080B12MP13 | 21200 | 17 | 9 | 22800 | 17700 | 77.63% | 2 | 0 | 11.7 |  |  |  |  | R-454B | 1.7667 | Residential & Commercial | USHP | Ducted CEE Tier 1
216054804 | Central HP <5.4 tons | LUXAIRE | HRCU-A-CB (Split System: Heat Pump with Remote Outdoor Unit-Air-Source) | HH824E2S11 | ASPEN |  | C(A,C,D,E)24A3K+TDR | TM8V080B12MP12 | 21600 | 17 | 8.1 | 22600 | 17700 | 78.32% | 2 | 0 | 11.7 |  |  |  |  | R-454B | 1.8 | Residential & Commercial | USHP | Ducted CEE Tier 1
216054847 | Central HP <5.4 tons | LUXAIRE | HRCU-A-CB (Split System: Heat Pump with Remote Outdoor Unit-Air-Source) | HH824E2S11 | ASPEN |  | C(A,C,D,E)24D2K+TDR | TM9E080B12MP12 | 21000 | 17 | 9 | 22600 | 18700 | 82.74% | 2 | 0 | 11.2 |  |  |  |  | R-454B | 1.75 | Residential & Commercial | USHP | Ducted CEE Tier 1
213281550 | Central HP <5.4 tons | YORK | HRCU-A-CB (Split System: Heat Pump with Remote Outdoor Unit-Air-Source) | HMH72B361 | ASPEN |  | D(A,C,E)48B44+TDR | Y81E080C20LMPS1 | 35200 | 17 | 8.1 | 36000 | 26400 | 73.33% | 2.83 | 0 | 9 |  |  |  |  | R-410A | 2.9333 | Residential & Commercial | USHP
213281551 | Central HP <5.4 tons | YORK | HRCU-A-CB (Split System: Heat Pump with Remote Outdoor Unit-Air-Source) | HMH72B361 | ASPEN |  | C(A,C,D,E)42D24+TDR | Y81E080C20SMPS1 | 32400 | 16.6 | 8.1 | 36000 | 26400 | 73.33% | 2.83 | 0 | 8 |  |  |  |  | R-410A | 2.7 | Residential & Commercial | USHP
212975061 | Central HP <5.4 tons | DAY & NIGHT | HRCU-A-CB (Split System: Heat Pump with Remote Outdoor Unit-Air-Source) | DLCURAH24ABK |  |  | EN(A,D,W)4X36L17** | *96VTN0401410B* | 23400 | 16 | 8.1 | 26400 | 24600 | 93.18% | 2.04 | 0 | 10 |  |  |  |  | R-410A | 1.95 | Residential & Commercial | USHP | Ducted CEE Tier 1
213204907 | Central HP <5.4 tons | TEMPSTAR | HRCU-A-CB (Split System: Heat Pump with Remote Outdoor Unit-Air-Source) | DLCURAH24ABK | ASPEN |  | D(A,C,E)24B44+TDR | *95ESN0261410A* | 23000 | 16.5 | 8.5 | 25600 | 20200 | 78.91% | 2.86 | 0 | 10 |  |  |  |  | R-410A | 1.9167 | Residential & Commercial | USHP | Ducted CEE Tier 1
212980992 | Central HP <5.4 tons | TEMPSTAR | HRCU-A-CB (Split System: Heat Pump with Remote Outdoor Unit-Air-Source) | DLCURAH24ABK |  |  | EA*4X36L21A* | *80MS(N,L)1102120A* | 23600 | 17.5 | 8.5 | 26200 | 23800 | 90.84% | 2 | 0 | 10 |  |  |  |  | R-410A | 1.9667 | Residential & Commercial | USHP | Ducted CEE Tier 1
212981746 | Central HP <5.4 tons | TEMPSTAR | HRCU-A-CB (Split System: Heat Pump with Remote Outdoor Unit-Air-Source) | DLCURAH24ABK |  |  | EA*4X36L21A* | *80MSU1002120A* | 23600 | 17 | 8.5 | 26200 | 24000 | 91.6% | 2 | 0 | 10 |  |  |  |  | R-410A | 1.9667 | Residential & Commercial | USHP | Ducted CEE Tier 1
216055570 | Central HP <5.4 tons | CHAMPION HEATING AND COOLING | HRCU-A-CB (Split System: Heat Pump with Remote Outdoor Unit-Air-Source) | HH824E2S11 | ASPEN |  | D(A,C,E)36A4K+TDR | TP9C060B12MP13 | 22600 | 17 | 8.5 | 22800 | 18000 | 78.95% | 2 | 0 | 12 |  |  |  |  | R-454B | 1.8833 | Residential & Commercial | USHP | Ducted CEE Tier 1
216055586 | Central HP <5.4 tons | CHAMPION HEATING AND COOLING | HRCU-A-CB (Split System: Heat Pump with Remote Outdoor Unit-Air-Source) | HH824E2S11 | ASPEN |  | D(A,C,E)24B4K+TDR | Z8ES040A12SMPS1 | 21000 | 18 | 9.5 | 22800 | 18100 | 79.39% | 2 | 0 | 11.2 |  |  |  |  | R-454B | 1.75 | Residential & Commercial | USHP | Ducted CEE Tier 1
214264142 | Central HP <5.4 tons | ARMSTRONG AIR | HRCU-A-CB (Split System: Heat Pump with Remote Outdoor Unit-Air-Source) | 4SHP22LX124P-**A | ADP |  | H,A,DG9J(1,2)36+TXV | A80UH1E045A12 | 23400 | 21 | 8.5 | 21200 | 14900 | 70.28% | 1.86 | 0 | 13.5 |  |  |  |  | R-410A | 1.95 | Residential & Commercial | USHP | Ducted CEE Tier 1
216620291 | Central HP <5.4 tons | MDV | HRCU-A-CB (Split System: Heat Pump with Remote Outdoor Unit-Air-Source) | MOX430-18HFN10-M3X |  |  | MVBL-18HWFN10-MH3 | 0 | 18000 | 16.8 | 10.5 | 19000 | 19000 | 100% | 1.8 | 0 | 12 |  |  |  |  | R-454B | 1.5 | Residential & Commercial | USHP | Ducted CEE Tier 1
213205518 | Central HP <5.4 tons | TEMPSTAR | HRCU-A-CB (Split System: Heat Pump with Remote Outdoor Unit-Air-Source) | DLCURAH36ABK | ASPEN |  | D(A,C,E)42B34+TDR | *80ES(N,L)0702116A* | 34000 | 16.5 | 8.5 | 37800 | 31400 | 83.07% | 2.75 | 0 | 9.9 |  |  |  |  | R-410A | 2.8333 | Residential & Commercial | USHP
213205567 | Central HP <5.4 tons | TEMPSTAR | HRCU-A-CB (Split System: Heat Pump with Remote Outdoor Unit-Air-Source) | DLCURAH36ABK | ASPEN |  | D(A,C,E)42B34+TDR | *80ES(N,L)1352420A* | 34400 | 16 | 8.5 | 38500 | 31400 | 81.56% | 2.74 | 0 | 9.9 |  |  |  |  | R-410A | 2.8667 | Residential & Commercial | USHP
213367795 | Central HP <5.4 tons | YORK | HRCU-A-CB (Split System: Heat Pump with Remote Outdoor Unit-Air-Source) | HMH72B361 | ASPEN |  | C(A,C,D,E)48C24+TDR | Y81E080C20SMPS1 | 32400 | 16.6 | 8.1 | 36000 | 26400 | 73.33% | 2.83 | 0 | 8 |  |  |  |  | R-410A | 2.7 | Residential & Commercial | USHP
213367796 | Central HP <5.4 tons | YORK | HRCU-A-CB (Split System: Heat Pump with Remote Outdoor Unit-Air-Source) | HMH72B361 | ASPEN |  | C(A,C,D,E)48C24+TDR | Y81E100B12LMPS1 | 32600 | 17.5 | 8.1 | 36000 | 25600 | 71.11% | 2.6 | 0 | 8 |  |  |  |  | R-410A | 2.7167 | Residential & Commercial | USHP
216764948 | Central HP <5.4 tons | TRANE | HRCU-A-CB (Split System: Heat Pump with Remote Outdoor Unit-Air-Source) | 5TWX7036A1 |  |  | 5PX*BD04AS3 | S8X2B080M4PTC | 32600 | 17.1 | 8.2 | 33400 | 24400 | 73.05% | 1.9 | 0 | 11.7 |  |  |  |  | R-454B | 2.7167 | Residential & Commercial | USHP | Ducted CEE Tier 1
216764981 | Central HP <5.4 tons | TRANE | HRCU-A-CB (Split System: Heat Pump with Remote Outdoor Unit-Air-Source) | 5TWX7036A1 |  |  | 5PX*CD07AS3 | S8X2C080M5PSC | 33800 | 17.1 | 8.7 | 33400 | 24400 | 73.05% | 2.1 | 0 | 12 |  |  |  |  | R-454B | 2.8167 | Residential & Commercial | USHP | Ducted CEE Tier 1
216764982 | Central HP <5.4 tons | TRANE | HRCU-A-CB (Split System: Heat Pump with Remote Outdoor Unit-Air-Source) | 5TWX7036A1 |  |  | 5PX*CD07AS3 | S8X2C100M5PSC | 33200 | 17.1 | 8.7 | 33200 | 24400 | 73.49% | 2 | 0 | 12 |  |  |  |  | R-454B | 2.7667 | Residential & Commercial | USHP | Ducted CEE Tier 1
216764998 | Central HP <5.4 tons | TRANE | HRCU-A-CB (Split System: Heat Pump with Remote Outdoor Unit-Air-Source) | 5TWX7036A1 |  |  | 5TXCB004AS3 | S8X1B080M4PTC | 31800 | 17.1 | 8.5 | 32000 | 23800 | 74.38% | 2 | 0 | 11.7 |  |  |  |  | R-454B | 2.65 | Residential & Commercial | USHP | Ducted CEE Tier 1
216765032 | Central HP <5.4 tons | TRANE | HRCU-A-CB (Split System: Heat Pump with Remote Outdoor Unit-Air-Source) | 5TWX7048A1 |  |  | 5PX*C009AS3 | S8X2C080M5PSC | 43500 | 16.5 | 9 | 44000 | 32200 | 73.18% | 2.2 | 0 | 12 |  |  |  |  | R-454B | 3.625 | Residential & Commercial | USHP | Ducted CEE Tier 1
214810349 | Central HP <5.4 tons | ARCOAIRE | HRCU-A-CB (Split System: Heat Pump with Remote Outdoor Unit-Air-Source) | DLCURAH36ABK | ADP |  | H,GG33936 | *80MS(N,L)0701712A* | 35000 | 16 | 8.1 | 36800 | 34800 | 94.57% | 1.82 | 0 | 9.5 |  |  |  |  | R-410A | 2.9167 | Residential & Commercial | USHP
216681075 | Central HP <5.4 tons | BRYANT HEATING AND COOLING SYSTEMS | HRCU-A-CB (Split System: Heat Pump with Remote Outdoor Unit-Air-Source) | 38MURAQ36AB3* |  |  | CAP**4824AL* | 927TA60080V21*** | 35400 | 16.5 | 8.5 | 37400 | 34200 | 91.44% | 1.94 | 0 | 10 |  |  |  |  | R-410A | 2.95 | Residential & Commercial | USHP | Ducted CEE Tier 1
213088113 | Central HP <5.4 tons | ARMSTRONG AIR | HRCU-A-CB (Split System: Heat Pump with Remote Outdoor Unit-Air-Source) | 4SHP22LX124P-**A | ADP |  | V,A,D36H175D149+AEFE4B* | 0 | 23000 | 21 | 8.55 | 20600 | 15700 | 76.21% | 2.24 | 0 | 13 |  |  |  |  | R-410A | 1.9167 | Residential & Commercial | USHP | Ducted CEE Tier 1
216054856 | Central HP <5.4 tons | LUXAIRE | HRCU-A-CB (Split System: Heat Pump with Remote Outdoor Unit-Air-Source) | HH824E2S11 | ASPEN |  | D(A,C,E)36A3K+TDR | TM9V040A10MP12 | 20800 | 16.5 | 8.5 | 22800 | 17500 | 76.75% | 2 | 0 | 10.5 |  |  |  |  | R-454B | 1.7333 | Residential & Commercial | USHP | Ducted CEE Tier 1
216620295 | Central HP <5.4 tons | MDV | HRCU-A-CB (Split System: Heat Pump with Remote Outdoor Unit-Air-Source) | MOD30-30HFN10-M3X |  |  | MVBL-30HWFN10-WJ3 | 0 | 30000 | 16.3 | 9.5 | 31000 | 31000 | 100% | 1.86 | 0 | 11 |  |  |  |  | R-454B | 2.5 | Residential & Commercial | USHP | Ducted CEE Tier 1
213088203 | Central HP <5.4 tons | ARCOAIRE | HRCU-A-CB (Split System: Heat Pump with Remote Outdoor Unit-Air-Source) | DLCURAH36ABK | ADP |  | H,GG35936+AEFE3A* | 0 | 36000 | 16 | 8.1 | 38000 | 35000 | 92.11% | 1.82 | 0 | 10 |  |  |  |  | R-410A | 3 | Residential & Commercial | USHP | Ducted CEE Tier 1
213927549 | Central HP <5.4 tons | ARMSTRONG AIR | HRCU-A-CB (Split System: Heat Pump with Remote Outdoor Unit-Air-Source) | 4SHP22LX124P-**A | ADP |  | V,A,D36H***D449+AEFE3A* | 0 | 23200 | 20 | 8.7 | 20600 | 15700 | 76.21% | 2.26 | 0 | 13.5 |  |  |  |  | R-410A | 1.9333 | Residential & Commercial | USHP | Ducted CEE Tier 1
215933190 | Central HP <5.4 tons | DAY & NIGHT | HRCU-A-CB (Split System: Heat Pump with Remote Outdoor Unit-Air-Source) | C5H3V36*K*AAA* |  |  | ESH5X36M12A*+WALLCON | *97CMN0801714B* | 33000 | 18.5 | 9 | 35600 | 27200 | 76.4% | 1.92 | 0 | 10.5 |  |  |  |  | R-454B | 2.75 | Residential & Commercial | USHP | Ducted CEE Tier 1
215933240 | Central HP <5.4 tons | DAY & NIGHT | HRCU-A-CB (Split System: Heat Pump with Remote Outdoor Unit-Air-Source) | C5H3V36*K*AAA* |  |  | ESH5X36M12A*+WALLCON | *96CTN0601714B* | 33000 | 18.5 | 9 | 34400 | 26200 | 76.16% | 1.92 | 0 | 10.5 |  |  |  |  | R-454B | 2.75 | Residential & Commercial | USHP | Ducted CEE Tier 1
214264213 | Central HP <5.4 tons | ARMSTRONG AIR | HRCU-A-CB (Split System: Heat Pump with Remote Outdoor Unit-Air-Source) | 4SHP22LX124P-**A | ADP |  | H,A,DG9J(1,2)36+TXV | A97US2V070B12S | 23800 | 21 | 8.5 | 22000 | 15400 | 70% | 1.92 | 0 | 13.5 |  |  |  |  | R-410A | 1.9833 | Residential & Commercial | USHP | Ducted CEE Tier 1
215675545 | Central HP <5.4 tons | HEIL | HRCU-A-CB (Split System: Heat Pump with Remote Outdoor Unit-Air-Source) | H5H0V48*K*AAA* |  |  | EVM5X49M21A*+WALLCON | *80CTL0702120B* | 48000 | 19 | 9 | 50000 | 36800 | 73.6% | 2 | 0 | 10 |  |  |  |  | R-454B | 4 | Residential & Commercial | USHP | Ducted CEE Tier 1
215676565 | Central HP <5.4 tons | HEIL | HRCU-A-CB (Split System: Heat Pump with Remote Outdoor Unit-Air-Source) | H5H0V48*K*AAA* |  |  | EVD5X60M21A*+WALLCON | *96CTN0801714B* | 47500 | 18.5 | 9 | 50000 | 36200 | 72.4% | 2.02 | 0 | 10 |  |  |  |  | R-454B | 3.9583 | Residential & Commercial | USHP | Ducted CEE Tier 1
215677265 | Central HP <5.4 tons | HEIL | HRCU-A-CB (Split System: Heat Pump with Remote Outdoor Unit-Air-Source) | H5H0V60*K*AAA* |  |  | EVM5X61M24A*+WALLCON | *97CMN0602120B* | 56500 | 18 | 9 | 65000 | 45500 | 70% | 2.06 | 0 | 8.5 |  |  |  |  | R-454B | 4.7083 | Residential & Commercial | USHP
213367802 | Central HP <5.4 tons | YORK | HRCU-A-CB (Split System: Heat Pump with Remote Outdoor Unit-Air-Source) | HMH72B361 | ASPEN |  | C(A,C,D,E)48C24+TDR | Y81E120C16LMPS1 | 33000 | 17.5 | 8.1 | 36000 | 25400 | 70.56% | 2.65 | 0 | 8 |  |  |  |  | R-410A | 2.75 | Residential & Commercial | USHP
212977699 | Central HP <5.4 tons | COMFORTMAKER | HRCU-A-CB (Split System: Heat Pump with Remote Outdoor Unit-Air-Source) | DLCURAH24ABK |  |  | EN(A,D,W)4X36L17** | *80MS(N,L)0451412A* | 23600 | 17 | 8.5 | 26400 | 24200 | 91.67% | 2 | 0 | 10.5 |  |  |  |  | R-410A | 1.9667 | Residential & Commercial | USHP | Ducted CEE Tier 1
215934730 | Central HP <5.4 tons | DAY & NIGHT | HRCU-A-CB (Split System: Heat Pump with Remote Outdoor Unit-Air-Source) | C5H3V36*K*AAA* |  |  | EVM5X36M17A*+WALLCON | *96CTN0601714B* | 34000 | 20 | 8.1 | 38000 | 27200 | 71.58% | 2 | 0 | 11 |  |  |  |  | R-454B | 2.8333 | Residential & Commercial | USHP | Ducted CEE Tier 1
213828542 | Central HP <5.4 tons | HISENSE | HRCU-A-C (Split System: Heat Pump with Remote Outdoor Unit with No Indoor Fan --Air Source) | AUWR-36U3SA | ASPEN |  | D(A,C,E)43A44+TDR | 0 | 29200 | 15.5 | 9.4 | 30000 | 24200 | 80.67% | 2.08 | 0 | 11.3 |  |  |  |  | R-410A | 2.4333 | Residential & Commercial | USHP | Ducted CEE Tier 1
213204429 | Central HP <5.4 tons | TEMPSTAR | HRCU-A-CB (Split System: Heat Pump with Remote Outdoor Unit-Air-Source) | DLCURAH24ABK | ASPEN |  | D(A,C,E)24B44+TDR | *80ES(N,L)0701716A* | 23800 | 16.3 | 8.4 | 26000 | 24600 | 94.62% | 2.52 | 0 | 10.2 |  |  |  |  | R-410A | 1.9833 | Residential & Commercial | USHP | Ducted CEE Tier 1
216054791 | Central HP <5.4 tons | LUXAIRE | HRCU-A-CB (Split System: Heat Pump with Remote Outdoor Unit-Air-Source) | HH824E2S11 | ASPEN |  | D(A,C,E)36A4K+TDR | TM8E060A12MP11 | 21000 | 17.5 | 9 | 23000 | 17900 | 77.83% | 2 | 0 | 11.2 |  |  |  |  | R-454B | 1.75 | Residential & Commercial | USHP | Ducted CEE Tier 1
216054793 | Central HP <5.4 tons | LUXAIRE | HRCU-A-CB (Split System: Heat Pump with Remote Outdoor Unit-Air-Source) | HH824E2S11 | ASPEN |  | C(A,C,D,E)24D2K+TDR | TM8E080B12MP11 | 21000 | 17 | 8.5 | 22800 | 18000 | 78.95% | 2 | 0 | 11.7 |  |  |  |  | R-454B | 1.75 | Residential & Commercial | USHP | Ducted CEE Tier 1
216054794 | Central HP <5.4 tons | LUXAIRE | HRCU-A-CB (Split System: Heat Pump with Remote Outdoor Unit-Air-Source) | HH824E2S11 | ASPEN |  | D(A,C,E)24B3K+TDR | TM8E080B12MP11 | 22000 | 17 | 8.1 | 22600 | 18000 | 79.65% | 2 | 0 | 12 |  |  |  |  | R-454B | 1.8333 | Residential & Commercial | USHP | Ducted CEE Tier 1
216054825 | Central HP <5.4 tons | LUXAIRE | HRCU-A-CB (Split System: Heat Pump with Remote Outdoor Unit-Air-Source) | HH824E2S11 | ASPEN |  | D(A,C,E)24B4K+TDR | TM9E026A08MP12 | 21000 | 17 | 9 | 23000 | 17600 | 76.52% | 2 | 0 | 10.5 |  |  |  |  | R-454B | 1.75 | Residential & Commercial | USHP | Ducted CEE Tier 1
216054842 | Central HP <5.4 tons | LUXAIRE | HRCU-A-CB (Split System: Heat Pump with Remote Outdoor Unit-Air-Source) | HH824E2S11 | ASPEN |  | D(A,C,E)24B3K+TDR | TM9E060B12MP12 | 22000 | 17 | 8.1 | 22600 | 18300 | 80.97% | 2 | 0 | 11.7 |  |  |  |  | R-454B | 1.8333 | Residential & Commercial | USHP | Ducted CEE Tier 1
216054859 | Central HP <5.4 tons | LUXAIRE | HRCU-A-CB (Split System: Heat Pump with Remote Outdoor Unit-Air-Source) | HH824E2S11 | ASPEN |  | C(A,C,D,E)24D2K+TDR | TM9V060B12MP12 | 21200 | 17 | 8.5 | 22800 | 18000 | 78.95% | 2 | 0 | 11.7 |  |  |  |  | R-454B | 1.7667 | Residential & Commercial | USHP | Ducted CEE Tier 1
214264157 | Central HP <5.4 tons | ARMSTRONG AIR | HRCU-A-CB (Split System: Heat Pump with Remote Outdoor Unit-Air-Source) | 4SHP22LX124P-**A | ADP |  | H,A,DG9J936 | A80UH2E070A12 | 24000 | 21 | 8.5 | 22000 | 15400 | 70% | 1.92 | 0 | 13.5 |  |  |  |  | R-410A | 2 | Residential & Commercial | USHP | Ducted CEE Tier 1
214861566 | Central HP <5.4 tons | MDV | HRCU-A-CB (Split System: Heat Pump with Remote Outdoor Unit-Air-Source) | MOX630-36HFN10-M2X |  |  | MVBC-36HWFN10-MC2 | 0 | 36000 | 17.3 | 9.5 | 38000 | 38000 | 100% | 2.06 | 0 | 11.7 |  |  |  |  | R-454B | 3 | Residential & Commercial | USHP | Ducted CEE Tier 1
216030935 | Central HP <5.4 tons | MDV | HRCU-A-CB (Split System: Heat Pump with Remote Outdoor Unit-Air-Source) | MOX630-36HFN10-M3X |  |  | MVBC-36HWFN10-MC3E-MAS | 0 | 36000 | 17.3 | 10.3 | 37000 | 39000 | 105.4% | 1.9 | 0 | 11.7 |  |  |  |  | R-454B | 3 | Residential & Commercial | USHP | Ducted CEE Tier 1
213205026 | Central HP <5.4 tons | TEMPSTAR | HRCU-A-CB (Split System: Heat Pump with Remote Outdoor Unit-Air-Source) | DLCURAH24ABK | ASPEN |  | D(A,C,E)24B44+TDR | *96VTN0601714A* | 23600 | 16.5 | 8.5 | 26000 | 20400 | 78.46% | 2.91 | 0 | 10 |  |  |  |  | R-410A | 1.9667 | Residential & Commercial | USHP | Ducted CEE Tier 1
213205075 | Central HP <5.4 tons | TEMPSTAR | HRCU-A-CB (Split System: Heat Pump with Remote Outdoor Unit-Air-Source) | DLCURAH24ABK | ASPEN |  | D(A,C,E)24B44+TDR | *96VTN1002122A* | 23400 | 17 | 8.1 | 25800 | 20000 | 77.52% | 2.85 | 0 | 10.5 |  |  |  |  | R-410A | 1.95 | Residential & Commercial | USHP | Ducted CEE Tier 1
212437659 | Central HP <5.4 tons | ARMSTRONG AIR | HRCU-A-CB (Split System: Heat Pump with Remote Outdoor Unit-Air-Source) | 4SHP22LX124P-**A | ADP |  | 36BX** | A97US2V060B12X | 23800 | 20 | 8.5 | 22000 | 15400 | 70% | 1.9 | 0 | 13.5 |  |  |  |  | R-410A | 1.9833 | Residential & Commercial | USHP | Ducted CEE Tier 1
215679725 | Central HP <5.4 tons | HEIL | HRCU-A-CB (Split System: Heat Pump with Remote Outdoor Unit-Air-Source) | H5H0V36*K*AAA* |  |  | ESH5X36M12A*+WALLCON | *80CSU0601716B* | 33800 | 16.5 | 8.5 | 35600 | 25400 | 71.35% | 1.76 | 0 | 9.5 |  |  |  |  | R-454B | 2.8167 | Residential & Commercial | USHP
213828543 | Central HP <5.4 tons | HISENSE | HRCU-A-C (Split System: Heat Pump with Remote Outdoor Unit with No Indoor Fan --Air Source) | AUWR-36U3SA | ASPEN |  | D(A,C,E)37B44+TDR | 0 | 29600 | 15.5 | 9.4 | 30000 | 24200 | 80.67% | 2.08 | 0 | 11.3 |  |  |  |  | R-410A | 2.4667 | Residential & Commercial | USHP | Ducted CEE Tier 1
215939873 | Central HP <5.4 tons | TEMPSTAR | HRCU-A-CB (Split System: Heat Pump with Remote Outdoor Unit-Air-Source) | T5H3V36*K*AAA* |  |  | EA*5X61M21A*+WALLCON | *97CTN0801716A* | 34200 | 20 | 9 | 34800 | 26600 | 76.44% | 1.92 | 0 | 11.5 |  |  |  |  | R-454B | 2.85 | Residential & Commercial | USHP | Ducted CEE Tier 1
215940173 | Central HP <5.4 tons | TEMPSTAR | HRCU-A-CB (Split System: Heat Pump with Remote Outdoor Unit-Air-Source) | T5H3V36*K*AAA* |  |  | ESH5X48M12A*+WALLCON | *97CTN1202422A* | 33800 | 19.5 | 9 | 34600 | 26400 | 76.3% | 1.92 | 0 | 11.7 |  |  |  |  | R-454B | 2.8167 | Residential & Commercial | USHP | Ducted CEE Tier 1
215940393 | Central HP <5.4 tons | TEMPSTAR | HRCU-A-CB (Split System: Heat Pump with Remote Outdoor Unit-Air-Source) | T5H3V36*K*AAA* |  |  | EVM5X49M21A*+WALLCON | *97CTN1002122A* | 35600 | 22 | 8.5 | 38000 | 28600 | 75.26% | 2.02 | 0 | 12.5 |  |  |  |  | R-454B | 2.9667 | Residential & Commercial | USHP | Ducted CEE Tier 1
215940473 | Central HP <5.4 tons | TEMPSTAR | HRCU-A-CB (Split System: Heat Pump with Remote Outdoor Unit-Air-Source) | T5H3V36*K*AAA* |  |  | EVM5X60M24A*+WALLCON | *96CTN0802120B* | 35400 | 21.5 | 8.5 | 38000 | 28600 | 75.26% | 2.04 | 0 | 12 |  |  |  |  | R-454B | 2.95 | Residential & Commercial | USHP | Ducted CEE Tier 1
215940593 | Central HP <5.4 tons | TEMPSTAR | HRCU-A-CB (Split System: Heat Pump with Remote Outdoor Unit-Air-Source) | T5H3V36*K*AAA* |  |  | EVD5X38M17A*+WALLCON | *80CSU0601716B* | 35600 | 22 | 8.5 | 38000 | 28600 | 75.26% | 2.02 | 0 | 12 |  |  |  |  | R-454B | 2.9667 | Residential & Commercial | USHP | Ducted CEE Tier 1
215931710 | Central HP <5.4 tons | DAY & NIGHT | HRCU-A-CB (Split System: Heat Pump with Remote Outdoor Unit-Air-Source) | C5H3V60*K*AAA* |  |  | EA*5X61M24A*+WALLCON | *80CTL1102120B* | 57000 | 19 | 8.5 | 60500 | 46500 | 76.86% | 2.02 | 0 | 11.5 |  |  |  |  | R-454B | 4.75 | Residential & Commercial | USHP | Ducted CEE Tier 1
215931860 | Central HP <5.4 tons | DAY & NIGHT | HRCU-A-CB (Split System: Heat Pump with Remote Outdoor Unit-Air-Source) | C5H3V60*K*AAA* |  |  | ESH5X60M12A*+WALLCON | *95CSU1002122B* | 56500 | 18 | 8.1 | 61000 | 45500 | 74.59% | 2 | 0 | 11.5 |  |  |  |  | R-454B | 4.7083 | Residential & Commercial | USHP | Ducted CEE Tier 1
215940803 | Central HP <5.4 tons | TEMPSTAR | HRCU-A-CB (Split System: Heat Pump with Remote Outdoor Unit-Air-Source) | T5H3V36*K*AAA* |  |  | EVD5X49M24A*+WALLCON | *97CTN1202422A* | 35600 | 22 | 8.5 | 38500 | 28400 | 73.77% | 2.04 | 0 | 12.5 |  |  |  |  | R-454B | 2.9667 | Residential & Commercial | USHP | Ducted CEE Tier 1
215940923 | Central HP <5.4 tons | TEMPSTAR | HRCU-A-CB (Split System: Heat Pump with Remote Outdoor Unit-Air-Source) | T5H3V36*K*AAA* |  |  | EVD5X61M21A*+WALLCON | *97CTN0801716A* | 35600 | 21.5 | 8.5 | 38000 | 28800 | 75.79% | 2.04 | 0 | 12 |  |  |  |  | R-454B | 2.9667 | Residential & Commercial | USHP | Ducted CEE Tier 1
215939703 | Central HP <5.4 tons | TEMPSTAR | HRCU-A-CB (Split System: Heat Pump with Remote Outdoor Unit-Air-Source) | T5H3V36*K*AAA* |  |  | EA*5X42M21A*+WALLCON | *97CTN0802120A* | 32600 | 19.5 | 9.5 | 34800 | 26800 | 77.01% | 2.02 | 0 | 11.7 |  |  |  |  | R-454B | 2.7167 | Residential & Commercial | USHP | Ducted CEE Tier 1
215939853 | Central HP <5.4 tons | TEMPSTAR | HRCU-A-CB (Split System: Heat Pump with Remote Outdoor Unit-Air-Source) | T5H3V36*K*AAA* |  |  | EA*5X61M21A*+WALLCON | *80CSU0601716B* | 34400 | 20.5 | 9.5 | 34400 | 26000 | 75.58% | 2.06 | 0 | 12 |  |  |  |  | R-454B | 2.8667 | Residential & Commercial | USHP | Ducted CEE Tier 1
215939953 | Central HP <5.4 tons | TEMPSTAR | HRCU-A-CB (Split System: Heat Pump with Remote Outdoor Unit-Air-Source) | T5H3V36*K*AAA* |  |  | ESH5X36M12A*+WALLCON | *80CSU0401712B* | 33400 | 19 | 9 | 34800 | 26600 | 76.44% | 1.92 | 0 | 11.5 |  |  |  |  | R-454B | 2.7833 | Residential & Commercial | USHP | Ducted CEE Tier 1
215940053 | Central HP <5.4 tons | TEMPSTAR | HRCU-A-CB (Split System: Heat Pump with Remote Outdoor Unit-Air-Source) | T5H3V36*K*AAA* |  |  | ESH5X42M12A*+WALLCON | *97CTN0601716A* | 33200 | 18.5 | 9 | 35600 | 27200 | 76.4% | 1.92 | 0 | 10.5 |  |  |  |  | R-454B | 2.7667 | Residential & Commercial | USHP | Ducted CEE Tier 1
215940253 | Central HP <5.4 tons | TEMPSTAR | HRCU-A-CB (Split System: Heat Pump with Remote Outdoor Unit-Air-Source) | T5H3V36*K*AAA* |  |  | ESH5X60M12A*+WALLCON | *97CTN1202422A* | 34200 | 19.5 | 9 | 34200 | 26000 | 76.02% | 1.94 | 0 | 11.7 |  |  |  |  | R-454B | 2.85 | Residential & Commercial | USHP | Ducted CEE Tier 1
213367803 | Central HP <5.4 tons | YORK | HRCU-A-CB (Split System: Heat Pump with Remote Outdoor Unit-Air-Source) | HMH72B361 | ASPEN |  | C(A,C,D,E)48C24+TDR | Y81E120C16SMPS1 | 33000 | 17.5 | 8.1 | 36000 | 25400 | 70.56% | 2.65 | 0 | 8 |  |  |  |  | R-410A | 2.75 | Residential & Commercial | USHP
213367738 | Central HP <5.4 tons | YORK | HRCU-A-CB (Split System: Heat Pump with Remote Outdoor Unit-Air-Source) | HMH72B361 | ASPEN |  | C(A,C,D,E)36C24+TDR | Y81E100C20LMPS1 | 31400 | 15.9 | 8.1 | 36000 | 26800 | 74.44% | 2.83 | 0 | 8.5 |  |  |  |  | R-410A | 2.6167 | Residential & Commercial | USHP
213367836 | Central HP <5.4 tons | YORK | HRCU-A-CB (Split System: Heat Pump with Remote Outdoor Unit-Air-Source) | HMH72B361 | ASPEN |  | C(A,C,D,E)36A44+TDR | Y81E080C20LMPS1 | 34000 | 17 | 8.1 | 36000 | 26400 | 73.33% | 2.83 | 0 | 8.9 |  |  |  |  | R-410A | 2.8333 | Residential & Commercial | USHP
215677335 | Central HP <5.4 tons | HEIL | HRCU-A-CB (Split System: Heat Pump with Remote Outdoor Unit-Air-Source) | H5H0V60*K*AAA* |  |  | EVD5X60M21A*+WALLCON | *80CTL0701716B* | 55000 | 18 | 9 | 59500 | 43500 | 73.11% | 2.1 | 0 | 9.5 |  |  |  |  | R-454B | 4.5833 | Residential & Commercial | USHP
213205023 | Central HP <5.4 tons | TEMPSTAR | HRCU-A-CB (Split System: Heat Pump with Remote Outdoor Unit-Air-Source) | DLCURAH24ABK | ASPEN |  | D(A,C,E)36C34+TDR | *96VTN0601412A* | 23600 | 16.5 | 8.5 | 25800 | 20000 | 77.52% | 2.86 | 0 | 10 |  |  |  |  | R-410A | 1.9667 | Residential & Commercial | USHP | Ducted CEE Tier 1
212975711 | Central HP <5.4 tons | DAY & NIGHT | HRCU-A-CB (Split System: Heat Pump with Remote Outdoor Unit-Air-Source) | DLCURAH24ABK |  |  | EN(A,D)4X24L14** | *96VTN0601412B* | 23200 | 16.5 | 8.5 | 26800 | 25400 | 94.78% | 2.12 | 0 | 10 |  |  |  |  | R-410A | 1.9333 | Residential & Commercial | USHP | Ducted CEE Tier 1
213828531 | Central HP <5.4 tons | HISENSE | HRCU-A-C (Split System: Heat Pump with Remote Outdoor Unit with No Indoor Fan --Air Source) | AUWR-48U3SP | ASPEN |  | D(A,C,E)61C44+TDR | 0 | 41000 | 15.55 | 8.55 | 42000 | 34600 | 82.38% | 1.94 | 0 | 11.4 |  |  |  |  | R-410A | 3.4167 | Residential & Commercial | USHP | Ducted CEE Tier 1
213205084 | Central HP <5.4 tons | TEMPSTAR | HRCU-A-CB (Split System: Heat Pump with Remote Outdoor Unit-Air-Source) | DLCURAH24ABK | ASPEN |  | D(A,C,E)36C34+TDR | *96VTN1002122A* | 23600 | 17 | 8.1 | 25800 | 20000 | 77.52% | 2.85 | 0 | 10.5 |  |  |  |  | R-410A | 1.9667 | Residential & Commercial | USHP | Ducted CEE Tier 1
213204396 | Central HP <5.4 tons | TEMPSTAR | HRCU-A-CB (Split System: Heat Pump with Remote Outdoor Unit-Air-Source) | DLCURAH24ABK | ASPEN |  | D(A,C,E)30B34+TDR | *80ES(N,L)0451712A* | 23800 | 17 | 8.5 | 26200 | 24600 | 93.89% | 2.52 | 0 | 10 |  |  |  |  | R-410A | 1.9833 | Residential & Commercial | USHP | Ducted CEE Tier 1
213205649 | Central HP <5.4 tons | TEMPSTAR | HRCU-A-CB (Split System: Heat Pump with Remote Outdoor Unit-Air-Source) | DLCURAH36ABK | ASPEN |  | D(A,C,E)36C34+TDR | *95ESN1002120A* | 35400 | 16 | 8.1 | 39500 | 31200 | 78.99% | 2.69 | 0 | 10 |  |  |  |  | R-410A | 2.95 | Residential & Commercial | USHP | Ducted CEE Tier 1
213205651 | Central HP <5.4 tons | TEMPSTAR | HRCU-A-CB (Split System: Heat Pump with Remote Outdoor Unit-Air-Source) | DLCURAH36ABK | ASPEN |  | D(A,C,E)42B34+TDR | *95ESN1002120A* | 35400 | 16 | 8.1 | 39500 | 31200 | 78.99% | 2.69 | 0 | 10 |  |  |  |  | R-410A | 2.95 | Residential & Commercial | USHP | Ducted CEE Tier 1
213204800 | Central HP <5.4 tons | TEMPSTAR | HRCU-A-CB (Split System: Heat Pump with Remote Outdoor Unit-Air-Source) | DLCURAH24ABK | ASPEN |  | D(A,C,E)24B44+TDR | *80ES(N,L)0902120A* | 23400 | 16.8 | 8.4 | 25800 | 20000 | 77.52% | 2.96 | 0 | 10.2 |  |  |  |  | R-410A | 1.95 | Residential & Commercial | USHP | Ducted CEE Tier 1
213204830 | Central HP <5.4 tons | TEMPSTAR | HRCU-A-CB (Split System: Heat Pump with Remote Outdoor Unit-Air-Source) | DLCURAH24ABK | ASPEN |  | D(A,C,E)30C44+TDR | *92ESN0401410A* | 23600 | 15.5 | 8.5 | 26000 | 20400 | 78.46% | 2.94 | 0 | 9.9 |  |  |  |  | R-410A | 1.9667 | Residential & Commercial | USHP
213204832 | Central HP <5.4 tons | TEMPSTAR | HRCU-A-CB (Split System: Heat Pump with Remote Outdoor Unit-Air-Source) | DLCURAH24ABK | ASPEN |  | D(A,C,E)36B34+TDR | *92ESN0401410A* | 23200 | 15.4 | 8.5 | 26000 | 20400 | 78.46% | 2.94 | 0 | 9.8 |  |  |  |  | R-410A | 1.9333 | Residential & Commercial | USHP
213204848 | Central HP <5.4 tons | TEMPSTAR | HRCU-A-CB (Split System: Heat Pump with Remote Outdoor Unit-Air-Source) | DLCURAH24ABK | ASPEN |  | D(A,C,E)24B44+TDR | *92ESN0601412A* | 23200 | 17 | 8.5 | 25600 | 20000 | 78.12% | 2.87 | 0 | 10 |  |  |  |  | R-410A | 1.9333 | Residential & Commercial | USHP | Ducted CEE Tier 1
216054876 | Central HP <5.4 tons | LUXAIRE | HRCU-A-CB (Split System: Heat Pump with Remote Outdoor Unit-Air-Source) | HH824E2S11 | ASPEN |  | C(A,C,D,E)24A3K+TDR | TM9Y060B12MP11 | 21600 | 17 | 8.1 | 22600 | 18400 | 81.42% | 2 | 0 | 11 |  |  |  |  | R-454B | 1.8 | Residential & Commercial | USHP | Ducted CEE Tier 1
216054877 | Central HP <5.4 tons | LUXAIRE | HRCU-A-CB (Split System: Heat Pump with Remote Outdoor Unit-Air-Source) | HH824E2S11 | ASPEN |  | C(A,C,D,E)24D2K+TDR | TM9Y060B12MP11 | 21000 | 17 | 8.5 | 22800 | 18400 | 80.7% | 2 | 0 | 11.2 |  |  |  |  | R-454B | 1.75 | Residential & Commercial | USHP | Ducted CEE Tier 1
216054892 | Central HP <5.4 tons | LUXAIRE | HRCU-A-CB (Split System: Heat Pump with Remote Outdoor Unit-Air-Source) | HH824E2S11 | ASPEN |  | D(A,C,E)36A3K+TDR | TMLE040A12MP11 | 20800 | 16.5 | 8.5 | 22400 | 17200 | 76.79% | 2 | 0 | 11.7 |  |  |  |  | R-454B | 1.7333 | Residential & Commercial | USHP | Ducted CEE Tier 1
216054910 | Central HP <5.4 tons | LUXAIRE | HRCU-A-CB (Split System: Heat Pump with Remote Outdoor Unit-Air-Source) | HH824E2S11 | ASPEN |  | D(A,C,E)36A3K+TDR | TMLE100B12MP11 | 22400 | 17 | 8.1 | 22600 | 18000 | 79.65% | 2 | 0 | 12 |  |  |  |  | R-454B | 1.8667 | Residential & Commercial | USHP | Ducted CEE Tier 1
216054943 | Central HP <5.4 tons | LUXAIRE | HRCU-A-CB (Split System: Heat Pump with Remote Outdoor Unit-Air-Source) | HH824E2S11 | ASPEN |  | C(A,C,D,E)24D2K+TDR | Z8ES080B12SMPS1 | 21000 | 17.5 | 8.5 | 22800 | 18500 | 81.14% | 2 | 0 | 11.7 |  |  |  |  | R-454B | 1.75 | Residential & Commercial | USHP | Ducted CEE Tier 1
216054960 | Central HP <5.4 tons | LUXAIRE | HRCU-A-CB (Split System: Heat Pump with Remote Outdoor Unit-Air-Source) | HH824E2S11 | ASPEN |  | C(A,C,D,E)24A3K+TDR | Z8ET080B12LMPS1 | 21600 | 18 | 8.1 | 22400 | 18500 | 82.59% | 2 | 0 | 12 |  |  |  |  | R-454B | 1.8 | Residential & Commercial | USHP | Ducted CEE Tier 1
216054977 | Central HP <5.4 tons | LUXAIRE | HRCU-A-CB (Split System: Heat Pump with Remote Outdoor Unit-Air-Source) | HH824E2S11 | ASPEN |  | D(A,C,E)36A4K+TDR | Z9ES040A10SMPS1 | 21000 | 17.5 | 8.5 | 23000 | 17800 | 77.39% | 2 | 0 | 11.7 |  |  |  |  | R-454B | 1.75 | Residential & Commercial | USHP | Ducted CEE Tier 1
216055631 | Central HP <5.4 tons | CHAMPION HEATING AND COOLING | HRCU-A-CB (Split System: Heat Pump with Remote Outdoor Unit-Air-Source) | HH824E2S11 | ASPEN |  | C(A,C,D,E)24A3K+TDR | Z9ES060A10SMPS1 | 20200 | 17.5 | 8.1 | 22800 | 17600 | 77.19% | 2 | 0 | 11.2 |  |  |  |  | R-454B | 1.6833 | Residential & Commercial | USHP | Ducted CEE Tier 1
216765047 | Central HP <5.4 tons | TRANE | HRCU-A-CB (Split System: Heat Pump with Remote Outdoor Unit-Air-Source) | 5TWX7048A1 |  |  | 5PX*D010AS3 | S8X2D120M5PSC | 44000 | 17.1 | 9 | 44500 | 32400 | 72.81% | 2.2 | 0 | 12 |  |  |  |  | R-454B | 3.6667 | Residential & Commercial | USHP | Ducted CEE Tier 1
216764895 | Central HP <5.4 tons | TRANE | HRCU-A-CB (Split System: Heat Pump with Remote Outdoor Unit-Air-Source) | 5TWR7060A1 |  |  | 5TXCD010AS3 | S8X1C080M5PTC | 52500 | 16.5 | 9 | 51000 | 38500 | 75.49% | 2.2 | 0 | 11.2 |  |  |  |  | R-454B | 4.375 | Residential & Commercial | USHP | Ducted CEE Tier 1
216765049 | Central HP <5.4 tons | TRANE | HRCU-A-CB (Split System: Heat Pump with Remote Outdoor Unit-Air-Source) | 5TWX7048A1 |  |  | 5PX*D010AS3 | S8X2C100M5PTC | 43500 | 17.1 | 9 | 44000 | 32200 | 73.18% | 2.2 | 0 | 12 |  |  |  |  | R-454B | 3.625 | Residential & Commercial | USHP | Ducted CEE Tier 1
211628069 | Central HP <5.4 tons | YORK | HRCU-A-CB (Split System: Heat Pump with Remote Outdoor Unit-Air-Source) | HMH72B341 | ASPEN |  | D(A,C,E)36D36+TDR | TM9Y080B12MP11 | 32800 | 18 | 8.1 | 34000 | 28000 | 82.35% | 2.47 | 0 | 9.5 |  |  |  |  | R-410A | 2.7333 | Residential & Commercial | USHP
212977013 | Central HP <5.4 tons | DAY & NIGHT | HRCU-A-CB (Split System: Heat Pump with Remote Outdoor Unit-Air-Source) | DLCURAH30ABK |  |  | EA*4X36L21A* | *96VTN1002122B* | 29800 | 15.2 | 8.1 | 34200 | 28000 | 81.87% | 1.78 | 0 | 9 |  |  |  |  | R-410A | 2.4833 | Residential & Commercial | USHP
213350117 | Central HP <5.4 tons | YORK | HRCU-A-CB (Split System: Heat Pump with Remote Outdoor Unit-Air-Source) | HMH72B341 | ASPEN |  | D(A,C,E)36B34+TDR | Y81E040A12SMPS1 | 33200 | 18 | 8.2 | 32800 | 29800 | 90.85% | 2.72 | 0 | 10 |  |  |  |  | R-410A | 2.7667 | Residential & Commercial | USHP | Ducted CEE Tier 1
213350119 | Central HP <5.4 tons | YORK | HRCU-A-CB (Split System: Heat Pump with Remote Outdoor Unit-Air-Source) | HMH72B341 | ASPEN |  | D(A,C,E)36A34+TDR | Y81E080B12LMPS1 | 33000 | 18 | 8.1 | 32600 | 29400 | 90.18% | 2.68 | 0 | 9.5 |  |  |  |  | R-410A | 2.75 | Residential & Commercial | USHP
215932110 | Central HP <5.4 tons | DAY & NIGHT | HRCU-A-CB (Split System: Heat Pump with Remote Outdoor Unit-Air-Source) | C5H3V36*K*AAA* |  |  | EA*5X36M17A*+WALLCON | *96CTN0401410B* | 31000 | 17.5 | 9 | 34200 | 26400 | 77.19% | 1.92 | 0 | 10.5 |  |  |  |  | R-454B | 2.5833 | Residential & Commercial | USHP | Ducted CEE Tier 1
215940503 | Central HP <5.4 tons | TEMPSTAR | HRCU-A-CB (Split System: Heat Pump with Remote Outdoor Unit-Air-Source) | T5H3V36*K*AAA* |  |  | EVM5X60M24A*+WALLCON | *97CTN1202422A* | 35600 | 22 | 8.5 | 38000 | 28400 | 74.74% | 2.04 | 0 | 12.5 |  |  |  |  | R-454B | 2.9667 | Residential & Commercial | USHP | Ducted CEE Tier 1
215940573 | Central HP <5.4 tons | TEMPSTAR | HRCU-A-CB (Split System: Heat Pump with Remote Outdoor Unit-Air-Source) | T5H3V36*K*AAA* |  |  | EVD5X36M21A*+WALLCON | *97CTN1002122A* | 34400 | 21 | 8.5 | 38500 | 28000 | 72.73% | 2.06 | 0 | 12 |  |  |  |  | R-454B | 2.8667 | Residential & Commercial | USHP | Ducted CEE Tier 1
215940673 | Central HP <5.4 tons | TEMPSTAR | HRCU-A-CB (Split System: Heat Pump with Remote Outdoor Unit-Air-Source) | T5H3V36*K*AAA* |  |  | EVD5X42M21A*+WALLCON | *97CTN0802120A* | 34400 | 20.5 | 8.5 | 38500 | 28200 | 73.25% | 2.04 | 0 | 11.7 |  |  |  |  | R-454B | 2.8667 | Residential & Commercial | USHP | Ducted CEE Tier 1
213770172 | Central HP <5.4 tons | ARMSTRONG AIR | HRCU-A-CB (Split System: Heat Pump with Remote Outdoor Unit-Air-Source) | 4SHP22LX124P-**A | ADP |  | H,A,DG80936 | A96US2V070B12 | 23800 | 21 | 8.5 | 22000 | 15400 | 70% | 1.92 | 0 | 13.5 |  |  |  |  | R-410A | 1.9833 | Residential & Commercial | USHP | Ducted CEE Tier 1
215399937 | Central HP <5.4 tons | LUXAIRE | HRCU-A-C (Split System: Heat Pump with Remote Outdoor Unit with No Indoor Fan --Air Source) | HH824E2S11 | ASPEN |  | C(A,C,D,E)24A3K+TDR | 0 | 21600 | 15.2 | 8.1 | 22600 | 21200 | 93.81% | 2.63 | 0 | 11 |  |  |  |  | R-454B | 1.8 | Residential & Commercial | USHP | Ducted CEE Tier 1
213205021 | Central HP <5.4 tons | TEMPSTAR | HRCU-A-CB (Split System: Heat Pump with Remote Outdoor Unit-Air-Source) | DLCURAH24ABK | ASPEN |  | D(A,C,E)36B34+TDR | *96VTN0601412A* | 23400 | 16.5 | 8.5 | 25800 | 20000 | 77.52% | 2.86 | 0 | 10 |  |  |  |  | R-410A | 1.95 | Residential & Commercial | USHP | Ducted CEE Tier 1
213204135 | Central HP <5.4 tons | TEMPSTAR | HRCU-A-CB (Split System: Heat Pump with Remote Outdoor Unit-Air-Source) | DLCURAH24AAK | ASPEN |  | D(A,C,E)30B34+TDR | *92ESN0401712A* | 23400 | 15.2 | 8.1 | 25200 | 27400 | 108.7% | 2.61 | 0 | 9 |  |  |  |  | R-410A | 1.95 | Residential & Commercial | USHP
213204798 | Central HP <5.4 tons | TEMPSTAR | HRCU-A-CB (Split System: Heat Pump with Remote Outdoor Unit-Air-Source) | DLCURAH24ABK | ASPEN |  | D(A,C,E)36C34+TDR | *80ES(N,L)0901714A* | 23800 | 17 | 8.5 | 25800 | 20000 | 77.52% | 2.98 | 0 | 10.3 |  |  |  |  | R-410A | 1.9833 | Residential & Commercial | USHP | Ducted CEE Tier 1
213204817 | Central HP <5.4 tons | TEMPSTAR | HRCU-A-CB (Split System: Heat Pump with Remote Outdoor Unit-Air-Source) | DLCURAH24ABK | ASPEN |  | D(A,C,E)30C44+TDR | *80ES(N,L)1102120A* | 23800 | 16.5 | 8.5 | 26200 | 20200 | 77.1% | 2.99 | 0 | 10.4 |  |  |  |  | R-410A | 1.9833 | Residential & Commercial | USHP | Ducted CEE Tier 1
215932590 | Central HP <5.4 tons | DAY & NIGHT | HRCU-A-CB (Split System: Heat Pump with Remote Outdoor Unit-Air-Source) | C5H3V36*K*AAA* |  |  | EA*5X60M24A*+WALLCON | *95CSU1002122B* | 34000 | 20.5 | 9.5 | 34000 | 25800 | 75.88% | 2.04 | 0 | 12 |  |  |  |  | R-454B | 2.8333 | Residential & Commercial | USHP | Ducted CEE Tier 1
215932690 | Central HP <5.4 tons | DAY & NIGHT | HRCU-A-CB (Split System: Heat Pump with Remote Outdoor Unit-Air-Source) | C5H3V36*K*AAA* |  |  | EA*5X61M21A*+WALLCON | *80CTL0451712B* | 34000 | 19.5 | 9 | 35200 | 26800 | 76.14% | 1.92 | 0 | 11 |  |  |  |  | R-454B | 2.8333 | Residential & Commercial | USHP | Ducted CEE Tier 1
213204914 | Central HP <5.4 tons | TEMPSTAR | HRCU-A-CB (Split System: Heat Pump with Remote Outdoor Unit-Air-Source) | DLCURAH24ABK | ASPEN |  | D(A,C,E)36B34+TDR | *95ESN0261410A* | 23200 | 16.5 | 8.5 | 25600 | 20200 | 78.91% | 2.86 | 0 | 10 |  |  |  |  | R-410A | 1.9333 | Residential & Commercial | USHP | Ducted CEE Tier 1
213205031 | Central HP <5.4 tons | TEMPSTAR | HRCU-A-CB (Split System: Heat Pump with Remote Outdoor Unit-Air-Source) | DLCURAH24ABK | ASPEN |  | D(A,C,E)30C44+TDR | *96VTN0601714A* | 23800 | 16.5 | 8.5 | 26000 | 20400 | 78.46% | 2.91 | 0 | 10 |  |  |  |  | R-410A | 1.9833 | Residential & Commercial | USHP | Ducted CEE Tier 1
216699825 | Central HP <5.4 tons | DAIKIN | HRCU-A-CB (Split System: Heat Pump with Remote Outdoor Unit-Air-Source) | DH9VSA361CA* |  |  | CHPEA4830*3A*+MBVK16CP1X00A* | 0 | 33400 | 18.2 | 9 | 31000 | 31000 | 100% | 2 | 0 | 11 |  |  |  |  | R-32 | 2.7833 | Residential & Commercial | USHP | Ducted CEE Tier 1
216025756 | Central HP <5.4 tons | MDV | HRCU-A-CB (Split System: Heat Pump with Remote Outdoor Unit-Air-Source) | MOX430-24HFN10-M3X |  |  | MVBE-24HWFN10-WM3E | 0 | 24000 | 17.5 | 10.5 | 25000 | 19600 | 78.4% | 1.96 | 0 | 10.8 |  |  |  |  | R-454B | 2 | Residential & Commercial | USHP | Ducted CEE Tier 1
215932650 | Central HP <5.4 tons | DAY & NIGHT | HRCU-A-CB (Split System: Heat Pump with Remote Outdoor Unit-Air-Source) | C5H3V36*K*AAA* |  |  | EA*5X60M24A*+WALLCON | *96CTN1202422B* | 34000 | 20.5 | 9.5 | 34000 | 26000 | 76.47% | 2.06 | 0 | 12 |  |  |  |  | R-454B | 2.8333 | Residential & Commercial | USHP | Ducted CEE Tier 1
213204103 | Central HP <5.4 tons | TEMPSTAR | HRCU-A-CB (Split System: Heat Pump with Remote Outdoor Unit-Air-Source) | DLCURAH24AAK | ASPEN |  | D(A,C,E)30C44+TDR | *80ES(N,L)0902120A* | 23800 | 16 | 8.5 | 25800 | 29000 | 112.4% | 2.59 | 0 | 9.5 |  |  |  |  | R-410A | 1.9833 | Residential & Commercial | USHP
213204257 | Central HP <5.4 tons | TEMPSTAR | HRCU-A-CB (Split System: Heat Pump with Remote Outdoor Unit-Air-Source) | DLCURAH24AAK | ASPEN |  | D(A,C,E)36B34+TDR | *95ESN0601714A* | 23600 | 15.3 | 8.4 | 25400 | 26800 | 105.5% | 2.74 | 0 | 9.3 |  |  |  |  | R-410A | 1.9667 | Residential & Commercial | USHP
213204321 | Central HP <5.4 tons | TEMPSTAR | HRCU-A-CB (Split System: Heat Pump with Remote Outdoor Unit-Air-Source) | DLCURAH24AAK | ASPEN |  | D(A,C,E)36C34+TDR | *96VTN0601412A* | 23200 | 16 | 8.1 | 24400 | 26000 | 106.6% | 2.72 | 0 | 9.4 |  |  |  |  | R-410A | 1.9333 | Residential & Commercial | USHP
216766458 | Central HP <5.4 tons | TRANE | HRCU-A-CB (Split System: Heat Pump with Remote Outdoor Unit-Air-Source) | 5TWR7048A1 |  |  | 5PX*C009AS3 | S8V2C080M5PDB | 43500 | 16.5 | 8.7 | 44000 | 32200 | 73.18% | 2.21 | 0 | 12 |  |  |  |  | R-454B | 3.625 | Residential & Commercial | USHP | Ducted CEE Tier 1
216766508 | Central HP <5.4 tons | TRANE | HRCU-A-CB (Split System: Heat Pump with Remote Outdoor Unit-Air-Source) | 5TWR7048A1 |  |  | 5PX*D010AS3 | S8V2C100M5PCB | 43500 | 16.5 | 8.7 | 44000 | 32000 | 72.73% | 2.22 | 0 | 12 |  |  |  |  | R-454B | 3.625 | Residential & Commercial | USHP | Ducted CEE Tier 1
216766510 | Central HP <5.4 tons | TRANE | HRCU-A-CB (Split System: Heat Pump with Remote Outdoor Unit-Air-Source) | 5TWR7048A1 |  |  | 5PX*D010AS3 | S8V2D120M5PCB | 44000 | 17 | 9 | 44000 | 32000 | 72.73% | 2.24 | 0 | 12.5 |  |  |  |  | R-454B | 3.6667 | Residential & Commercial | USHP | Ducted CEE Tier 1
214802744 | Central HP <5.4 tons | RHEEM | HRCU-A-CB (Split System: Heat Pump with Remote Outdoor Unit-Air-Source) | RP15AZ24AJ2N | ASPEN |  | D(A,C,E)36D24+TDR | R801V1004A17UHS | 22200 | 16.3 | 8.5 | 23200 | 16400 | 70.69% | 3.15 | 0 | 11.8 |  |  |  |  | R-410A | 1.85 | Residential & Commercial | USHP | Ducted CEE Tier 1
216766826 | Central HP <5.4 tons | TRANE | HRCU-A-CB (Split System: Heat Pump with Remote Outdoor Unit-Air-Source) | 5TWX7024A1 |  |  | 5PX*BD04AS3 | S9X2B060D3PSB | 23400 | 17.1 | 8.1 | 22200 | 17200 | 77.48% | 1.84 | 0 | 12.5 |  |  |  |  | R-454B | 1.95 | Residential & Commercial | USHP | Ducted CEE Tier 1
216766828 | Central HP <5.4 tons | TRANE | HRCU-A-CB (Split System: Heat Pump with Remote Outdoor Unit-Air-Source) | 5TWX7024A1 |  |  | 5PX*BD04AS3 | S8V2B060M4PDB | 23400 | 17 | 8.1 | 22400 | 17300 | 77.23% | 1.83 | 0 | 12 |  |  |  |  | R-454B | 1.95 | Residential & Commercial | USHP | Ducted CEE Tier 1
216766843 | Central HP <5.4 tons | TRANE | HRCU-A-CB (Split System: Heat Pump with Remote Outdoor Unit-Air-Source) | 5TWX7024A1 |  |  | 5PX*BD06AS3 | S9X1B040D3PSB | 23600 | 17.1 | 8.5 | 22200 | 17300 | 77.93% | 1.94 | 0 | 12.7 |  |  |  |  | R-454B | 1.9667 | Residential & Commercial | USHP | Ducted CEE Tier 1
216766862 | Central HP <5.4 tons | TRANE | HRCU-A-CB (Split System: Heat Pump with Remote Outdoor Unit-Air-Source) | 5TWX7024A1 |  |  | 5TXCB004AS3+P0V0A000M30SD | 0 | 23200 | 17 | 8.7 | 21800 | 17300 | 79.36% | 2 | 0 | 12 |  |  |  |  | R-454B | 1.9333 | Residential & Commercial | USHP | Ducted CEE Tier 1
216766876 | Central HP <5.4 tons | TRANE | HRCU-A-CB (Split System: Heat Pump with Remote Outdoor Unit-Air-Source) | 5TWX7024A1 |  |  | 5TXCB006AS3 | S8V2A040M3PCB | 23800 | 17.1 | 9 | 22000 | 17500 | 79.55% | 2.06 | 0 | 12.7 |  |  |  |  | R-454B | 1.9833 | Residential & Commercial | USHP | Ducted CEE Tier 1
213204865 | Central HP <5.4 tons | TEMPSTAR | HRCU-A-CB (Split System: Heat Pump with Remote Outdoor Unit-Air-Source) | DLCURAH24ABK | ASPEN |  | D(A,C,E)30C44+TDR | *92ESN0601714A* | 23800 | 17 | 8.5 | 26200 | 20200 | 77.1% | 2.91 | 0 | 10 |  |  |  |  | R-410A | 1.9833 | Residential & Commercial | USHP | Ducted CEE Tier 1
216699798 | Central HP <5.4 tons | DAIKIN | HRCU-A-CB (Split System: Heat Pump with Remote Outdoor Unit-Air-Source) | DH9VSA241CA* |  |  | DFVE48CP0300A* | 0 | 23800 | 19.2 | 9.2 | 23200 | 22400 | 96.55% | 2.1 | 0 | 11.7 |  |  |  |  | R-32 | 1.9833 | Residential & Commercial | USHP | Ducted CEE Tier 1
216055707 | Central HP <5.4 tons | CHAMPION HEATING AND COOLING | HRCU-A-CB (Split System: Heat Pump with Remote Outdoor Unit-Air-Source) | HH836E2S11 | ASPEN |  | C(A,C,D,E)48A3K+TDR | TM8Y120C20MP11 | 31000 | 18 | 8.1 | 30600 | 25000 | 81.7% | 2 | 0 | 11.2 |  |  |  |  | R-454B | 2.5833 | Residential & Commercial | USHP | Ducted CEE Tier 1
215065729 | Central HP <5.4 tons | YORK | HRCU-A-CB (Split System: Heat Pump with Remote Outdoor Unit-Air-Source) | HMH72B341 | ASPEN |  | CH48A34+TDR | TM8V080C16MP12 | 32000 | 17.5 | 8.2 | 33600 | 23800 | 70.83% | 2.08 | 0 | 9.9 |  |  |  |  | R-410A | 2.6667 | Residential & Commercial | USHP
215932680 | Central HP <5.4 tons | DAY & NIGHT | HRCU-A-CB (Split System: Heat Pump with Remote Outdoor Unit-Air-Source) | C5H3V36*K*AAA* |  |  | EA*5X61M21A*+WALLCON | *80CSU1002120A* | 34400 | 20 | 9 | 34600 | 26200 | 75.72% | 1.94 | 0 | 11.7 |  |  |  |  | R-454B | 2.8667 | Residential & Commercial | USHP | Ducted CEE Tier 1
215931960 | Central HP <5.4 tons | DAY & NIGHT | HRCU-A-CB (Split System: Heat Pump with Remote Outdoor Unit-Air-Source) | C5H3V36*K*AAA* |  |  | EA*5X24M17A*+WALLCON | *96CTN0601714B* | 31400 | 18.5 | 9.5 | 35000 | 26800 | 76.57% | 2 | 0 | 10 |  |  |  |  | R-454B | 2.6167 | Residential & Commercial | USHP | Ducted CEE Tier 1
213204089 | Central HP <5.4 tons | TEMPSTAR | HRCU-A-CB (Split System: Heat Pump with Remote Outdoor Unit-Air-Source) | DLCURAH24AAK | ASPEN |  | D(A,C,E)30B34+TDR | *80ES(N,L)0901714A* | 23800 | 16 | 8.1 | 25600 | 28000 | 109.4% | 2.62 | 0 | 9 |  |  |  |  | R-410A | 1.9833 | Residential & Commercial | USHP
213204187 | Central HP <5.4 tons | TEMPSTAR | HRCU-A-CB (Split System: Heat Pump with Remote Outdoor Unit-Air-Source) | DLCURAH24AAK | ASPEN |  | D(A,C,E)36B34+TDR | *92ESN0802120A* | 23800 | 16 | 8.5 | 26000 | 28200 | 108.5% | 2.62 | 0 | 9 |  |  |  |  | R-410A | 1.9833 | Residential & Commercial | USHP
213204274 | Central HP <5.4 tons | TEMPSTAR | HRCU-A-CB (Split System: Heat Pump with Remote Outdoor Unit-Air-Source) | DLCURAH24AAK | ASPEN |  | D(A,C,E)24B44+TDR | *95ESN0802120A* | 23800 | 15.5 | 8.5 | 26000 | 27000 | 103.8% | 2.7 | 0 | 9 |  |  |  |  | R-410A | 1.9833 | Residential & Commercial | USHP
213204338 | Central HP <5.4 tons | TEMPSTAR | HRCU-A-CB (Split System: Heat Pump with Remote Outdoor Unit-Air-Source) | DLCURAH24AAK | ASPEN |  | D(A,C,E)30B34+TDR | *96VTN0801716A* | 23800 | 16 | 8.1 | 25400 | 25600 | 100.8% | 2.54 | 0 | 9 |  |  |  |  | R-410A | 1.9833 | Residential & Commercial | USHP
215676865 | Central HP <5.4 tons | HEIL | HRCU-A-CB (Split System: Heat Pump with Remote Outdoor Unit-Air-Source) | H5H0V48*K*AAA* |  |  | EVD5X61M24A*+WALLCON | *80CTL0702120B* | 48500 | 19 | 9 | 50000 | 36800 | 73.6% | 2 | 0 | 10.5 |  |  |  |  | R-454B | 4.0417 | Residential & Commercial | USHP | Ducted CEE Tier 1
215676245 | Central HP <5.4 tons | HEIL | HRCU-A-CB (Split System: Heat Pump with Remote Outdoor Unit-Air-Source) | H5H0V48*K*AAA* |  |  | EVD5X48M24A*+WALLCON | *95CSU1002122B* | 47000 | 18.5 | 9 | 50000 | 36200 | 72.4% | 2.02 | 0 | 10 |  |  |  |  | R-454B | 3.9167 | Residential & Commercial | USHP | Ducted CEE Tier 1
213752474 | Central HP <5.4 tons | CARRIER | HRCU-A-CB (Split System: Heat Pump with Remote Outdoor Unit-Air-Source) | 38MURAQ24AA3* | ASPEN |  | D(A,C,E)36B34+TDR | 59SC6A080M17**16 | 23600 | 16 | 8.5 | 25400 | 22600 | 88.98% | 2.88 | 0 | 9.5 |  |  |  |  | R-410A | 1.9667 | Residential & Commercial | USHP
213203960 | Central HP <5.4 tons | TEMPSTAR | HRCU-A-CB (Split System: Heat Pump with Remote Outdoor Unit-Air-Source) | DLCURAH18ABK | ASPEN |  | D(A,C,E)24B44+TDR | *92ESN0601412A* | 17300 | 16.3 | 8.5 | 18500 | 13900 | 75.14% | 2.26 | 0 | 10.7 |  |  |  |  | R-410A | 1.4417 | Residential & Commercial | USHP | Ducted CEE Tier 1
215933440 | Central HP <5.4 tons | DAY & NIGHT | HRCU-A-CB (Split System: Heat Pump with Remote Outdoor Unit-Air-Source) | C5H3V36*K*AAA* |  |  | ESH5X42M12A*+WALLCON | *97CMN1002122B* | 33600 | 19 | 9 | 34600 | 26600 | 76.88% | 1.94 | 0 | 11.5 |  |  |  |  | R-454B | 2.8 | Residential & Commercial | USHP | Ducted CEE Tier 1
215931970 | Central HP <5.4 tons | DAY & NIGHT | HRCU-A-CB (Split System: Heat Pump with Remote Outdoor Unit-Air-Source) | C5H3V36*K*AAA* |  |  | EA*5X25M17A*+WALLCON | *97CMN0601714B* | 33400 | 19 | 9.5 | 34400 | 26200 | 76.16% | 2.04 | 0 | 10.5 |  |  |  |  | R-454B | 2.7833 | Residential & Commercial | USHP | Ducted CEE Tier 1
215932070 | Central HP <5.4 tons | DAY & NIGHT | HRCU-A-CB (Split System: Heat Pump with Remote Outdoor Unit-Air-Source) | C5H3V36*K*AAA* |  |  | EA*5X36M17A*+WALLCON | *80CTL0701716B* | 32200 | 19 | 9.5 | 35400 | 27200 | 76.84% | 2 | 0 | 10.5 |  |  |  |  | R-454B | 2.6833 | Residential & Commercial | USHP | Ducted CEE Tier 1
215932120 | Central HP <5.4 tons | DAY & NIGHT | HRCU-A-CB (Split System: Heat Pump with Remote Outdoor Unit-Air-Source) | C5H3V36*K*AAA* |  |  | EA*5X36M17A*+WALLCON | *96CTN0601714B* | 32000 | 19 | 9.5 | 34600 | 26600 | 76.88% | 2.02 | 0 | 10.5 |  |  |  |  | R-454B | 2.6667 | Residential & Commercial | USHP | Ducted CEE Tier 1
213350158 | Central HP <5.4 tons | YORK | HRCU-A-CB (Split System: Heat Pump with Remote Outdoor Unit-Air-Source) | HMH72B341 | ASPEN |  | C(A,C,D,E)36B34+TDR | Y81E100C20LMPS1 | 32000 | 17.5 | 8.5 | 33400 | 27600 | 82.63% | 2.7 | 0 | 9.4 |  |  |  |  | R-410A | 2.6667 | Residential & Commercial | USHP
213350167 | Central HP <5.4 tons | YORK | HRCU-A-CB (Split System: Heat Pump with Remote Outdoor Unit-Air-Source) | HMH72B341 | ASPEN |  | D(A,C,E)36A34+TDR | Y81E120C16LMPS1 | 33600 | 18 | 8.1 | 32600 | 30200 | 92.64% | 2.73 | 0 | 9.5 |  |  |  |  | R-410A | 2.8 | Residential & Commercial | USHP
213350178 | Central HP <5.4 tons | YORK | HRCU-A-CB (Split System: Heat Pump with Remote Outdoor Unit-Air-Source) | HMH72B341 | ASPEN |  | C(A,C,D,E)36B34+TDR | Y81E120C20SMPS1 | 32000 | 17.5 | 8.5 | 34000 | 28000 | 82.35% | 2.66 | 0 | 9.4 |  |  |  |  | R-410A | 2.6667 | Residential & Commercial | USHP
216766926 | Central HP <5.4 tons | TRANE | HRCU-A-CB (Split System: Heat Pump with Remote Outdoor Unit-Air-Source) | 5TWX7036A1 |  |  | 5PX*BD04AS3 | S9X2B080D4PSB | 32400 | 16 | 8.1 | 33400 | 24600 | 73.65% | 1.96 | 0 | 11.5 |  |  |  |  | R-454B | 2.7 | Residential & Commercial | USHP | Ducted CEE Tier 1
216766928 | Central HP <5.4 tons | TRANE | HRCU-A-CB (Split System: Heat Pump with Remote Outdoor Unit-Air-Source) | 5TWX7036A1 |  |  | 5PX*BD04AS3 | S9X2B040D3PSB | 32600 | 16 | 8.1 | 33800 | 24800 | 73.37% | 1.97 | 0 | 11.2 |  |  |  |  | R-454B | 2.7167 | Residential & Commercial | USHP | Ducted CEE Tier 1
216766943 | Central HP <5.4 tons | TRANE | HRCU-A-CB (Split System: Heat Pump with Remote Outdoor Unit-Air-Source) | 5TWX7036A1 |  |  | 5PX*BD06AS3 | S8V2A040M3PDB | 32600 | 16 | 8.5 | 33200 | 24400 | 73.49% | 2.04 | 0 | 11.7 |  |  |  |  | R-454B | 2.7167 | Residential & Commercial | USHP | Ducted CEE Tier 1
216766945 | Central HP <5.4 tons | TRANE | HRCU-A-CB (Split System: Heat Pump with Remote Outdoor Unit-Air-Source) | 5TWX7036A1 |  |  | 5PX*BD06AS3 | S9V2B040D3VSB | 32600 | 16 | 8.5 | 33000 | 24200 | 73.33% | 2.05 | 0 | 12 |  |  |  |  | R-454B | 2.7167 | Residential & Commercial | USHP | Ducted CEE Tier 1
213752508 | Central HP <5.4 tons | CARRIER | HRCU-A-CB (Split System: Heat Pump with Remote Outdoor Unit-Air-Source) | 38MURAQ24AA3* | ASPEN |  | D(A,C,E)24B44+TDR | 59SP6A060V14**12 | 22600 | 15.8 | 8.1 | 24400 | 22000 | 90.16% | 2.87 | 0 | 9.3 |  |  |  |  | R-410A | 1.8833 | Residential & Commercial | USHP
216764779 | Central HP <5.4 tons | TRANE | HRCU-A-CB (Split System: Heat Pump with Remote Outdoor Unit-Air-Source) | 5TWR7048A1 |  |  | 5PX*CD09AS3 | S8X1C100M5PTC | 43500 | 17.1 | 8.7 | 44000 | 32200 | 73.18% | 2.1 | 0 | 12 |  |  |  |  | R-454B | 3.625 | Residential & Commercial | USHP | Ducted CEE Tier 1
213841887 | Central HP <5.4 tons | ARMSTRONG AIR | HRCU-A-CB (Split System: Heat Pump with Remote Outdoor Unit-Air-Source) | 4SHP22LX124P-**A | ADP |  | H,A,DG8J936 | A80UH1E045A12 | 23400 | 21 | 8.5 | 21200 | 14900 | 70.28% | 1.86 | 0 | 13.5 |  |  |  |  | R-410A | 1.95 | Residential & Commercial | USHP | Ducted CEE Tier 1
214336760 | Central HP <5.4 tons | HISENSE | HRCU-A-CB (Split System: Heat Pump with Remote Outdoor Unit-Air-Source) | AUWR-60U3SP2 | ASPEN |  | L(E,G)M60B4 | 0 | 55000 | 16.5 | 8.5 | 55500 | 41000 | 73.87% | 1.9 | 0 | 8 |  |  |  |  | R-410A | 4.5833 | Residential & Commercial | USHP
214861574 | Central HP <5.4 tons | MDV | HRCU-A-CB (Split System: Heat Pump with Remote Outdoor Unit-Air-Source) | MOD30-33HFN10-M1X |  |  | MVBC-36HWFN10-MC1-D | 0 | 33000 | 16.5 | 10 | 35000 | 34000 | 97.14% | 2 | 0 | 11.7 |  |  |  |  | R-454B | 2.75 | Residential & Commercial | USHP | Ducted CEE Tier 1
214574653 | Central HP <5.4 tons | COMFORTMAKER | HRCU-A-CB (Split System: Heat Pump with Remote Outdoor Unit-Air-Source) | CVH837GKA2* |  |  | EN(A,D)4X48L24**+WALLCON | *95CSU1002122B* | 32400 | 17.5 | 8.5 | 32600 | 24800 | 76.07% | 1.98 | 0 | 11.5 |  |  |  |  | R-410A | 2.7 | Residential & Commercial | USHP | Ducted CEE Tier 1
214093368 | Central HP <5.4 tons | LUXAIRE | HRCU-A-CB (Split System: Heat Pump with Remote Outdoor Unit-Air-Source) | HMH72B361 | ASPEN |  | D(A,C,E)48B36+TDR | Z8ES080C20LMPS1 | 34600 | 17 | 8.1 | 32400 | 44000 | 135.8% | 3.24 | 0 | 9 |  |  |  |  | R-410A | 2.8833 | Residential & Commercial | USHP
213828541 | Central HP <5.4 tons | HISENSE | HRCU-A-C (Split System: Heat Pump with Remote Outdoor Unit with No Indoor Fan --Air Source) | AUWR-36U3SA | ASPEN |  | D(A,C,E)37A44+TDR | 0 | 28800 | 15.5 | 9.4 | 30000 | 24200 | 80.67% | 2.08 | 0 | 11.3 |  |  |  |  | R-410A | 2.4 | Residential & Commercial | USHP | Ducted CEE Tier 1
213076347 | Central HP <5.4 tons | DAY & NIGHT | HRCU-A-CB (Split System: Heat Pump with Remote Outdoor Unit-Air-Source) | DLCURAH24ABK |  |  | EA*4X36L21A* | *95MSU1002122A* | 23600 | 17.5 | 8.5 | 26200 | 23800 | 90.84% | 1.98 | 0 | 10 |  |  |  |  | R-410A | 1.9667 | Residential & Commercial | USHP | Ducted CEE Tier 1
213075928 | Central HP <5.4 tons | DAY & NIGHT | HRCU-A-CB (Split System: Heat Pump with Remote Outdoor Unit-Air-Source) | DLCURAH36ABK |  |  | EA*4X43L21A* | *95MSU1002120A* | 36400 | 16 | 8.5 | 38000 | 34800 | 91.58% | 2.06 | 0 | 10 |  |  |  |  | R-410A | 3.0333 | Residential & Commercial | USHP | Ducted CEE Tier 1
216699833 | Central HP <5.4 tons | DAIKIN | HRCU-A-CB (Split System: Heat Pump with Remote Outdoor Unit-Air-Source) | DH9VSA361CA* |  |  | CHPEA4830*3A* | D*80TC0805C*A* | 33400 | 18.2 | 9 | 31000 | 31000 | 100% | 2 | 0 | 11 |  |  |  |  | R-32 | 2.7833 | Residential & Commercial | USHP | Ducted CEE Tier 1
216699835 | Central HP <5.4 tons | DAIKIN | HRCU-A-CB (Split System: Heat Pump with Remote Outdoor Unit-Air-Source) | DH9VSA361CA* |  |  | CHPEA4830*3A* | D*80TC0804C*A* | 33400 | 18.2 | 9 | 31000 | 31000 | 100% | 2 | 0 | 11 |  |  |  |  | R-32 | 2.7833 | Residential & Commercial | USHP | Ducted CEE Tier 1
216025754 | Central HP <5.4 tons | MDV | HRCU-A-CB (Split System: Heat Pump with Remote Outdoor Unit-Air-Source) | MOX630-36HFN10-M3X |  |  | MVBE-36HWFN10-WL3E | 0 | 36000 | 16.8 | 9.6 | 37000 | 34600 | 93.51% | 1.8 | 0 | 11.2 |  |  |  |  | R-454B | 3 | Residential & Commercial | USHP | Ducted CEE Tier 1
213204340 | Central HP <5.4 tons | TEMPSTAR | HRCU-A-CB (Split System: Heat Pump with Remote Outdoor Unit-Air-Source) | DLCURAH24AAK | ASPEN |  | D(A,C,E)30C44+TDR | *96VTN0801716A* | 23800 | 16 | 8.1 | 25400 | 26800 | 105.5% | 2.7 | 0 | 9.5 |  |  |  |  | R-410A | 1.9833 | Residential & Commercial | USHP
216055535 | Central HP <5.4 tons | CHAMPION HEATING AND COOLING | HRCU-A-CB (Split System: Heat Pump with Remote Outdoor Unit-Air-Source) | HH824E2S11 | ASPEN |  | C(A,C,D,E)24A3K+TDR | TM9Y080B12MP11 | 21600 | 17 | 8.1 | 22400 | 18500 | 82.59% | 2 | 0 | 11.7 |  |  |  |  | R-454B | 1.8 | Residential & Commercial | USHP | Ducted CEE Tier 1
212973357 | Central HP <5.4 tons | DAY & NIGHT | HRCU-A-CB (Split System: Heat Pump with Remote Outdoor Unit-Air-Source) | DLCURAH18ABK |  |  | EN(A,D)4X18L14** | *96VSN0601412B* | 17300 | 16 | 8.5 | 18500 | 19800 | 107% | 2.38 | 0 | 10.5 |  |  |  |  | R-410A | 1.4417 | Residential & Commercial | USHP | Ducted CEE Tier 1
213203970 | Central HP <5.4 tons | TEMPSTAR | HRCU-A-CB (Split System: Heat Pump with Remote Outdoor Unit-Air-Source) | DLCURAH18ABK | ASPEN |  | D(A,C,E)24B44+TDR | *92ESN0801716A* | 18000 | 16 | 8.5 | 19500 | 13700 | 70.26% | 2.29 | 0 | 11 |  |  |  |  | R-410A | 1.5 | Residential & Commercial | USHP | Ducted CEE Tier 1
212974527 | Central HP <5.4 tons | DAY & NIGHT | HRCU-A-CB (Split System: Heat Pump with Remote Outdoor Unit-Air-Source) | DLCURAH30ABK |  |  | EA*4X42L24A* | *96VSN1202422B* | 30200 | 15.2 | 8.1 | 34400 | 27400 | 79.65% | 1.8 | 0 | 9 |  |  |  |  | R-410A | 2.5167 | Residential & Commercial | USHP
212361579 | Central HP <5.4 tons | BOSCH | HRCU-A-CB (Split System: Heat Pump with Remote Outdoor Unit-Air-Source) | BOVA-60HDN1-M20G | ADP |  | HE48(1,2)60+TXV | BGH96M080B3A | 42500 | 17 | 8.8 | 41500 | 30600 | 73.73% | 1.9 | 0 | 11.7 |  |  |  |  | R-410A | 3.5417 | Residential & Commercial | USHP | Ducted CEE Tier 1
212361580 | Central HP <5.4 tons | BOSCH | HRCU-A-CB (Split System: Heat Pump with Remote Outdoor Unit-Air-Source) | BOVA-60HDN1-M20G | ADP |  | HE35(1,2)48+TXV | BGH96M080B3B | 41000 | 16 | 8.8 | 41500 | 30600 | 73.73% | 1.9 | 0 | 11 |  |  |  |  | R-410A | 3.4167 | Residential & Commercial | USHP | Ducted CEE Tier 1
215677035 | Central HP <5.4 tons | HEIL | HRCU-A-CB (Split System: Heat Pump with Remote Outdoor Unit-Air-Source) | H5H0V60*K*AAA* |  |  | EVM5X60M21A*+WALLCON | *95CSU1002122B* | 57000 | 18 | 9 | 63500 | 44500 | 70.08% | 2.08 | 0 | 9 |  |  |  |  | R-454B | 4.75 | Residential & Commercial | USHP
216763338 | Central HP <5.4 tons | TRANE | HRCU-A-CB (Split System: Heat Pump with Remote Outdoor Unit-Air-Source) | 5TWR7024A1 |  |  | 5PX*B004AS3 | L8V1A060U3VSB | 23200 | 17.1 | 9 | 21800 | 17300 | 79.36% | 2 | 0 | 12.5 |  |  |  |  | R-454B | 1.9333 | Residential & Commercial | USHP | Ducted CEE Tier 1
216763340 | Central HP <5.4 tons | TRANE | HRCU-A-CB (Split System: Heat Pump with Remote Outdoor Unit-Air-Source) | 5TWR7024A1 |  |  | 5PX*B004AS3 | L8V1B080U4VSB | 23200 | 17.1 | 9 | 21800 | 17300 | 79.36% | 2 | 0 | 12.5 |  |  |  |  | R-454B | 1.9333 | Residential & Commercial | USHP | Ducted CEE Tier 1
216763354 | Central HP <5.4 tons | TRANE | HRCU-A-CB (Split System: Heat Pump with Remote Outdoor Unit-Air-Source) | 5TWR7024A1 |  |  | 5PX*B004AS3 | S9V2B040U3PSC | 23200 | 17.1 | 9 | 21800 | 17300 | 79.36% | 2 | 0 | 12.5 |  |  |  |  | R-454B | 1.9333 | Residential & Commercial | USHP | Ducted CEE Tier 1
216763470 | Central HP <5.4 tons | TRANE | HRCU-A-CB (Split System: Heat Pump with Remote Outdoor Unit-Air-Source) | 5TWR7024A1 |  |  | 5TEM6D05AV41+TDR | 0 | 23800 | 17.1 | 9.5 | 21800 | 17400 | 79.82% | 2.1 | 0 | 12.5 |  |  |  |  | R-454B | 1.9833 | Residential & Commercial | USHP | Ducted CEE Tier 1
216763688 | Central HP <5.4 tons | TRANE | HRCU-A-CB (Split System: Heat Pump with Remote Outdoor Unit-Air-Source) | 5TWR7036A1 |  |  | 5PX*C007AS3 | L8V1C100U5VSB | 33800 | 17.1 | 9 | 32600 | 24200 | 74.23% | 2.2 | 0 | 12 |  |  |  |  | R-454B | 2.8167 | Residential & Commercial | USHP | Ducted CEE Tier 1
216763690 | Central HP <5.4 tons | TRANE | HRCU-A-CB (Split System: Heat Pump with Remote Outdoor Unit-Air-Source) | 5TWR7036A1 |  |  | 5PX*C007AS3 | L9X1C100U5VSA | 32800 | 17.1 | 8.7 | 32400 | 24200 | 74.69% | 2.1 | 0 | 12 |  |  |  |  | R-454B | 2.7333 | Residential & Commercial | USHP | Ducted CEE Tier 1
216763704 | Central HP <5.4 tons | TRANE | HRCU-A-CB (Split System: Heat Pump with Remote Outdoor Unit-Air-Source) | 5TWR7036A1 |  |  | 5PX*C007AS3 | S9V2C100D4VSB | 31400 | 16 | 9 | 31600 | 23600 | 74.68% | 2.1 | 0 | 11.2 |  |  |  |  | R-454B | 2.6167 | Residential & Commercial | USHP | Ducted CEE Tier 1
216763722 | Central HP <5.4 tons | TRANE | HRCU-A-CB (Split System: Heat Pump with Remote Outdoor Unit-Air-Source) | 5TWR7036A1 |  |  | 5PX*CD05AS3 | S9V2C100D4VSB | 32600 | 17.1 | 8.2 | 33400 | 24400 | 73.05% | 1.9 | 0 | 12 |  |  |  |  | R-454B | 2.7167 | Residential & Commercial | USHP | Ducted CEE Tier 1
216763738 | Central HP <5.4 tons | TRANE | HRCU-A-CB (Split System: Heat Pump with Remote Outdoor Unit-Air-Source) | 5TWR7036A1 |  |  | 5PX*CD09AS3 | S9V2C100D4VSB | 33600 | 17.1 | 8.7 | 32000 | 23600 | 73.75% | 2.1 | 0 | 12.5 |  |  |  |  | R-454B | 2.8 | Residential & Commercial | USHP | Ducted CEE Tier 1
216763754 | Central HP <5.4 tons | TRANE | HRCU-A-CB (Split System: Heat Pump with Remote Outdoor Unit-Air-Source) | 5TWR7036A1 |  |  | 5PX*D010AS3 | S9V2D120U5PSC | 34400 | 17.1 | 9 | 32200 | 24000 | 74.53% | 2.2 | 0 | 12.5 |  |  |  |  | R-454B | 2.8667 | Residential & Commercial | USHP | Ducted CEE Tier 1
214264215 | Central HP <5.4 tons | ARMSTRONG AIR | HRCU-A-CB (Split System: Heat Pump with Remote Outdoor Unit-Air-Source) | 4SHP22LX124P-**A | ADP |  | H,A,DG9J(1,2)36+TXV | A97USMV070B12 | 23800 | 21 | 8.5 | 22000 | 15400 | 70% | 1.92 | 0 | 13.5 |  |  |  |  | R-410A | 1.9833 | Residential & Commercial | USHP | Ducted CEE Tier 1
215940953 | Central HP <5.4 tons | TEMPSTAR | HRCU-A-CB (Split System: Heat Pump with Remote Outdoor Unit-Air-Source) | T5H3V48*K*AAA* |  |  | EA*5X48M21A*+WALLCON | *80CSU0401712B* | 43500 | 21 | 9.5 | 48000 | 36400 | 75.83% | 1.92 | 0 | 11 |  |  |  |  | R-454B | 3.625 | Residential & Commercial | USHP | Ducted CEE Tier 1
213204883 | Central HP <5.4 tons | TEMPSTAR | HRCU-A-CB (Split System: Heat Pump with Remote Outdoor Unit-Air-Source) | DLCURAH24ABK | ASPEN |  | D(A,C,E)24B44+TDR | *92ESN0802120A* | 23600 | 16.8 | 8.4 | 26000 | 20200 | 77.69% | 3.02 | 0 | 10.2 |  |  |  |  | R-410A | 1.9667 | Residential & Commercial | USHP | Ducted CEE Tier 1
213204949 | Central HP <5.4 tons | TEMPSTAR | HRCU-A-CB (Split System: Heat Pump with Remote Outdoor Unit-Air-Source) | DLCURAH24ABK | ASPEN |  | D(A,C,E)36B34+TDR | *95ESN0601412A* | 23400 | 15.9 | 8.5 | 26000 | 20400 | 78.46% | 2.97 | 0 | 9.8 |  |  |  |  | R-410A | 1.95 | Residential & Commercial | USHP
213205048 | Central HP <5.4 tons | TEMPSTAR | HRCU-A-CB (Split System: Heat Pump with Remote Outdoor Unit-Air-Source) | DLCURAH24ABK | ASPEN |  | D(A,C,E)36C34+TDR | *96VTN0801716A* | 23400 | 17 | 8.5 | 25600 | 19900 | 77.73% | 2.98 | 0 | 10.3 |  |  |  |  | R-410A | 1.95 | Residential & Commercial | USHP | Ducted CEE Tier 1
216766560 | Central HP <5.4 tons | TRANE | HRCU-A-CB (Split System: Heat Pump with Remote Outdoor Unit-Air-Source) | 5TWR7048A1 |  |  | 5TXCC009AS3 | S9X2C100U5PSB | 43500 | 15.2 | 8.7 | 44000 | 32200 | 73.18% | 2.21 | 0 | 12 |  |  |  |  | R-454B | 3.625 | Residential & Commercial | USHP | Ducted CEE Tier 1
216766608 | Central HP <5.4 tons | TRANE | HRCU-A-CB (Split System: Heat Pump with Remote Outdoor Unit-Air-Source) | 5TWR7048A1 |  |  | 5TXCD010AS3 | S8V2C080M5PDB | 43500 | 16.5 | 8.7 | 44000 | 32000 | 72.73% | 2.21 | 0 | 12 |  |  |  |  | R-454B | 3.625 | Residential & Commercial | USHP | Ducted CEE Tier 1
215676955 | Central HP <5.4 tons | HEIL | HRCU-A-CB (Split System: Heat Pump with Remote Outdoor Unit-Air-Source) | H5H0V48*K*AAA* |  |  | EVD5X61M24A*+WALLCON | *96CTN1202422B* | 48500 | 19.5 | 9.5 | 50000 | 36600 | 73.2% | 2.12 | 0 | 10.5 |  |  |  |  | R-454B | 4.0417 | Residential & Commercial | USHP | Ducted CEE Tier 1
215676355 | Central HP <5.4 tons | HEIL | HRCU-A-CB (Split System: Heat Pump with Remote Outdoor Unit-Air-Source) | H5H0V48*K*AAA* |  |  | EVD5X49M24A*+WALLCON | *97CMN0802120B* | 48000 | 19 | 9 | 50000 | 36600 | 73.2% | 2 | 0 | 10 |  |  |  |  | R-454B | 4 | Residential & Commercial | USHP | Ducted CEE Tier 1
213205433 | Central HP <5.4 tons | TEMPSTAR | HRCU-A-CB (Split System: Heat Pump with Remote Outdoor Unit-Air-Source) | DLCURAH30ABK | ASPEN |  | D(A,C,E)36C34+TDR | *96VTN0802120A* | 29600 | 15.2 | 8.1 | 33600 | 23800 | 70.83% | 2.67 | 0 | 9 |  |  |  |  | R-410A | 2.4667 | Residential & Commercial | USHP
213752658 | Central HP <5.4 tons | CARRIER | HRCU-A-CB (Split System: Heat Pump with Remote Outdoor Unit-Air-Source) | 38MURAQ24AB3* | ASPEN |  | D(A,C,E)36B34+TDR | 58S(B,C)*B070M17**12 | 23400 | 17.5 | 8.5 | 26200 | 20000 | 76.34% | 2.86 | 0 | 10 |  |  |  |  | R-410A | 1.95 | Residential & Commercial | USHP | Ducted CEE Tier 1
213752673 | Central HP <5.4 tons | CARRIER | HRCU-A-CB (Split System: Heat Pump with Remote Outdoor Unit-Air-Source) | 38MURAQ24AB3* | ASPEN |  | D(A,C,E)30B34+TDR | 58S(B,C)*B070M21**16 | 23600 | 17.5 | 8.5 | 26400 | 20200 | 76.52% | 2.92 | 0 | 10 |  |  |  |  | R-410A | 1.9667 | Residential & Commercial | USHP | Ducted CEE Tier 1
213752743 | Central HP <5.4 tons | CARRIER | HRCU-A-CB (Split System: Heat Pump with Remote Outdoor Unit-Air-Source) | 38MURAQ24AB3* | ASPEN |  | D(A,C,E)24B44+TDR | 58TP*B070V17**16 | 22400 | 17.3 | 8.4 | 25200 | 20000 | 79.37% | 2.97 | 0 | 9.7 |  |  |  |  | R-410A | 1.8667 | Residential & Commercial | USHP
213752791 | Central HP <5.4 tons | CARRIER | HRCU-A-CB (Split System: Heat Pump with Remote Outdoor Unit-Air-Source) | 38MURAQ24AB3* | ASPEN |  | D(A,C,E)36B34+TDR | 59SC2E040M17**12 | 23400 | 16 | 8.5 | 26400 | 20400 | 77.27% | 2.84 | 0 | 9 |  |  |  |  | R-410A | 1.95 | Residential & Commercial | USHP
214602070 | Central HP <5.4 tons | MDV | HRCU-A-CB (Split System: Heat Pump with Remote Outdoor Unit-Air-Source) | MOX330U-12HFN1-MR0 |  |  | MVC-12HWFN1-M | 0 | 12000 | 17.5 | 9 | 13000 | 11000 | 84.62% | 2.6 | 0 | 11.7 |  |  |  |  | R-410A | 1 | Residential & Commercial | USHP | Ducted CEE Tier 1
215935305 | Central HP <5.4 tons | BRYANT HEATING AND COOLING SYSTEMS | HRCU-A-CB (Split System: Heat Pump with Remote Outdoor Unit-Air-Source) | 293VAN036**AA* |  |  | CVAMA6021XMA*+UI | 986TD42080C17*** | 35400 | 21.5 | 8.5 | 38000 | 28800 | 75.79% | 2.02 | 0 | 12 |  |  |  |  | R-454B | 2.95 | Residential & Commercial | USHP | Ducted CEE Tier 1
213828549 | Central HP <5.4 tons | HISENSE | HRCU-A-C (Split System: Heat Pump with Remote Outdoor Unit with No Indoor Fan --Air Source) | AUWR-36U3SA | ASPEN |  | D(A,C,E)31C44+TDR | 0 | 29600 | 15.5 | 9.4 | 30000 | 24200 | 80.67% | 2.08 | 0 | 11.3 |  |  |  |  | R-410A | 2.4667 | Residential & Commercial | USHP | Ducted CEE Tier 1
215359327 | Central HP <5.4 tons | MDV | HRCU-A-CB (Split System: Heat Pump with Remote Outdoor Unit-Air-Source) | MOX630-48HFN10-M3X |  |  | MVBC-60HWFN10-MD3E-D | 0 | 48000 | 16.5 | 9.5 | 50000 | 46000 | 92% | 1.9 | 0 | 10.5 |  |  |  |  | R-454B | 4 | Residential & Commercial | USHP | Ducted CEE Tier 1
212976449 | Central HP <5.4 tons | DAY & NIGHT | HRCU-A-CB (Split System: Heat Pump with Remote Outdoor Unit-Air-Source) | DLCURAH30ABK |  |  | EA*4X37L21A* | *96VTN0802120B* | 30400 | 15.2 | 8.5 | 33400 | 26400 | 79.04% | 1.86 | 0 | 9 |  |  |  |  | R-410A | 2.5333 | Residential & Commercial | USHP
213770171 | Central HP <5.4 tons | ARMSTRONG AIR | HRCU-A-CB (Split System: Heat Pump with Remote Outdoor Unit-Air-Source) | 4SHP22LX124P-**A | ADP |  | H,A,DG34936 | A96US2V070B12 | 23800 | 21 | 8.5 | 22000 | 15400 | 70% | 1.92 | 0 | 13.5 |  |  |  |  | R-410A | 1.9833 | Residential & Commercial | USHP | Ducted CEE Tier 1
214264159 | Central HP <5.4 tons | ARMSTRONG AIR | HRCU-A-CB (Split System: Heat Pump with Remote Outdoor Unit-Air-Source) | 4SHP22LX124P-**A | ADP |  | H,A,DG9J936 | A80UH2E090B12 | 24000 | 21 | 8.5 | 22000 | 15400 | 70% | 1.92 | 0 | 13.5 |  |  |  |  | R-410A | 2 | Residential & Commercial | USHP | Ducted CEE Tier 1
216763808 | Central HP <5.4 tons | TRANE | HRCU-A-CB (Split System: Heat Pump with Remote Outdoor Unit-Air-Source) | 5TWR7036A1 |  |  | 5TXCB004AS3 | S8X1B080M4PSC | 32600 | 17.1 | 8.7 | 32800 | 24400 | 74.39% | 2.1 | 0 | 11.5 |  |  |  |  | R-454B | 2.7167 | Residential & Commercial | USHP | Ducted CEE Tier 1
216763822 | Central HP <5.4 tons | TRANE | HRCU-A-CB (Split System: Heat Pump with Remote Outdoor Unit-Air-Source) | 5TWR7036A1 |  |  | 5TXCB004AS3 | S8X1A040M3PSC | 32400 | 17.1 | 8.7 | 32600 | 24200 | 74.23% | 2.1 | 0 | 11.5 |  |  |  |  | R-454B | 2.7 | Residential & Commercial | USHP | Ducted CEE Tier 1
216763856 | Central HP <5.4 tons | TRANE | HRCU-A-CB (Split System: Heat Pump with Remote Outdoor Unit-Air-Source) | 5TWR7036A1 |  |  | 5TXCB006AS3 | S9V2B060U4PSC | 33200 | 17.1 | 9 | 32600 | 24200 | 74.23% | 2.1 | 0 | 12 |  |  |  |  | R-454B | 2.7667 | Residential & Commercial | USHP | Ducted CEE Tier 1
216766064 | Central HP <5.4 tons | TRANE | HRCU-A-CB (Split System: Heat Pump with Remote Outdoor Unit-Air-Source) | 5TWR7036A1 |  |  | 5PX*B006AS3+P0V0B000M40SD | 0 | 33800 | 17.1 | 9 | 32600 | 24000 | 73.62% | 2.2 | 0 | 12 |  |  |  |  | R-454B | 2.8167 | Residential & Commercial | USHP | Ducted CEE Tier 1
216766096 | Central HP <5.4 tons | TRANE | HRCU-A-CB (Split System: Heat Pump with Remote Outdoor Unit-Air-Source) | 5TWR7036A1 |  |  | 5PX*BD06AS3+P0V0B000M40SD | 0 | 33600 | 16.5 | 8.7 | 33200 | 24400 | 73.49% | 2.13 | 0 | 12 |  |  |  |  | R-454B | 2.8 | Residential & Commercial | USHP | Ducted CEE Tier 1
216766114 | Central HP <5.4 tons | TRANE | HRCU-A-CB (Split System: Heat Pump with Remote Outdoor Unit-Air-Source) | 5TWR7036A1 |  |  | 5PX*BD06AS3 | S8V2B080M4PCB | 33000 | 16.5 | 8.5 | 33200 | 24400 | 73.49% | 2.09 | 0 | 12 |  |  |  |  | R-454B | 2.75 | Residential & Commercial | USHP | Ducted CEE Tier 1
216766148 | Central HP <5.4 tons | TRANE | HRCU-A-CB (Split System: Heat Pump with Remote Outdoor Unit-Air-Source) | 5TWR7036A1 |  |  | 5PX*C007AS3 | S9X1C100U5PSB | 33600 | 15.2 | 9 | 32600 | 24200 | 74.23% | 2.19 | 0 | 12 |  |  |  |  | R-454B | 2.8 | Residential & Commercial | USHP | Ducted CEE Tier 1
216766164 | Central HP <5.4 tons | TRANE | HRCU-A-CB (Split System: Heat Pump with Remote Outdoor Unit-Air-Source) | 5TWR7036A1 |  |  | 5PX*C007AS3+P0V0C000M50SD | 0 | 34000 | 17.1 | 9 | 32600 | 24000 | 73.62% | 2.22 | 0 | 12.5 |  |  |  |  | R-454B | 2.8333 | Residential & Commercial | USHP | Ducted CEE Tier 1
213205513 | Central HP <5.4 tons | TEMPSTAR | HRCU-A-CB (Split System: Heat Pump with Remote Outdoor Unit-Air-Source) | DLCURAH36ABK | ASPEN |  | D(A,C,E)36B34+TDR | *80ES(N,L)0702116A* | 33600 | 16.4 | 8.5 | 37800 | 31400 | 83.07% | 2.75 | 0 | 9.8 |  |  |  |  | R-410A | 2.8 | Residential & Commercial | USHP
214053842 | Central HP <5.4 tons | MDV | HRCU-A-C (Split System: Heat Pump with Remote Outdoor Unit with No Indoor Fan --Air Source) | MOX430U-22HFN1-MR0 |  |  | MVBM-24A18T3N1 | 0 | 22000 | 15.4 | 9.2 | 22000 | 16000 | 72.73% | 2 | 0 | 10 |  |  |  |  | R-410A | 1.8333 | Residential & Commercial | USHP | Ducted CEE Tier 1
215676505 | Central HP <5.4 tons | HEIL | HRCU-A-CB (Split System: Heat Pump with Remote Outdoor Unit-Air-Source) | H5H0V48*K*AAA* |  |  | EVD5X60M21A*+WALLCON | *95CSU0802120B* | 48000 | 18.5 | 9 | 50000 | 36800 | 73.6% | 2 | 0 | 10 |  |  |  |  | R-454B | 4 | Residential & Commercial | USHP | Ducted CEE Tier 1
215676605 | Central HP <5.4 tons | HEIL | HRCU-A-CB (Split System: Heat Pump with Remote Outdoor Unit-Air-Source) | H5H0V48*K*AAA* |  |  | EVD5X60M24A*+WALLCON | *80CTL0702120B* | 47500 | 19 | 9 | 50000 | 36800 | 73.6% | 2 | 0 | 10 |  |  |  |  | R-454B | 3.9583 | Residential & Commercial | USHP | Ducted CEE Tier 1
215939943 | Central HP <5.4 tons | TEMPSTAR | HRCU-A-CB (Split System: Heat Pump with Remote Outdoor Unit-Air-Source) | T5H3V36*K*AAA* |  |  | ESH5X36M12A*+WALLCON | *96CTN0802120B* | 33200 | 19 | 9 | 35000 | 26800 | 76.57% | 1.92 | 0 | 11 |  |  |  |  | R-454B | 2.7667 | Residential & Commercial | USHP | Ducted CEE Tier 1
215939993 | Central HP <5.4 tons | TEMPSTAR | HRCU-A-CB (Split System: Heat Pump with Remote Outdoor Unit-Air-Source) | T5H3V36*K*AAA* |  |  | ESH5X36M12A*+WALLCON | *97CTN0802120A* | 33200 | 19 | 9 | 35000 | 26800 | 76.57% | 1.92 | 0 | 11 |  |  |  |  | R-454B | 2.7667 | Residential & Commercial | USHP | Ducted CEE Tier 1
216766878 | Central HP <5.4 tons | TRANE | HRCU-A-CB (Split System: Heat Pump with Remote Outdoor Unit-Air-Source) | 5TWX7024A1 |  |  | 5TXCB006AS3 | S8V2B080M4PCB | 23800 | 17.5 | 9 | 21800 | 17400 | 79.82% | 2.06 | 0 | 12.7 |  |  |  |  | R-454B | 1.9833 | Residential & Commercial | USHP | Ducted CEE Tier 1
215940963 | Central HP <5.4 tons | TEMPSTAR | HRCU-A-CB (Split System: Heat Pump with Remote Outdoor Unit-Air-Source) | T5H3V48*K*AAA* |  |  | EA*5X48M21A*+WALLCON | *80CSU0601716B* | 43500 | 21 | 9.5 | 48000 | 36600 | 76.25% | 1.9 | 0 | 11 |  |  |  |  | R-454B | 3.625 | Residential & Commercial | USHP | Ducted CEE Tier 1
213205653 | Central HP <5.4 tons | TEMPSTAR | HRCU-A-CB (Split System: Heat Pump with Remote Outdoor Unit-Air-Source) | DLCURAH36ABK | ASPEN |  | D(A,C,E)36B34+TDR | *95ESN1002122A* | 35400 | 15.5 | 8.5 | 39500 | 31600 | 80% | 2.71 | 0 | 10.5 |  |  |  |  | R-410A | 2.95 | Residential & Commercial | USHP | Ducted CEE Tier 1
213355363 | Central HP <5.4 tons | YORK | HRCU-A-CB (Split System: Heat Pump with Remote Outdoor Unit-Air-Source) | HMH72B361 | ASPEN |  | L(E,G)M48C6 | 0 | 34800 | 18 | 8.1 | 36000 | 26400 | 73.33% | 2.82 | 0 | 9 |  |  |  |  | R-410A | 2.9 | Residential & Commercial | USHP
216055680 | Central HP <5.4 tons | CHAMPION HEATING AND COOLING | HRCU-A-CB (Split System: Heat Pump with Remote Outdoor Unit-Air-Source) | HH836E2S11 | ASPEN |  | C(A,C,D,E)48A3K+TDR | TM8E120C16MP11 | 30800 | 18 | 8.1 | 30200 | 24800 | 82.12% | 2 | 0 | 11.2 |  |  |  |  | R-454B | 2.5667 | Residential & Commercial | USHP | Ducted CEE Tier 1
213367777 | Central HP <5.4 tons | YORK | HRCU-A-CB (Split System: Heat Pump with Remote Outdoor Unit-Air-Source) | HMH72B341 | ASPEN |  | C(A,C,D,E)48C24+TDR | YP9C080B12MP13 | 31800 | 17 | 8.1 | 33600 | 29400 | 87.5% | 2.72 | 0 | 9 |  |  |  |  | R-410A | 2.65 | Residential & Commercial | USHP
212590800 | Central HP <5.4 tons | ARMSTRONG AIR | HRCU-A-CB (Split System: Heat Pump with Remote Outdoor Unit-Air-Source) | 4SHP22LX124P-**A | ADP |  | H,A,DD12936 | A96US2V070B12 | 23800 | 20 | 8.45 | 22000 | 15400 | 70% | 1.92 | 0 | 13.5 |  |  |  |  | R-410A | 1.9833 | Residential & Commercial | USHP | Ducted CEE Tier 1
212437548 | Central HP <5.4 tons | ARMSTRONG AIR | HRCU-A-CB (Split System: Heat Pump with Remote Outdoor Unit-Air-Source) | 4SHP22LX124P-**A | ADP |  | 36BX** | A80UH1E045A12 | 23400 | 21 | 8.5 | 21200 | 14900 | 70.28% | 1.86 | 0 | 13.5 |  |  |  |  | R-410A | 1.95 | Residential & Commercial | USHP | Ducted CEE Tier 1
211628395 | Central HP <5.4 tons | YORK | HRCU-A-CB (Split System: Heat Pump with Remote Outdoor Unit-Air-Source) | HMH72B341 | ASPEN |  | D(A,C,E)48A36+TDR | TPLC100C20MP13 | 31600 | 16.5 | 8.1 | 32400 | 27400 | 84.57% | 2.49 | 0 | 8.9 |  |  |  |  | R-410A | 2.6333 | Residential & Commercial | USHP
216682588 | Central HP <5.4 tons | AIRQUEST | HRCU-A-CB (Split System: Heat Pump with Remote Outdoor Unit-Air-Source) | DLCURAH36ABK |  |  | EA*4X48L21A* | *97VTN1002122A* | 35800 | 16.5 | 9 | 37400 | 34200 | 91.44% | 1.94 | 0 | 10 |  |  |  |  | R-410A | 2.9833 | Residential & Commercial | USHP | Ducted CEE Tier 1
213821581 | Central HP <5.4 tons | TEMPSTAR | HRCU-A-CB (Split System: Heat Pump with Remote Outdoor Unit-Air-Source) | DLCURAH36ABK | ASPEN |  | D(A,C,E)36C34+TDR | *80MS(N,L)0902116A* | 34800 | 16.5 | 8.1 | 38500 | 32200 | 83.64% | 2.52 | 0 | 9.5 |  |  |  |  | R-410A | 2.9 | Residential & Commercial | USHP
213367785 | Central HP <5.4 tons | YORK | HRCU-A-CB (Split System: Heat Pump with Remote Outdoor Unit-Air-Source) | HMH72B341 | ASPEN |  | C(A,C,D,E)48C24+TDR | YPLC100C16MP13 | 30600 | 17.2 | 8.5 | 33800 | 27400 | 81.07% | 2.67 | 0 | 9.6 |  |  |  |  | R-410A | 2.55 | Residential & Commercial | USHP
213821612 | Central HP <5.4 tons | TEMPSTAR | HRCU-A-CB (Split System: Heat Pump with Remote Outdoor Unit-Air-Source) | DLCURAH36ABK | ASPEN |  | D(A,C,E)42B34+TDR | *80VTL1102122B* | 34400 | 16.5 | 8.5 | 38000 | 31600 | 83.16% | 2.73 | 0 | 9.9 |  |  |  |  | R-410A | 2.8667 | Residential & Commercial | USHP
213821632 | Central HP <5.4 tons | TEMPSTAR | HRCU-A-CB (Split System: Heat Pump with Remote Outdoor Unit-Air-Source) | DLCURAH36ABK | ASPEN |  | D(A,C,E)36C34+TDR | *92MSN1202420A* | 35400 | 16 | 8.1 | 38500 | 31800 | 82.6% | 2.7 | 0 | 10.5 |  |  |  |  | R-410A | 2.95 | Residential & Commercial | USHP | Ducted CEE Tier 1
213821647 | Central HP <5.4 tons | TEMPSTAR | HRCU-A-CB (Split System: Heat Pump with Remote Outdoor Unit-Air-Source) | DLCURAH36ABK | ASPEN |  | D(A,C,E)36C34+TDR | *96MSN1002122A* | 34000 | 16.5 | 8.5 | 37800 | 31800 | 84.13% | 2.71 | 0 | 9.9 |  |  |  |  | R-410A | 2.8333 | Residential & Commercial | USHP
214239409 | Central HP <5.4 tons | DAY & NIGHT | HRCU-A-CB (Split System: Heat Pump with Remote Outdoor Unit-Air-Source) | CVH837GKA2* |  |  | EN(A,D,W)4X60L24**+WALLCON | *96CTN1002122B* | 32800 | 17.5 | 8.1 | 32200 | 24600 | 76.4% | 1.96 | 0 | 12 |  |  |  |  | R-410A | 2.7333 | Residential & Commercial | USHP | Ducted CEE Tier 1
213367735 | Central HP <5.4 tons | YORK | HRCU-A-CB (Split System: Heat Pump with Remote Outdoor Unit-Air-Source) | HMH72B361 | ASPEN |  | C(A,C,D,E)36C24+TDR | Y81E100B12SMPS1 | 31800 | 17.5 | 8.1 | 35800 | 25400 | 70.95% | 2.61 | 0 | 8.4 |  |  |  |  | R-410A | 2.65 | Residential & Commercial | USHP
211628104 | Central HP <5.4 tons | YORK | HRCU-A-CB (Split System: Heat Pump with Remote Outdoor Unit-Air-Source) | HMH72B341 | ASPEN |  | CM36B36+TDR | TM9Y100C20MP11 | 32000 | 15.5 | 8.1 | 25600 | 32000 | 125% | 2.78 | 0 | 9.4 |  |  |  |  | R-410A | 2.6667 | Residential & Commercial | USHP
216766196 | Central HP <5.4 tons | TRANE | HRCU-A-CB (Split System: Heat Pump with Remote Outdoor Unit-Air-Source) | 5TWR7036A1 |  |  | 5PX*CD05AS3 | S8V2C100M5PCB | 32800 | 16 | 8.2 | 33400 | 24600 | 73.65% | 2 | 0 | 12 |  |  |  |  | R-454B | 2.7333 | Residential & Commercial | USHP | Ducted CEE Tier 1
216766228 | Central HP <5.4 tons | TRANE | HRCU-A-CB (Split System: Heat Pump with Remote Outdoor Unit-Air-Source) | 5TWR7036A1 |  |  | 5PX*CD09AS3 | S9V2C100D5VSB | 33600 | 17.1 | 8.7 | 32000 | 23600 | 73.75% | 2.15 | 0 | 12.5 |  |  |  |  | R-454B | 2.8 | Residential & Commercial | USHP | Ducted CEE Tier 1
216766312 | Central HP <5.4 tons | TRANE | HRCU-A-CB (Split System: Heat Pump with Remote Outdoor Unit-Air-Source) | 5TWR7036A1 |  |  | 5TXCB006AS3 | S9V2B060U4VSB | 33200 | 16.5 | 8.7 | 32600 | 24200 | 74.23% | 2.17 | 0 | 12 |  |  |  |  | R-454B | 2.7667 | Residential & Commercial | USHP | Ducted CEE Tier 1
216763708 | Central HP <5.4 tons | TRANE | HRCU-A-C (Split System: Heat Pump with Remote Outdoor Unit with No Indoor Fan --Air Source) | 5TWR7036A1 |  |  | 5PX*C009AS3 | 0 | 33600 | 16 | 8.7 | 32800 | 24400 | 74.39% | 2.1 | 0 | 11.5 |  |  |  |  | R-454B | 2.8 | Residential & Commercial | USHP | Ducted CEE Tier 1
216763881 | Central HP <5.4 tons | TRANE | HRCU-A-C (Split System: Heat Pump with Remote Outdoor Unit with No Indoor Fan --Air Source) | 5TWR7036A1 |  |  | 5TXCC005AS3 | 0 | 32400 | 15.2 | 8.7 | 33200 | 24800 | 74.7% | 2.1 | 0 | 11 |  |  |  |  | R-454B | 2.7 | Residential & Commercial | USHP | Ducted CEE Tier 1
216766364 | Central HP <5.4 tons | TRANE | HRCU-A-CB (Split System: Heat Pump with Remote Outdoor Unit-Air-Source) | 5TWR7036A1 |  |  | 5TXCC005AS3 | S9X2C080U5PSB | 32600 | 16 | 8.7 | 32400 | 24000 | 74.07% | 2.13 | 0 | 12 |  |  |  |  | R-454B | 2.7167 | Residential & Commercial | USHP | Ducted CEE Tier 1
216766396 | Central HP <5.4 tons | TRANE | HRCU-A-CB (Split System: Heat Pump with Remote Outdoor Unit-Air-Source) | 5TWR7036A1 |  |  | 5TXCC009AS3 | S8V2C100M5PDB | 34200 | 17.1 | 9 | 32400 | 24000 | 74.07% | 2.22 | 0 | 12 |  |  |  |  | R-454B | 2.85 | Residential & Commercial | USHP | Ducted CEE Tier 1
216766428 | Central HP <5.4 tons | TRANE | HRCU-A-CB (Split System: Heat Pump with Remote Outdoor Unit-Air-Source) | 5TWR7036A1 |  |  | 5TXCD010AS3 | S9X2D120U5PSB | 34400 | 16 | 9 | 32200 | 23800 | 73.91% | 2.23 | 0 | 12.5 |  |  |  |  | R-454B | 2.8667 | Residential & Commercial | USHP | Ducted CEE Tier 1
213367820 | Central HP <5.4 tons | YORK | HRCU-A-CB (Split System: Heat Pump with Remote Outdoor Unit-Air-Source) | HMH72B341 | ASPEN |  | C(A,C,D,E)36A44+TDR | YP9C080C16MP13 | 32000 | 17.5 | 8.1 | 33800 | 27400 | 81.07% | 2.65 | 0 | 9.9 |  |  |  |  | R-410A | 2.6667 | Residential & Commercial | USHP
216699834 | Central HP <5.4 tons | DAIKIN | HRCU-A-CB (Split System: Heat Pump with Remote Outdoor Unit-Air-Source) | DH9VSA361CA* |  |  | CA*EA6030*3A* | D*80TC0805C*A* | 34200 | 19 | 9.2 | 32600 | 32600 | 100% | 2 | 0 | 11.7 |  |  |  |  | R-32 | 2.85 | Residential & Commercial | USHP | Ducted CEE Tier 1
213203972 | Central HP <5.4 tons | TEMPSTAR | HRCU-A-CB (Split System: Heat Pump with Remote Outdoor Unit-Air-Source) | DLCURAH18ABK | ASPEN |  | D(A,C,E)30B34+TDR | *92ESN0801716A* | 18000 | 16 | 8.5 | 19500 | 14100 | 72.31% | 2.22 | 0 | 11 |  |  |  |  | R-410A | 1.5 | Residential & Commercial | USHP | Ducted CEE Tier 1
212975128 | Central HP <5.4 tons | DAY & NIGHT | HRCU-A-CB (Split System: Heat Pump with Remote Outdoor Unit-Air-Source) | DLCURAH18ABK |  |  | EN(A,D)4X30L17** | *96VTN0401712B* | 17300 | 16 | 8.1 | 17900 | 18600 | 103.9% | 2.22 | 0 | 10.5 |  |  |  |  | R-410A | 1.4417 | Residential & Commercial | USHP | Ducted CEE Tier 1
212975778 | Central HP <5.4 tons | DAY & NIGHT | HRCU-A-CB (Split System: Heat Pump with Remote Outdoor Unit-Air-Source) | DLCURAH18ABK |  |  | EA*4X19L17A* | *96VTN0801716B* | 17700 | 16.5 | 8.1 | 17700 | 17900 | 101.1% | 2.16 | 0 | 10.5 |  |  |  |  | R-410A | 1.475 | Residential & Commercial | USHP | Ducted CEE Tier 1
216766432 | Central HP <5.4 tons | TRANE | HRCU-A-CB (Split System: Heat Pump with Remote Outdoor Unit-Air-Source) | 5TWR7036A1 |  |  | 5TXCD010AS3 | S9X1D120U5PSB | 34400 | 16 | 9 | 32200 | 23800 | 73.91% | 2.23 | 0 | 12.5 |  |  |  |  | R-454B | 2.8667 | Residential & Commercial | USHP | Ducted CEE Tier 1
212348365 | Central HP <5.4 tons | HISENSE | HRCU-A-CB (Split System: Heat Pump with Remote Outdoor Unit-Air-Source) | AUWR-60U3SP2 | ASPEN |  | LEM60G4 | 0 | 55000 | 16.5 | 8.2 | 55000 | 40500 | 73.64% | 2.46 | 0 | 8 |  |  |  |  | R-410A | 4.5833 | Residential & Commercial | USHP
216620323 | Central HP <5.4 tons | MDV | HRCU-A-CB (Split System: Heat Pump with Remote Outdoor Unit-Air-Source) | MOD30-36HFN10-M3 |  |  | MVBL-36HWFN10-WK3 | 0 | 36000 | 15.4 | 8.7 | 37000 | 28400 | 76.76% | 1.86 | 0 | 9.2 |  |  |  |  | R-454B | 3 | Residential & Commercial | USHP
213205695 | Central HP <5.4 tons | TEMPSTAR | HRCU-A-CB (Split System: Heat Pump with Remote Outdoor Unit-Air-Source) | DLCURAH36ABK | ASPEN |  | D(A,C,E)42B34+TDR | *96VTN1202422A* | 34400 | 16 | 8.5 | 38500 | 31400 | 81.56% | 2.74 | 0 | 9.9 |  |  |  |  | R-410A | 2.8667 | Residential & Commercial | USHP
216763963 | Central HP <5.4 tons | TRANE | HRCU-A-CB (Split System: Heat Pump with Remote Outdoor Unit-Air-Source) | 5TWR7048A1 |  |  | 5PX*D010AS3 | S9V2C100U4VSB | 43000 | 17.1 | 9 | 44000 | 32000 | 72.73% | 2.2 | 0 | 12 |  |  |  |  | R-454B | 3.5833 | Residential & Commercial | USHP | Ducted CEE Tier 1
213367821 | Central HP <5.4 tons | YORK | HRCU-A-CB (Split System: Heat Pump with Remote Outdoor Unit-Air-Source) | HMH72B341 | ASPEN |  | C(A,C,D,E)36A44+TDR | YP9C100C16MP13 | 32000 | 17.5 | 8.5 | 34000 | 27400 | 80.59% | 2.66 | 0 | 9.9 |  |  |  |  | R-410A | 2.6667 | Residential & Commercial | USHP
216763981 | Central HP <5.4 tons | TRANE | HRCU-A-CB (Split System: Heat Pump with Remote Outdoor Unit-Air-Source) | 5TWR7048A1 |  |  | 5PX*DD10AS3 | S8X1D120M5PSC | 43500 | 17.1 | 9 | 44500 | 32600 | 73.26% | 2.2 | 0 | 11.7 |  |  |  |  | R-454B | 3.625 | Residential & Commercial | USHP | Ducted CEE Tier 1
215676185 | Central HP <5.4 tons | HEIL | HRCU-A-CB (Split System: Heat Pump with Remote Outdoor Unit-Air-Source) | H5H0V48*K*AAA* |  |  | EVD5X48M24A*+WALLCON | *80CSU1002120A* | 47000 | 18.5 | 9 | 50000 | 36600 | 73.2% | 2.02 | 0 | 10 |  |  |  |  | R-454B | 3.9167 | Residential & Commercial | USHP | Ducted CEE Tier 1
215675915 | Central HP <5.4 tons | HEIL | HRCU-A-CB (Split System: Heat Pump with Remote Outdoor Unit-Air-Source) | H5H0V48*K*AAA* |  |  | EVM5X60M24A*+WALLCON | *95CSU1002122B* | 48000 | 19 | 9 | 50000 | 36400 | 72.8% | 2.02 | 0 | 10 |  |  |  |  | R-454B | 4 | Residential & Commercial | USHP | Ducted CEE Tier 1
213205515 | Central HP <5.4 tons | TEMPSTAR | HRCU-A-CB (Split System: Heat Pump with Remote Outdoor Unit-Air-Source) | DLCURAH36ABK | ASPEN |  | D(A,C,E)36C34+TDR | *80ES(N,L)0702116A* | 34000 | 16.5 | 8.5 | 37800 | 31400 | 83.07% | 2.75 | 0 | 9.9 |  |  |  |  | R-410A | 2.8333 | Residential & Commercial | USHP
213205656 | Central HP <5.4 tons | TEMPSTAR | HRCU-A-CB (Split System: Heat Pump with Remote Outdoor Unit-Air-Source) | DLCURAH36ABK | ASPEN |  | D(A,C,E)36C34+TDR | *95ESN1002122A* | 35400 | 15.5 | 8.5 | 39500 | 31600 | 80% | 2.71 | 0 | 10 |  |  |  |  | R-410A | 2.95 | Residential & Commercial | USHP | Ducted CEE Tier 1
216620303 | Central HP <5.4 tons | MDV | HRCU-A-C (Split System: Heat Pump with Remote Outdoor Unit with No Indoor Fan --Air Source) | MOX430-24HFN10-M3X |  |  | MVBM-24B18T3N10 | 0 | 24000 | 16 | 9.5 | 25000 | 21000 | 84% | 1.8 | 0 | 10 |  |  |  |  | R-454B | 2 | Residential & Commercial | USHP | Ducted CEE Tier 1
216763504 | Central HP <5.4 tons | TRANE | HRCU-A-CB (Split System: Heat Pump with Remote Outdoor Unit-Air-Source) | 5TWR7024A1 |  |  | 5TXCB004AS3 | L9X1A050U3VSA | 22800 | 17.1 | 8.7 | 22000 | 17600 | 80% | 1.9 | 0 | 11.7 |  |  |  |  | R-454B | 1.9 | Residential & Commercial | USHP | Ducted CEE Tier 1
216765928 | Central HP <5.4 tons | TRANE | HRCU-A-CB (Split System: Heat Pump with Remote Outdoor Unit-Air-Source) | 5TWR7024A1 |  |  | 5TXCB004AS3 | S9X1B060D3PSB | 21800 | 15.2 | 8.5 | 21200 | 16900 | 79.72% | 1.96 | 0 | 11.7 |  |  |  |  | R-454B | 1.8167 | Residential & Commercial | USHP | Ducted CEE Tier 1
216765946 | Central HP <5.4 tons | TRANE | HRCU-A-CB (Split System: Heat Pump with Remote Outdoor Unit-Air-Source) | 5TWR7024A1 |  |  | 5TXCB004AS3 | S8V2B060M4PCB | 23200 | 17.1 | 8.7 | 21800 | 17300 | 79.36% | 2.02 | 0 | 12.5 |  |  |  |  | R-454B | 1.9333 | Residential & Commercial | USHP | Ducted CEE Tier 1
216766514 | Central HP <5.4 tons | TRANE | HRCU-A-CB (Split System: Heat Pump with Remote Outdoor Unit-Air-Source) | 5TWR7048A1 |  |  | 5PX*D010AS3 | S9V2C100U5VSB | 43000 | 16.5 | 8.7 | 44000 | 32000 | 72.73% | 2.21 | 0 | 12 |  |  |  |  | R-454B | 3.5833 | Residential & Commercial | USHP | Ducted CEE Tier 1
216766562 | Central HP <5.4 tons | TRANE | HRCU-A-CB (Split System: Heat Pump with Remote Outdoor Unit-Air-Source) | 5TWR7048A1 |  |  | 5TXCC009AS3 | S9X2C080U5PSB | 43000 | 16.5 | 8.7 | 43500 | 32000 | 73.56% | 2.21 | 0 | 12 |  |  |  |  | R-454B | 3.5833 | Residential & Commercial | USHP | Ducted CEE Tier 1
216766580 | Central HP <5.4 tons | TRANE | HRCU-A-CB (Split System: Heat Pump with Remote Outdoor Unit-Air-Source) | 5TWR7048A1 |  |  | 5TXCD008AS3 | S9V2C080U5VSB | 43000 | 16.5 | 9 | 44500 | 32600 | 73.26% | 2.22 | 0 | 12 |  |  |  |  | R-454B | 3.5833 | Residential & Commercial | USHP | Ducted CEE Tier 1
213205688 | Central HP <5.4 tons | TEMPSTAR | HRCU-A-CB (Split System: Heat Pump with Remote Outdoor Unit-Air-Source) | DLCURAH36ABK | ASPEN |  | D(A,C,E)36C34+TDR | *96VTN1002120A* | 35400 | 15.5 | 8.1 | 39500 | 32000 | 81.01% | 2.5 | 0 | 9.5 |  |  |  |  | R-410A | 2.95 | Residential & Commercial | USHP
213796206 | Central HP <5.4 tons | ARMSTRONG AIR | HRCU-A-CB (Split System: Heat Pump with Remote Outdoor Unit-Air-Source) | 4SHP22LX124P-**A | ADP |  | H,A,DG8J936 | A96US2V070B12 | 23800 | 21 | 8.5 | 22000 | 15400 | 70% | 1.92 | 0 | 13.5 |  |  |  |  | R-410A | 1.9833 | Residential & Commercial | USHP | Ducted CEE Tier 1
216766614 | Central HP <5.4 tons | TRANE | HRCU-A-CB (Split System: Heat Pump with Remote Outdoor Unit-Air-Source) | 5TWR7048A1 |  |  | 5TXCD010AS3 | S8V2D120M5PCB | 44000 | 17 | 9 | 44000 | 32200 | 73.18% | 2.24 | 0 | 12.5 |  |  |  |  | R-454B | 3.6667 | Residential & Commercial | USHP | Ducted CEE Tier 1
216699839 | Central HP <5.4 tons | DAIKIN | HRCU-A-CB (Split System: Heat Pump with Remote Outdoor Unit-Air-Source) | DH9VSA361CA* |  |  | CHPEA4830*3A* | D*97MC1005CNA* | 33400 | 18.2 | 9 | 31000 | 31000 | 100% | 2 | 0 | 11 |  |  |  |  | R-32 | 2.7833 | Residential & Commercial | USHP | Ducted CEE Tier 1
216699841 | Central HP <5.4 tons | DAIKIN | HRCU-A-CB (Split System: Heat Pump with Remote Outdoor Unit-Air-Source) | DH9VSA361CA* |  |  | CHPEA4830*3A* | D*97MC0804CNA* | 33400 | 18.2 | 9 | 31000 | 31000 | 100% | 2 | 0 | 11 |  |  |  |  | R-32 | 2.7833 | Residential & Commercial | USHP | Ducted CEE Tier 1
214574497 | Central HP <5.4 tons | TEMPSTAR | HRCU-A-CB (Split System: Heat Pump with Remote Outdoor Unit-Air-Source) | TVH837GKA2* |  |  | EN(A,D)4X36L21**+WALLCON | *97CMN0802120B* | 31400 | 17 | 8.1 | 33200 | 24200 | 72.89% | 1.82 | 0 | 11 |  |  |  |  | R-410A | 2.6167 | Residential & Commercial | USHP | Ducted CEE Tier 1
211627771 | Central HP <5.4 tons | YORK | HRCU-A-CB (Split System: Heat Pump with Remote Outdoor Unit-Air-Source) | HMH72B341 | ASPEN |  | D(A,C,E)48A36+TDR | TM8V100C20MP12 | 31600 | 16.5 | 8.1 | 32400 | 27400 | 84.57% | 2.49 | 0 | 8.9 |  |  |  |  | R-410A | 2.6333 | Residential & Commercial | USHP
211627857 | Central HP <5.4 tons | YORK | HRCU-A-CB (Split System: Heat Pump with Remote Outdoor Unit-Air-Source) | HMH72B341 | ASPEN |  | CM36B36+TDR | TM8Y120C20MP11 | 33600 | 18 | 8.2 | 26800 | 33800 | 126.1% | 2.92 | 0 | 9.5 |  |  |  |  | R-410A | 2.8 | Residential & Commercial | USHP
211627948 | Central HP <5.4 tons | YORK | HRCU-A-CB (Split System: Heat Pump with Remote Outdoor Unit-Air-Source) | HMH72B341 | ASPEN |  | CM36B36+TDR | TM9E100C20MP12 | 32000 | 15.5 | 8.1 | 25000 | 31200 | 124.8% | 2.83 | 0 | 9.9 |  |  |  |  | R-410A | 2.6667 | Residential & Commercial | USHP
215675835 | Central HP <5.4 tons | HEIL | HRCU-A-CB (Split System: Heat Pump with Remote Outdoor Unit-Air-Source) | H5H0V48*K*AAA* |  |  | EVM5X60M21A*+WALLCON | *96CTN1002122B* | 48000 | 19 | 9 | 50000 | 36800 | 73.6% | 2 | 0 | 10 |  |  |  |  | R-454B | 4 | Residential & Commercial | USHP | Ducted CEE Tier 1
215676435 | Central HP <5.4 tons | HEIL | HRCU-A-CB (Split System: Heat Pump with Remote Outdoor Unit-Air-Source) | H5H0V48*K*AAA* |  |  | EVD5X60M21A*+WALLCON | *80CTL0451712B* | 47500 | 18 | 9 | 50000 | 37600 | 75.2% | 1.98 | 0 | 9.5 |  |  |  |  | R-454B | 3.9583 | Residential & Commercial | USHP
213367843 | Central HP <5.4 tons | YORK | HRCU-A-CB (Split System: Heat Pump with Remote Outdoor Unit-Air-Source) | HMH72B361 | ASPEN |  | C(A,C,D,E)36A44+TDR | Y81E100C20SMPS1 | 34000 | 16.5 | 8.1 | 36000 | 26800 | 74.44% | 2.83 | 0 | 8.9 |  |  |  |  | R-410A | 2.8333 | Residential & Commercial | USHP
211628134 | Central HP <5.4 tons | YORK | HRCU-A-CB (Split System: Heat Pump with Remote Outdoor Unit-Air-Source) | HMH72B341 | ASPEN |  | D(A,C,E)36D36+TDR | TMLE040A12MP11 | 32800 | 18 | 8.1 | 33600 | 27200 | 80.95% | 2.5 | 0 | 10 |  |  |  |  | R-410A | 2.7333 | Residential & Commercial | USHP | Ducted CEE Tier 1
211628225 | Central HP <5.4 tons | YORK | HRCU-A-CB (Split System: Heat Pump with Remote Outdoor Unit-Air-Source) | HMH72B341 | ASPEN |  | D(A,C,E)36D36+TDR | TMLV060A12MP12 | 32800 | 17.5 | 8.1 | 34000 | 27800 | 81.76% | 2.5 | 0 | 9.5 |  |  |  |  | R-410A | 2.7333 | Residential & Commercial | USHP
211628316 | Central HP <5.4 tons | YORK | HRCU-A-CB (Split System: Heat Pump with Remote Outdoor Unit-Air-Source) | HMH72B341 | ASPEN |  | D(A,C,E)36D36+TDR | TP9C100C20MP13 | 32800 | 17.5 | 8.1 | 34000 | 28400 | 83.53% | 2.52 | 0 | 9.5 |  |  |  |  | R-410A | 2.7333 | Residential & Commercial | USHP
211628364 | Central HP <5.4 tons | YORK | HRCU-A-CB (Split System: Heat Pump with Remote Outdoor Unit-Air-Source) | HMH72B341 | ASPEN |  | CM36B36+TDR | TPLC080C16MP13 | 32000 | 17.5 | 8.1 | 25400 | 31600 | 124.4% | 2.87 | 0 | 9.9 |  |  |  |  | R-410A | 2.6667 | Residential & Commercial | USHP
211628368 | Central HP <5.4 tons | YORK | HRCU-A-CB (Split System: Heat Pump with Remote Outdoor Unit-Air-Source) | HMH72B341 | ASPEN |  | D(A,C,E)36D36+TDR | TPLC080C16MP13 | 32800 | 17.5 | 8.1 | 33800 | 27400 | 81.07% | 2.54 | 0 | 10 |  |  |  |  | R-410A | 2.7333 | Residential & Commercial | USHP | Ducted CEE Tier 1
215682285 | Central HP <5.4 tons | HEIL | HRCU-A-CB (Split System: Heat Pump with Remote Outdoor Unit-Air-Source) | H5H0V48*K*AAA* |  |  | EVD5X49M24A*+WALLCON | *97CTN1202422A* | 48000 | 19 | 9 | 50000 | 36600 | 73.2% | 2 | 0 | 10.5 |  |  |  |  | R-454B | 4 | Residential & Commercial | USHP | Ducted CEE Tier 1
215676385 | Central HP <5.4 tons | HEIL | HRCU-A-CB (Split System: Heat Pump with Remote Outdoor Unit-Air-Source) | H5H0V48*K*AAA* |  |  | EVD5X49M24A*+WALLCON | *96CTN1002122B* | 48000 | 19 | 9 | 50000 | 36600 | 73.2% | 2 | 0 | 10 |  |  |  |  | R-454B | 4 | Residential & Commercial | USHP | Ducted CEE Tier 1
213927550 | Central HP <5.4 tons | ARMSTRONG AIR | HRCU-A-CB (Split System: Heat Pump with Remote Outdoor Unit-Air-Source) | 4SHP22LX124P-**A | ADP |  | PL36H***P229+AEFE3A* | 0 | 23400 | 20 | 8.85 | 20800 | 15700 | 75.48% | 2.3 | 0 | 13.5 |  |  |  |  | R-410A | 1.95 | Residential & Commercial | USHP | Ducted CEE Tier 1
215385621 | Central HP <5.4 tons | HISENSE | HRCU-A-CB (Split System: Heat Pump with Remote Outdoor Unit-Air-Source) | AUWR-24U3SF2 | ASPEN |  | L(E,F)W30C4 | 0 | 21200 | 15.8 | 8.1 | 23000 | 17700 | 76.96% | 1.98 | 0 | 10 |  |  |  |  | R-410A | 1.7667 | Residential & Commercial | USHP | Ducted CEE Tier 1
215675885 | Central HP <5.4 tons | HEIL | HRCU-A-CB (Split System: Heat Pump with Remote Outdoor Unit-Air-Source) | H5H0V48*K*AAA* |  |  | EVM5X60M24A*+WALLCON | *80CTL1102120B* | 48000 | 19 | 9 | 50000 | 36400 | 72.8% | 2 | 0 | 10.5 |  |  |  |  | R-454B | 4 | Residential & Commercial | USHP | Ducted CEE Tier 1
215675985 | Central HP <5.4 tons | HEIL | HRCU-A-CB (Split System: Heat Pump with Remote Outdoor Unit-Air-Source) | H5H0V48*K*AAA* |  |  | EVM5X61M24A*+WALLCON | *80CTL0902120B* | 48500 | 19.5 | 9.5 | 50000 | 36600 | 73.2% | 2.1 | 0 | 10.5 |  |  |  |  | R-454B | 4.0417 | Residential & Commercial | USHP | Ducted CEE Tier 1
213828546 | Central HP <5.4 tons | HISENSE | HRCU-A-C (Split System: Heat Pump with Remote Outdoor Unit with No Indoor Fan --Air Source) | AUWR-36U3SA | ASPEN |  | D(A,C,E)43D34+TDR | 0 | 29800 | 15.5 | 9.4 | 30000 | 24200 | 80.67% | 2.08 | 0 | 11.3 |  |  |  |  | R-410A | 2.4833 | Residential & Commercial | USHP | Ducted CEE Tier 1
216623447 | Central HP <5.4 tons | MDV | HRCU-A-C (Split System: Heat Pump with Remote Outdoor Unit with No Indoor Fan --Air Source) | MOD30-30HFN10-M3X |  |  | MVBM-36B24T4N10-MAS | 0 | 29000 | 16 | 9.5 | 32000 | 32000 | 100% | 1.85 | 0 | 10 |  |  |  |  | R-454B | 2.4167 | Residential & Commercial | USHP | Ducted CEE Tier 1
215676735 | Central HP <5.4 tons | HEIL | HRCU-A-CB (Split System: Heat Pump with Remote Outdoor Unit-Air-Source) | H5H0V48*K*AAA* |  |  | EVD5X61M21A*+WALLCON | *80CTL0901716B* | 48500 | 19 | 9 | 50000 | 37000 | 74% | 2 | 0 | 10 |  |  |  |  | R-454B | 4.0417 | Residential & Commercial | USHP | Ducted CEE Tier 1
215676885 | Central HP <5.4 tons | HEIL | HRCU-A-CB (Split System: Heat Pump with Remote Outdoor Unit-Air-Source) | H5H0V48*K*AAA* |  |  | EVD5X61M24A*+WALLCON | *80CTL1352422B* | 48500 | 19.5 | 9.5 | 50000 | 36600 | 73.2% | 2.1 | 0 | 10.5 |  |  |  |  | R-454B | 4.0417 | Residential & Commercial | USHP | Ducted CEE Tier 1
214264158 | Central HP <5.4 tons | ARMSTRONG AIR | HRCU-A-CB (Split System: Heat Pump with Remote Outdoor Unit-Air-Source) | 4SHP22LX124P-**A | ADP |  | H,A,DG9J(1,2)36+TXV | A80UH2E090B12 | 24000 | 21 | 8.5 | 22000 | 15400 | 70% | 1.92 | 0 | 13.5 |  |  |  |  | R-410A | 2 | Residential & Commercial | USHP | Ducted CEE Tier 1
213367734 | Central HP <5.4 tons | YORK | HRCU-A-CB (Split System: Heat Pump with Remote Outdoor Unit-Air-Source) | HMH72B361 | ASPEN |  | C(A,C,D,E)36C24+TDR | Y81E100B12LMPS1 | 31800 | 17.5 | 8.1 | 35800 | 25400 | 70.95% | 2.61 | 0 | 8.4 |  |  |  |  | R-410A | 2.65 | Residential & Commercial | USHP
216055700 | Central HP <5.4 tons | CHAMPION HEATING AND COOLING | HRCU-A-CB (Split System: Heat Pump with Remote Outdoor Unit-Air-Source) | HH836E2S11 | ASPEN |  | C(A,C,D,E)36B3K+TDR | TM8Y100C16MP11 | 30800 | 18 | 8.5 | 30400 | 25000 | 82.24% | 2 | 0 | 11 |  |  |  |  | R-454B | 2.5667 | Residential & Commercial | USHP | Ducted CEE Tier 1
216699823 | Central HP <5.4 tons | DAIKIN | HRCU-A-CB (Split System: Heat Pump with Remote Outdoor Unit-Air-Source) | DH9VSA361CA* |  |  | DFVE48CP1300A* | 0 | 34200 | 19 | 9.2 | 33400 | 33000 | 98.8% | 2.1 | 0 | 11.7 |  |  |  |  | R-32 | 2.85 | Residential & Commercial | USHP | Ducted CEE Tier 1
216699830 | Central HP <5.4 tons | DAIKIN | HRCU-A-CB (Split System: Heat Pump with Remote Outdoor Unit-Air-Source) | DH9VSA361CA* |  |  | CA*EA6030*3A* | D*96TC0804CNA* | 34200 | 19 | 9.2 | 32600 | 32600 | 100% | 2 | 0 | 11.7 |  |  |  |  | R-32 | 2.85 | Residential & Commercial | USHP | Ducted CEE Tier 1
216055681 | Central HP <5.4 tons | CHAMPION HEATING AND COOLING | HRCU-A-CB (Split System: Heat Pump with Remote Outdoor Unit-Air-Source) | HH836E2S11 | ASPEN |  | D(A,C,E)36A4K+TDR | TM8E120C16MP11 | 30400 | 18 | 8.5 | 30200 | 24800 | 82.12% | 2 | 0 | 11.2 |  |  |  |  | R-454B | 2.5333 | Residential & Commercial | USHP | Ducted CEE Tier 1
216055706 | Central HP <5.4 tons | CHAMPION HEATING AND COOLING | HRCU-A-CB (Split System: Heat Pump with Remote Outdoor Unit-Air-Source) | HH836E2S11 | ASPEN |  | C(A,C,D,E)36B3K+TDR | TM8Y120C20MP11 | 30800 | 18 | 8.5 | 30600 | 25000 | 81.7% | 2 | 0 | 11 |  |  |  |  | R-454B | 2.5667 | Residential & Commercial | USHP | Ducted CEE Tier 1
216055708 | Central HP <5.4 tons | CHAMPION HEATING AND COOLING | HRCU-A-CB (Split System: Heat Pump with Remote Outdoor Unit-Air-Source) | HH836E2S11 | ASPEN |  | D(A,C,E)36A4K+TDR | TM8Y120C20MP11 | 30800 | 18 | 8.5 | 30600 | 25000 | 81.7% | 2 | 0 | 11 |  |  |  |  | R-454B | 2.5667 | Residential & Commercial | USHP | Ducted CEE Tier 1
216055731 | Central HP <5.4 tons | CHAMPION HEATING AND COOLING | HRCU-A-CB (Split System: Heat Pump with Remote Outdoor Unit-Air-Source) | HH836E2S11 | ASPEN |  | C(A,C,D,E)48A3K+TDR | TM9V080B12MP12 | 30800 | 18 | 8.1 | 30800 | 25200 | 81.82% | 2 | 0 | 10.5 |  |  |  |  | R-454B | 2.5667 | Residential & Commercial | USHP | Ducted CEE Tier 1
216055781 | Central HP <5.4 tons | CHAMPION HEATING AND COOLING | HRCU-A-CB (Split System: Heat Pump with Remote Outdoor Unit-Air-Source) | HH836E2S11 | ASPEN |  | C(A,C,D,E)36B3K+TDR | TMLV100C16MP12 | 31000 | 18 | 8.5 | 31200 | 25400 | 81.41% | 2 | 0 | 10.5 |  |  |  |  | R-454B | 2.5833 | Residential & Commercial | USHP | Ducted CEE Tier 1
216055783 | Central HP <5.4 tons | CHAMPION HEATING AND COOLING | HRCU-A-CB (Split System: Heat Pump with Remote Outdoor Unit-Air-Source) | HH836E2S11 | ASPEN |  | D(A,C,E)36A4K+TDR | TMLV100C16MP12 | 31000 | 18 | 8.5 | 31200 | 25400 | 81.41% | 2 | 0 | 10.5 |  |  |  |  | R-454B | 2.5833 | Residential & Commercial | USHP | Ducted CEE Tier 1
216055808 | Central HP <5.4 tons | CHAMPION HEATING AND COOLING | HRCU-A-CB (Split System: Heat Pump with Remote Outdoor Unit-Air-Source) | HH836E2S11 | ASPEN |  | C(A,C,D,E)36B3K+TDR | Z8ES080B12SMPS1 | 30600 | 18 | 8.5 | 30000 | 24800 | 82.67% | 2 | 0 | 11 |  |  |  |  | R-454B | 2.55 | Residential & Commercial | USHP | Ducted CEE Tier 1
214336689 | Central HP <5.4 tons | RHEEM | HRCU-A-CB (Split System: Heat Pump with Remote Outdoor Unit-Air-Source) | RD17AZ60AJ3N | ASPEN |  | CP61C34+TDR | R921V1155A24M4S | 52000 | 17.9 | 8.1 | 54000 | 49000 | 90.74% | 1.75 | 0 | 9.8 |  |  |  |  | R-410A | 4.3333 | Residential & Commercial | USHP
212498333 | Central HP <5.4 tons | PAYNE HEATING AND COOLING | HRCU-A-CB (Split System: Heat Pump with Remote Outdoor Unit-Air-Source) | 38MURAQ30AB3* | ADP |  | CE2903A+TXV | 0 | 29400 | 15.2 | 8.15 | 33200 | 27000 | 81.33% | 1.76 | 0 | 8.5 |  |  |  |  | R-410A | 2.45 | Residential & Commercial | USHP
216699822 | Central HP <5.4 tons | DAIKIN | HRCU-A-CB (Split System: Heat Pump with Remote Outdoor Unit-Air-Source) | DH9VSA361CA* |  |  | DFVE48DP0300A* | 0 | 34200 | 19 | 9.2 | 33400 | 33000 | 98.8% | 2.1 | 0 | 11.7 |  |  |  |  | R-32 | 2.85 | Residential & Commercial | USHP | Ducted CEE Tier 1
211628494 | Central HP <5.4 tons | YORK | HRCU-A-CB (Split System: Heat Pump with Remote Outdoor Unit-Air-Source) | HMH72B341 | ASPEN |  | CM36B36+TDR | YPLC060A12MP13 | 32000 | 17.5 | 8.1 | 25600 | 32000 | 125% | 2.84 | 0 | 9.4 |  |  |  |  | R-410A | 2.6667 | Residential & Commercial | USHP
216055243 | Central HP <5.4 tons | LUXAIRE | HRCU-A-CB (Split System: Heat Pump with Remote Outdoor Unit-Air-Source) | HH860E2S11 | ASPEN |  | D(A,C,E)60A3K+TDR | TL8E100C20UH11 | 41500 | 18 | 8.5 | 45000 | 34000 | 75.56% | 2 | 0 | 11.5 |  |  |  |  | R-454B | 3.4583 | Residential & Commercial | USHP | Ducted CEE Tier 1
216055654 | Central HP <5.4 tons | CHAMPION HEATING AND COOLING | HRCU-A-CB (Split System: Heat Pump with Remote Outdoor Unit-Air-Source) | HH836E2S11 | ASPEN |  | D(A,C,E)36A4K+TDR | TL8E100C20UH11 | 31000 | 17 | 8.5 | 30800 | 25000 | 81.17% | 2 | 0 | 11 |  |  |  |  | R-454B | 2.5833 | Residential & Commercial | USHP | Ducted CEE Tier 1
213355435 | Central HP <5.4 tons | YORK | HRCU-A-CB (Split System: Heat Pump with Remote Outdoor Unit-Air-Source) | HMH72B341 | ASPEN |  | L(E,G)M36E6 | 0 | 32400 | 17 | 8.5 | 32000 | 28000 | 87.5% | 2.88 | 0 | 10 |  |  |  |  | R-410A | 2.7 | Residential & Commercial | USHP | Ducted CEE Tier 1
213614463 | Central HP <5.4 tons | YORK | HRCU-A-CB (Split System: Heat Pump with Remote Outdoor Unit-Air-Source) | YZT48B21 | ASPEN |  | D(A,C,E)60B44+TDR | TM9Y080C16MP11 | 23800 | 16 | 8.4 | 47500 | 34200 | 72% | 3.03 | 0 | 12.4 |  |  |  |  | R-410A | 1.9833 | Residential & Commercial | USHP | Ducted CEE Tier 1
213752793 | Central HP <5.4 tons | CARRIER | HRCU-A-CB (Split System: Heat Pump with Remote Outdoor Unit-Air-Source) | 38MURAQ24AB3* | ASPEN |  | D(A,C,E)24B44+TDR | 59SC2E060M14**12 | 23800 | 17 | 8.5 | 26600 | 20200 | 75.94% | 2.86 | 0 | 10 |  |  |  |  | R-410A | 1.9833 | Residential & Commercial | USHP | Ducted CEE Tier 1
213752959 | Central HP <5.4 tons | CARRIER | HRCU-A-CB (Split System: Heat Pump with Remote Outdoor Unit-Air-Source) | 38MURAQ24AB3* | ASPEN |  | D(A,C,E)24B44+TDR | 59SP6A080V21**20 | 23800 | 17 | 8.5 | 26000 | 20200 | 77.69% | 2.92 | 0 | 10 |  |  |  |  | R-410A | 1.9833 | Residential & Commercial | USHP | Ducted CEE Tier 1
213752961 | Central HP <5.4 tons | CARRIER | HRCU-A-CB (Split System: Heat Pump with Remote Outdoor Unit-Air-Source) | 38MURAQ24AB3* | ASPEN |  | D(A,C,E)30B34+TDR | 59SP6A080V21**20 | 23800 | 17 | 8.5 | 26000 | 20200 | 77.69% | 2.92 | 0 | 10 |  |  |  |  | R-410A | 1.9833 | Residential & Commercial | USHP | Ducted CEE Tier 1
213752977 | Central HP <5.4 tons | CARRIER | HRCU-A-CB (Split System: Heat Pump with Remote Outdoor Unit-Air-Source) | 38MURAQ24AB3* | ASPEN |  | D(A,C,E)36B34+TDR | 59SP6A100V21**20 | 23800 | 17 | 8.5 | 26000 | 20000 | 76.92% | 2.89 | 0 | 10 |  |  |  |  | R-410A | 1.9833 | Residential & Commercial | USHP | Ducted CEE Tier 1
216699837 | Central HP <5.4 tons | DAIKIN | HRCU-A-CB (Split System: Heat Pump with Remote Outdoor Unit-Air-Source) | DH9VSA361CA* |  |  | CHPEA4830*3A* | D*80SC0805CUA* | 33400 | 18.2 | 9 | 31000 | 31000 | 100% | 2 | 0 | 11 |  |  |  |  | R-32 | 2.7833 | Residential & Commercial | USHP | Ducted CEE Tier 1
216766674 | Central HP <5.4 tons | TRANE | HRCU-A-CB (Split System: Heat Pump with Remote Outdoor Unit-Air-Source) | 5TWR7060A1 |  |  | 5PX*D010AS3 | S9V2C080U5VSB | 52500 | 15.2 | 9 | 51000 | 38500 | 75.49% | 2.22 | 0 | 11.2 |  |  |  |  | R-454B | 4.375 | Residential & Commercial | USHP | Ducted CEE Tier 1
215679585 | Central HP <5.4 tons | HEIL | HRCU-A-CB (Split System: Heat Pump with Remote Outdoor Unit-Air-Source) | H5H0V36*K*AAA* |  |  | EA*5X60M24A*+WALLCON | *97CTN1202422A* | 34400 | 18.5 | 9 | 34200 | 24800 | 72.51% | 1.9 | 0 | 10.5 |  |  |  |  | R-454B | 2.8667 | Residential & Commercial | USHP | Ducted CEE Tier 1
215679935 | Central HP <5.4 tons | HEIL | HRCU-A-CB (Split System: Heat Pump with Remote Outdoor Unit-Air-Source) | H5H0V36*K*AAA* |  |  | ESH5X60M12A*+WALLCON | *96CTN0802120B* | 34600 | 16.5 | 8.5 | 34600 | 24800 | 71.68% | 1.8 | 0 | 9.5 |  |  |  |  | R-454B | 2.8833 | Residential & Commercial | USHP
215679985 | Central HP <5.4 tons | HEIL | HRCU-A-CB (Split System: Heat Pump with Remote Outdoor Unit-Air-Source) | H5H0V36*K*AAA* |  |  | ESH5X60M12A*+WALLCON | *97CTN0802120A* | 34600 | 16.5 | 8.5 | 34600 | 24800 | 71.68% | 1.8 | 0 | 9.5 |  |  |  |  | R-454B | 2.8833 | Residential & Commercial | USHP
215676495 | Central HP <5.4 tons | HEIL | HRCU-A-CB (Split System: Heat Pump with Remote Outdoor Unit-Air-Source) | H5H0V48*K*AAA* |  |  | EVD5X60M21A*+WALLCON | *95CSU0601716B* | 47500 | 18 | 9 | 50000 | 37200 | 74.4% | 1.98 | 0 | 10 |  |  |  |  | R-454B | 3.9583 | Residential & Commercial | USHP | Ducted CEE Tier 1
213367819 | Central HP <5.4 tons | YORK | HRCU-A-CB (Split System: Heat Pump with Remote Outdoor Unit-Air-Source) | HMH72B341 | ASPEN |  | C(A,C,D,E)36A44+TDR | YP9C080B12MP13 | 32800 | 17 | 8.1 | 33600 | 29200 | 86.9% | 2.64 | 0 | 9.5 |  |  |  |  | R-410A | 2.7333 | Residential & Commercial | USHP
215588495 | Central HP <5.4 tons | CARRIER | HRCU-A-CB (Split System: Heat Pump with Remote Outdoor Unit-Air-Source) | 27VNA154A*030* |  |  | CVAMA6124XMA*+UI | 59TN6C080C21**20 | 52500 | 19.5 | 8.5 | 53500 | 46500 | 86.92% | 1.95 | 0 | 12 |  |  |  |  | R-454B | 4.375 | Residential & Commercial | USHP | Ducted CEE Tier 1
208101911 | Central HP <5.4 tons | MDV | HRCU-A-C (Split System: Heat Pump with Remote Outdoor Unit with No Indoor Fan --Air Source) | MOD30U-30HFN1-MR0(X) |  |  | MAC-36HWDN1-MN0 | 0 | 30000 | 15.5 | 9.7 | 33000 | 27000 | 81.82% | 1.85 | 10.7 | 10.5 |  |  |  |  | R-410A | 2.5 | Residential & Commercial | USHP | Ducted CEE Tier 1
213821172 | Central HP <5.4 tons | TEMPSTAR | HRCU-A-CB (Split System: Heat Pump with Remote Outdoor Unit-Air-Source) | DLCURAH24AAK | ASPEN |  | D(A,C,E)30B34+TDR | *96VTN1002122B* | 23800 | 16.5 | 8.5 | 25200 | 22400 | 88.89% | 2.91 | 0 | 9 |  |  |  |  | R-410A | 1.9833 | Residential & Commercial | USHP
213204096 | Central HP <5.4 tons | TEMPSTAR | HRCU-A-CB (Split System: Heat Pump with Remote Outdoor Unit-Air-Source) | DLCURAH24AAK | ASPEN |  | D(A,C,E)36C34+TDR | *80ES(N,L)0901714A* | 23800 | 16 | 8.1 | 25600 | 28200 | 110.2% | 2.62 | 0 | 9.5 |  |  |  |  | R-410A | 1.9833 | Residential & Commercial | USHP
213204248 | Central HP <5.4 tons | TEMPSTAR | HRCU-A-CB (Split System: Heat Pump with Remote Outdoor Unit-Air-Source) | DLCURAH24AAK | ASPEN |  | D(A,C,E)36C34+TDR | *95ESN0601412A* | 23800 | 15.2 | 8.1 | 25400 | 27400 | 107.9% | 2.68 | 0 | 9.4 |  |  |  |  | R-410A | 1.9833 | Residential & Commercial | USHP
213204316 | Central HP <5.4 tons | TEMPSTAR | HRCU-A-CB (Split System: Heat Pump with Remote Outdoor Unit-Air-Source) | DLCURAH24AAK | ASPEN |  | D(A,C,E)30C44+TDR | *96VTN0601412A* | 23200 | 16 | 8.1 | 24400 | 26800 | 109.8% | 2.7 | 0 | 9.4 |  |  |  |  | R-410A | 1.9333 | Residential & Commercial | USHP
213204330 | Central HP <5.4 tons | TEMPSTAR | HRCU-A-CB (Split System: Heat Pump with Remote Outdoor Unit-Air-Source) | DLCURAH24AAK | ASPEN |  | D(A,C,E)36B34+TDR | *96VTN0601714A* | 23800 | 15.5 | 8.1 | 25200 | 27000 | 107.1% | 2.69 | 0 | 9.5 |  |  |  |  | R-410A | 1.9833 | Residential & Commercial | USHP
216055245 | Central HP <5.4 tons | LUXAIRE | HRCU-A-CB (Split System: Heat Pump with Remote Outdoor Unit-Air-Source) | HH860E2S11 | ASPEN |  | C(A,C,D,E)60A3K+TDR | TL9E080C16UH11 | 41000 | 18 | 8.5 | 45500 | 34400 | 75.6% | 2 | 0 | 10.5 |  |  |  |  | R-454B | 3.4167 | Residential & Commercial | USHP | Ducted CEE Tier 1
216055259 | Central HP <5.4 tons | LUXAIRE | HRCU-A-CB (Split System: Heat Pump with Remote Outdoor Unit-Air-Source) | HH860E2S11 | ASPEN |  | C(A,C,D,E)48A3K+TDR | TM8E100C20MP11 | 41000 | 16.5 | 8.1 | 46000 | 35000 | 76.09% | 2 | 0 | 10.5 |  |  |  |  | R-454B | 3.4167 | Residential & Commercial | USHP | Ducted CEE Tier 1
216055275 | Central HP <5.4 tons | LUXAIRE | HRCU-A-CB (Split System: Heat Pump with Remote Outdoor Unit-Air-Source) | HH860E2S11 | ASPEN |  | C(A,C,D,E)60A3K+TDR | TM8V100C16MP12 | 40500 | 16.5 | 8.1 | 43500 | 33400 | 76.78% | 2 | 0 | 11.2 |  |  |  |  | R-454B | 3.375 | Residential & Commercial | USHP | Ducted CEE Tier 1
216055277 | Central HP <5.4 tons | LUXAIRE | HRCU-A-CB (Split System: Heat Pump with Remote Outdoor Unit-Air-Source) | HH860E2S11 | ASPEN |  | C(A,C,D,E)48A3K+TDR | TM8V100C20MP12 | 40000 | 17.5 | 8.1 | 44500 | 33800 | 75.96% | 2 | 0 | 10.5 |  |  |  |  | R-454B | 3.3333 | Residential & Commercial | USHP | Ducted CEE Tier 1
216055292 | Central HP <5.4 tons | LUXAIRE | HRCU-A-CB (Split System: Heat Pump with Remote Outdoor Unit-Air-Source) | HH860E2S11 | ASPEN |  | C(A,C,D,E)48A3K+TDR | TM8Y120C20MP11 | 40000 | 17.5 | 8.1 | 44500 | 33800 | 75.96% | 2 | 0 | 11.2 |  |  |  |  | R-454B | 3.3333 | Residential & Commercial | USHP | Ducted CEE Tier 1
214861615 | Central HP <5.4 tons | MDV | HRCU-A-CB (Split System: Heat Pump with Remote Outdoor Unit-Air-Source) | MOE30-60HFN10-M3X |  |  | MVBDM-60HWFN10-WC3-D | 0 | 54000 | 17.5 | 9.5 | 55000 | 54000 | 98.18% | 1.9 | 0 | 12 |  |  |  |  | R-454B | 4.5 | Residential & Commercial | USHP | Ducted CEE Tier 1
211627584 | Central HP <5.4 tons | YORK | HRCU-A-CB (Split System: Heat Pump with Remote Outdoor Unit-Air-Source) | HMH72B341 | ASPEN |  | CM36B36+TDR | TL9E060B12UH11 | 32000 | 18 | 8.1 | 25600 | 32000 | 125% | 2.8 | 0 | 9.4 |  |  |  |  | R-410A | 2.6667 | Residential & Commercial | USHP
211627636 | Central HP <5.4 tons | YORK | HRCU-A-CB (Split System: Heat Pump with Remote Outdoor Unit-Air-Source) | HMH72B341 | ASPEN |  | CM36B36+TDR | TM8E060A12MP11 | 32200 | 18 | 8.1 | 25400 | 31600 | 124.4% | 2.84 | 0 | 9.9 |  |  |  |  | R-410A | 2.6833 | Residential & Commercial | USHP
211627701 | Central HP <5.4 tons | YORK | HRCU-A-CB (Split System: Heat Pump with Remote Outdoor Unit-Air-Source) | HMH72B341 | ASPEN |  | CM36B36+TDR | TM8E120C16MP11 | 32200 | 18 | 8.5 | 25200 | 31400 | 124.6% | 2.88 | 0 | 9.9 |  |  |  |  | R-410A | 2.6833 | Residential & Commercial | USHP
215676595 | Central HP <5.4 tons | HEIL | HRCU-A-CB (Split System: Heat Pump with Remote Outdoor Unit-Air-Source) | H5H0V48*K*AAA* |  |  | EVD5X60M24A*+WALLCON | *80CSU1002120A* | 48000 | 18.5 | 9 | 50000 | 36600 | 73.2% | 2 | 0 | 10 |  |  |  |  | R-454B | 4 | Residential & Commercial | USHP | Ducted CEE Tier 1
216766052 | Central HP <5.4 tons | TRANE | HRCU-A-CB (Split System: Heat Pump with Remote Outdoor Unit-Air-Source) | 5TWR7036A1 |  |  | 5PX*B006AS3 | S8V2A040M3PCB | 32800 | 16 | 8.7 | 32400 | 24200 | 74.69% | 2.14 | 0 | 12 |  |  |  |  | R-454B | 2.7333 | Residential & Commercial | USHP | Ducted CEE Tier 1
216766120 | Central HP <5.4 tons | TRANE | HRCU-A-CB (Split System: Heat Pump with Remote Outdoor Unit-Air-Source) | 5TWR7036A1 |  |  | 5PX*BD06AS3 | S8V2A040M3PCB | 32600 | 16 | 8.5 | 33200 | 24400 | 73.49% | 2.05 | 0 | 12 |  |  |  |  | R-454B | 2.7167 | Residential & Commercial | USHP | Ducted CEE Tier 1
216766186 | Central HP <5.4 tons | TRANE | HRCU-A-CB (Split System: Heat Pump with Remote Outdoor Unit-Air-Source) | 5TWR7036A1 |  |  | 5PX*C009AS3 | S9X1C080U5PSB | 34400 | 17.1 | 9 | 32600 | 24200 | 74.23% | 2.22 | 0 | 12 |  |  |  |  | R-454B | 2.8667 | Residential & Commercial | USHP | Ducted CEE Tier 1
216766188 | Central HP <5.4 tons | TRANE | HRCU-A-CB (Split System: Heat Pump with Remote Outdoor Unit-Air-Source) | 5TWR7036A1 |  |  | 5PX*C009AS3 | S8V2C080M5PDB | 34200 | 17.1 | 9 | 32400 | 24000 | 74.07% | 2.21 | 0 | 12 |  |  |  |  | R-454B | 2.85 | Residential & Commercial | USHP | Ducted CEE Tier 1
211752355 | Central HP <5.4 tons | ARMSTRONG AIR | HRCU-A-CB (Split System: Heat Pump with Remote Outdoor Unit-Air-Source) | 4SHP22LX124P-**A | ADP |  | H,A,DE33936 | A97USMV070B12 | 23800 | 21 | 8.5 | 22000 | 15400 | 70% | 1.92 | 0 | 13.5 |  |  |  |  | R-410A | 1.9833 | Residential & Commercial | USHP | Ducted CEE Tier 1
214244019 | Central HP <5.4 tons | CARRIER | HRCU-A-CB (Split System: Heat Pump with Remote Outdoor Unit-Air-Source) | 25VNA424A*031* |  |  | CNPV*3617AL*+UI | 59TN6C060C17**14 | 23200 | 19.5 | 9.5 | 26800 | 20000 | 74.63% | 2.36 | 0 | 12.5 |  |  |  |  | R-410A | 1.9333 | Residential & Commercial | USHP | Ducted CEE Tier 1
211628416 | Central HP <5.4 tons | YORK | HRCU-A-CB (Split System: Heat Pump with Remote Outdoor Unit-Air-Source) | HMH72B341 | ASPEN |  | CM36B36+TDR | YP9C060B12MP13 | 32200 | 17.5 | 8.1 | 25600 | 32000 | 125% | 2.82 | 0 | 9.4 |  |  |  |  | R-410A | 2.6833 | Residential & Commercial | USHP
211628548 | Central HP <5.4 tons | YORK | HRCU-A-CB (Split System: Heat Pump with Remote Outdoor Unit-Air-Source) | HMH72B341 | ASPEN |  | D(A,C,E)36A36+TDR | YPLC100C20MP13 | 31000 | 16.3 | 8.1 | 32400 | 27400 | 84.57% | 2.49 | 0 | 8.8 |  |  |  |  | R-410A | 2.5833 | Residential & Commercial | USHP
215932310 | Central HP <5.4 tons | DAY & NIGHT | HRCU-A-CB (Split System: Heat Pump with Remote Outdoor Unit-Air-Source) | C5H3V36*K*AAA* |  |  | EA*5X42M21A*+WALLCON | *97CMN0801714B* | 32400 | 19.5 | 9.5 | 35400 | 27200 | 76.84% | 2 | 0 | 11 |  |  |  |  | R-454B | 2.7 | Residential & Commercial | USHP | Ducted CEE Tier 1
215677185 | Central HP <5.4 tons | HEIL | HRCU-A-CB (Split System: Heat Pump with Remote Outdoor Unit-Air-Source) | H5H0V60*K*AAA* |  |  | EVM5X60M24A*+WALLCON | *97CMN1202422B* | 56500 | 18.5 | 9 | 63000 | 44500 | 70.63% | 2.08 | 0 | 9 |  |  |  |  | R-454B | 4.7083 | Residential & Commercial | USHP
216055312 | Central HP <5.4 tons | LUXAIRE | HRCU-A-CB (Split System: Heat Pump with Remote Outdoor Unit-Air-Source) | HH860E2S11 | ASPEN |  | D(A,C,E)60A3K+TDR | TM9V080C16MP12 | 40500 | 17 | 8.5 | 43500 | 33600 | 77.24% | 2 | 0 | 10.5 |  |  |  |  | R-454B | 3.375 | Residential & Commercial | USHP | Ducted CEE Tier 1
216055392 | Central HP <5.4 tons | LUXAIRE | HRCU-A-CB (Split System: Heat Pump with Remote Outdoor Unit-Air-Source) | HH860E2S11 | ASPEN |  | C(A,C,D,E)60A3K+TDR | Z8ES100C16SMPS1 | 41000 | 17 | 8.5 | 43500 | 33200 | 76.32% | 2 | 0 | 11.7 |  |  |  |  | R-454B | 3.4167 | Residential & Commercial | USHP | Ducted CEE Tier 1
216055395 | Central HP <5.4 tons | LUXAIRE | HRCU-A-CB (Split System: Heat Pump with Remote Outdoor Unit-Air-Source) | HH860E2S11 | ASPEN |  | C(A,C,D,E)60A3K+TDR | Z8ES100C20SMPS1 | 41500 | 18 | 8.5 | 44000 | 33400 | 75.91% | 2 | 0 | 11.7 |  |  |  |  | R-454B | 3.4583 | Residential & Commercial | USHP | Ducted CEE Tier 1
212437662 | Central HP <5.4 tons | ARMSTRONG AIR | HRCU-A-CB (Split System: Heat Pump with Remote Outdoor Unit-Air-Source) | 4SHP22LX124P-**A | ADP |  | 36BX** | A97USMV070B12 | 23800 | 21 | 8.5 | 22000 | 15400 | 70% | 1.92 | 0 | 13.5 |  |  |  |  | R-410A | 1.9833 | Residential & Commercial | USHP | Ducted CEE Tier 1
212437570 | Central HP <5.4 tons | ARMSTRONG AIR | HRCU-A-CB (Split System: Heat Pump with Remote Outdoor Unit-Air-Source) | 4SHP22LX124P-**A | ADP |  | 36CX** | A80UH2E070A12 | 24000 | 21 | 8.5 | 22000 | 15400 | 70% | 1.92 | 0 | 13.5 |  |  |  |  | R-410A | 2 | Residential & Commercial | USHP | Ducted CEE Tier 1
213295992 | Central HP <5.4 tons | AMERICAN STANDARD | HRCU-A-CB (Split System: Heat Pump with Remote Outdoor Unit-Air-Source) | 4A6V0024A1 | ASPEN |  | D(A,C,E)36A44+JMET08BS2N1+TDR | 0 | 22000 | 18.9 | 8.3 | 21400 | 19900 | 92.99% | 2.43 | 0 | 12.3 |  |  |  |  | R-410A | 1.8333 | Residential & Commercial | USHP | Ducted CEE Tier 1
215359331 | Central HP <5.4 tons | MDV | HRCU-A-CB (Split System: Heat Pump with Remote Outdoor Unit-Air-Source) | MOX630-48HFN10-M3X |  |  | MVBDM-60HWFN10-WC3-D | 0 | 48000 | 17.5 | 9.5 | 48000 | 48000 | 100% | 2 | 0 | 12 |  |  |  |  | R-454B | 4 | Residential & Commercial | USHP | Ducted CEE Tier 1
215678005 | Central HP <5.4 tons | HEIL | HRCU-A-CB (Split System: Heat Pump with Remote Outdoor Unit-Air-Source) | H5H0V60*K*AAA* |  |  | EA*5X61M24A*+WALLCON | *97CMN1202422B* | 56000 | 18.5 | 9 | 60000 | 42000 | 70% | 2 | 0 | 9 |  |  |  |  | R-454B | 4.6667 | Residential & Commercial | USHP
216766286 | Central HP <5.4 tons | TRANE | HRCU-A-CB (Split System: Heat Pump with Remote Outdoor Unit-Air-Source) | 5TWR7036A1 |  |  | 5TXCB004AS3 | S9X2B040U3PSB | 32200 | 16 | 8.7 | 32400 | 24000 | 74.07% | 2.11 | 0 | 11.7 |  |  |  |  | R-454B | 2.6833 | Residential & Commercial | USHP | Ducted CEE Tier 1
216766290 | Central HP <5.4 tons | TRANE | HRCU-A-CB (Split System: Heat Pump with Remote Outdoor Unit-Air-Source) | 5TWR7036A1 |  |  | 5TXCB004AS3 | S8V2B060M4PDB | 32000 | 16 | 8.5 | 32200 | 24000 | 74.53% | 2.11 | 0 | 11.7 |  |  |  |  | R-454B | 2.6667 | Residential & Commercial | USHP | Ducted CEE Tier 1
215676645 | Central HP <5.4 tons | HEIL | HRCU-A-CB (Split System: Heat Pump with Remote Outdoor Unit-Air-Source) | H5H0V48*K*AAA* |  |  | EVD5X60M24A*+WALLCON | *95CSU1002122B* | 48000 | 19 | 9 | 50000 | 36400 | 72.8% | 2.02 | 0 | 10 |  |  |  |  | R-454B | 4 | Residential & Commercial | USHP | Ducted CEE Tier 1
215676795 | Central HP <5.4 tons | HEIL | HRCU-A-CB (Split System: Heat Pump with Remote Outdoor Unit-Air-Source) | H5H0V48*K*AAA* |  |  | EVD5X61M21A*+WALLCON | *97CMN0602120B* | 48000 | 18.5 | 9 | 50000 | 37400 | 74.8% | 2 | 0 | 10 |  |  |  |  | R-454B | 4 | Residential & Commercial | USHP | Ducted CEE Tier 1
216766789 | Central HP <5.4 tons | TRANE | HRCU-A-CB (Split System: Heat Pump with Remote Outdoor Unit-Air-Source) | 5TWX7024A1 |  |  | 5PX*B004AS3 | S8V2B080M4PDB | 23200 | 17 | 8.7 | 21800 | 17200 | 78.9% | 2 | 0 | 12 |  |  |  |  | R-454B | 1.9333 | Residential & Commercial | USHP | Ducted CEE Tier 1
216766807 | Central HP <5.4 tons | TRANE | HRCU-A-CB (Split System: Heat Pump with Remote Outdoor Unit-Air-Source) | 5TWX7024A1 |  |  | 5PX*B006AS3 | S9X2B040D3PSB | 22000 | 16 | 8.7 | 21200 | 17000 | 80.19% | 2 | 0 | 11.7 |  |  |  |  | R-454B | 1.8333 | Residential & Commercial | USHP | Ducted CEE Tier 1
213350118 | Central HP <5.4 tons | YORK | HRCU-A-CB (Split System: Heat Pump with Remote Outdoor Unit-Air-Source) | HMH72B341 | ASPEN |  | C(A,C,D,E)36B34+TDR | Y81E080B12LMPS1 | 33000 | 18 | 8.2 | 32800 | 29400 | 89.63% | 2.7 | 0 | 9.5 |  |  |  |  | R-410A | 2.75 | Residential & Commercial | USHP
212975830 | Central HP <5.4 tons | DAY & NIGHT | HRCU-A-CB (Split System: Heat Pump with Remote Outdoor Unit-Air-Source) | DLCURAH18ABK |  |  | EN(A,D)4X24L17** | *96VTN0801716B* | 17700 | 16 | 8.5 | 18700 | 19100 | 102.1% | 2.3 | 0 | 11 |  |  |  |  | R-410A | 1.475 | Residential & Commercial | USHP | Ducted CEE Tier 1
216025753 | Central HP <5.4 tons | MDV | HRCU-A-CB (Split System: Heat Pump with Remote Outdoor Unit-Air-Source) | MOD30-30HFN10-M3X |  |  | MVBE-30HWFN10-WL3E | 0 | 30000 | 17.5 | 10.2 | 32000 | 32000 | 100% | 2 | 0 | 11.7 |  |  |  |  | R-454B | 2.5 | Residential & Commercial | USHP | Ducted CEE Tier 1
214389305 | Central HP <5.4 tons | BRYANT HEATING AND COOLING SYSTEMS | HRCU-A-CB (Split System: Heat Pump with Remote Outdoor Unit-Air-Source) | 284ANV036*0**B* |  |  | CNPV*4824AL*+UI | 88*TB60110C21*** | 33600 | 19.5 | 9 | 36600 | 26000 | 71.04% | 2.04 | 0 | 12.5 |  |  |  |  | R-410A | 2.8 | Residential & Commercial | USHP | Ducted CEE Tier 1
216766976 | Central HP <5.4 tons | TRANE | HRCU-A-CB (Split System: Heat Pump with Remote Outdoor Unit-Air-Source) | 5TWX7036A1 |  |  | 5PX*C009AS3 | S9V2C080U5VSB | 34200 | 17.1 | 8.7 | 32200 | 24000 | 74.53% | 2.22 | 0 | 12 |  |  |  |  | R-454B | 2.85 | Residential & Commercial | USHP | Ducted CEE Tier 1
216699826 | Central HP <5.4 tons | DAIKIN | HRCU-A-CB (Split System: Heat Pump with Remote Outdoor Unit-Air-Source) | DH9VSA361CA* |  |  | CA*EA6030*3A*+MBVK16CP1X00A* | 0 | 34200 | 19 | 9.2 | 32600 | 32600 | 100% | 2 | 0 | 11.7 |  |  |  |  | R-32 | 2.85 | Residential & Commercial | USHP | Ducted CEE Tier 1
211627768 | Central HP <5.4 tons | YORK | HRCU-A-CB (Split System: Heat Pump with Remote Outdoor Unit-Air-Source) | HMH72B341 | ASPEN |  | D(A,C,E)36A36+TDR | TM8V100C20MP12 | 31000 | 16.3 | 8.1 | 32400 | 27400 | 84.57% | 2.49 | 0 | 8.8 |  |  |  |  | R-410A | 2.5833 | Residential & Commercial | USHP
211627803 | Central HP <5.4 tons | YORK | HRCU-A-CB (Split System: Heat Pump with Remote Outdoor Unit-Air-Source) | HMH72B341 | ASPEN |  | CM36A36+TDR | TM8Y080B12MP11 | 31600 | 17.8 | 8.2 | 25000 | 31600 | 126.4% | 2.77 | 0 | 9.8 |  |  |  |  | R-410A | 2.6333 | Residential & Commercial | USHP
212976734 | Central HP <5.4 tons | DAY & NIGHT | HRCU-A-CB (Split System: Heat Pump with Remote Outdoor Unit-Air-Source) | DLCURAH30ABK |  |  | EA*4X42L21A* | *96VTN1002120B* | 30200 | 15.2 | 8.5 | 34200 | 27600 | 80.7% | 1.8 | 0 | 9 |  |  |  |  | R-410A | 2.5167 | Residential & Commercial | USHP
214522509 | Central HP <5.4 tons | YORK | HRCU-A-CB (Split System: Heat Pump with Remote Outdoor Unit-Air-Source) | HMH72B341 | ASPEN |  | DX36C34+TDR | Y81E120C16SMPS1 | 33600 | 18 | 8.1 | 32600 | 23400 | 71.78% | 1.92 | 0 | 9.5 |  |  |  |  | R-410A | 2.8 | Residential & Commercial | USHP
212976491 | Central HP <5.4 tons | DAY & NIGHT | HRCU-A-CB (Split System: Heat Pump with Remote Outdoor Unit-Air-Source) | DLCURAH30ABK |  |  | EA*4X43L21A* | *96VTN0802120B* | 30600 | 15.2 | 8.1 | 33400 | 26400 | 79.04% | 1.86 | 0 | 9 |  |  |  |  | R-410A | 2.55 | Residential & Commercial | USHP
213350125 | Central HP <5.4 tons | YORK | HRCU-A-CB (Split System: Heat Pump with Remote Outdoor Unit-Air-Source) | HMH72B341 | ASPEN |  | D(A,C,E)36B34+TDR | Y81E080B12SMPS1 | 33000 | 18 | 8.2 | 32800 | 29400 | 89.63% | 2.7 | 0 | 9.5 |  |  |  |  | R-410A | 2.75 | Residential & Commercial | USHP
213350168 | Central HP <5.4 tons | YORK | HRCU-A-CB (Split System: Heat Pump with Remote Outdoor Unit-Air-Source) | HMH72B341 | ASPEN |  | D(A,C,E)36A44+TDR | Y81E120C16LMPS1 | 33600 | 18 | 8.3 | 32800 | 30000 | 91.46% | 2.76 | 0 | 9.5 |  |  |  |  | R-410A | 2.8 | Residential & Commercial | USHP
213350175 | Central HP <5.4 tons | YORK | HRCU-A-CB (Split System: Heat Pump with Remote Outdoor Unit-Air-Source) | HMH72B341 | ASPEN |  | D(A,C,E)36A34+TDR | Y81E120C20LMPS1 | 31600 | 17.5 | 8.5 | 33800 | 27800 | 82.25% | 2.66 | 0 | 9.3 |  |  |  |  | R-410A | 2.6333 | Residential & Commercial | USHP
215677205 | Central HP <5.4 tons | HEIL | HRCU-A-CB (Split System: Heat Pump with Remote Outdoor Unit-Air-Source) | H5H0V60*K*AAA* |  |  | EVM5X60M24A*+WALLCON | *96CTN1202422B* | 56500 | 18.5 | 9 | 63000 | 44500 | 70.63% | 2.1 | 0 | 9 |  |  |  |  | R-454B | 4.7083 | Residential & Commercial | USHP
213205461 | Central HP <5.4 tons | TEMPSTAR | HRCU-A-CB (Split System: Heat Pump with Remote Outdoor Unit-Air-Source) | DLCURAH30ABK | ASPEN |  | D(A,C,E)36C34+TDR | *96VTN1002122A* | 29600 | 15.2 | 8.1 | 33800 | 24000 | 71.01% | 2.63 | 0 | 9 |  |  |  |  | R-410A | 2.4667 | Residential & Commercial | USHP
208101906 | Central HP <5.4 tons | MDV | HRCU-A-C (Split System: Heat Pump with Remote Outdoor Unit with No Indoor Fan --Air Source) | MOX430U-24HFN1-MR0 |  |  | MAC-24HWDN1-MN0 | 0 | 24000 | 15.7 | 9.8 | 25600 | 18500 | 72.27% | 2.2 | 10.3 | 10 |  |  |  |  | R-410A | 2 | Residential & Commercial | USHP | Ducted CEE Tier 1
213311181 | Central HP <5.4 tons | PAYNE HEATING AND COOLING | HRCU-A-CB (Split System: Heat Pump with Remote Outdoor Unit-Air-Source) | 38MURAQ36AB3* | ADP |  | C36A***L129+CBPE3A* | 0 | 35400 | 15.2 | 8.1 | 36800 | 34400 | 93.48% | 2 | 0 | 9.5 |  |  |  |  | R-410A | 2.95 | Residential & Commercial | USHP
216699802 | Central HP <5.4 tons | DAIKIN | HRCU-A-CB (Split System: Heat Pump with Remote Outdoor Unit-Air-Source) | DH9VSA241CA* |  |  | CA*EA4830*3A* | D*96TC1005CNA* | 23400 | 19.2 | 9.2 | 22000 | 22000 | 100% | 2 | 0 | 11.7 |  |  |  |  | R-32 | 1.95 | Residential & Commercial | USHP | Ducted CEE Tier 1
216055999 | Central HP <5.4 tons | CHAMPION HEATING AND COOLING | HRCU-A-CB (Split System: Heat Pump with Remote Outdoor Unit-Air-Source) | HH860E2S11 | ASPEN |  | D(A,C,E)60A3K+TDR | Z8ES100C16SMPS1 | 41000 | 17 | 8.5 | 43500 | 33200 | 76.32% | 2 | 0 | 11.7 |  |  |  |  | R-454B | 3.4167 | Residential & Commercial | USHP | Ducted CEE Tier 1
216055231 | Central HP <5.4 tons | LUXAIRE | HRCU-A-CB (Split System: Heat Pump with Remote Outdoor Unit-Air-Source) | HH860E2S11 | ASPEN |  | D(A,C,E)60A3K+TDR | LPLC100C16MP13 | 40500 | 17 | 8.5 | 44000 | 33400 | 75.91% | 2 | 0 | 11 |  |  |  |  | R-454B | 3.375 | Residential & Commercial | USHP | Ducted CEE Tier 1
216055238 | Central HP <5.4 tons | LUXAIRE | HRCU-A-CB (Split System: Heat Pump with Remote Outdoor Unit-Air-Source) | HH860E2S11 | ASPEN |  | C(A,C,D,E)48A3K+TDR | TL8E080C16UH11 | 40000 | 16.5 | 8.1 | 44000 | 33600 | 76.36% | 2 | 0 | 11.2 |  |  |  |  | R-454B | 3.3333 | Residential & Commercial | USHP | Ducted CEE Tier 1
216055247 | Central HP <5.4 tons | LUXAIRE | HRCU-A-CB (Split System: Heat Pump with Remote Outdoor Unit-Air-Source) | HH860E2S11 | ASPEN |  | C(A,C,D,E)48A3K+TDR | TL9E100C20UH11 | 40000 | 16.5 | 8.1 | 44000 | 33400 | 75.91% | 2 | 0 | 11.2 |  |  |  |  | R-454B | 3.3333 | Residential & Commercial | USHP | Ducted CEE Tier 1
211168130 | Central HP <5.4 tons | AMERICAN STANDARD | HRCU-A-CB (Split System: Heat Pump with Remote Outdoor Unit-Air-Source) | 4A6V8X24A1 | ASPEN |  | 4PXFH003AZ3+TDR | *DHMB080ACV3 | 23200 | 18 | 8.5 | 20200 | 19300 | 95.54% | 2.48 | 0 | 12 |  |  |  |  | R-410A | 1.9333 | Residential & Commercial | USHP | Ducted CEE Tier 1
211752351 | Central HP <5.4 tons | ARMSTRONG AIR | HRCU-A-CB (Split System: Heat Pump with Remote Outdoor Unit-Air-Source) | 4SHP22LX124P-**A | ADP |  | H,A,DE32936 | A96US2V070B12 | 23600 | 20 | 8.45 | 22000 | 15400 | 70% | 1.9 | 0 | 13 |  |  |  |  | R-410A | 1.9667 | Residential & Commercial | USHP | Ducted CEE Tier 1
211752352 | Central HP <5.4 tons | ARMSTRONG AIR | HRCU-A-CB (Split System: Heat Pump with Remote Outdoor Unit-Air-Source) | 4SHP22LX124P-**A | ADP |  | H,A,DE33936 | A96US2V070B12 | 23800 | 21 | 8.5 | 22000 | 15400 | 70% | 1.92 | 0 | 13.5 |  |  |  |  | R-410A | 1.9833 | Residential & Commercial | USHP | Ducted CEE Tier 1
213925624 | Central HP <5.4 tons | LUXAIRE | HRCU-A-CB (Split System: Heat Pump with Remote Outdoor Unit-Air-Source) | HMH72B341 | ASPEN |  | L(E,G)M36E4 | 0 | 32400 | 17 | 8.5 | 32000 | 28000 | 87.5% | 2.88 | 0 | 10 |  |  |  |  | R-410A | 2.7 | Residential & Commercial | USHP | Ducted CEE Tier 1
213925625 | Central HP <5.4 tons | LUXAIRE | HRCU-A-CB (Split System: Heat Pump with Remote Outdoor Unit-Air-Source) | HMH72B341 | ASPEN |  | L(E,G)M36E6 | 0 | 32400 | 17 | 8.5 | 32000 | 28000 | 87.5% | 2.88 | 0 | 10 |  |  |  |  | R-410A | 2.7 | Residential & Commercial | USHP | Ducted CEE Tier 1
214093100 | Central HP <5.4 tons | LUXAIRE | HRCU-A-CB (Split System: Heat Pump with Remote Outdoor Unit-Air-Source) | HMH72B341 | ASPEN |  | D(A,C,E)42A46+TDR | TMLE080C16MP11 | 33000 | 18 | 8.3 | 32400 | 45000 | 138.9% | 3.11 | 0 | 10 |  |  |  |  | R-410A | 2.75 | Residential & Commercial | USHP | Ducted CEE Tier 1
214093150 | Central HP <5.4 tons | LUXAIRE | HRCU-A-CB (Split System: Heat Pump with Remote Outdoor Unit-Air-Source) | HMH72B341 | ASPEN |  | D(A,C,E)36A36+TDR | TPLC100C20MP13 | 31000 | 16.3 | 8.5 | 32400 | 43500 | 134.3% | 3.13 | 0 | 8.8 |  |  |  |  | R-410A | 2.5833 | Residential & Commercial | USHP
214092231 | Central HP <5.4 tons | LUXAIRE | HRCU-A-CB (Split System: Heat Pump with Remote Outdoor Unit-Air-Source) | HMH72B341 | ASPEN |  | D(A,C,E)42A44+TDR | LP9C080B12MP13 | 32800 | 17 | 8.1 | 32400 | 46500 | 143.5% | 3.12 | 0 | 9.5 |  |  |  |  | R-410A | 2.7333 | Residential & Commercial | USHP
213350192 | Central HP <5.4 tons | YORK | HRCU-A-CB (Split System: Heat Pump with Remote Outdoor Unit-Air-Source) | HMH72B341 | ASPEN |  | D(A,C,E)36A44+TDR | Y82E100C16LMPS1 | 32000 | 18 | 8.5 | 33400 | 28000 | 83.83% | 2.7 | 0 | 9.4 |  |  |  |  | R-410A | 2.6667 | Residential & Commercial | USHP
215677815 | Central HP <5.4 tons | HEIL | HRCU-A-CB (Split System: Heat Pump with Remote Outdoor Unit-Air-Source) | H5H0V60*K*AAA* |  |  | EA*5X60M24A*+WALLCON | *95CSU1002122B* | 55000 | 18.5 | 8.5 | 59000 | 41500 | 70.34% | 2.04 | 0 | 9 |  |  |  |  | R-454B | 4.5833 | Residential & Commercial | USHP
215677915 | Central HP <5.4 tons | HEIL | HRCU-A-CB (Split System: Heat Pump with Remote Outdoor Unit-Air-Source) | H5H0V60*K*AAA* |  |  | EA*5X61M24A*+WALLCON | *80CTL0702120B* | 55500 | 18.5 | 9 | 60000 | 42000 | 70% | 2 | 0 | 8.5 |  |  |  |  | R-454B | 4.625 | Residential & Commercial | USHP
215865888 | Central HP <5.4 tons | MDV | HRCU-A-CB (Split System: Heat Pump with Remote Outdoor Unit-Air-Source) | MOX630-60HFN10-M3 |  |  | MVBC-60HWFPN10-MD3E | 0 | 54000 | 15.2 | 8.4 | 54000 | 38000 | 70.37% | 1.8 | 0 | 8.6 |  |  |  |  | R-454B | 4.5 | Residential & Commercial | USHP
213367822 | Central HP <5.4 tons | YORK | HRCU-A-CB (Split System: Heat Pump with Remote Outdoor Unit-Air-Source) | HMH72B341 | ASPEN |  | C(A,C,D,E)36A44+TDR | YP9C100C20MP13 | 32000 | 17.5 | 8.1 | 34000 | 28400 | 83.53% | 2.69 | 0 | 9.4 |  |  |  |  | R-410A | 2.6667 | Residential & Commercial | USHP
215677615 | Central HP <5.4 tons | HEIL | HRCU-A-CB (Split System: Heat Pump with Remote Outdoor Unit-Air-Source) | H5H0V60*K*AAA* |  |  | EVD5X61M21A*+WALLCON | *97CMN0602120B* | 56000 | 17.5 | 9 | 65000 | 46000 | 70.77% | 2.06 | 0 | 8.5 |  |  |  |  | R-454B | 4.6667 | Residential & Commercial | USHP
215677535 | Central HP <5.4 tons | HEIL | HRCU-A-CB (Split System: Heat Pump with Remote Outdoor Unit-Air-Source) | H5H0V60*K*AAA* |  |  | EVD5X60M24A*+WALLCON | *97CMN1202422B* | 56500 | 18.5 | 9 | 63000 | 44500 | 70.63% | 2.08 | 0 | 9 |  |  |  |  | R-454B | 4.7083 | Residential & Commercial | USHP
216699824 | Central HP <5.4 tons | DAIKIN | HRCU-A-CB (Split System: Heat Pump with Remote Outdoor Unit-Air-Source) | DH9VSA361CA* |  |  | DFVE48CP0300A* | 0 | 34200 | 19 | 9.2 | 33400 | 33000 | 98.8% | 2.1 | 0 | 11.7 |  |  |  |  | R-32 | 2.85 | Residential & Commercial | USHP | Ducted CEE Tier 1
216699838 | Central HP <5.4 tons | DAIKIN | HRCU-A-CB (Split System: Heat Pump with Remote Outdoor Unit-Air-Source) | DH9VSA361CA* |  |  | CA*EA6030*3A* | D*80SC0805CUA* | 34200 | 19 | 9.2 | 32600 | 32600 | 100% | 2 | 0 | 11.7 |  |  |  |  | R-32 | 2.85 | Residential & Commercial | USHP | Ducted CEE Tier 1
216623448 | Central HP <5.4 tons | MDV | HRCU-A-C (Split System: Heat Pump with Remote Outdoor Unit with No Indoor Fan --Air Source) | MOD30-30HFN10-M3X |  |  | MVBM-36C24T4N10-MAS | 0 | 29000 | 16 | 9.5 | 32000 | 32000 | 100% | 1.85 | 0 | 10 |  |  |  |  | R-454B | 2.4167 | Residential & Commercial | USHP | Ducted CEE Tier 1
215039490 | Central HP <5.4 tons | LENNOX | HRCU-A-CB (Split System: Heat Pump with Remote Outdoor Unit-Air-Source) | ML17XP1-048-230A** | ASPEN |  | CH60B34+TDR | EL196UH110XE60C* | 45000 | 15.5 | 8.1 | 44500 | 31600 | 71.01% | 2.75 | 0 | 12.4 |  |  |  |  | R-410A | 3.75 | Residential & Commercial | USHP | Ducted CEE Tier 1
214092282 | Central HP <5.4 tons | LUXAIRE | HRCU-A-CB (Split System: Heat Pump with Remote Outdoor Unit-Air-Source) | HMH72B341 | ASPEN |  | D(A,C,E)42A44+TDR | TM8E040A12MP11 | 32800 | 18 | 8.1 | 32400 | 45500 | 140.4% | 3.1 | 0 | 10 |  |  |  |  | R-410A | 2.7333 | Residential & Commercial | USHP | Ducted CEE Tier 1
214092297 | Central HP <5.4 tons | LUXAIRE | HRCU-A-CB (Split System: Heat Pump with Remote Outdoor Unit-Air-Source) | HMH72B341 | ASPEN |  | D(A,C,E)42A44+TDR | TM8E100C16MP11 | 33000 | 18 | 8.3 | 32400 | 45000 | 138.9% | 3.11 | 0 | 10 |  |  |  |  | R-410A | 2.75 | Residential & Commercial | USHP | Ducted CEE Tier 1
214092329 | Central HP <5.4 tons | LUXAIRE | HRCU-A-CB (Split System: Heat Pump with Remote Outdoor Unit-Air-Source) | HMH72B341 | ASPEN |  | D(A,C,E)36A34+TDR | TM8Y100C16MP11 | 31600 | 18.4 | 8.4 | 32400 | 44000 | 135.8% | 3.14 | 0 | 9.8 |  |  |  |  | R-410A | 2.6333 | Residential & Commercial | USHP
214092330 | Central HP <5.4 tons | LUXAIRE | HRCU-A-CB (Split System: Heat Pump with Remote Outdoor Unit-Air-Source) | HMH72B341 | ASPEN |  | D(A,C,E)42A44+TDR | TM8Y100C16MP11 | 32400 | 18.5 | 8.5 | 32400 | 44000 | 135.8% | 3.14 | 0 | 10 |  |  |  |  | R-410A | 2.7 | Residential & Commercial | USHP | Ducted CEE Tier 1
214092332 | Central HP <5.4 tons | LUXAIRE | HRCU-A-CB (Split System: Heat Pump with Remote Outdoor Unit-Air-Source) | HMH72B341 | ASPEN |  | D(A,C,E)36A34+TDR | TM8Y100C20MP11 | 33600 | 18 | 8.1 | 32400 | 46500 | 143.5% | 3.12 | 0 | 9.5 |  |  |  |  | R-410A | 2.8 | Residential & Commercial | USHP
214092380 | Central HP <5.4 tons | LUXAIRE | HRCU-A-CB (Split System: Heat Pump with Remote Outdoor Unit-Air-Source) | HMH72B341 | ASPEN |  | D(A,C,E)36A34+TDR | TM9Y060B12MP11 | 32600 | 17.5 | 8.1 | 32400 | 46000 | 142% | 2.98 | 0 | 9.5 |  |  |  |  | R-410A | 2.7167 | Residential & Commercial | USHP
214092433 | Central HP <5.4 tons | LUXAIRE | HRCU-A-CB (Split System: Heat Pump with Remote Outdoor Unit-Air-Source) | HMH72B341 | ASPEN |  | D(A,C,E)48B34+TDR | TP9C080B12MP13 | 32800 | 17 | 8.1 | 32400 | 46000 | 142% | 3.06 | 0 | 9.5 |  |  |  |  | R-410A | 2.7333 | Residential & Commercial | USHP
214092448 | Central HP <5.4 tons | LUXAIRE | HRCU-A-CB (Split System: Heat Pump with Remote Outdoor Unit-Air-Source) | HMH72B341 | ASPEN |  | D(A,C,E)48B34+TDR | TPLC060A12MP13 | 32800 | 17.5 | 8.1 | 32400 | 45000 | 138.9% | 3.09 | 0 | 9.5 |  |  |  |  | R-410A | 2.7333 | Residential & Commercial | USHP
214092449 | Central HP <5.4 tons | LUXAIRE | HRCU-A-CB (Split System: Heat Pump with Remote Outdoor Unit-Air-Source) | HMH72B341 | ASPEN |  | D(A,C,E)36A34+TDR | TPLC080B12MP13 | 32400 | 17 | 8.1 | 32400 | 45500 | 140.4% | 2.97 | 0 | 9.5 |  |  |  |  | R-410A | 2.7 | Residential & Commercial | USHP
214092934 | Central HP <5.4 tons | LUXAIRE | HRCU-A-CB (Split System: Heat Pump with Remote Outdoor Unit-Air-Source) | HMH72B341 | ASPEN |  | D(A,C,E)36A36+TDR | LP9C120D20MP13 | 31200 | 16.8 | 8.5 | 32400 | 44000 | 135.8% | 3.21 | 0 | 9.3 |  |  |  |  | R-410A | 2.6 | Residential & Commercial | USHP
214092950 | Central HP <5.4 tons | LUXAIRE | HRCU-A-CB (Split System: Heat Pump with Remote Outdoor Unit-Air-Source) | HMH72B341 | ASPEN |  | D(A,C,E)42A46+TDR | LPLC100C20MP13 | 31800 | 16.5 | 8.5 | 32400 | 44000 | 135.8% | 3.14 | 0 | 8.9 |  |  |  |  | R-410A | 2.65 | Residential & Commercial | USHP
214092966 | Central HP <5.4 tons | LUXAIRE | HRCU-A-CB (Split System: Heat Pump with Remote Outdoor Unit-Air-Source) | HMH72B341 | ASPEN |  | D(A,C,E)48B36+TDR | TL9E060B12UH11 | 32600 | 18 | 8.1 | 32400 | 44500 | 137.3% | 3.05 | 0 | 9.5 |  |  |  |  | R-410A | 2.7167 | Residential & Commercial | USHP
214092968 | Central HP <5.4 tons | LUXAIRE | HRCU-A-CB (Split System: Heat Pump with Remote Outdoor Unit-Air-Source) | HMH72B341 | ASPEN |  | D(A,C,E)42A46+TDR | TL9E080C16UH11 | 32400 | 17.5 | 8.1 | 32400 | 45000 | 138.9% | 3.14 | 0 | 9.5 |  |  |  |  | R-410A | 2.7 | Residential & Commercial | USHP
214092998 | Central HP <5.4 tons | LUXAIRE | HRCU-A-CB (Split System: Heat Pump with Remote Outdoor Unit-Air-Source) | HMH72B341 | ASPEN |  | D(A,C,E)42A46+TDR | TM8V080B12MP12 | 32400 | 17 | 8.1 | 32400 | 46000 | 142% | 3.03 | 0 | 9.5 |  |  |  |  | R-410A | 2.7 | Residential & Commercial | USHP
213367842 | Central HP <5.4 tons | YORK | HRCU-A-CB (Split System: Heat Pump with Remote Outdoor Unit-Air-Source) | HMH72B361 | ASPEN |  | C(A,C,D,E)36A44+TDR | Y81E100C20LMPS1 | 34000 | 16.5 | 8.1 | 36000 | 26800 | 74.44% | 2.83 | 0 | 8.9 |  |  |  |  | R-410A | 2.8333 | Residential & Commercial | USHP
212442654 | Central HP <5.4 tons | YORK | HRCU-A-CB (Split System: Heat Pump with Remote Outdoor Unit-Air-Source) | HMH72B361 | ASPEN |  | LEM48B6 | 0 | 34400 | 18 | 8.1 | 36000 | 26400 | 73.33% | 2.82 | 0 | 9 |  |  |  |  | R-410A | 2.8667 | Residential & Commercial | USHP
216055049 | Central HP <5.4 tons | LUXAIRE | HRCU-A-CB (Split System: Heat Pump with Remote Outdoor Unit-Air-Source) | HH836E2S11 | ASPEN |  | C(A,C,D,E)36B3K+TDR | TM8E120C16MP11 | 30600 | 18 | 8.5 | 30200 | 24800 | 82.12% | 2 | 0 | 11 |  |  |  |  | R-454B | 2.55 | Residential & Commercial | USHP | Ducted CEE Tier 1
215678205 | Central HP <5.4 tons | HEIL | HRCU-A-CB (Split System: Heat Pump with Remote Outdoor Unit-Air-Source) | H5H0V24*K*AAA* |  |  | EA*5X24M17A*+WALLCON | *97CTN0601716A* | 22800 | 16.5 | 9 | 24000 | 16900 | 70.42% | 1.94 | 0 | 10 |  |  |  |  | R-454B | 1.9 | Residential & Commercial | USHP | Ducted CEE Tier 1
214447343 | Central HP <5.4 tons | HISENSE | HRCU-A-CB (Split System: Heat Pump with Remote Outdoor Unit-Air-Source) | AUWR-24U3SF2 | ASPEN |  | AFM234+TDR | 0 | 19600 | 16.1 | 8.5 | 22600 | 16900 | 74.78% | 2.05 | 0 | 9.7 |  |  |  |  | R-410A | 1.6333 | Residential & Commercial | USHP
216699840 | Central HP <5.4 tons | DAIKIN | HRCU-A-CB (Split System: Heat Pump with Remote Outdoor Unit-Air-Source) | DH9VSA361CA* |  |  | CA*EA6030*3A* | D*97MC1005CNA* | 34200 | 19 | 9.2 | 32600 | 32600 | 100% | 2 | 0 | 11.7 |  |  |  |  | R-32 | 2.85 | Residential & Commercial | USHP | Ducted CEE Tier 1
214093000 | Central HP <5.4 tons | LUXAIRE | HRCU-A-CB (Split System: Heat Pump with Remote Outdoor Unit-Air-Source) | HMH72B341 | ASPEN |  | D(A,C,E)36A36+TDR | TM8V080C16MP12 | 31600 | 17.5 | 8.4 | 32400 | 44000 | 135.8% | 3.14 | 0 | 9.8 |  |  |  |  | R-410A | 2.6333 | Residential & Commercial | USHP
214093001 | Central HP <5.4 tons | LUXAIRE | HRCU-A-CB (Split System: Heat Pump with Remote Outdoor Unit-Air-Source) | HMH72B341 | ASPEN |  | D(A,C,E)42A46+TDR | TM8V080C16MP12 | 32400 | 17.5 | 8.5 | 32400 | 44000 | 135.8% | 3.14 | 0 | 10 |  |  |  |  | R-410A | 2.7 | Residential & Commercial | USHP | Ducted CEE Tier 1
216055008 | Central HP <5.4 tons | LUXAIRE | HRCU-A-CB (Split System: Heat Pump with Remote Outdoor Unit-Air-Source) | HH836E2S11 | ASPEN |  | C(A,C,D,E)36B3K+TDR | LP9C100C20MP13 | 31600 | 17.5 | 8.1 | 32400 | 26000 | 80.25% | 2 | 0 | 9.8 |  |  |  |  | R-454B | 2.6333 | Residential & Commercial | USHP
216055010 | Central HP <5.4 tons | LUXAIRE | HRCU-A-CB (Split System: Heat Pump with Remote Outdoor Unit-Air-Source) | HH836E2S11 | ASPEN |  | D(A,C,E)36A4K+TDR | LP9C100C20MP13 | 31600 | 18 | 8.5 | 32400 | 26000 | 80.25% | 2 | 0 | 10 |  |  |  |  | R-454B | 2.6333 | Residential & Commercial | USHP | Ducted CEE Tier 1
216055043 | Central HP <5.4 tons | LUXAIRE | HRCU-A-CB (Split System: Heat Pump with Remote Outdoor Unit-Air-Source) | HH836E2S11 | ASPEN |  | C(A,C,D,E)36B3K+TDR | TM8E100C16MP11 | 31000 | 18 | 8.5 | 31200 | 25200 | 80.77% | 2 | 0 | 10.5 |  |  |  |  | R-454B | 2.5833 | Residential & Commercial | USHP | Ducted CEE Tier 1
216055059 | Central HP <5.4 tons | LUXAIRE | HRCU-A-CB (Split System: Heat Pump with Remote Outdoor Unit-Air-Source) | HH836E2S11 | ASPEN |  | C(A,C,D,E)48A3K+TDR | TM8V080C16MP12 | 31200 | 18 | 8.1 | 31200 | 25400 | 81.41% | 2 | 0 | 10.5 |  |  |  |  | R-454B | 2.6 | Residential & Commercial | USHP | Ducted CEE Tier 1
216055092 | Central HP <5.4 tons | LUXAIRE | HRCU-A-CB (Split System: Heat Pump with Remote Outdoor Unit-Air-Source) | HH836E2S11 | ASPEN |  | C(A,C,D,E)48A3K+TDR | TM9E100C16MP12 | 31200 | 18 | 8.1 | 31200 | 25200 | 80.77% | 2 | 0 | 10.5 |  |  |  |  | R-454B | 2.6 | Residential & Commercial | USHP | Ducted CEE Tier 1
216055108 | Central HP <5.4 tons | LUXAIRE | HRCU-A-CB (Split System: Heat Pump with Remote Outdoor Unit-Air-Source) | HH836E2S11 | ASPEN |  | D(A,C,E)36A4K+TDR | TM9V100C16MP12 | 30800 | 18 | 8.5 | 31000 | 25200 | 81.29% | 2 | 0 | 10.5 |  |  |  |  | R-454B | 2.5667 | Residential & Commercial | USHP | Ducted CEE Tier 1
213352879 | Central HP <5.4 tons | MDV | HRCU-A-CB (Split System: Heat Pump with Remote Outdoor Unit-Air-Source) | MOD30-24HFN1-MW |  |  | MVBL-24HWFN1-MI3 | 0 | 24000 | 19 | 9.3 | 27400 | 24000 | 87.59% | 1.91 | 0 | 12 |  |  |  |  | R-410A | 2 | Residential & Commercial | USHP | Ducted CEE Tier 1
216764295 | Central HP <5.4 tons | TRANE | HRCU-A-C (Split System: Heat Pump with Remote Outdoor Unit with No Indoor Fan --Air Source) | 5TWX7036A1 |  |  | 5PX*C007AS3 | 0 | 33600 | 16 | 8.7 | 33400 | 24800 | 74.25% | 2.1 | 0 | 11.2 |  |  |  |  | R-454B | 2.8 | Residential & Commercial | USHP | Ducted CEE Tier 1
216764411 | Central HP <5.4 tons | TRANE | HRCU-A-C (Split System: Heat Pump with Remote Outdoor Unit with No Indoor Fan --Air Source) | 5TWX7036A1 |  |  | 5TXCC009AS3 | 0 | 33600 | 16 | 8.7 | 32800 | 24400 | 74.39% | 2.1 | 0 | 11.5 |  |  |  |  | R-454B | 2.8 | Residential & Commercial | USHP | Ducted CEE Tier 1
213204079 | Central HP <5.4 tons | TEMPSTAR | HRCU-A-CB (Split System: Heat Pump with Remote Outdoor Unit-Air-Source) | DLCURAH24AAK | ASPEN |  | D(A,C,E)30C44+TDR | *80ES(N,L)0702116A* | 23800 | 16 | 8.1 | 25400 | 27800 | 109.4% | 2.65 | 0 | 9.5 |  |  |  |  | R-410A | 1.9833 | Residential & Commercial | USHP
213204196 | Central HP <5.4 tons | TEMPSTAR | HRCU-A-CB (Split System: Heat Pump with Remote Outdoor Unit-Air-Source) | DLCURAH24AAK | ASPEN |  | D(A,C,E)30C44+TDR | *92ESN1002120A* | 23800 | 16 | 8.5 | 26000 | 27600 | 106.2% | 2.7 | 0 | 9.5 |  |  |  |  | R-410A | 1.9833 | Residential & Commercial | USHP
213204281 | Central HP <5.4 tons | TEMPSTAR | HRCU-A-CB (Split System: Heat Pump with Remote Outdoor Unit-Air-Source) | DLCURAH24AAK | ASPEN |  | D(A,C,E)36B34+TDR | *95ESN0802120A* | 23800 | 15.5 | 8.5 | 26000 | 26000 | 100% | 2.74 | 0 | 9 |  |  |  |  | R-410A | 1.9833 | Residential & Commercial | USHP
215039643 | Central HP <5.4 tons | LENNOX | HRCU-A-CB (Split System: Heat Pump with Remote Outdoor Unit-Air-Source) | ML17XP1-048-230A** | ASPEN |  | CH60B34+TDR | ML180UH090E60C* | 45000 | 15.7 | 8.1 | 44500 | 31200 | 70.11% | 2.74 | 0 | 12.4 |  |  |  |  | R-410A | 3.75 | Residential & Commercial | USHP | Ducted CEE Tier 1
214264155 | Central HP <5.4 tons | ARMSTRONG AIR | HRCU-A-CB (Split System: Heat Pump with Remote Outdoor Unit-Air-Source) | 4SHP22LX124P-**A | ADP |  | H,A,DG9J936 | A80UH2E045A12 | 23600 | 21 | 8.5 | 21400 | 15000 | 70.09% | 1.9 | 0 | 13.5 |  |  |  |  | R-410A | 1.9667 | Residential & Commercial | USHP | Ducted CEE Tier 1
215934010 | Central HP <5.4 tons | DAY & NIGHT | HRCU-A-CB (Split System: Heat Pump with Remote Outdoor Unit-Air-Source) | C5H3V48*K*AAA* |  |  | EA*5X48M21A*+WALLCON | *80CTL0902120B* | 44000 | 21 | 9.5 | 48000 | 36200 | 75.42% | 1.92 | 0 | 11 |  |  |  |  | R-454B | 3.6667 | Residential & Commercial | USHP | Ducted CEE Tier 1
215934080 | Central HP <5.4 tons | DAY & NIGHT | HRCU-A-CB (Split System: Heat Pump with Remote Outdoor Unit-Air-Source) | C5H3V48*K*AAA* |  |  | EA*5X48M21A*+WALLCON | *96CTN0801714B* | 42500 | 20 | 9 | 48500 | 35200 | 72.58% | 2 | 0 | 11 |  |  |  |  | R-454B | 3.5417 | Residential & Commercial | USHP | Ducted CEE Tier 1
215934210 | Central HP <5.4 tons | DAY & NIGHT | HRCU-A-CB (Split System: Heat Pump with Remote Outdoor Unit-Air-Source) | C5H3V48*K*AAA* |  |  | EA*5X61M21A*+WALLCON | *95CSU0601716B* | 44500 | 20.5 | 9.5 | 49000 | 36600 | 74.69% | 2 | 0 | 11 |  |  |  |  | R-454B | 3.7083 | Residential & Commercial | USHP | Ducted CEE Tier 1
216699810 | Central HP <5.4 tons | DAIKIN | HRCU-A-CB (Split System: Heat Pump with Remote Outdoor Unit-Air-Source) | DH9VSA241CA* |  |  | CA*EA4830*3A* | D*80TC0804C*A* | 23400 | 19.2 | 9.2 | 22000 | 22000 | 100% | 2 | 0 | 11.7 |  |  |  |  | R-32 | 1.95 | Residential & Commercial | USHP | Ducted CEE Tier 1
215678165 | Central HP <5.4 tons | HEIL | HRCU-A-CB (Split System: Heat Pump with Remote Outdoor Unit-Air-Source) | H5H0V60*K*AAA* |  |  | ESH5X60M12A*+WALLCON | *96CTN1002122B* | 55500 | 17 | 8.5 | 60000 | 42000 | 70% | 1.9 | 0 | 8.5 |  |  |  |  | R-454B | 4.625 | Residential & Commercial | USHP
215399942 | Central HP <5.4 tons | LUXAIRE | HRCU-A-C (Split System: Heat Pump with Remote Outdoor Unit with No Indoor Fan --Air Source) | HH836E2S11 | ASPEN |  | D(A,C,E)36A4K+TDR | 0 | 30400 | 15.2 | 8.1 | 31000 | 31600 | 101.9% | 2.54 | 0 | 10.5 |  |  |  |  | R-454B | 2.5333 | Residential & Commercial | USHP | Ducted CEE Tier 1
216699814 | Central HP <5.4 tons | DAIKIN | HRCU-A-CB (Split System: Heat Pump with Remote Outdoor Unit-Air-Source) | DH9VSA241CA* |  |  | CA*EA4830*3A* | D*80SC0805CUA* | 23400 | 19.2 | 9.2 | 22000 | 22000 | 100% | 2 | 0 | 11.7 |  |  |  |  | R-32 | 1.95 | Residential & Commercial | USHP | Ducted CEE Tier 1
216764424 | Central HP <5.4 tons | TRANE | HRCU-A-C (Split System: Heat Pump with Remote Outdoor Unit with No Indoor Fan --Air Source) | 5TWX7048A1 |  |  | 5PX*C009AS3 | 0 | 43000 | 15.5 | 8.7 | 44500 | 32600 | 73.26% | 2.1 | 0 | 11.7 |  |  |  |  | R-454B | 3.5833 | Residential & Commercial | USHP | Ducted CEE Tier 1
216699797 | Central HP <5.4 tons | DAIKIN | HRCU-A-CB (Split System: Heat Pump with Remote Outdoor Unit-Air-Source) | DH9VSA241CA* |  |  | DFVE48CP1300A* | 0 | 23800 | 19.2 | 9.2 | 23200 | 22400 | 96.55% | 2.1 | 0 | 11.7 |  |  |  |  | R-32 | 1.9833 | Residential & Commercial | USHP | Ducted CEE Tier 1
216699804 | Central HP <5.4 tons | DAIKIN | HRCU-A-CB (Split System: Heat Pump with Remote Outdoor Unit-Air-Source) | DH9VSA241CA* |  |  | CA*EA4830*3A* | D*96TC0804CNA* | 23400 | 19.2 | 9.2 | 22000 | 22000 | 100% | 2 | 0 | 11.7 |  |  |  |  | R-32 | 1.95 | Residential & Commercial | USHP | Ducted CEE Tier 1
213821598 | Central HP <5.4 tons | TEMPSTAR | HRCU-A-CB (Split System: Heat Pump with Remote Outdoor Unit-Air-Source) | DLCURAH36ABK | ASPEN |  | D(A,C,E)36B34+TDR | *80MS(N,L)1552420A* | 35000 | 16.5 | 8.1 | 38500 | 31800 | 82.6% | 2.71 | 0 | 10.5 |  |  |  |  | R-410A | 2.9167 | Residential & Commercial | USHP | Ducted CEE Tier 1
213821613 | Central HP <5.4 tons | TEMPSTAR | HRCU-A-CB (Split System: Heat Pump with Remote Outdoor Unit-Air-Source) | DLCURAH36ABK | ASPEN |  | D(A,C,E)36B34+TDR | *92MSN0601412A* | 35000 | 15.5 | 8.1 | 38500 | 32400 | 84.16% | 2.51 | 0 | 9 |  |  |  |  | R-410A | 2.9167 | Residential & Commercial | USHP
213821614 | Central HP <5.4 tons | TEMPSTAR | HRCU-A-CB (Split System: Heat Pump with Remote Outdoor Unit-Air-Source) | DLCURAH36ABK | ASPEN |  | D(A,C,E)36C34+TDR | *92MSN0601412A* | 35000 | 15.5 | 8.1 | 38500 | 32400 | 84.16% | 2.51 | 0 | 9.5 |  |  |  |  | R-410A | 2.9167 | Residential & Commercial | USHP
213821631 | Central HP <5.4 tons | TEMPSTAR | HRCU-A-CB (Split System: Heat Pump with Remote Outdoor Unit-Air-Source) | DLCURAH36ABK | ASPEN |  | D(A,C,E)36B34+TDR | *92MSN1202420A* | 35200 | 16 | 8.1 | 38500 | 31800 | 82.6% | 2.7 | 0 | 10.5 |  |  |  |  | R-410A | 2.9333 | Residential & Commercial | USHP | Ducted CEE Tier 1
213821646 | Central HP <5.4 tons | TEMPSTAR | HRCU-A-CB (Split System: Heat Pump with Remote Outdoor Unit-Air-Source) | DLCURAH36ABK | ASPEN |  | D(A,C,E)36B34+TDR | *96MSN1002122A* | 33600 | 16.4 | 8.5 | 37800 | 31800 | 84.13% | 2.71 | 0 | 9.8 |  |  |  |  | R-410A | 2.8 | Residential & Commercial | USHP
216699815 | Central HP <5.4 tons | DAIKIN | HRCU-A-CB (Split System: Heat Pump with Remote Outdoor Unit-Air-Source) | DH9VSA241CA* |  |  | CHPEA4830*3A* | D*97MC1005CNA* | 23000 | 18.2 | 9 | 21000 | 21000 | 100% | 2 | 0 | 11.7 |  |  |  |  | R-32 | 1.9167 | Residential & Commercial | USHP | Ducted CEE Tier 1
216699811 | Central HP <5.4 tons | DAIKIN | HRCU-A-CB (Split System: Heat Pump with Remote Outdoor Unit-Air-Source) | DH9VSA241CA* |  |  | CHPEA4830*3A* | D*96SC0805CUA* | 23000 | 18.2 | 9 | 21000 | 21000 | 100% | 2 | 0 | 11.7 |  |  |  |  | R-32 | 1.9167 | Residential & Commercial | USHP | Ducted CEE Tier 1
216025755 | Central HP <5.4 tons | MDV | HRCU-A-CB (Split System: Heat Pump with Remote Outdoor Unit-Air-Source) | MOX430-18HFN10-M3X |  |  | MVBE-18HWFN10-WM3E | 0 | 18000 | 19.3 | 10.8 | 19000 | 19600 | 103.2% | 2.1 | 0 | 12.1 |  |  |  |  | R-454B | 1.5 | Residential & Commercial | USHP | Ducted CEE Tier 1
216699818 | Central HP <5.4 tons | DAIKIN | HRCU-A-CB (Split System: Heat Pump with Remote Outdoor Unit-Air-Source) | DH9VSA241CA* |  |  | CA*EA4830*3A* | D*97MC0804CNA* | 23400 | 19.2 | 9.2 | 22000 | 22000 | 100% | 2 | 0 | 11.7 |  |  |  |  | R-32 | 1.95 | Residential & Commercial | USHP | Ducted CEE Tier 1
215683055 | Central HP <5.4 tons | HEIL | HRCU-A-CB (Split System: Heat Pump with Remote Outdoor Unit-Air-Source) | H5H0V60*K*AAA* |  |  | EVD5X60M24A*+WALLCON | *96CTN0802120B* | 56500 | 18 | 9 | 63500 | 44500 | 70.08% | 2.08 | 0 | 9 |  |  |  |  | R-454B | 4.7083 | Residential & Commercial | USHP
215677325 | Central HP <5.4 tons | HEIL | HRCU-A-CB (Split System: Heat Pump with Remote Outdoor Unit-Air-Source) | H5H0V60*K*AAA* |  |  | EVD5X60M21A*+WALLCON | *80CSU1002120A* | 56500 | 18 | 9 | 64000 | 45000 | 70.31% | 2.08 | 0 | 9 |  |  |  |  | R-454B | 4.7083 | Residential & Commercial | USHP
216055063 | Central HP <5.4 tons | LUXAIRE | HRCU-A-CB (Split System: Heat Pump with Remote Outdoor Unit-Air-Source) | HH836E2S11 | ASPEN |  | D(A,C,E)36A4K+TDR | TM8V100C16MP12 | 31000 | 18 | 8.5 | 31200 | 25400 | 81.41% | 2 | 0 | 10.5 |  |  |  |  | R-454B | 2.5833 | Residential & Commercial | USHP | Ducted CEE Tier 1
216055131 | Central HP <5.4 tons | LUXAIRE | HRCU-A-CB (Split System: Heat Pump with Remote Outdoor Unit-Air-Source) | HH836E2S11 | ASPEN |  | C(A,C,D,E)48A3K+TDR | TMLE080C16MP11 | 31200 | 18 | 8.1 | 31000 | 25200 | 81.29% | 2 | 0 | 10.5 |  |  |  |  | R-454B | 2.6 | Residential & Commercial | USHP | Ducted CEE Tier 1
216055206 | Central HP <5.4 tons | LUXAIRE | HRCU-A-CB (Split System: Heat Pump with Remote Outdoor Unit-Air-Source) | HH836E2S11 | ASPEN |  | C(A,C,D,E)48A3K+TDR | Z9ES080C16SMPS1 | 29800 | 17.5 | 8.5 | 30400 | 23400 | 76.97% | 2 | 0 | 10.5 |  |  |  |  | R-454B | 2.4833 | Residential & Commercial | USHP | Ducted CEE Tier 1
216054895 | Central HP <5.4 tons | LUXAIRE | HRCU-A-CB (Split System: Heat Pump with Remote Outdoor Unit-Air-Source) | HH824E2S11 | ASPEN |  | C(A,C,D,E)24D2K+TDR | TMLE060A12MP11 | 19500 | 17 | 9 | 23000 | 17900 | 77.83% | 2 | 0 | 11 |  |  |  |  | R-454B | 1.625 | Residential & Commercial | USHP | Ducted CEE Tier 1
216770122 | Central HP <5.4 tons | TRANE | HRCU-A-CB (Split System: Heat Pump with Remote Outdoor Unit-Air-Source) | 5TWX7060A1 |  |  | 5TAMXD07AV51 | 0 | 51000 | 15.2 | 8.5 | 50500 | 38000 | 75.25% | 2.14 | 0 | 11 |  |  |  |  | R-454B | 4.25 | Residential & Commercial | USHP | Ducted CEE Tier 1
214092702 | Central HP <5.4 tons | YORK | HRCU-A-CB (Split System: Heat Pump with Remote Outdoor Unit-Air-Source) | HMH72B341 | ASPEN |  | D(A,C,E)42A46+TDR | TL9E100C20UH11 | 33400 | 17 | 8.3 | 33400 | 29400 | 88.02% | 2.78 | 0 | 10 |  |  |  |  | R-410A | 2.7833 | Residential & Commercial | USHP | Ducted CEE Tier 1
214092761 | Central HP <5.4 tons | YORK | HRCU-A-CB (Split System: Heat Pump with Remote Outdoor Unit-Air-Source) | HMH72B341 | ASPEN |  | D(A,C,E)48B36+TDR | TM9V080B12MP12 | 32800 | 17 | 8.1 | 33600 | 29400 | 87.5% | 2.66 | 0 | 9.5 |  |  |  |  | R-410A | 2.7333 | Residential & Commercial | USHP
213752441 | Central HP <5.4 tons | CARRIER | HRCU-A-CB (Split System: Heat Pump with Remote Outdoor Unit-Air-Source) | 38MURAQ24AA3* | ASPEN |  | D(A,C,E)30C44+TDR | 59SC6A040M14**10 | 23200 | 15.5 | 8.1 | 24400 | 22200 | 90.98% | 2.87 | 0 | 9.4 |  |  |  |  | R-410A | 1.9333 | Residential & Commercial | USHP
211628537 | Central HP <5.4 tons | YORK | HRCU-A-CB (Split System: Heat Pump with Remote Outdoor Unit-Air-Source) | HMH72B341 | ASPEN |  | D(A,C,E)36D36+TDR | YPLC100C16MP13 | 32800 | 17.5 | 8.1 | 33800 | 27400 | 81.07% | 2.54 | 0 | 10 |  |  |  |  | R-410A | 2.7333 | Residential & Commercial | USHP | Ducted CEE Tier 1
212924805 | Central HP <5.4 tons | MDV | HRCU-A-CB (Split System: Heat Pump with Remote Outdoor Unit-Air-Source) | MOD30-24HFN1-MW |  |  | MVBE-24HWFN1-MM3E | 0 | 24000 | 17.5 | 10.5 | 26000 | 24000 | 92.31% | 2 | 0 | 11.7 |  |  |  |  | R-410A | 2 | Residential & Commercial | USHP | Ducted CEE Tier 1
216620299 | Central HP <5.4 tons | MDV | HRCU-A-C (Split System: Heat Pump with Remote Outdoor Unit with No Indoor Fan --Air Source) | MOX430-18HFN10-M3X |  |  | MVBM-24B18T3N10 | 0 | 18000 | 16.1 | 9.5 | 19000 | 18000 | 94.74% | 2.06 | 0 | 11.7 |  |  |  |  | R-454B | 1.5 | Residential & Commercial | USHP | Ducted CEE Tier 1
216699819 | Central HP <5.4 tons | DAIKIN | HRCU-A-CB (Split System: Heat Pump with Remote Outdoor Unit-Air-Source) | DH9VSA361CA* |  |  | DFVE60DP1300A* | 0 | 34200 | 19 | 9.2 | 33800 | 33000 | 97.63% | 2.1 | 0 | 11.7 |  |  |  |  | R-32 | 2.85 | Residential & Commercial | USHP | Ducted CEE Tier 1
216699820 | Central HP <5.4 tons | DAIKIN | HRCU-A-CB (Split System: Heat Pump with Remote Outdoor Unit-Air-Source) | DH9VSA361CA* |  |  | DFVE60DP0300A* | 0 | 34200 | 19 | 9.2 | 33800 | 33000 | 97.63% | 2.1 | 0 | 11.7 |  |  |  |  | R-32 | 2.85 | Residential & Commercial | USHP | Ducted CEE Tier 1
214264209 | Central HP <5.4 tons | ARMSTRONG AIR | HRCU-A-CB (Split System: Heat Pump with Remote Outdoor Unit-Air-Source) | 4SHP22LX124P-**A | ADP |  | H,A,DG9J(1,2)36+TXV | A97US2V040B12X | 23800 | 21 | 8.5 | 22000 | 15400 | 70% | 1.92 | 0 | 13.5 |  |  |  |  | R-410A | 1.9833 | Residential & Commercial | USHP | Ducted CEE Tier 1
214301297 | Central HP <5.4 tons | ARMSTRONG AIR | HRCU-A-CB (Split System: Heat Pump with Remote Outdoor Unit-Air-Source) | 4SHP22LX124P-**A | ADP |  | 36BP**+TXV | A98USMV070B12 | 23800 | 21 | 8.5 | 22000 | 15400 | 70% | 1.92 | 0 | 13.5 |  |  |  |  | R-410A | 1.9833 | Residential & Commercial | USHP | Ducted CEE Tier 1
216620298 | Central HP <5.4 tons | MDV | HRCU-A-C (Split System: Heat Pump with Remote Outdoor Unit with No Indoor Fan --Air Source) | MOX430-18HFN10-M3X |  |  | MVBM-24A18T3N10 | 0 | 18000 | 16.1 | 9.5 | 19000 | 18000 | 94.74% | 2.06 | 0 | 11.7 |  |  |  |  | R-454B | 1.5 | Residential & Commercial | USHP | Ducted CEE Tier 1
214264205 | Central HP <5.4 tons | ARMSTRONG AIR | HRCU-A-CB (Split System: Heat Pump with Remote Outdoor Unit-Air-Source) | 4SHP22LX124P-**A | ADP |  | H,A,DG9J936 | A96US2V070B12 | 23800 | 21 | 8.5 | 22000 | 15400 | 70% | 1.92 | 0 | 13.5 |  |  |  |  | R-410A | 1.9833 | Residential & Commercial | USHP | Ducted CEE Tier 1
211599657 | Central HP <5.4 tons | YORK | HRCU-A-CB (Split System: Heat Pump with Remote Outdoor Unit-Air-Source) | YH2F42TB21 | ASPEN |  | LEM48C4 | 0 | 39000 | 16 | 8.1 | 40500 | 29000 | 71.6% | 3.33 | 0 | 12.5 |  |  |  |  | R-410A | 3.25 | Residential & Commercial | USHP | Ducted CEE Tier 1
212977700 | Central HP <5.4 tons | DAY & NIGHT | HRCU-A-CB (Split System: Heat Pump with Remote Outdoor Unit-Air-Source) | DLCURAH24ABK |  |  | EN(A,D,W)4X36L17** | *80MS(N,L)0451412A* | 23600 | 17 | 8.5 | 26400 | 24200 | 91.67% | 2 | 0 | 10.5 |  |  |  |  | R-410A | 1.9667 | Residential & Commercial | USHP | Ducted CEE Tier 1
211628520 | Central HP <5.4 tons | YORK | HRCU-A-CB (Split System: Heat Pump with Remote Outdoor Unit-Air-Source) | HMH72B341 | ASPEN |  | CM36B36+TDR | YPLC080C16MP13 | 32000 | 17.5 | 8.1 | 25400 | 31600 | 124.4% | 2.87 | 0 | 9.9 |  |  |  |  | R-410A | 2.6667 | Residential & Commercial | USHP
215359330 | Central HP <5.4 tons | MDV | HRCU-A-CB (Split System: Heat Pump with Remote Outdoor Unit-Air-Source) | MOX630-48HFN10-M3 |  |  | MVBC-60HWFN10-MD3E-D | 0 | 48000 | 16 | 8.5 | 48000 | 38000 | 79.17% | 1.85 | 0 | 10 |  |  |  |  | R-454B | 4 | Residential & Commercial | USHP | Ducted CEE Tier 1
216699809 | Central HP <5.4 tons | DAIKIN | HRCU-A-CB (Split System: Heat Pump with Remote Outdoor Unit-Air-Source) | DH9VSA241CA* |  |  | CHPEA4830*3A* | D*80TC0804C*A* | 23000 | 18.2 | 9 | 21000 | 21000 | 100% | 2 | 0 | 11.7 |  |  |  |  | R-32 | 1.9167 | Residential & Commercial | USHP | Ducted CEE Tier 1
213205166 | Central HP <5.4 tons | TEMPSTAR | HRCU-A-CB (Split System: Heat Pump with Remote Outdoor Unit-Air-Source) | DLCURAH30ABK | ASPEN |  | D(A,C,E)36C34+TDR | *80ES(N,L)0702116A* | 29600 | 15.2 | 8.1 | 33600 | 23800 | 70.83% | 2.69 | 0 | 9 |  |  |  |  | R-410A | 2.4667 | Residential & Commercial | USHP
214092788 | Central HP <5.4 tons | YORK | HRCU-A-CB (Split System: Heat Pump with Remote Outdoor Unit-Air-Source) | HMH72B341 | ASPEN |  | D(A,C,E)42A46+TDR | TMLE080C16MP11 | 33000 | 18 | 8.3 | 33000 | 29000 | 87.88% | 2.72 | 0 | 10 |  |  |  |  | R-410A | 2.75 | Residential & Commercial | USHP | Ducted CEE Tier 1
214092820 | Central HP <5.4 tons | YORK | HRCU-A-CB (Split System: Heat Pump with Remote Outdoor Unit-Air-Source) | HMH72B341 | ASPEN |  | D(A,C,E)42A46+TDR | TPLC100C16MP13 | 32400 | 17.5 | 8.5 | 33800 | 27400 | 81.07% | 2.66 | 0 | 10 |  |  |  |  | R-410A | 2.7 | Residential & Commercial | USHP | Ducted CEE Tier 1
214092913 | Central HP <5.4 tons | YORK | HRCU-A-CB (Split System: Heat Pump with Remote Outdoor Unit-Air-Source) | HMH72B341 | ASPEN |  | D(A,C,E)42A46+TDR | YPLC100C16MP13 | 32400 | 17.5 | 8.5 | 33800 | 27400 | 81.07% | 2.66 | 0 | 10 |  |  |  |  | R-410A | 2.7 | Residential & Commercial | USHP | Ducted CEE Tier 1
214092745 | Central HP <5.4 tons | YORK | HRCU-A-CB (Split System: Heat Pump with Remote Outdoor Unit-Air-Source) | HMH72B341 | ASPEN |  | D(A,C,E)48B36+TDR | TM9E060A10MP12 | 32400 | 17.5 | 8.1 | 33800 | 27400 | 81.07% | 2.59 | 0 | 9.5 |  |  |  |  | R-410A | 2.7 | Residential & Commercial | USHP
215065661 | Central HP <5.4 tons | YORK | HRCU-A-CB (Split System: Heat Pump with Remote Outdoor Unit-Air-Source) | HMH72B341 | ASPEN |  | CH36A34+TDR | Y81E100C20SMPS1 | 30800 | 17.2 | 8.1 | 32800 | 24200 | 73.78% | 2.14 | 0 | 9.2 |  |  |  |  | R-410A | 2.5667 | Residential & Commercial | USHP
215065670 | Central HP <5.4 tons | YORK | HRCU-A-CB (Split System: Heat Pump with Remote Outdoor Unit-Air-Source) | HMH72B341 | ASPEN |  | CH36A34+TDR | Y81E120C20LMPS1 | 30800 | 17.2 | 8.1 | 33400 | 24600 | 73.65% | 2.12 | 0 | 9.2 |  |  |  |  | R-410A | 2.5667 | Residential & Commercial | USHP
216055158 | Central HP <5.4 tons | LUXAIRE | HRCU-A-CB (Split System: Heat Pump with Remote Outdoor Unit-Air-Source) | HH836E2S11 | ASPEN |  | C(A,C,D,E)48A3K+TDR | TP9C080B12MP13 | 30800 | 18 | 8.1 | 30800 | 25200 | 81.82% | 2 | 0 | 10.5 |  |  |  |  | R-454B | 2.5667 | Residential & Commercial | USHP | Ducted CEE Tier 1
216055160 | Central HP <5.4 tons | LUXAIRE | HRCU-A-CB (Split System: Heat Pump with Remote Outdoor Unit-Air-Source) | HH836E2S11 | ASPEN |  | C(A,C,D,E)36B3K+TDR | TP9C080C16MP13 | 30800 | 18 | 8.5 | 31400 | 25400 | 80.89% | 2 | 0 | 10.5 |  |  |  |  | R-454B | 2.5667 | Residential & Commercial | USHP | Ducted CEE Tier 1
216055177 | Central HP <5.4 tons | LUXAIRE | HRCU-A-CB (Split System: Heat Pump with Remote Outdoor Unit-Air-Source) | HH836E2S11 | ASPEN |  | D(A,C,E)36A4K+TDR | TPLC100C16MP13 | 31000 | 18 | 8.5 | 31200 | 25400 | 81.41% | 2 | 0 | 10.5 |  |  |  |  | R-454B | 2.5833 | Residential & Commercial | USHP | Ducted CEE Tier 1
213311191 | Central HP <5.4 tons | PAYNE HEATING AND COOLING | HRCU-A-CB (Split System: Heat Pump with Remote Outdoor Unit-Air-Source) | 38MURAQ36AB3* | ADP |  | PL36H***P449+CBPE3A* | 0 | 36000 | 16 | 8.1 | 38000 | 35000 | 92.11% | 1.82 | 0 | 10 |  |  |  |  | R-410A | 3 | Residential & Commercial | USHP | Ducted CEE Tier 1
215677525 | Central HP <5.4 tons | HEIL | HRCU-A-CB (Split System: Heat Pump with Remote Outdoor Unit-Air-Source) | H5H0V60*K*AAA* |  |  | EVD5X60M24A*+WALLCON | *97CMN1002122B* | 56500 | 18.5 | 9 | 63000 | 44500 | 70.63% | 2.08 | 0 | 9 |  |  |  |  | R-454B | 4.7083 | Residential & Commercial | USHP
213281574 | Central HP <5.4 tons | YORK | HRCU-A-CB (Split System: Heat Pump with Remote Outdoor Unit-Air-Source) | HMH72B361 | ASPEN |  | D(A,C,E)48B44+TDR | Y81E100C20LMPS1 | 35200 | 16.5 | 8.1 | 36000 | 26800 | 74.44% | 2.83 | 0 | 9 |  |  |  |  | R-410A | 2.9333 | Residential & Commercial | USHP
213281577 | Central HP <5.4 tons | YORK | HRCU-A-CB (Split System: Heat Pump with Remote Outdoor Unit-Air-Source) | HMH72B361 | ASPEN |  | D(A,C,E)36B34+TDR | Y81E100C20SMPS1 | 34000 | 16.5 | 8.1 | 36000 | 26800 | 74.44% | 2.83 | 0 | 8.9 |  |  |  |  | R-410A | 2.8333 | Residential & Commercial | USHP
215677775 | Central HP <5.4 tons | HEIL | HRCU-A-CB (Split System: Heat Pump with Remote Outdoor Unit-Air-Source) | H5H0V60*K*AAA* |  |  | EA*5X60M24A*+WALLCON | *80CTL0902120B* | 55000 | 18.5 | 9 | 59000 | 41500 | 70.34% | 2.04 | 0 | 9 |  |  |  |  | R-454B | 4.5833 | Residential & Commercial | USHP
215677825 | Central HP <5.4 tons | HEIL | HRCU-A-CB (Split System: Heat Pump with Remote Outdoor Unit-Air-Source) | H5H0V60*K*AAA* |  |  | EA*5X60M24A*+WALLCON | *97CMN0602120B* | 54000 | 17.5 | 8.5 | 60500 | 42500 | 70.25% | 1.86 | 0 | 8 |  |  |  |  | R-454B | 4.5 | Residential & Commercial | USHP
213205067 | Central HP <5.4 tons | TEMPSTAR | HRCU-A-CB (Split System: Heat Pump with Remote Outdoor Unit-Air-Source) | DLCURAH24ABK | ASPEN |  | D(A,C,E)30C44+TDR | *96VTN1002120A* | 23000 | 17 | 8.5 | 25200 | 19900 | 78.97% | 2.96 | 0 | 10.3 |  |  |  |  | R-410A | 1.9167 | Residential & Commercial | USHP | Ducted CEE Tier 1
213821546 | Central HP <5.4 tons | TEMPSTAR | HRCU-A-CB (Split System: Heat Pump with Remote Outdoor Unit-Air-Source) | DLCURAH30ABK | ASPEN |  | D(A,C,E)30D44+TDR | *96VTN1002120B* | 29600 | 15.2 | 8.5 | 34200 | 24200 | 70.76% | 2.69 | 0 | 9 |  |  |  |  | R-410A | 2.4667 | Residential & Commercial | USHP
213821548 | Central HP <5.4 tons | TEMPSTAR | HRCU-A-CB (Split System: Heat Pump with Remote Outdoor Unit-Air-Source) | DLCURAH30ABK | ASPEN |  | D(A,C,E)36C34+TDR | *96VTN1002120B* | 29600 | 15.2 | 8.5 | 34200 | 24200 | 70.76% | 2.69 | 0 | 9 |  |  |  |  | R-410A | 2.4667 | Residential & Commercial | USHP
213367722 | Central HP <5.4 tons | YORK | HRCU-A-CB (Split System: Heat Pump with Remote Outdoor Unit-Air-Source) | HMH72B341 | ASPEN |  | C(A,C,D,E)36C24+TDR | YPLC080C16MP13 | 29800 | 16.9 | 8.5 | 33800 | 27400 | 81.07% | 2.67 | 0 | 9.5 |  |  |  |  | R-410A | 2.4833 | Residential & Commercial | USHP
213367786 | Central HP <5.4 tons | YORK | HRCU-A-CB (Split System: Heat Pump with Remote Outdoor Unit-Air-Source) | HMH72B341 | ASPEN |  | C(A,C,D,E)48C24+TDR | YPLC100C20MP13 | 30000 | 16 | 8.5 | 32400 | 27800 | 85.8% | 2.69 | 0 | 8.6 |  |  |  |  | R-410A | 2.5 | Residential & Commercial | USHP
213927854 | Central HP <5.4 tons | YORK | HRCU-A-CB (Split System: Heat Pump with Remote Outdoor Unit-Air-Source) | HMH72B341 | ASPEN |  | D(A,C,E)48A3G+TXV+TDR | TM9Y100C20MP11 | 32200 | 15.5 | 8.1 | 34000 | 27400 | 80.59% | 2.45 | 0 | 9.4 |  |  |  |  | R-410A | 2.6833 | Residential & Commercial | USHP
213367718 | Central HP <5.4 tons | YORK | HRCU-A-CB (Split System: Heat Pump with Remote Outdoor Unit-Air-Source) | HMH72B341 | ASPEN |  | C(A,C,D,E)36C24+TDR | YP9C100C20MP13 | 29600 | 16.9 | 8.1 | 34000 | 28400 | 83.53% | 2.69 | 0 | 9 |  |  |  |  | R-410A | 2.4667 | Residential & Commercial | USHP
216680635 | Central HP <5.4 tons | BRYANT HEATING AND COOLING SYSTEMS | HRCU-A-CB (Split System: Heat Pump with Remote Outdoor Unit-Air-Source) | 38MURAQ24AB3* |  |  | CNPV*3617AL* | 927TA48080V17*** | 23400 | 16.5 | 9 | 25800 | 23800 | 92.25% | 1.78 | 0 | 10 |  |  |  |  | R-410A | 1.95 | Residential & Commercial | USHP | Ducted CEE Tier 1
215359326 | Central HP <5.4 tons | MDV | HRCU-A-CB (Split System: Heat Pump with Remote Outdoor Unit-Air-Source) | MOD30-30HFN10-M3X |  |  | MVBDM-36HWFN10-WB3-D | 0 | 30000 | 17.2 | 10.8 | 33000 | 33200 | 100.6% | 1.97 | 0 | 12 |  |  |  |  | R-454B | 2.5 | Residential & Commercial | USHP | Ducted CEE Tier 1
213941156 | Central HP <5.4 tons | YORK | HRCU-A-CB (Split System: Heat Pump with Remote Outdoor Unit-Air-Source) | HMH72B341 | ASPEN |  | D(A,C,E)42D34+TDR | TM9E080B12MP12 | 33200 | 17.5 | 8.5 | 33800 | 27400 | 81.07% | 2.65 | 0 | 10 |  |  |  |  | R-410A | 2.7667 | Residential & Commercial | USHP | Ducted CEE Tier 1
216766891 | Central HP <5.4 tons | TRANE | HRCU-A-CB (Split System: Heat Pump with Remote Outdoor Unit-Air-Source) | 5TWX7036A1 |  |  | 5PX*B004AS3 | S8V2A040M3PDB | 31600 | 15.5 | 8.5 | 32000 | 23800 | 74.38% | 2.07 | 0 | 11.7 |  |  |  |  | R-454B | 2.6333 | Residential & Commercial | USHP | Ducted CEE Tier 1
216766898 | Central HP <5.4 tons | TRANE | HRCU-A-CB (Split System: Heat Pump with Remote Outdoor Unit-Air-Source) | 5TWX7036A1 |  |  | 5PX*B004AS3 | S8V2B060M4PCB | 32000 | 16 | 8.5 | 32200 | 24000 | 74.53% | 2.09 | 0 | 11.7 |  |  |  |  | R-454B | 2.6667 | Residential & Commercial | USHP | Ducted CEE Tier 1
216766923 | Central HP <5.4 tons | TRANE | HRCU-A-CB (Split System: Heat Pump with Remote Outdoor Unit-Air-Source) | 5TWX7036A1 |  |  | 5PX*BD04AS3 | S8V2B060M4PCB | 32600 | 16 | 8.2 | 33400 | 24600 | 73.65% | 1.98 | 0 | 11.7 |  |  |  |  | R-454B | 2.7167 | Residential & Commercial | USHP | Ducted CEE Tier 1
216699799 | Central HP <5.4 tons | DAIKIN | HRCU-A-CB (Split System: Heat Pump with Remote Outdoor Unit-Air-Source) | DH9VSA241CA* |  |  | CHPEA4830*3A*+MBVK16CP1X00A* | 0 | 23000 | 18.2 | 9 | 21000 | 21000 | 100% | 2 | 0 | 11.7 |  |  |  |  | R-32 | 1.9167 | Residential & Commercial | USHP | Ducted CEE Tier 1
216699813 | Central HP <5.4 tons | DAIKIN | HRCU-A-CB (Split System: Heat Pump with Remote Outdoor Unit-Air-Source) | DH9VSA241CA* |  |  | CHPEA4830*3A* | D*80SC0805CUA* | 23000 | 18.2 | 9 | 21000 | 21000 | 100% | 2 | 0 | 11.7 |  |  |  |  | R-32 | 1.9167 | Residential & Commercial | USHP | Ducted CEE Tier 1
214091944 | Central HP <5.4 tons | YORK | HRCU-A-CB (Split System: Heat Pump with Remote Outdoor Unit-Air-Source) | HMH72B341 | ASPEN |  | D(A,C,E)42A44+TDR | TL8E080C16UH11 | 32400 | 17.5 | 8.1 | 34000 | 27800 | 81.76% | 2.68 | 0 | 10 |  |  |  |  | R-410A | 2.7 | Residential & Commercial | USHP | Ducted CEE Tier 1
214091969 | Central HP <5.4 tons | YORK | HRCU-A-CB (Split System: Heat Pump with Remote Outdoor Unit-Air-Source) | HMH72B341 | ASPEN |  | D(A,C,E)48B34+TDR | TM8E080C16MP11 | 33000 | 18 | 8.2 | 33000 | 28600 | 86.67% | 2.7 | 0 | 10 |  |  |  |  | R-410A | 2.75 | Residential & Commercial | USHP | Ducted CEE Tier 1
214092008 | Central HP <5.4 tons | YORK | HRCU-A-CB (Split System: Heat Pump with Remote Outdoor Unit-Air-Source) | HMH72B341 | ASPEN |  | D(A,C,E)48B34+TDR | TM8Y100C16MP11 | 32600 | 18.5 | 8.5 | 34000 | 27400 | 80.59% | 2.66 | 0 | 10 |  |  |  |  | R-410A | 2.7167 | Residential & Commercial | USHP | Ducted CEE Tier 1
214092042 | Central HP <5.4 tons | YORK | HRCU-A-CB (Split System: Heat Pump with Remote Outdoor Unit-Air-Source) | HMH72B341 | ASPEN |  | D(A,C,E)42A44+TDR | TM9V080B12MP12 | 32800 | 17 | 8.1 | 33600 | 29600 | 88.1% | 2.69 | 0 | 9.5 |  |  |  |  | R-410A | 2.7333 | Residential & Commercial | USHP
214092049 | Central HP <5.4 tons | YORK | HRCU-A-CB (Split System: Heat Pump with Remote Outdoor Unit-Air-Source) | HMH72B341 | ASPEN |  | D(A,C,E)48B34+TDR | TM9V100C16MP12 | 32600 | 17.5 | 8.5 | 34000 | 27400 | 80.59% | 2.66 | 0 | 10 |  |  |  |  | R-410A | 2.7167 | Residential & Commercial | USHP | Ducted CEE Tier 1
216054913 | Central HP <5.4 tons | LUXAIRE | HRCU-A-CB (Split System: Heat Pump with Remote Outdoor Unit-Air-Source) | HH824E2S11 | ASPEN |  | C(A,C,D,E)24D2K+TDR | TP9C060B12MP13 | 21200 | 17 | 8.5 | 22800 | 18000 | 78.95% | 2 | 0 | 11.7 |  |  |  |  | R-454B | 1.7667 | Residential & Commercial | USHP | Ducted CEE Tier 1
216055213 | Central HP <5.4 tons | LUXAIRE | HRCU-A-CB (Split System: Heat Pump with Remote Outdoor Unit-Air-Source) | HH836E2S11 | ASPEN |  | D(A,C,E)36A4K+TDR | Z9ES100C16SMPS1 | 32000 | 17.5 | 8.1 | 32600 | 24600 | 75.46% | 2 | 0 | 10.5 |  |  |  |  | R-454B | 2.6667 | Residential & Commercial | USHP | Ducted CEE Tier 1
213355417 | Central HP <5.4 tons | YORK | HRCU-A-CB (Split System: Heat Pump with Remote Outdoor Unit-Air-Source) | HMH72B341 | ASPEN |  | L(E,G)M36F6 | 0 | 33000 | 17 | 8.1 | 31800 | 27000 | 84.91% | 2.73 | 0 | 9.5 |  |  |  |  | R-410A | 2.75 | Residential & Commercial | USHP
215318731 | Central HP <5.4 tons | MDV | HRCU-A-CB (Split System: Heat Pump with Remote Outdoor Unit-Air-Source) | MOD30-30HFN10-M3X |  |  | MVBDM-36HWFN10-WB3 | 0 | 30000 | 17.2 | 10.8 | 33000 | 33200 | 100.6% | 1.97 | 0 | 12.1 |  |  |  |  | R-454B | 2.5 | Residential & Commercial | USHP | Ducted CEE Tier 1
215931510 | Central HP <5.4 tons | DAY & NIGHT | HRCU-A-CB (Split System: Heat Pump with Remote Outdoor Unit-Air-Source) | C5H3V48*K*AAA* |  |  | FCMA5B60L0D*+WALLCON | 0 | 46500 | 23 | 9.5 | 48000 | 35600 | 74.17% | 1.98 | 0 | 12.5 |  |  |  |  | R-454B | 3.875 | Residential & Commercial | USHP | Ducted CEE Tier 1
215678255 | Central HP <5.4 tons | HEIL | HRCU-A-CB (Split System: Heat Pump with Remote Outdoor Unit-Air-Source) | H5H0V24*K*AAA* |  |  | EA*5X25M17A*+WALLCON | *97CTN0801716A* | 23800 | 17 | 9 | 23400 | 16500 | 70.51% | 2.02 | 0 | 10.5 |  |  |  |  | R-454B | 1.9833 | Residential & Commercial | USHP | Ducted CEE Tier 1
213607597 | Central HP <5.4 tons | TEMPSTAR | HRCU-A-CB (Split System: Heat Pump with Remote Outdoor Unit-Air-Source) | DLCURAH18ABK |  |  | FTMA4X24L0B* | 0 | 18100 | 16.5 | 8.5 | 18200 | 18200 | 100% | 2.2 | 0 | 11 |  |  |  |  | R-410A | 1.5083 | Residential & Commercial | USHP | Ducted CEE Tier 1
214279929 | Central HP <5.4 tons | CARRIER | HRCU-A-CB (Split System: Heat Pump with Remote Outdoor Unit-Air-Source) | 38MURAQ24AB3* |  |  | CAP**3717AL* | 59SC6A060M17**16 | 24200 | 16.5 | 9 | 25400 | 21800 | 85.83% | 1.82 | 0 | 10 |  |  |  |  | R-410A | 2.0167 | Residential & Commercial | USHP | Ducted CEE Tier 1
213203948 | Central HP <5.4 tons | TEMPSTAR | HRCU-A-CB (Split System: Heat Pump with Remote Outdoor Unit-Air-Source) | DLCURAH18ABK | ASPEN |  | D(A,C,E)30B34+TDR | *80ES(N,L)0701712A* | 17900 | 16.5 | 8.5 | 18700 | 13200 | 70.59% | 2.21 | 0 | 11 |  |  |  |  | R-410A | 1.4917 | Residential & Commercial | USHP | Ducted CEE Tier 1
215439762 | Central HP <5.4 tons | DAIKIN | HRCU-A-CB (Split System: Heat Pump with Remote Outdoor Unit-Air-Source) | DH6VSA1810A* |  |  | CHPEA2422*3A*+MBVK12BP1X00A* | 0 | 17000 | 19 | 8.8 | 16800 | 13000 | 77.38% | 2.1 | 0 | 12 |  |  |  |  | R-32 | 1.4167 | Residential & Commercial | USHP | Ducted CEE Tier 1
213367716 | Central HP <5.4 tons | YORK | HRCU-A-CB (Split System: Heat Pump with Remote Outdoor Unit-Air-Source) | HMH72B341 | ASPEN |  | C(A,C,D,E)36C24+TDR | YP9C080C16MP13 | 29800 | 16.9 | 8.1 | 33800 | 27400 | 81.07% | 2.65 | 0 | 9.5 |  |  |  |  | R-410A | 2.4833 | Residential & Commercial | USHP
213203953 | Central HP <5.4 tons | TEMPSTAR | HRCU-A-CB (Split System: Heat Pump with Remote Outdoor Unit-Air-Source) | DLCURAH18ABK | ASPEN |  | D(A,C,E)30B34+TDR | *92ESN0401410A* | 17000 | 15.3 | 8.5 | 18400 | 13800 | 75% | 2.28 | 0 | 10.2 |  |  |  |  | R-410A | 1.4167 | Residential & Commercial | USHP | Ducted CEE Tier 1
211755737 | Central HP <5.4 tons | YORK | HRCU-A-CB (Split System: Heat Pump with Remote Outdoor Unit-Air-Source) | HMH72B341 | ASPEN |  | D(A,C,E)36A44+TDR | TL8E060A12UH11 | 32200 | 18 | 8.1 | 33800 | 27400 | 81.07% | 2.51 | 0 | 9.9 |  |  |  |  | R-410A | 2.6833 | Residential & Commercial | USHP
211755835 | Central HP <5.4 tons | YORK | HRCU-A-CB (Split System: Heat Pump with Remote Outdoor Unit-Air-Source) | HMH72B341 | ASPEN |  | C(A,C,D,E)48D24+TDR | TM9V060B12MP12 | 31200 | 17.3 | 8.1 | 34000 | 27800 | 81.76% | 2.49 | 0 | 9.2 |  |  |  |  | R-410A | 2.6 | Residential & Commercial | USHP
215285708 | Central HP <5.4 tons | YORK | HRCU-A-CB (Split System: Heat Pump with Remote Outdoor Unit-Air-Source) | HMH72B341 | ASPEN |  | D(A,C,E)36A44+TDR | Y91E080C16SMPS1 | 31600 | 17 | 8.5 | 32000 | 22400 | 70% | 1.8 | 0 | 9.9 |  |  |  |  | R-410A | 2.6333 | Residential & Commercial | USHP
215285709 | Central HP <5.4 tons | YORK | HRCU-A-CB (Split System: Heat Pump with Remote Outdoor Unit-Air-Source) | HMH72B341 | ASPEN |  | D(A,C,E)36A44+TDR | Y91E080C20SMPS1 | 31800 | 17 | 8.5 | 32800 | 23000 | 70.12% | 1.8 | 0 | 9.9 |  |  |  |  | R-410A | 2.65 | Residential & Commercial | USHP
215065773 | Central HP <5.4 tons | YORK | HRCU-A-CB (Split System: Heat Pump with Remote Outdoor Unit-Air-Source) | HMH72B341 | ASPEN |  | CH48A34+TDR | Y81E080C20SMPS1 | 31800 | 18 | 8.3 | 33000 | 24400 | 73.94% | 2.12 | 0 | 9.9 |  |  |  |  | R-410A | 2.65 | Residential & Commercial | USHP
215065790 | Central HP <5.4 tons | YORK | HRCU-A-CB (Split System: Heat Pump with Remote Outdoor Unit-Air-Source) | HMH72B341 | ASPEN |  | CH48A34+TDR | Y81E100C20SMPS1 | 31800 | 17.5 | 8.3 | 33000 | 24200 | 73.33% | 2.14 | 0 | 9.4 |  |  |  |  | R-410A | 2.65 | Residential & Commercial | USHP
213821549 | Central HP <5.4 tons | TEMPSTAR | HRCU-A-CB (Split System: Heat Pump with Remote Outdoor Unit-Air-Source) | DLCURAH30ABK | ASPEN |  | D(A,C,E)42B34+TDR | *96VTN1002120B* | 29600 | 15.2 | 8.5 | 34200 | 24200 | 70.76% | 2.69 | 0 | 9 |  |  |  |  | R-410A | 2.4667 | Residential & Commercial | USHP
214092053 | Central HP <5.4 tons | YORK | HRCU-A-CB (Split System: Heat Pump with Remote Outdoor Unit-Air-Source) | HMH72B341 | ASPEN |  | D(A,C,E)36A34+TDR | TM9V120D20MP12 | 31200 | 16.8 | 8.5 | 32200 | 28000 | 86.96% | 2.79 | 0 | 9.3 |  |  |  |  | R-410A | 2.6 | Residential & Commercial | USHP
214092001 | Central HP <5.4 tons | YORK | HRCU-A-CB (Split System: Heat Pump with Remote Outdoor Unit-Air-Source) | HMH72B341 | ASPEN |  | D(A,C,E)42A44+TDR | TM8Y080B12MP11 | 32600 | 18 | 8.1 | 33400 | 27400 | 82.04% | 2.65 | 0 | 9.9 |  |  |  |  | R-410A | 2.7167 | Residential & Commercial | USHP
214092035 | Central HP <5.4 tons | YORK | HRCU-A-CB (Split System: Heat Pump with Remote Outdoor Unit-Air-Source) | HMH72B341 | ASPEN |  | D(A,C,E)36A34+TDR | TM9V040A10MP12 | 31000 | 16.9 | 8.1 | 33200 | 27400 | 82.53% | 2.6 | 0 | 9.3 |  |  |  |  | R-410A | 2.5833 | Residential & Commercial | USHP
214092060 | Central HP <5.4 tons | YORK | HRCU-A-CB (Split System: Heat Pump with Remote Outdoor Unit-Air-Source) | HMH72B341 | ASPEN |  | D(A,C,E)42A44+TDR | TM9Y080B12MP11 | 32400 | 17.5 | 8.1 | 33400 | 27400 | 82.04% | 2.63 | 0 | 9.5 |  |  |  |  | R-410A | 2.7 | Residential & Commercial | USHP
211755817 | Central HP <5.4 tons | YORK | HRCU-A-CB (Split System: Heat Pump with Remote Outdoor Unit-Air-Source) | HMH72B341 | ASPEN |  | C(A,C,D,E)48D24+TDR | TM9E060B12MP12 | 31200 | 17.3 | 8.1 | 34000 | 28000 | 82.35% | 2.46 | 0 | 9.2 |  |  |  |  | R-410A | 2.6 | Residential & Commercial | USHP
211755831 | Central HP <5.4 tons | YORK | HRCU-A-CB (Split System: Heat Pump with Remote Outdoor Unit-Air-Source) | HMH72B341 | ASPEN |  | D(A,C,E)36B34+TDR | TM9E100C20MP12 | 32000 | 15.5 | 8.1 | 33200 | 27000 | 81.33% | 2.5 | 0 | 9.9 |  |  |  |  | R-410A | 2.6667 | Residential & Commercial | USHP
211755833 | Central HP <5.4 tons | YORK | HRCU-A-CB (Split System: Heat Pump with Remote Outdoor Unit-Air-Source) | HMH72B341 | ASPEN |  | D(A,C,E)36A44+TDR | TM9V040A10MP12 | 31400 | 17 | 8.1 | 33200 | 27400 | 82.53% | 2.49 | 0 | 9.4 |  |  |  |  | R-410A | 2.6167 | Residential & Commercial | USHP
213205168 | Central HP <5.4 tons | TEMPSTAR | HRCU-A-CB (Split System: Heat Pump with Remote Outdoor Unit-Air-Source) | DLCURAH30ABK | ASPEN |  | D(A,C,E)42B34+TDR | *80ES(N,L)0702116A* | 29600 | 15.2 | 8.1 | 33600 | 23800 | 70.83% | 2.69 | 0 | 9 |  |  |  |  | R-410A | 2.4667 | Residential & Commercial | USHP
213205251 | Central HP <5.4 tons | TEMPSTAR | HRCU-A-CB (Split System: Heat Pump with Remote Outdoor Unit-Air-Source) | DLCURAH30ABK | ASPEN |  | D(A,C,E)36C34+TDR | *80ES(N,L)1102420A* | 29600 | 15.2 | 8.1 | 33800 | 24000 | 71.01% | 2.7 | 0 | 9 |  |  |  |  | R-410A | 2.4667 | Residential & Commercial | USHP
213205316 | Central HP <5.4 tons | TEMPSTAR | HRCU-A-CB (Split System: Heat Pump with Remote Outdoor Unit-Air-Source) | DLCURAH30ABK | ASPEN |  | D(A,C,E)30D44+TDR | *92ESN0801716A* | 29600 | 15.2 | 8.1 | 33800 | 24000 | 71.01% | 2.67 | 0 | 9 |  |  |  |  | R-410A | 2.4667 | Residential & Commercial | USHP
216764503 | Central HP <5.4 tons | TRANE | HRCU-A-C (Split System: Heat Pump with Remote Outdoor Unit with No Indoor Fan --Air Source) | 5TWX7060A1 |  |  | 5PX*D010AS3 | 0 | 52000 | 15.2 | 8.7 | 51500 | 39000 | 75.73% | 2.1 | 0 | 10 |  |  |  |  | R-454B | 4.3333 | Residential & Commercial | USHP | Ducted CEE Tier 1
215675895 | Central HP <5.4 tons | HEIL | HRCU-A-CB (Split System: Heat Pump with Remote Outdoor Unit-Air-Source) | H5H0V48*K*AAA* |  |  | EVM5X60M24A*+WALLCON | *80CTL1352422B* | 48000 | 19 | 9 | 50000 | 36400 | 72.8% | 2 | 0 | 10.5 |  |  |  |  | R-454B | 4 | Residential & Commercial | USHP | Ducted CEE Tier 1
214091953 | Central HP <5.4 tons | YORK | HRCU-A-CB (Split System: Heat Pump with Remote Outdoor Unit-Air-Source) | HMH72B341 | ASPEN |  | D(A,C,E)42A44+TDR | TL9E080C16UH11 | 32400 | 17.5 | 8.1 | 34000 | 28000 | 82.35% | 2.64 | 0 | 9.5 |  |  |  |  | R-410A | 2.7 | Residential & Commercial | USHP
214091954 | Central HP <5.4 tons | YORK | HRCU-A-CB (Split System: Heat Pump with Remote Outdoor Unit-Air-Source) | HMH72B341 | ASPEN |  | D(A,C,E)48B34+TDR | TL9E080C16UH11 | 32600 | 17.5 | 8.1 | 34000 | 28000 | 82.35% | 2.64 | 0 | 9.5 |  |  |  |  | R-410A | 2.7167 | Residential & Commercial | USHP
214091956 | Central HP <5.4 tons | YORK | HRCU-A-CB (Split System: Heat Pump with Remote Outdoor Unit-Air-Source) | HMH72B341 | ASPEN |  | D(A,C,E)42A44+TDR | TL9E100C20UH11 | 33400 | 17 | 8.3 | 33400 | 29400 | 88.02% | 2.78 | 0 | 10 |  |  |  |  | R-410A | 2.7833 | Residential & Commercial | USHP | Ducted CEE Tier 1
214092005 | Central HP <5.4 tons | YORK | HRCU-A-CB (Split System: Heat Pump with Remote Outdoor Unit-Air-Source) | HMH72B341 | ASPEN |  | D(A,C,E)48B34+TDR | TM8Y080C16MP11 | 32600 | 18.5 | 8.5 | 34000 | 27400 | 80.59% | 2.66 | 0 | 10 |  |  |  |  | R-410A | 2.7167 | Residential & Commercial | USHP | Ducted CEE Tier 1
214092072 | Central HP <5.4 tons | YORK | HRCU-A-CB (Split System: Heat Pump with Remote Outdoor Unit-Air-Source) | HMH72B341 | ASPEN |  | D(A,C,E)42A44+TDR | TM9Y120D20MP11 | 32000 | 16.5 | 8.5 | 32400 | 28200 | 87.04% | 2.76 | 0 | 9.4 |  |  |  |  | R-410A | 2.6667 | Residential & Commercial | USHP
214092120 | Central HP <5.4 tons | YORK | HRCU-A-CB (Split System: Heat Pump with Remote Outdoor Unit-Air-Source) | HMH72B341 | ASPEN |  | D(A,C,E)42A44+TDR | TP9C120D20MP13 | 32000 | 17 | 8.5 | 32400 | 28200 | 87.04% | 2.79 | 0 | 9.4 |  |  |  |  | R-410A | 2.6667 | Residential & Commercial | USHP
213753059 | Central HP <5.4 tons | CARRIER | HRCU-A-CB (Split System: Heat Pump with Remote Outdoor Unit-Air-Source) | 38MURAQ24AB3* | ASPEN |  | D(A,C,E)30C44+TDR | 59TP6C100V21**22 | 23800 | 17.5 | 8.5 | 26400 | 20200 | 76.52% | 2.94 | 0 | 10 |  |  |  |  | R-410A | 1.9833 | Residential & Commercial | USHP | Ducted CEE Tier 1
212984743 | Central HP <5.4 tons | TEMPSTAR | HRCU-A-CB (Split System: Heat Pump with Remote Outdoor Unit-Air-Source) | DLCURAH18ABK |  |  | EA*4X30L17A* | *92MSN0801716A* | 17900 | 16.5 | 8.5 | 18500 | 18700 | 101.1% | 2.26 | 0 | 10.5 |  |  |  |  | R-410A | 1.4917 | Residential & Commercial | USHP | Ducted CEE Tier 1
211755909 | Central HP <5.4 tons | YORK | HRCU-A-CB (Split System: Heat Pump with Remote Outdoor Unit-Air-Source) | HMH72B341 | ASPEN |  | D(A,C,E)36B34+TDR | TP9C080C16MP13 | 32200 | 17.5 | 8.1 | 33800 | 27400 | 81.07% | 2.53 | 0 | 9.9 |  |  |  |  | R-410A | 2.6833 | Residential & Commercial | USHP
211755948 | Central HP <5.4 tons | YORK | HRCU-A-CB (Split System: Heat Pump with Remote Outdoor Unit-Air-Source) | HMH72B341 | ASPEN |  | D(A,C,E)36B34+TDR | YP9C100C16MP13 | 32000 | 17.5 | 8.1 | 34000 | 27400 | 80.59% | 2.54 | 0 | 9.9 |  |  |  |  | R-410A | 2.6667 | Residential & Commercial | USHP
211755964 | Central HP <5.4 tons | YORK | HRCU-A-CB (Split System: Heat Pump with Remote Outdoor Unit-Air-Source) | HMH72B341 | ASPEN |  | C(A,C,D,E)48D24+TDR | YPLC100C16MP13 | 31000 | 17.3 | 8.1 | 33800 | 27400 | 81.07% | 2.54 | 0 | 9.7 |  |  |  |  | R-410A | 2.5833 | Residential & Commercial | USHP
211756000 | Central HP <5.4 tons | YORK | HRCU-A-CB (Split System: Heat Pump with Remote Outdoor Unit-Air-Source) | HMH72B341 | ASPEN |  | D(A,C,E)36B36+TDR | TM8V060A12MP12 | 32000 | 17.5 | 8.1 | 34000 | 27800 | 81.76% | 2.5 | 0 | 9.4 |  |  |  |  | R-410A | 2.6667 | Residential & Commercial | USHP
211756068 | Central HP <5.4 tons | YORK | HRCU-A-CB (Split System: Heat Pump with Remote Outdoor Unit-Air-Source) | HMH72B341 | ASPEN |  | D(A,C,E)36B36+TDR | TMLE080B12MP11 | 32000 | 18 | 8.1 | 34000 | 28000 | 82.35% | 2.47 | 0 | 9.4 |  |  |  |  | R-410A | 2.6667 | Residential & Commercial | USHP
211756075 | Central HP <5.4 tons | YORK | HRCU-A-CB (Split System: Heat Pump with Remote Outdoor Unit-Air-Source) | HMH72B341 | ASPEN |  | D(A,C,E)36A46+TDR | TMLE120C16MP11 | 32000 | 18 | 8.1 | 33600 | 27200 | 80.95% | 2.55 | 0 | 9.9 |  |  |  |  | R-410A | 2.6667 | Residential & Commercial | USHP
214861556 | Central HP <5.4 tons | MDV | HRCU-A-CB (Split System: Heat Pump with Remote Outdoor Unit-Air-Source) | MOX630-60HFN10-M3 |  |  | MVBC-60HWFN10-MD3E | 0 | 54000 | 15.2 | 8.4 | 54000 | 38000 | 70.37% | 1.8 | 0 | 8.7 |  |  |  |  | R-454B | 4.5 | Residential & Commercial | USHP
216797095 | Central HP <5.4 tons | TRANE | HRCU-A-CB (Split System: Heat Pump with Remote Outdoor Unit-Air-Source) | 5TWV8X36A1 | ASPEN |  | D(A,C,E)36C3J+TDR | S9V2B040D3PSC+LRP | 29800 | 18 | 8.5 | 34000 | 34000 | 100% | 2.68 | 0 | 9.8 |  |  |  |  | R-454B | 2.4833 | Residential & Commercial | USHP
213205463 | Central HP <5.4 tons | TEMPSTAR | HRCU-A-CB (Split System: Heat Pump with Remote Outdoor Unit-Air-Source) | DLCURAH30ABK | ASPEN |  | D(A,C,E)42B34+TDR | *96VTN1002122A* | 29600 | 15.2 | 8.1 | 33800 | 24000 | 71.01% | 2.63 | 0 | 9 |  |  |  |  | R-410A | 2.4667 | Residential & Commercial | USHP
211755890 | Central HP <5.4 tons | YORK | HRCU-A-CB (Split System: Heat Pump with Remote Outdoor Unit-Air-Source) | HMH72B341 | ASPEN |  | D(A,C,E)36A44+TDR | TMLE120C16MP11 | 32000 | 18 | 8.1 | 33600 | 27200 | 80.95% | 2.55 | 0 | 9.9 |  |  |  |  | R-410A | 2.6667 | Residential & Commercial | USHP
211755908 | Central HP <5.4 tons | YORK | HRCU-A-CB (Split System: Heat Pump with Remote Outdoor Unit-Air-Source) | HMH72B341 | ASPEN |  | D(A,C,E)36A44+TDR | TP9C080C16MP13 | 32000 | 17.5 | 8.1 | 33800 | 27400 | 81.07% | 2.53 | 0 | 9.9 |  |  |  |  | R-410A | 2.6667 | Residential & Commercial | USHP
211755922 | Central HP <5.4 tons | YORK | HRCU-A-CB (Split System: Heat Pump with Remote Outdoor Unit-Air-Source) | HMH72B341 | ASPEN |  | C(A,C,D,E)48D24+TDR | TPLC080B12MP13 | 32000 | 17 | 8.1 | 33600 | 29400 | 87.5% | 2.49 | 0 | 9.5 |  |  |  |  | R-410A | 2.6667 | Residential & Commercial | USHP
211755931 | Central HP <5.4 tons | YORK | HRCU-A-CB (Split System: Heat Pump with Remote Outdoor Unit-Air-Source) | HMH72B341 | ASPEN |  | C(A,C,D,E)48D24+TDR | TPLC100C20MP13 | 30400 | 16.1 | 8.1 | 32400 | 27800 | 85.8% | 2.49 | 0 | 8 |  |  |  |  | R-410A | 2.5333 | Residential & Commercial | USHP
211755933 | Central HP <5.4 tons | YORK | HRCU-A-CB (Split System: Heat Pump with Remote Outdoor Unit-Air-Source) | HMH72B341 | ASPEN |  | D(A,C,E)36B34+TDR | TPLC100C20MP13 | 31400 | 16.5 | 8.1 | 32400 | 27800 | 85.8% | 2.49 | 0 | 8.9 |  |  |  |  | R-410A | 2.6167 | Residential & Commercial | USHP
211755958 | Central HP <5.4 tons | YORK | HRCU-A-CB (Split System: Heat Pump with Remote Outdoor Unit-Air-Source) | HMH72B341 | ASPEN |  | C(A,C,D,E)48D24+TDR | YPLC080B12MP13 | 32000 | 17 | 8.1 | 33600 | 29400 | 87.5% | 2.49 | 0 | 9.5 |  |  |  |  | R-410A | 2.6667 | Residential & Commercial | USHP
211755967 | Central HP <5.4 tons | YORK | HRCU-A-CB (Split System: Heat Pump with Remote Outdoor Unit-Air-Source) | HMH72B341 | ASPEN |  | C(A,C,D,E)48D24+TDR | YPLC100C20MP13 | 30400 | 16.1 | 8.1 | 32400 | 27800 | 85.8% | 2.49 | 0 | 8 |  |  |  |  | R-410A | 2.5333 | Residential & Commercial | USHP
216766893 | Central HP <5.4 tons | TRANE | HRCU-A-CB (Split System: Heat Pump with Remote Outdoor Unit-Air-Source) | 5TWX7036A1 |  |  | 5PX*B004AS3 | S8V2B060M4PDB | 32000 | 16 | 8.5 | 32200 | 24000 | 74.53% | 2.09 | 0 | 11.7 |  |  |  |  | R-454B | 2.6667 | Residential & Commercial | USHP | Ducted CEE Tier 1
216766894 | Central HP <5.4 tons | TRANE | HRCU-A-CB (Split System: Heat Pump with Remote Outdoor Unit-Air-Source) | 5TWX7036A1 |  |  | 5PX*B004AS3 | S8V2B080M4PDB | 32000 | 16 | 8.5 | 32200 | 23800 | 73.91% | 2.1 | 0 | 11.7 |  |  |  |  | R-454B | 2.6667 | Residential & Commercial | USHP | Ducted CEE Tier 1
216766910 | Central HP <5.4 tons | TRANE | HRCU-A-CB (Split System: Heat Pump with Remote Outdoor Unit-Air-Source) | 5TWX7036A1 |  |  | 5PX*B006AS3 | S8V2B060M4PDB | 33200 | 16.5 | 8.7 | 32400 | 24000 | 74.07% | 2.15 | 0 | 12 |  |  |  |  | R-454B | 2.7667 | Residential & Commercial | USHP | Ducted CEE Tier 1
216766946 | Central HP <5.4 tons | TRANE | HRCU-A-CB (Split System: Heat Pump with Remote Outdoor Unit-Air-Source) | 5TWX7036A1 |  |  | 5PX*C005AS3+P0V0C000M50SD | 0 | 32800 | 16.5 | 8.7 | 32400 | 24000 | 74.07% | 2.15 | 0 | 12 |  |  |  |  | R-454B | 2.7333 | Residential & Commercial | USHP | Ducted CEE Tier 1
216766993 | Central HP <5.4 tons | TRANE | HRCU-A-CB (Split System: Heat Pump with Remote Outdoor Unit-Air-Source) | 5TWX7036A1 |  |  | 5PX*CD07AS3 | S8V2C080M5PDB | 33400 | 16.5 | 8.5 | 33400 | 24400 | 73.05% | 2.1 | 0 | 12 |  |  |  |  | R-454B | 2.7833 | Residential & Commercial | USHP | Ducted CEE Tier 1
214092171 | Central HP <5.4 tons | YORK | HRCU-A-CB (Split System: Heat Pump with Remote Outdoor Unit-Air-Source) | HMH72B341 | ASPEN |  | D(A,C,E)48B34+TDR | Y81E120C16SMPS1 | 33600 | 18 | 8.2 | 32800 | 30000 | 91.46% | 2.76 | 0 | 9.5 |  |  |  |  | R-410A | 2.8 | Residential & Commercial | USHP
214092173 | Central HP <5.4 tons | YORK | HRCU-A-CB (Split System: Heat Pump with Remote Outdoor Unit-Air-Source) | HMH72B341 | ASPEN |  | D(A,C,E)48B34+TDR | Y81E120C20LMPS1 | 32600 | 17.5 | 8.5 | 34000 | 28000 | 82.35% | 2.66 | 0 | 9.5 |  |  |  |  | R-410A | 2.7167 | Residential & Commercial | USHP
214092174 | Central HP <5.4 tons | YORK | HRCU-A-CB (Split System: Heat Pump with Remote Outdoor Unit-Air-Source) | HMH72B341 | ASPEN |  | D(A,C,E)42A44+TDR | Y81E120C20SMPS1 | 32400 | 17.5 | 8.5 | 34000 | 28000 | 82.35% | 2.66 | 0 | 9.5 |  |  |  |  | R-410A | 2.7 | Residential & Commercial | USHP
214092187 | Central HP <5.4 tons | YORK | HRCU-A-CB (Split System: Heat Pump with Remote Outdoor Unit-Air-Source) | HMH72B341 | ASPEN |  | D(A,C,E)42A44+TDR | YP9C060B12MP13 | 32600 | 17.5 | 8.1 | 34000 | 27800 | 81.76% | 2.63 | 0 | 9.5 |  |  |  |  | R-410A | 2.7167 | Residential & Commercial | USHP
214092189 | Central HP <5.4 tons | YORK | HRCU-A-CB (Split System: Heat Pump with Remote Outdoor Unit-Air-Source) | HMH72B341 | ASPEN |  | D(A,C,E)36A34+TDR | YP9C080B12MP13 | 32800 | 17 | 8.1 | 33600 | 29400 | 87.5% | 2.63 | 0 | 9.5 |  |  |  |  | R-410A | 2.7333 | Residential & Commercial | USHP
214092022 | Central HP <5.4 tons | YORK | HRCU-A-CB (Split System: Heat Pump with Remote Outdoor Unit-Air-Source) | HMH72B341 | ASPEN |  | D(A,C,E)48B34+TDR | TM9E060B12MP12 | 32800 | 17.5 | 8.1 | 34000 | 28000 | 82.35% | 2.59 | 0 | 9.5 |  |  |  |  | R-410A | 2.7333 | Residential & Commercial | USHP
214861590 | Central HP <5.4 tons | MDV | HRCU-A-CB (Split System: Heat Pump with Remote Outdoor Unit-Air-Source) | MOD30-30HFN10-M3X |  |  | MVBDM-30HWFN10-WB3-D | 0 | 30000 | 17.2 | 10.8 | 33000 | 33200 | 100.6% | 1.97 | 0 | 12 |  |  |  |  | R-454B | 2.5 | Residential & Commercial | USHP | Ducted CEE Tier 1
213821203 | Central HP <5.4 tons | TEMPSTAR | HRCU-A-CB (Split System: Heat Pump with Remote Outdoor Unit-Air-Source) | DLCURAH24ABK | ASPEN |  | D(A,C,E)30C44+TDR | *80MS(N,L)0901714A* | 23800 | 17.5 | 8.5 | 26200 | 20200 | 77.1% | 2.9 | 0 | 10 |  |  |  |  | R-410A | 1.9833 | Residential & Commercial | USHP | Ducted CEE Tier 1
213821220 | Central HP <5.4 tons | TEMPSTAR | HRCU-A-CB (Split System: Heat Pump with Remote Outdoor Unit-Air-Source) | DLCURAH24ABK | ASPEN |  | D(A,C,E)36C34+TDR | *80MS(N,L)1102120A* | 23400 | 17.5 | 8.5 | 25600 | 20000 | 78.12% | 3.01 | 0 | 10.3 |  |  |  |  | R-410A | 1.95 | Residential & Commercial | USHP | Ducted CEE Tier 1
213821338 | Central HP <5.4 tons | TEMPSTAR | HRCU-A-CB (Split System: Heat Pump with Remote Outdoor Unit-Air-Source) | DLCURAH24ABK | ASPEN |  | D(A,C,E)30C44+TDR | *96VTN1002122B* | 23200 | 17.5 | 8.5 | 25200 | 19900 | 78.97% | 2.99 | 0 | 10.3 |  |  |  |  | R-410A | 1.9333 | Residential & Commercial | USHP | Ducted CEE Tier 1
213821339 | Central HP <5.4 tons | TEMPSTAR | HRCU-A-CB (Split System: Heat Pump with Remote Outdoor Unit-Air-Source) | DLCURAH24ABK | ASPEN |  | D(A,C,E)36B34+TDR | *96VTN1002122B* | 23000 | 17.4 | 8.5 | 25200 | 19900 | 78.97% | 2.99 | 0 | 10.3 |  |  |  |  | R-410A | 1.9167 | Residential & Commercial | USHP | Ducted CEE Tier 1
213821354 | Central HP <5.4 tons | TEMPSTAR | HRCU-A-CB (Split System: Heat Pump with Remote Outdoor Unit-Air-Source) | DLCURAH30ABK | ASPEN |  | D(A,C,E)30D44+TDR | *80MS(N,L)0701412A* | 29600 | 15.2 | 8.1 | 34000 | 23800 | 70% | 2.72 | 0 | 9 |  |  |  |  | R-410A | 2.4667 | Residential & Commercial | USHP
215676985 | Central HP <5.4 tons | HEIL | HRCU-A-CB (Split System: Heat Pump with Remote Outdoor Unit-Air-Source) | H5H0V60*K*AAA* |  |  | EVM5X60M21A*+WALLCON | *80CTL0701716B* | 55000 | 18 | 9 | 59500 | 43500 | 73.11% | 2.1 | 0 | 9.5 |  |  |  |  | R-454B | 4.5833 | Residential & Commercial | USHP
216764367 | Central HP <5.4 tons | TRANE | HRCU-A-C (Split System: Heat Pump with Remote Outdoor Unit with No Indoor Fan --Air Source) | 5TWX7036A1 |  |  | 5TXCB006AS3 | 0 | 33400 | 16 | 8.7 | 33200 | 24600 | 74.1% | 2.1 | 0 | 11.2 |  |  |  |  | R-454B | 2.7833 | Residential & Commercial | USHP | Ducted CEE Tier 1
213203974 | Central HP <5.4 tons | TEMPSTAR | HRCU-A-CB (Split System: Heat Pump with Remote Outdoor Unit-Air-Source) | DLCURAH18ABK | ASPEN |  | D(A,C,E)24B44+TDR | *95ESN0261410A* | 17400 | 15.9 | 8.5 | 18600 | 14200 | 76.34% | 2.24 | 0 | 10.8 |  |  |  |  | R-410A | 1.45 | Residential & Commercial | USHP | Ducted CEE Tier 1
213367776 | Central HP <5.4 tons | YORK | HRCU-A-CB (Split System: Heat Pump with Remote Outdoor Unit-Air-Source) | HMH72B341 | ASPEN |  | C(A,C,D,E)48C24+TDR | YP9C060B12MP13 | 30800 | 17.2 | 8.1 | 34000 | 27800 | 81.76% | 2.63 | 0 | 9 |  |  |  |  | R-410A | 2.5667 | Residential & Commercial | USHP
211755738 | Central HP <5.4 tons | YORK | HRCU-A-CB (Split System: Heat Pump with Remote Outdoor Unit-Air-Source) | HMH72B341 | ASPEN |  | D(A,C,E)36B34+TDR | TL8E060A12UH11 | 32200 | 18 | 8.1 | 33800 | 27400 | 81.07% | 2.51 | 0 | 9.9 |  |  |  |  | R-410A | 2.6833 | Residential & Commercial | USHP
211755858 | Central HP <5.4 tons | YORK | HRCU-A-CB (Split System: Heat Pump with Remote Outdoor Unit-Air-Source) | HMH72B341 | ASPEN |  | D(A,C,E)36B34+TDR | TM9Y080B12MP11 | 32000 | 18 | 8.1 | 34000 | 28000 | 82.35% | 2.47 | 0 | 9.4 |  |  |  |  | R-410A | 2.6667 | Residential & Commercial | USHP
211755872 | Central HP <5.4 tons | YORK | HRCU-A-CB (Split System: Heat Pump with Remote Outdoor Unit-Air-Source) | HMH72B341 | ASPEN |  | D(A,C,E)36A44+TDR | TMLE040A12MP11 | 32000 | 18 | 8.1 | 33600 | 27200 | 80.95% | 2.5 | 0 | 9.9 |  |  |  |  | R-410A | 2.6667 | Residential & Commercial | USHP
211755915 | Central HP <5.4 tons | YORK | HRCU-A-CB (Split System: Heat Pump with Remote Outdoor Unit-Air-Source) | HMH72B341 | ASPEN |  | D(A,C,E)36B34+TDR | TP9C100C20MP13 | 32000 | 17.5 | 8.1 | 34000 | 28400 | 83.53% | 2.52 | 0 | 9.4 |  |  |  |  | R-410A | 2.6667 | Residential & Commercial | USHP
211755917 | Central HP <5.4 tons | YORK | HRCU-A-CB (Split System: Heat Pump with Remote Outdoor Unit-Air-Source) | HMH72B341 | ASPEN |  | D(A,C,E)36A44+TDR | TP9C120D20MP13 | 31600 | 17 | 8.1 | 32400 | 28200 | 87.04% | 2.57 | 0 | 9.3 |  |  |  |  | R-410A | 2.6333 | Residential & Commercial | USHP
211755947 | Central HP <5.4 tons | YORK | HRCU-A-CB (Split System: Heat Pump with Remote Outdoor Unit-Air-Source) | HMH72B341 | ASPEN |  | D(A,C,E)36A44+TDR | YP9C100C16MP13 | 32000 | 17.5 | 8.1 | 34000 | 27400 | 80.59% | 2.54 | 0 | 9.9 |  |  |  |  | R-410A | 2.6667 | Residential & Commercial | USHP
211755949 | Central HP <5.4 tons | YORK | HRCU-A-CB (Split System: Heat Pump with Remote Outdoor Unit-Air-Source) | HMH72B341 | ASPEN |  | C(A,C,D,E)48D24+TDR | YP9C100C20MP13 | 30800 | 17.3 | 8.1 | 34000 | 28400 | 83.53% | 2.52 | 0 | 9.2 |  |  |  |  | R-410A | 2.5667 | Residential & Commercial | USHP
211755951 | Central HP <5.4 tons | YORK | HRCU-A-CB (Split System: Heat Pump with Remote Outdoor Unit-Air-Source) | HMH72B341 | ASPEN |  | D(A,C,E)36B34+TDR | YP9C100C20MP13 | 32000 | 17.5 | 8.1 | 34000 | 28400 | 83.53% | 2.52 | 0 | 9.4 |  |  |  |  | R-410A | 2.6667 | Residential & Commercial | USHP
216767012 | Central HP <5.4 tons | TRANE | HRCU-A-CB (Split System: Heat Pump with Remote Outdoor Unit-Air-Source) | 5TWX7036A1 |  |  | 5PX*D010AS3 | S9X1D120U5PSB | 34400 | 16 | 9 | 32200 | 23800 | 73.91% | 2.22 | 0 | 12.5 |  |  |  |  | R-454B | 2.8667 | Residential & Commercial | USHP | Ducted CEE Tier 1
216767027 | Central HP <5.4 tons | TRANE | HRCU-A-CB (Split System: Heat Pump with Remote Outdoor Unit-Air-Source) | 5TWX7036A1 |  |  | 5TXCB004AS3 | S8V2B060M4PDB | 32000 | 16 | 8.5 | 32200 | 24000 | 74.53% | 2.09 | 0 | 11.7 |  |  |  |  | R-454B | 2.6667 | Residential & Commercial | USHP | Ducted CEE Tier 1
216767029 | Central HP <5.4 tons | TRANE | HRCU-A-CB (Split System: Heat Pump with Remote Outdoor Unit-Air-Source) | 5TWX7036A1 |  |  | 5TXCB004AS3+P0V0A000M30SD | 0 | 31800 | 15.5 | 8.5 | 32200 | 24000 | 74.53% | 2.08 | 0 | 11.7 |  |  |  |  | R-454B | 2.65 | Residential & Commercial | USHP | Ducted CEE Tier 1
213203946 | Central HP <5.4 tons | TEMPSTAR | HRCU-A-CB (Split System: Heat Pump with Remote Outdoor Unit-Air-Source) | DLCURAH18ABK | ASPEN |  | D(A,C,E)24B44+TDR | *80ES(N,L)0701712A* | 17900 | 16.5 | 8.5 | 18700 | 13700 | 73.26% | 2.27 | 0 | 11 |  |  |  |  | R-410A | 1.4917 | Residential & Commercial | USHP | Ducted CEE Tier 1
213203981 | Central HP <5.4 tons | TEMPSTAR | HRCU-A-CB (Split System: Heat Pump with Remote Outdoor Unit-Air-Source) | DLCURAH18ABK | ASPEN |  | D(A,C,E)30B34+TDR | *95ESN0401410A* | 17000 | 15.8 | 8.5 | 18200 | 15400 | 84.62% | 2.3 | 0 | 10.2 |  |  |  |  | R-410A | 1.4167 | Residential & Commercial | USHP | Ducted CEE Tier 1
213203995 | Central HP <5.4 tons | TEMPSTAR | HRCU-A-CB (Split System: Heat Pump with Remote Outdoor Unit-Air-Source) | DLCURAH18ABK | ASPEN |  | D(A,C,E)30B34+TDR | *96VTN0401410A* | 17400 | 16 | 8.5 | 18300 | 14200 | 77.6% | 2.24 | 0 | 10.5 |  |  |  |  | R-410A | 1.45 | Residential & Commercial | USHP | Ducted CEE Tier 1
216699803 | Central HP <5.4 tons | DAIKIN | HRCU-A-CB (Split System: Heat Pump with Remote Outdoor Unit-Air-Source) | DH9VSA241CA* |  |  | CHPEA4830*3A* | D*96TC0804CNA* | 23000 | 16.9 | 9 | 21000 | 21000 | 100% | 2 | 0 | 11.7 |  |  |  |  | R-32 | 1.9167 | Residential & Commercial | USHP | Ducted CEE Tier 1
213367818 | Central HP <5.4 tons | YORK | HRCU-A-CB (Split System: Heat Pump with Remote Outdoor Unit-Air-Source) | HMH72B341 | ASPEN |  | C(A,C,D,E)36A44+TDR | YP9C060B12MP13 | 32000 | 17.5 | 8.1 | 34000 | 27800 | 81.76% | 2.63 | 0 | 9.4 |  |  |  |  | R-410A | 2.6667 | Residential & Commercial | USHP
213367825 | Central HP <5.4 tons | YORK | HRCU-A-CB (Split System: Heat Pump with Remote Outdoor Unit-Air-Source) | HMH72B341 | ASPEN |  | C(A,C,D,E)36A44+TDR | YPLC080B12MP13 | 32400 | 17 | 8.1 | 33600 | 28800 | 85.71% | 2.59 | 0 | 9.5 |  |  |  |  | R-410A | 2.7 | Residential & Commercial | USHP
216699805 | Central HP <5.4 tons | DAIKIN | HRCU-A-CB (Split System: Heat Pump with Remote Outdoor Unit-Air-Source) | DH9VSA241CA* |  |  | CHPEA4830*3A* | D*80TC1005C*A* | 23000 | 18.2 | 9 | 21000 | 21000 | 100% | 2 | 0 | 11.7 |  |  |  |  | R-32 | 1.9167 | Residential & Commercial | USHP | Ducted CEE Tier 1
216699807 | Central HP <5.4 tons | DAIKIN | HRCU-A-CB (Split System: Heat Pump with Remote Outdoor Unit-Air-Source) | DH9VSA241CA* |  |  | CHPEA4830*3A* | D*80TC0805C*A* | 23000 | 18.2 | 9 | 21000 | 21000 | 100% | 2 | 0 | 11.7 |  |  |  |  | R-32 | 1.9167 | Residential & Commercial | USHP | Ducted CEE Tier 1
215065611 | Central HP <5.4 tons | YORK | HRCU-A-CB (Split System: Heat Pump with Remote Outdoor Unit-Air-Source) | HMH72B341 | ASPEN |  | CH36A34+TDR | Y81E080C16LMPS1 | 30800 | 17.8 | 8.1 | 32800 | 24200 | 73.78% | 2.14 | 0 | 9 |  |  |  |  | R-410A | 2.5667 | Residential & Commercial | USHP
213821071 | Central HP <5.4 tons | TEMPSTAR | HRCU-A-CB (Split System: Heat Pump with Remote Outdoor Unit-Air-Source) | DLCURAH24AAK | ASPEN |  | D(A,C,E)24B44+TDR | *80VTL0902120B* | 23400 | 16 | 8.1 | 24800 | 22400 | 90.32% | 2.9 | 0 | 9 |  |  |  |  | R-410A | 1.95 | Residential & Commercial | USHP
213821103 | Central HP <5.4 tons | TEMPSTAR | HRCU-A-CB (Split System: Heat Pump with Remote Outdoor Unit-Air-Source) | DLCURAH24AAK | ASPEN |  | D(A,C,E)30C44+TDR | *92MSN0802120A* | 23800 | 16.5 | 8.1 | 24600 | 22200 | 90.24% | 2.88 | 0 | 9 |  |  |  |  | R-410A | 1.9833 | Residential & Commercial | USHP
213821105 | Central HP <5.4 tons | TEMPSTAR | HRCU-A-CB (Split System: Heat Pump with Remote Outdoor Unit-Air-Source) | DLCURAH24AAK | ASPEN |  | D(A,C,E)36C34+TDR | *92MSN0802120A* | 23800 | 16.5 | 8.1 | 24600 | 22200 | 90.24% | 2.88 | 0 | 9 |  |  |  |  | R-410A | 1.9833 | Residential & Commercial | USHP
213821119 | Central HP <5.4 tons | TEMPSTAR | HRCU-A-CB (Split System: Heat Pump with Remote Outdoor Unit-Air-Source) | DLCURAH24AAK | ASPEN |  | D(A,C,E)36B34+TDR | *96MSN0401410A* | 22800 | 15.4 | 8.1 | 24400 | 22200 | 90.98% | 2.87 | 0 | 9.3 |  |  |  |  | R-410A | 1.9 | Residential & Commercial | USHP
213821122 | Central HP <5.4 tons | TEMPSTAR | HRCU-A-CB (Split System: Heat Pump with Remote Outdoor Unit-Air-Source) | DLCURAH24AAK | ASPEN |  | D(A,C,E)30B34+TDR | *96MSN0401712A* | 23200 | 15.2 | 8.1 | 24800 | 22600 | 91.13% | 2.85 | 0 | 9 |  |  |  |  | R-410A | 1.9333 | Residential & Commercial | USHP
213821139 | Central HP <5.4 tons | TEMPSTAR | HRCU-A-CB (Split System: Heat Pump with Remote Outdoor Unit-Air-Source) | DLCURAH24AAK | ASPEN |  | D(A,C,E)36B34+TDR | *96MSN0802120A* | 23800 | 16 | 8.1 | 25000 | 22200 | 88.8% | 2.9 | 0 | 9.5 |  |  |  |  | R-410A | 1.9833 | Residential & Commercial | USHP
213821156 | Central HP <5.4 tons | TEMPSTAR | HRCU-A-CB (Split System: Heat Pump with Remote Outdoor Unit-Air-Source) | DLCURAH24AAK | ASPEN |  | D(A,C,E)24B44+TDR | *96VTN0801716B* | 23200 | 16 | 8.1 | 24600 | 22200 | 90.24% | 2.86 | 0 | 9.5 |  |  |  |  | R-410A | 1.9333 | Residential & Commercial | USHP
213821170 | Central HP <5.4 tons | TEMPSTAR | HRCU-A-CB (Split System: Heat Pump with Remote Outdoor Unit-Air-Source) | DLCURAH24AAK | ASPEN |  | D(A,C,E)36C34+TDR | *96VTN1002120B* | 23800 | 16.5 | 8.1 | 24800 | 22200 | 89.52% | 2.88 | 0 | 9 |  |  |  |  | R-410A | 1.9833 | Residential & Commercial | USHP
215065627 | Central HP <5.4 tons | YORK | HRCU-A-CB (Split System: Heat Pump with Remote Outdoor Unit-Air-Source) | HMH72B341 | ASPEN |  | CH36A34+TDR | TM8V100C16MP12 | 31000 | 17.3 | 8.1 | 33400 | 23800 | 71.26% | 2.08 | 0 | 9.7 |  |  |  |  | R-410A | 2.5833 | Residential & Commercial | USHP
215065629 | Central HP <5.4 tons | YORK | HRCU-A-CB (Split System: Heat Pump with Remote Outdoor Unit-Air-Source) | HMH72B341 | ASPEN |  | CH36A34+TDR | TM8V100C20MP12 | 30200 | 16.1 | 8.2 | 31800 | 23800 | 74.84% | 2.06 | 0 | 8 |  |  |  |  | R-410A | 2.5167 | Residential & Commercial | USHP
215065652 | Central HP <5.4 tons | YORK | HRCU-A-CB (Split System: Heat Pump with Remote Outdoor Unit-Air-Source) | HMH72B341 | ASPEN |  | CH36A34+TDR | Y81E100C16LMPS1 | 30800 | 17.8 | 8.1 | 32800 | 24400 | 74.39% | 2.12 | 0 | 9.2 |  |  |  |  | R-410A | 2.5667 | Residential & Commercial | USHP
214574717 | Central HP <5.4 tons | TEMPSTAR | HRCU-A-CB (Split System: Heat Pump with Remote Outdoor Unit-Air-Source) | TVH837GKA2* |  |  | EN(A,D,W)4X60L24**+WALLCON | *95CSU1002122B* | 32800 | 19 | 8.5 | 32200 | 24600 | 76.4% | 1.98 | 0 | 12 |  |  |  |  | R-410A | 2.7333 | Residential & Commercial | USHP | Ducted CEE Tier 1
215797517 | Central HP <5.4 tons | MDV | HRCU-A-CB (Split System: Heat Pump with Remote Outdoor Unit-Air-Source) | MOD30-36HFN10-M3X |  |  | MVBC-36HWFN10-MC3E | 0 | 36000 | 16.5 | 8.2 | 37000 | 32000 | 86.49% | 1.85 | 0 | 10 |  |  |  |  | R-454B | 3 | Residential & Commercial | USHP | Ducted CEE Tier 1
216699832 | Central HP <5.4 tons | DAIKIN | HRCU-A-CB (Split System: Heat Pump with Remote Outdoor Unit-Air-Source) | DH9VSA361CA* |  |  | CA*EA6030*3A* | D*80TC1005C*A* | 34200 | 19 | 9.2 | 32600 | 32600 | 100% | 2 | 0 | 11.7 |  |  |  |  | R-32 | 2.85 | Residential & Commercial | USHP | Ducted CEE Tier 1
214522499 | Central HP <5.4 tons | YORK | HRCU-A-CB (Split System: Heat Pump with Remote Outdoor Unit-Air-Source) | HMH72B341 | ASPEN |  | DX36C34+TDR | Y81E080C16SMPS1 | 31600 | 17.9 | 8.5 | 33200 | 23400 | 70.48% | 2.02 | 0 | 9.8 |  |  |  |  | R-410A | 2.6333 | Residential & Commercial | USHP
211756116 | Central HP <5.4 tons | YORK | HRCU-A-CB (Split System: Heat Pump with Remote Outdoor Unit-Air-Source) | HMH72B341 | ASPEN |  | D(A,C,E)36B36+TDR | YP9C100C20MP13 | 32000 | 17.5 | 8.1 | 34000 | 28400 | 83.53% | 2.52 | 0 | 9.4 |  |  |  |  | R-410A | 2.6667 | Residential & Commercial | USHP
211755823 | Central HP <5.4 tons | YORK | HRCU-A-CB (Split System: Heat Pump with Remote Outdoor Unit-Air-Source) | HMH72B341 | ASPEN |  | C(A,C,D,E)48D24+TDR | TM9E080C16MP12 | 31200 | 17.8 | 8.1 | 33600 | 27200 | 80.95% | 2.53 | 0 | 9.7 |  |  |  |  | R-410A | 2.6 | Residential & Commercial | USHP
211755834 | Central HP <5.4 tons | YORK | HRCU-A-CB (Split System: Heat Pump with Remote Outdoor Unit-Air-Source) | HMH72B341 | ASPEN |  | D(A,C,E)36B34+TDR | TM9V040A10MP12 | 31600 | 17 | 8.1 | 33200 | 27400 | 82.53% | 2.49 | 0 | 9.4 |  |  |  |  | R-410A | 2.6333 | Residential & Commercial | USHP
211755866 | Central HP <5.4 tons | YORK | HRCU-A-CB (Split System: Heat Pump with Remote Outdoor Unit-Air-Source) | HMH72B341 | ASPEN |  | D(A,C,E)36A44+TDR | TM9Y100C20MP11 | 32000 | 15.5 | 8.1 | 34000 | 27800 | 81.76% | 2.44 | 0 | 9.4 |  |  |  |  | R-410A | 2.6667 | Residential & Commercial | USHP
211755891 | Central HP <5.4 tons | YORK | HRCU-A-CB (Split System: Heat Pump with Remote Outdoor Unit-Air-Source) | HMH72B341 | ASPEN |  | D(A,C,E)36B34+TDR | TMLE120C16MP11 | 32200 | 18 | 8.1 | 33600 | 27200 | 80.95% | 2.55 | 0 | 9.9 |  |  |  |  | R-410A | 2.6833 | Residential & Commercial | USHP
216766712 | Central HP <5.4 tons | TRANE | HRCU-A-CB (Split System: Heat Pump with Remote Outdoor Unit-Air-Source) | 5TWR7060A1 |  |  | 5PX*DD10AS3 | S9V2D120D5VSB | 51000 | 15.2 | 8.7 | 51000 | 38500 | 75.49% | 2.19 | 0 | 11 |  |  |  |  | R-454B | 4.25 | Residential & Commercial | USHP | Ducted CEE Tier 1
215065655 | Central HP <5.4 tons | YORK | HRCU-A-CB (Split System: Heat Pump with Remote Outdoor Unit-Air-Source) | HMH72B341 | ASPEN |  | CH36A34+TDR | Y81E100C16SMPS1 | 30800 | 17.8 | 8.1 | 32800 | 24400 | 74.39% | 2.12 | 0 | 9.2 |  |  |  |  | R-410A | 2.5667 | Residential & Commercial | USHP
211755787 | Central HP <5.4 tons | YORK | HRCU-A-CB (Split System: Heat Pump with Remote Outdoor Unit-Air-Source) | HMH72B341 | ASPEN |  | C(A,C,D,E)48D24+TDR | TM8V100C20MP12 | 30400 | 16.1 | 8.1 | 32400 | 27800 | 85.8% | 2.49 | 0 | 8 |  |  |  |  | R-410A | 2.5333 | Residential & Commercial | USHP
211755818 | Central HP <5.4 tons | YORK | HRCU-A-CB (Split System: Heat Pump with Remote Outdoor Unit-Air-Source) | HMH72B341 | ASPEN |  | D(A,C,E)36A44+TDR | TM9E060B12MP12 | 32000 | 17.5 | 8.1 | 34000 | 28000 | 82.35% | 2.46 | 0 | 9.4 |  |  |  |  | R-410A | 2.6667 | Residential & Commercial | USHP
211755836 | Central HP <5.4 tons | YORK | HRCU-A-CB (Split System: Heat Pump with Remote Outdoor Unit-Air-Source) | HMH72B341 | ASPEN |  | D(A,C,E)36A44+TDR | TM9V060B12MP12 | 32000 | 17.5 | 8.1 | 34000 | 27800 | 81.76% | 2.49 | 0 | 9.4 |  |  |  |  | R-410A | 2.6667 | Residential & Commercial | USHP
215065617 | Central HP <5.4 tons | YORK | HRCU-A-CB (Split System: Heat Pump with Remote Outdoor Unit-Air-Source) | HMH72B341 | ASPEN |  | CH36A34+TDR | Y81E080C20LMPS1 | 30800 | 17.8 | 8.1 | 32800 | 24400 | 74.39% | 2.12 | 0 | 9 |  |  |  |  | R-410A | 2.5667 | Residential & Commercial | USHP
215065735 | Central HP <5.4 tons | YORK | HRCU-A-CB (Split System: Heat Pump with Remote Outdoor Unit-Air-Source) | HMH72B341 | ASPEN |  | CH48A34+TDR | TM8V100C20MP12 | 31200 | 16.4 | 8.4 | 32000 | 23800 | 74.38% | 2.06 | 0 | 8.8 |  |  |  |  | R-410A | 2.6 | Residential & Commercial | USHP
215065787 | Central HP <5.4 tons | YORK | HRCU-A-CB (Split System: Heat Pump with Remote Outdoor Unit-Air-Source) | HMH72B341 | ASPEN |  | CH48A34+TDR | Y81E100C20LMPS1 | 31800 | 17.5 | 8.3 | 33000 | 24200 | 73.33% | 2.14 | 0 | 9.4 |  |  |  |  | R-410A | 2.65 | Residential & Commercial | USHP
213367783 | Central HP <5.4 tons | YORK | HRCU-A-CB (Split System: Heat Pump with Remote Outdoor Unit-Air-Source) | HMH72B341 | ASPEN |  | C(A,C,D,E)48C24+TDR | YPLC080B12MP13 | 31600 | 17 | 8.1 | 33600 | 29200 | 86.9% | 2.69 | 0 | 9 |  |  |  |  | R-410A | 2.6333 | Residential & Commercial | USHP
216699806 | Central HP <5.4 tons | DAIKIN | HRCU-A-CB (Split System: Heat Pump with Remote Outdoor Unit-Air-Source) | DH9VSA241CA* |  |  | CA*EA4830*3A* | D*80TC1005C*A* | 23400 | 19.2 | 9.2 | 22000 | 22000 | 100% | 2 | 0 | 11.7 |  |  |  |  | R-32 | 1.95 | Residential & Commercial | USHP | Ducted CEE Tier 1
211755886 | Central HP <5.4 tons | YORK | HRCU-A-CB (Split System: Heat Pump with Remote Outdoor Unit-Air-Source) | HMH72B341 | ASPEN |  | C(A,C,D,E)48D24+TDR | TMLE100C16MP11 | 32600 | 18 | 8.1 | 33000 | 29000 | 87.88% | 2.57 | 0 | 10 |  |  |  |  | R-410A | 2.7167 | Residential & Commercial | USHP | Ducted CEE Tier 1
211755918 | Central HP <5.4 tons | YORK | HRCU-A-CB (Split System: Heat Pump with Remote Outdoor Unit-Air-Source) | HMH72B341 | ASPEN |  | D(A,C,E)36B34+TDR | TP9C120D20MP13 | 31600 | 17 | 8.1 | 32400 | 28200 | 87.04% | 2.57 | 0 | 9.3 |  |  |  |  | R-410A | 2.6333 | Residential & Commercial | USHP
211755920 | Central HP <5.4 tons | YORK | HRCU-A-CB (Split System: Heat Pump with Remote Outdoor Unit-Air-Source) | HMH72B341 | ASPEN |  | D(A,C,E)36A44+TDR | TPLC060A12MP13 | 32000 | 17.5 | 8.1 | 34000 | 27800 | 81.76% | 2.5 | 0 | 9.4 |  |  |  |  | R-410A | 2.6667 | Residential & Commercial | USHP
211755937 | Central HP <5.4 tons | YORK | HRCU-A-CB (Split System: Heat Pump with Remote Outdoor Unit-Air-Source) | HMH72B341 | ASPEN |  | C(A,C,D,E)48D24+TDR | YP9C060B12MP13 | 31200 | 17.3 | 8.1 | 34000 | 27800 | 81.76% | 2.49 | 0 | 9.2 |  |  |  |  | R-410A | 2.6 | Residential & Commercial | USHP
211755953 | Central HP <5.4 tons | YORK | HRCU-A-CB (Split System: Heat Pump with Remote Outdoor Unit-Air-Source) | HMH72B341 | ASPEN |  | D(A,C,E)36A44+TDR | YP9C120D20MP13 | 31600 | 17 | 8.1 | 32400 | 28200 | 87.04% | 2.57 | 0 | 9.3 |  |  |  |  | R-410A | 2.6333 | Residential & Commercial | USHP
213206316 | Central HP <5.4 tons | CARRIER | HRCU-A-CB (Split System: Heat Pump with Remote Outdoor Unit-Air-Source) | 38MURAQ24AB3* | ASPEN |  | D(A,C,E)36C34+TDR | 58S(B,C)*A090E21**20 | 23800 | 17 | 8.1 | 25800 | 20000 | 77.52% | 3.02 | 0 | 10.3 |  |  |  |  | R-410A | 1.9833 | Residential & Commercial | USHP | Ducted CEE Tier 1
213206323 | Central HP <5.4 tons | CARRIER | HRCU-A-CB (Split System: Heat Pump with Remote Outdoor Unit-Air-Source) | 38MURAQ24AB3* | ASPEN |  | D(A,C,E)30C44+TDR | 58S(B,C)*A110E21**20 | 23800 | 16.5 | 8.1 | 26200 | 20200 | 77.1% | 3.02 | 0 | 10.4 |  |  |  |  | R-410A | 1.9833 | Residential & Commercial | USHP | Ducted CEE Tier 1
213206355 | Central HP <5.4 tons | CARRIER | HRCU-A-CB (Split System: Heat Pump with Remote Outdoor Unit-Air-Source) | 38MURAQ24AB3* | ASPEN |  | D(A,C,E)30B34+TDR | 58TP*A070V17**16 | 23800 | 17 | 8.1 | 26200 | 20200 | 77.1% | 2.84 | 0 | 10 |  |  |  |  | R-410A | 1.9833 | Residential & Commercial | USHP | Ducted CEE Tier 1
216766991 | Central HP <5.4 tons | TRANE | HRCU-A-CB (Split System: Heat Pump with Remote Outdoor Unit-Air-Source) | 5TWX7036A1 |  |  | 5PX*CD07AS3 | S9X2C100D5PSB | 33800 | 15.5 | 8.7 | 33600 | 24600 | 73.21% | 2.11 | 0 | 11.7 |  |  |  |  | R-454B | 2.8167 | Residential & Commercial | USHP | Ducted CEE Tier 1
216767023 | Central HP <5.4 tons | TRANE | HRCU-A-CB (Split System: Heat Pump with Remote Outdoor Unit-Air-Source) | 5TWX7036A1 |  |  | 5TXCB004AS3 | S9X1B060U4PSB | 32000 | 16 | 8.5 | 32000 | 23800 | 74.38% | 2.09 | 0 | 11.7 |  |  |  |  | R-454B | 2.6667 | Residential & Commercial | USHP | Ducted CEE Tier 1
213927853 | Central HP <5.4 tons | YORK | HRCU-A-CB (Split System: Heat Pump with Remote Outdoor Unit-Air-Source) | HMH72B341 | ASPEN |  | D(A,C,E)36D3G+TXV+TDR | TM9Y100C20MP11 | 32800 | 15.5 | 8.1 | 34000 | 27800 | 81.76% | 2.44 | 0 | 9.5 |  |  |  |  | R-410A | 2.7333 | Residential & Commercial | USHP
213927869 | Central HP <5.4 tons | YORK | HRCU-A-CB (Split System: Heat Pump with Remote Outdoor Unit-Air-Source) | HMH72B341 | ASPEN |  | D(A,C,E)36A4G+TXV+TDR | TM9E100C20MP12 | 32000 | 15.5 | 8.1 | 33200 | 27000 | 81.33% | 2.5 | 0 | 9.9 |  |  |  |  | R-410A | 2.6667 | Residential & Commercial | USHP
213367808 | Central HP <5.4 tons | YORK | HRCU-A-CB (Split System: Heat Pump with Remote Outdoor Unit-Air-Source) | HMH72B361 | ASPEN |  | C(A,C,D,E)48C24+TDR | Y82E120C20LMPS1 | 32800 | 18.5 | 8.1 | 36000 | 25600 | 71.11% | 2.62 | 0 | 8 |  |  |  |  | R-410A | 2.7333 | Residential & Commercial | USHP
211755747 | Central HP <5.4 tons | YORK | HRCU-A-CB (Split System: Heat Pump with Remote Outdoor Unit-Air-Source) | HMH72B341 | ASPEN |  | D(A,C,E)36B34+TDR | TL9E060B12UH11 | 32000 | 18 | 8.1 | 34000 | 27800 | 81.76% | 2.46 | 0 | 9.4 |  |  |  |  | R-410A | 2.6667 | Residential & Commercial | USHP
211755824 | Central HP <5.4 tons | YORK | HRCU-A-CB (Split System: Heat Pump with Remote Outdoor Unit-Air-Source) | HMH72B341 | ASPEN |  | D(A,C,E)36A44+TDR | TM9E080C16MP12 | 32200 | 18 | 8.1 | 33600 | 27200 | 80.95% | 2.53 | 0 | 9.9 |  |  |  |  | R-410A | 2.6833 | Residential & Commercial | USHP
211755856 | Central HP <5.4 tons | YORK | HRCU-A-CB (Split System: Heat Pump with Remote Outdoor Unit-Air-Source) | HMH72B341 | ASPEN |  | C(A,C,D,E)48D24+TDR | TM9Y080B12MP11 | 31000 | 17.8 | 8.1 | 34000 | 28000 | 82.35% | 2.47 | 0 | 9.2 |  |  |  |  | R-410A | 2.5833 | Residential & Commercial | USHP
211755865 | Central HP <5.4 tons | YORK | HRCU-A-CB (Split System: Heat Pump with Remote Outdoor Unit-Air-Source) | HMH72B341 | ASPEN |  | C(A,C,D,E)48D24+TDR | TM9Y100C20MP11 | 30800 | 15.2 | 8.1 | 34000 | 27800 | 81.76% | 2.44 | 0 | 9.2 |  |  |  |  | R-410A | 2.5667 | Residential & Commercial | USHP
211755883 | Central HP <5.4 tons | YORK | HRCU-A-CB (Split System: Heat Pump with Remote Outdoor Unit-Air-Source) | HMH72B341 | ASPEN |  | C(A,C,D,E)48D24+TDR | TMLE100B12MP11 | 31200 | 17.8 | 8.1 | 33800 | 27400 | 81.07% | 2.51 | 0 | 9.7 |  |  |  |  | R-410A | 2.6 | Residential & Commercial | USHP
211755897 | Central HP <5.4 tons | YORK | HRCU-A-CB (Split System: Heat Pump with Remote Outdoor Unit-Air-Source) | HMH72B341 | ASPEN |  | D(A,C,E)36B34+TDR | TMLV100C16MP12 | 32000 | 17.5 | 8.1 | 33800 | 27400 | 81.07% | 2.54 | 0 | 9.9 |  |  |  |  | R-410A | 2.6667 | Residential & Commercial | USHP
211755899 | Central HP <5.4 tons | YORK | HRCU-A-CB (Split System: Heat Pump with Remote Outdoor Unit-Air-Source) | HMH72B341 | ASPEN |  | D(A,C,E)36A44+TDR | TMLV120C20MP12 | 31400 | 16.5 | 8.1 | 32400 | 27800 | 85.8% | 2.49 | 0 | 8.9 |  |  |  |  | R-410A | 2.6167 | Residential & Commercial | USHP
211756040 | Central HP <5.4 tons | YORK | HRCU-A-CB (Split System: Heat Pump with Remote Outdoor Unit-Air-Source) | HMH72B341 | ASPEN |  | D(A,C,E)36B36+TDR | TM9V060B12MP12 | 32200 | 17.5 | 8.1 | 34000 | 27800 | 81.76% | 2.49 | 0 | 9.4 |  |  |  |  | R-410A | 2.6833 | Residential & Commercial | USHP
211756083 | Central HP <5.4 tons | YORK | HRCU-A-CB (Split System: Heat Pump with Remote Outdoor Unit-Air-Source) | HMH72B341 | ASPEN |  | D(A,C,E)36A46+TDR | TP9C060B12MP13 | 32000 | 17.5 | 8.1 | 34000 | 27800 | 81.76% | 2.49 | 0 | 9.4 |  |  |  |  | R-410A | 2.6667 | Residential & Commercial | USHP
211756090 | Central HP <5.4 tons | YORK | HRCU-A-CB (Split System: Heat Pump with Remote Outdoor Unit-Air-Source) | HMH72B341 | ASPEN |  | D(A,C,E)36B36+TDR | TP9C100C16MP13 | 32000 | 17.5 | 8.1 | 34000 | 27400 | 80.59% | 2.54 | 0 | 9.9 |  |  |  |  | R-410A | 2.6667 | Residential & Commercial | USHP
211756106 | Central HP <5.4 tons | YORK | HRCU-A-CB (Split System: Heat Pump with Remote Outdoor Unit-Air-Source) | HMH72B341 | ASPEN |  | D(A,C,E)36B36+TDR | TPLC120C20MP13 | 31400 | 16.5 | 8.1 | 32400 | 27800 | 85.8% | 2.49 | 0 | 8.9 |  |  |  |  | R-410A | 2.6167 | Residential & Commercial | USHP
211756117 | Central HP <5.4 tons | YORK | HRCU-A-CB (Split System: Heat Pump with Remote Outdoor Unit-Air-Source) | HMH72B341 | ASPEN |  | D(A,C,E)36A46+TDR | YP9C120D20MP13 | 31600 | 17 | 8.1 | 32400 | 28200 | 87.04% | 2.57 | 0 | 9.3 |  |  |  |  | R-410A | 2.6333 | Residential & Commercial | USHP
211755965 | Central HP <5.4 tons | YORK | HRCU-A-CB (Split System: Heat Pump with Remote Outdoor Unit-Air-Source) | HMH72B341 | ASPEN |  | D(A,C,E)36A44+TDR | YPLC100C16MP13 | 32000 | 17.5 | 8.1 | 33800 | 27400 | 81.07% | 2.54 | 0 | 9.9 |  |  |  |  | R-410A | 2.6667 | Residential & Commercial | USHP
211755972 | Central HP <5.4 tons | YORK | HRCU-A-CB (Split System: Heat Pump with Remote Outdoor Unit-Air-Source) | HMH72B341 | ASPEN |  | D(A,C,E)36B34+TDR | YPLC120C20MP13 | 31400 | 16.5 | 8.1 | 32400 | 27800 | 85.8% | 2.49 | 0 | 8.9 |  |  |  |  | R-410A | 2.6167 | Residential & Commercial | USHP
211755999 | Central HP <5.4 tons | YORK | HRCU-A-CB (Split System: Heat Pump with Remote Outdoor Unit-Air-Source) | HMH72B341 | ASPEN |  | D(A,C,E)36A46+TDR | TM8V060A12MP12 | 32000 | 17.5 | 8.1 | 34000 | 27800 | 81.76% | 2.5 | 0 | 9.4 |  |  |  |  | R-410A | 2.6667 | Residential & Commercial | USHP
211756026 | Central HP <5.4 tons | YORK | HRCU-A-CB (Split System: Heat Pump with Remote Outdoor Unit-Air-Source) | HMH72B341 | ASPEN |  | D(A,C,E)36B36+TDR | TM9E060A10MP12 | 31800 | 17.5 | 8.1 | 33800 | 27400 | 81.07% | 2.48 | 0 | 9.4 |  |  |  |  | R-410A | 2.65 | Residential & Commercial | USHP
211756067 | Central HP <5.4 tons | YORK | HRCU-A-CB (Split System: Heat Pump with Remote Outdoor Unit-Air-Source) | HMH72B341 | ASPEN |  | D(A,C,E)36A46+TDR | TMLE080B12MP11 | 32000 | 18 | 8.1 | 34000 | 28000 | 82.35% | 2.47 | 0 | 9.4 |  |  |  |  | R-410A | 2.6667 | Residential & Commercial | USHP
211756081 | Central HP <5.4 tons | YORK | HRCU-A-CB (Split System: Heat Pump with Remote Outdoor Unit-Air-Source) | HMH72B341 | ASPEN |  | D(A,C,E)36A46+TDR | TMLV120C20MP12 | 31400 | 16.5 | 8.1 | 32400 | 27800 | 85.8% | 2.49 | 0 | 8.9 |  |  |  |  | R-410A | 2.6167 | Residential & Commercial | USHP
211756092 | Central HP <5.4 tons | YORK | HRCU-A-CB (Split System: Heat Pump with Remote Outdoor Unit-Air-Source) | HMH72B341 | ASPEN |  | D(A,C,E)36B36+TDR | TP9C100C20MP13 | 32000 | 17.5 | 8.1 | 34000 | 28400 | 83.53% | 2.52 | 0 | 9.4 |  |  |  |  | R-410A | 2.6667 | Residential & Commercial | USHP
215932100 | Central HP <5.4 tons | DAY & NIGHT | HRCU-A-CB (Split System: Heat Pump with Remote Outdoor Unit-Air-Source) | C5H3V36*K*AAA* |  |  | EA*5X36M17A*+WALLCON | *97CMN0801714B* | 32000 | 19 | 9.5 | 35600 | 27400 | 76.97% | 1.98 | 0 | 10.5 |  |  |  |  | R-454B | 2.6667 | Residential & Commercial | USHP | Ducted CEE Tier 1
213205832 | Central HP <5.4 tons | CARRIER | HRCU-A-CB (Split System: Heat Pump with Remote Outdoor Unit-Air-Source) | 38MURAQ24AA3* | ASPEN |  | D(A,C,E)36B34+TDR | 58S(B,C)*A070E14**12 | 23800 | 16 | 8.1 | 25600 | 22400 | 87.5% | 2.94 | 0 | 9.5 |  |  |  |  | R-410A | 1.9833 | Residential & Commercial | USHP
213205914 | Central HP <5.4 tons | CARRIER | HRCU-A-CB (Split System: Heat Pump with Remote Outdoor Unit-Air-Source) | 38MURAQ24AA3* | ASPEN |  | D(A,C,E)30C44+TDR | 58TP*A070V14**12 | 23800 | 16 | 8.1 | 25800 | 22800 | 88.37% | 2.85 | 0 | 9.5 |  |  |  |  | R-410A | 1.9833 | Residential & Commercial | USHP
214389281 | Central HP <5.4 tons | BRYANT HEATING AND COOLING SYSTEMS | HRCU-A-CB (Split System: Heat Pump with Remote Outdoor Unit-Air-Source) | 284ANV036*0**B* |  |  | CNPV*4821AL*+UI | 88*TB48070C17*** | 33400 | 19 | 9 | 36800 | 26200 | 71.2% | 2.02 | 0 | 12 |  |  |  |  | R-410A | 2.7833 | Residential & Commercial | USHP | Ducted CEE Tier 1
213205916 | Central HP <5.4 tons | CARRIER | HRCU-A-CB (Split System: Heat Pump with Remote Outdoor Unit-Air-Source) | 38MURAQ24AA3* | ASPEN |  | D(A,C,E)36B34+TDR | 58TP*A070V14**12 | 23800 | 16 | 8.1 | 25800 | 22800 | 88.37% | 2.85 | 0 | 9.5 |  |  |  |  | R-410A | 1.9833 | Residential & Commercial | USHP
213205921 | Central HP <5.4 tons | CARRIER | HRCU-A-CB (Split System: Heat Pump with Remote Outdoor Unit-Air-Source) | 38MURAQ24AA3* | ASPEN |  | D(A,C,E)24B44+TDR | 58TP*A070V17**16 | 23800 | 16.5 | 8.1 | 25200 | 22600 | 89.68% | 2.85 | 0 | 9.5 |  |  |  |  | R-410A | 1.9833 | Residential & Commercial | USHP
213205955 | Central HP <5.4 tons | CARRIER | HRCU-A-CB (Split System: Heat Pump with Remote Outdoor Unit-Air-Source) | 38MURAQ24AA3* | ASPEN |  | D(A,C,E)36C34+TDR | 58TP*A090V21**20 | 23800 | 16 | 8.1 | 25200 | 22400 | 88.89% | 2.98 | 0 | 9.5 |  |  |  |  | R-410A | 1.9833 | Residential & Commercial | USHP
213206005 | Central HP <5.4 tons | CARRIER | HRCU-A-CB (Split System: Heat Pump with Remote Outdoor Unit-Air-Source) | 38MURAQ24AA3* | ASPEN |  | D(A,C,E)24B44+TDR | 59SC2D060E17**14 | 23800 | 16 | 8.1 | 25800 | 22800 | 88.37% | 2.87 | 0 | 9.5 |  |  |  |  | R-410A | 1.9833 | Residential & Commercial | USHP
211755898 | Central HP <5.4 tons | YORK | HRCU-A-CB (Split System: Heat Pump with Remote Outdoor Unit-Air-Source) | HMH72B341 | ASPEN |  | C(A,C,D,E)48D24+TDR | TMLV120C20MP12 | 30400 | 16.1 | 8.1 | 32400 | 27800 | 85.8% | 2.49 | 0 | 8 |  |  |  |  | R-410A | 2.5333 | Residential & Commercial | USHP
215942499 | Central HP <5.4 tons | TEMPSTAR | HRCU-A-CB (Split System: Heat Pump with Remote Outdoor Unit-Air-Source) | T5H3V36*K*AAA* |  |  | EVD5X61M21A*+WALLCON | *80CTL0901716B* | 35800 | 22 | 8.5 | 37400 | 28400 | 75.94% | 2.02 | 0 | 12.5 |  |  |  |  | R-454B | 2.9833 | Residential & Commercial | USHP | Ducted CEE Tier 1
216766628 | Central HP <5.4 tons | TRANE | HRCU-A-CB (Split System: Heat Pump with Remote Outdoor Unit-Air-Source) | 5TWR7048A1 |  |  | 5TXCD010AS3 | S8V2C100M5PDB | 43500 | 16.5 | 8.7 | 44000 | 32000 | 72.73% | 2.22 | 0 | 12 |  |  |  |  | R-454B | 3.625 | Residential & Commercial | USHP | Ducted CEE Tier 1
213205805 | Central HP <5.4 tons | CARRIER | HRCU-A-CB (Split System: Heat Pump with Remote Outdoor Unit-Air-Source) | 38MURAQ24AA3* | ASPEN |  | D(A,C,E)30C44+TDR | 58S(B,C)*A045E14**12 | 23800 | 15.5 | 8.5 | 25600 | 22400 | 87.5% | 2.92 | 0 | 9.4 |  |  |  |  | R-410A | 1.9833 | Residential & Commercial | USHP
213206030 | Central HP <5.4 tons | CARRIER | HRCU-A-CB (Split System: Heat Pump with Remote Outdoor Unit-Air-Source) | 38MURAQ24AA3* | ASPEN |  | D(A,C,E)24B44+TDR | 59SC2D080E21**20 | 23800 | 16 | 8.5 | 26000 | 23000 | 88.46% | 2.92 | 0 | 9 |  |  |  |  | R-410A | 1.9833 | Residential & Commercial | USHP
213206039 | Central HP <5.4 tons | CARRIER | HRCU-A-CB (Split System: Heat Pump with Remote Outdoor Unit-Air-Source) | 38MURAQ24AA3* | ASPEN |  | D(A,C,E)36C34+TDR | 59SC2D080E21**20 | 23800 | 16 | 8.5 | 26000 | 23000 | 88.46% | 2.91 | 0 | 9.5 |  |  |  |  | R-410A | 1.9833 | Residential & Commercial | USHP
213752541 | Central HP <5.4 tons | CARRIER | HRCU-A-CB (Split System: Heat Pump with Remote Outdoor Unit-Air-Source) | 38MURAQ24AA3* | ASPEN |  | D(A,C,E)30B34+TDR | 59SP6A080V21**20 | 23800 | 16 | 8.1 | 25200 | 22400 | 88.89% | 2.92 | 0 | 9 |  |  |  |  | R-410A | 1.9833 | Residential & Commercial | USHP
213752574 | Central HP <5.4 tons | CARRIER | HRCU-A-CB (Split System: Heat Pump with Remote Outdoor Unit-Air-Source) | 38MURAQ24AA3* | ASPEN |  | D(A,C,E)30C44+TDR | 59TP6C040V17**12 | 23400 | 15.5 | 8.1 | 24800 | 22400 | 90.32% | 2.82 | 0 | 9 |  |  |  |  | R-410A | 1.95 | Residential & Commercial | USHP
211618662 | Central HP <5.4 tons | YORK | HRCU-A-CB (Split System: Heat Pump with Remote Outdoor Unit-Air-Source) | HMH72B361 | ASPEN |  | LEM36E4 | 0 | 35000 | 18 | 8.1 | 36000 | 26400 | 73.33% | 2.82 | 0 | 9 |  |  |  |  | R-410A | 2.9167 | Residential & Commercial | USHP
215031314 | Central HP <5.4 tons | DAIKIN | HRCU-A-CB (Split System: Heat Pump with Remote Outdoor Unit-Air-Source) | DZ9VCA3610A* | ASPEN |  | CH48B34+TDR | D*97MC1005CNA* | 31200 | 19 | 8.1 | 33600 | 24400 | 72.62% | 1.8 | 0 | 11.9 |  |  |  |  | R-410A | 2.6 | Residential & Commercial | USHP | Ducted CEE Tier 1
213214823 | Central HP <5.4 tons | MDV | HRCU-A-CB (Split System: Heat Pump with Remote Outdoor Unit-Air-Source) | MOD30-24HFN1-MW |  |  | MVC-18HWFN1-M | 0 | 18400 | 19.4 | 9.8 | 20400 | 22200 | 108.8% | 1.75 | 0 | 13.1 |  |  |  |  | R-410A | 1.5333 | Residential & Commercial | USHP | Ducted CEE Tier 1
212623962 | Central HP <5.4 tons | COLEMAN | HRCU-A-CB (Split System: Heat Pump with Remote Outdoor Unit-Air-Source) | HMH72B341 | ASPEN |  | D(A,C,E)36B44+TDR | TM8E080B12MP11 | 33000 | 18 | 8.5 | 34000 | 28000 | 82.35% | 2.63 | 0 | 9 |  |  |  |  | R-410A | 2.75 | Residential & Commercial | USHP
212984623 | Central HP <5.4 tons | TEMPSTAR | HRCU-A-CB (Split System: Heat Pump with Remote Outdoor Unit-Air-Source) | DLCURAH24ABK |  |  | EA*4X36L21A* | *92MSN0801716A* | 23800 | 17.5 | 8.5 | 26200 | 23800 | 90.84% | 2 | 0 | 10 |  |  |  |  | R-410A | 1.9833 | Residential & Commercial | USHP | Ducted CEE Tier 1
213206334 | Central HP <5.4 tons | CARRIER | HRCU-A-CB (Split System: Heat Pump with Remote Outdoor Unit-Air-Source) | 38MURAQ24AB3* | ASPEN |  | D(A,C,E)30C44+TDR | 58TP*A045V14**12 | 23600 | 17 | 8.1 | 25600 | 20000 | 78.12% | 2.98 | 0 | 10.4 |  |  |  |  | R-410A | 1.9667 | Residential & Commercial | USHP | Ducted CEE Tier 1
212985952 | Central HP <5.4 tons | TEMPSTAR | HRCU-A-CB (Split System: Heat Pump with Remote Outdoor Unit-Air-Source) | DLCURAH18ABK |  |  | EN(A,D)4X24L14** | *96MSN0261410A* | 17300 | 20 | 8.1 | 18300 | 19200 | 104.9% | 2.3 | 0 | 10.5 |  |  |  |  | R-410A | 1.4417 | Residential & Commercial | USHP | Ducted CEE Tier 1
212623561 | Central HP <5.4 tons | COLEMAN | HRCU-A-CB (Split System: Heat Pump with Remote Outdoor Unit-Air-Source) | HMH72B341 | ASPEN |  | C(A,C,D,E)42D24+TDR | TM9E040A10MP12 | 31600 | 17 | 8.1 | 33400 | 28400 | 85.03% | 2.42 | 0 | 9 |  |  |  |  | R-410A | 2.6333 | Residential & Commercial | USHP
212623643 | Central HP <5.4 tons | COLEMAN | HRCU-A-CB (Split System: Heat Pump with Remote Outdoor Unit-Air-Source) | HMH72B341 | ASPEN |  | C(A,C,D,E)42C24+TDR | TM8V080B12MP12 | 31200 | 17 | 8.1 | 33600 | 29400 | 87.5% | 2.42 | 0 | 9.5 |  |  |  |  | R-410A | 2.6 | Residential & Commercial | USHP
212623693 | Central HP <5.4 tons | COLEMAN | HRCU-A-CB (Split System: Heat Pump with Remote Outdoor Unit-Air-Source) | HMH72B341 | ASPEN |  | D(A,C,E)48D24+TDR | TL9E060B12UH11 | 31000 | 17.8 | 8.1 | 34000 | 27800 | 81.76% | 2.4 | 0 | 9.2 |  |  |  |  | R-410A | 2.5833 | Residential & Commercial | USHP
212623727 | Central HP <5.4 tons | COLEMAN | HRCU-A-CB (Split System: Heat Pump with Remote Outdoor Unit-Air-Source) | HMH72B341 | ASPEN |  | C(A,C,D,E)48D24+TDR | TM9E060B12MP12 | 31200 | 17.3 | 8.1 | 34000 | 28000 | 82.35% | 2.39 | 0 | 9.2 |  |  |  |  | R-410A | 2.6 | Residential & Commercial | USHP
212623736 | Central HP <5.4 tons | COLEMAN | HRCU-A-CB (Split System: Heat Pump with Remote Outdoor Unit-Air-Source) | HMH72B341 | ASPEN |  | D(A,C,E)36B44+TDR | TM9E060B12MP12 | 33000 | 17.5 | 8.1 | 34000 | 28000 | 82.35% | 2.39 | 0 | 9.5 |  |  |  |  | R-410A | 2.75 | Residential & Commercial | USHP
212623836 | Central HP <5.4 tons | COLEMAN | HRCU-A-CB (Split System: Heat Pump with Remote Outdoor Unit-Air-Source) | HMH72B341 | ASPEN |  | D(A,C,E)42C24+TDR | CP9C060B12MP13 | 30400 | 17 | 8.1 | 34000 | 27800 | 81.76% | 2.42 | 0 | 9.1 |  |  |  |  | R-410A | 2.5333 | Residential & Commercial | USHP
213207254 | Central HP <5.4 tons | CARRIER | HRCU-A-CB (Split System: Heat Pump with Remote Outdoor Unit-Air-Source) | 38MURAQ36AB3* | ASPEN |  | D(A,C,E)36C34+TDR | 59SC5B080E21**20 | 34800 | 15.5 | 8.1 | 39000 | 31600 | 81.03% | 2.8 | 0 | 9.9 |  |  |  |  | R-410A | 2.9 | Residential & Commercial | USHP
213206488 | Central HP <5.4 tons | CARRIER | HRCU-A-CB (Split System: Heat Pump with Remote Outdoor Unit-Air-Source) | 38MURAQ24AB3* | ASPEN |  | D(A,C,E)36B34+TDR | 59SC5B026E14**10 | 23200 | 16.5 | 8.1 | 25800 | 20000 | 77.52% | 2.86 | 0 | 10 |  |  |  |  | R-410A | 1.9333 | Residential & Commercial | USHP | Ducted CEE Tier 1
216764269 | Central HP <5.4 tons | TRANE | HRCU-A-C (Split System: Heat Pump with Remote Outdoor Unit with No Indoor Fan --Air Source) | 5TWX7036A1 |  |  | 5PX*BD06AS3 | 0 | 33000 | 16 | 8.5 | 33800 | 24800 | 73.37% | 2 | 0 | 11.2 |  |  |  |  | R-454B | 2.75 | Residential & Commercial | USHP | Ducted CEE Tier 1
212622771 | Central HP <5.4 tons | COLEMAN | HRCU-A-CB (Split System: Heat Pump with Remote Outdoor Unit-Air-Source) | HMH72B341 | ASPEN |  | D(A,C,E)36D34+TDR | TM9E060A10MP12 | 32600 | 17.5 | 8.1 | 33800 | 27400 | 81.07% | 2.4 | 0 | 9.5 |  |  |  |  | R-410A | 2.7167 | Residential & Commercial | USHP
212622772 | Central HP <5.4 tons | COLEMAN | HRCU-A-CB (Split System: Heat Pump with Remote Outdoor Unit-Air-Source) | HMH72B341 | ASPEN |  | D(A,C,E)42A44+TDR | TM9E060A10MP12 | 32200 | 17.5 | 8.1 | 33800 | 27400 | 81.07% | 2.4 | 0 | 9.4 |  |  |  |  | R-410A | 2.6833 | Residential & Commercial | USHP
211755987 | Central HP <5.4 tons | YORK | HRCU-A-CB (Split System: Heat Pump with Remote Outdoor Unit-Air-Source) | HMH72B341 | ASPEN |  | D(A,C,E)36A46+TDR | TM8E060A12MP11 | 32200 | 18 | 8.1 | 33800 | 27400 | 81.07% | 2.51 | 0 | 9.9 |  |  |  |  | R-410A | 2.6833 | Residential & Commercial | USHP
211756036 | Central HP <5.4 tons | YORK | HRCU-A-CB (Split System: Heat Pump with Remote Outdoor Unit-Air-Source) | HMH72B341 | ASPEN |  | D(A,C,E)36B36+TDR | TM9E100C20MP12 | 32000 | 15.5 | 8.1 | 33200 | 27000 | 81.33% | 2.5 | 0 | 9.9 |  |  |  |  | R-410A | 2.6667 | Residential & Commercial | USHP
211756054 | Central HP <5.4 tons | YORK | HRCU-A-CB (Split System: Heat Pump with Remote Outdoor Unit-Air-Source) | HMH72B341 | ASPEN |  | D(A,C,E)36B36+TDR | TM9Y080B12MP11 | 32000 | 18 | 8.1 | 34000 | 28000 | 82.35% | 2.47 | 0 | 9.4 |  |  |  |  | R-410A | 2.6667 | Residential & Commercial | USHP
211756071 | Central HP <5.4 tons | YORK | HRCU-A-CB (Split System: Heat Pump with Remote Outdoor Unit-Air-Source) | HMH72B341 | ASPEN |  | D(A,C,E)36A46+TDR | TMLE100B12MP11 | 32200 | 18 | 8.1 | 33800 | 27400 | 81.07% | 2.51 | 0 | 9.9 |  |  |  |  | R-410A | 2.6833 | Residential & Commercial | USHP
213785014 | Central HP <5.4 tons | BRYANT HEATING AND COOLING SYSTEMS | HRCU-A-CB (Split System: Heat Pump with Remote Outdoor Unit-Air-Source) | 284ANV024*0**B* |  |  | CAP**2417AL*+UI | 88*TB48070C17*** | 23000 | 19.5 | 10 | 27000 | 20200 | 74.81% | 2.28 | 0 | 12.5 |  |  |  |  | R-410A | 1.9167 | Residential & Commercial | USHP | Ducted CEE Tier 1
213785132 | Central HP <5.4 tons | BRYANT HEATING AND COOLING SYSTEMS | HRCU-A-CB (Split System: Heat Pump with Remote Outdoor Unit-Air-Source) | 284ANV024*0**B* |  |  | CAP**4221AL*+UI | 88*TB48070C17*** | 23400 | 20 | 10 | 26600 | 19800 | 74.44% | 2.44 | 0 | 13 |  |  |  |  | R-410A | 1.95 | Residential & Commercial | USHP | Ducted CEE Tier 1
214574387 | Central HP <5.4 tons | TEMPSTAR | HRCU-A-CB (Split System: Heat Pump with Remote Outdoor Unit-Air-Source) | TVH837GKA2* |  |  | EHD4X48AAL+WALLCON | *96CTN0802120B* | 32600 | 17.5 | 8.5 | 32600 | 24800 | 76.07% | 1.98 | 0 | 11 |  |  |  |  | R-410A | 2.7167 | Residential & Commercial | USHP | Ducted CEE Tier 1
215677165 | Central HP <5.4 tons | HEIL | HRCU-A-CB (Split System: Heat Pump with Remote Outdoor Unit-Air-Source) | H5H0V60*K*AAA* |  |  | EVM5X60M24A*+WALLCON | *97CMN0602120B* | 55500 | 17.5 | 8.5 | 64000 | 45500 | 71.09% | 1.94 | 0 | 8.5 |  |  |  |  | R-454B | 4.625 | Residential & Commercial | USHP
212623564 | Central HP <5.4 tons | COLEMAN | HRCU-A-CB (Split System: Heat Pump with Remote Outdoor Unit-Air-Source) | HMH72B341 | ASPEN |  | C(A,C,D,E)48C24+TDR | TM9E040A10MP12 | 31600 | 17 | 8.1 | 33400 | 28400 | 85.03% | 2.42 | 0 | 9 |  |  |  |  | R-410A | 2.6333 | Residential & Commercial | USHP
212623666 | Central HP <5.4 tons | COLEMAN | HRCU-A-CB (Split System: Heat Pump with Remote Outdoor Unit-Air-Source) | HMH72B341 | ASPEN |  | C(A,C,D,E)36C34+TDR | TL9E060B12UH11 | 32400 | 18 | 8.1 | 34000 | 27800 | 81.76% | 2.4 | 0 | 9.5 |  |  |  |  | R-410A | 2.7 | Residential & Commercial | USHP
212623682 | Central HP <5.4 tons | COLEMAN | HRCU-A-CB (Split System: Heat Pump with Remote Outdoor Unit-Air-Source) | HMH72B341 | ASPEN |  | D(A,C,E)42A44+TDR | TL9E060B12UH11 | 32400 | 18 | 8.1 | 34000 | 27800 | 81.76% | 2.4 | 0 | 9.5 |  |  |  |  | R-410A | 2.7 | Residential & Commercial | USHP
212623683 | Central HP <5.4 tons | COLEMAN | HRCU-A-CB (Split System: Heat Pump with Remote Outdoor Unit-Air-Source) | HMH72B341 | ASPEN |  | D(A,C,E)42B34+TDR | TL9E060B12UH11 | 32400 | 18 | 8.1 | 34000 | 27800 | 81.76% | 2.4 | 0 | 9.5 |  |  |  |  | R-410A | 2.7 | Residential & Commercial | USHP
213927866 | Central HP <5.4 tons | YORK | HRCU-A-CB (Split System: Heat Pump with Remote Outdoor Unit-Air-Source) | HMH72B341 | ASPEN |  | D(A,C,E)36B3G+TXV+TDR | TM9E080C16MP12 | 32200 | 18 | 8.1 | 33600 | 27200 | 80.95% | 2.53 | 0 | 9.9 |  |  |  |  | R-410A | 2.6833 | Residential & Commercial | USHP
213927861 | Central HP <5.4 tons | YORK | HRCU-A-CB (Split System: Heat Pump with Remote Outdoor Unit-Air-Source) | HMH72B341 | ASPEN |  | D(A,C,E)36A4G+TXV+TDR | TM9E060B12MP12 | 32000 | 17.5 | 8.1 | 34000 | 28000 | 82.35% | 2.46 | 0 | 9.4 |  |  |  |  | R-410A | 2.6667 | Residential & Commercial | USHP
213367739 | Central HP <5.4 tons | YORK | HRCU-A-CB (Split System: Heat Pump with Remote Outdoor Unit-Air-Source) | HMH72B361 | ASPEN |  | C(A,C,D,E)36C24+TDR | Y81E100C20SMPS1 | 31400 | 15.9 | 8.1 | 36000 | 26800 | 74.44% | 2.83 | 0 | 8.5 |  |  |  |  | R-410A | 2.6167 | Residential & Commercial | USHP
213367800 | Central HP <5.4 tons | YORK | HRCU-A-CB (Split System: Heat Pump with Remote Outdoor Unit-Air-Source) | HMH72B361 | ASPEN |  | C(A,C,D,E)48C24+TDR | Y81E100C20LMPS1 | 32400 | 16.1 | 8.1 | 36000 | 26800 | 74.44% | 2.83 | 0 | 8 |  |  |  |  | R-410A | 2.7 | Residential & Commercial | USHP
213367782 | Central HP <5.4 tons | YORK | HRCU-A-CB (Split System: Heat Pump with Remote Outdoor Unit-Air-Source) | HMH72B341 | ASPEN |  | C(A,C,D,E)48C24+TDR | YPLC060A12MP13 | 32000 | 17.5 | 8.1 | 33400 | 28400 | 85.03% | 2.74 | 0 | 9 |  |  |  |  | R-410A | 2.6667 | Residential & Commercial | USHP
213367823 | Central HP <5.4 tons | YORK | HRCU-A-CB (Split System: Heat Pump with Remote Outdoor Unit-Air-Source) | HMH72B341 | ASPEN |  | C(A,C,D,E)36A44+TDR | YP9C120D20MP13 | 31600 | 17 | 8.5 | 32400 | 28200 | 87.04% | 2.79 | 0 | 9.3 |  |  |  |  | R-410A | 2.6333 | Residential & Commercial | USHP
216767025 | Central HP <5.4 tons | TRANE | HRCU-A-CB (Split System: Heat Pump with Remote Outdoor Unit-Air-Source) | 5TWX7036A1 |  |  | 5TXCB004AS3 | S9V2B060U4VSB | 31600 | 16 | 8.5 | 31800 | 23800 | 74.84% | 2.08 | 0 | 11.7 |  |  |  |  | R-454B | 2.6333 | Residential & Commercial | USHP | Ducted CEE Tier 1
212622976 | Central HP <5.4 tons | COLEMAN | HRCU-A-CB (Split System: Heat Pump with Remote Outdoor Unit-Air-Source) | HMH72B341 | ASPEN |  | C(A,C,D,E)36A34+TDR | TM9V100C16MP12 | 31400 | 17.4 | 8.2 | 33800 | 27200 | 80.47% | 2.61 | 0 | 9.8 |  |  |  |  | R-410A | 2.6167 | Residential & Commercial | USHP
212623069 | Central HP <5.4 tons | COLEMAN | HRCU-A-CB (Split System: Heat Pump with Remote Outdoor Unit-Air-Source) | HMH72B341 | ASPEN |  | D(A,C,E)42C34+TDR | TM9E080B12MP12 | 33000 | 17.5 | 8.5 | 33800 | 27400 | 81.07% | 2.65 | 0 | 10 |  |  |  |  | R-410A | 2.75 | Residential & Commercial | USHP | Ducted CEE Tier 1
212623074 | Central HP <5.4 tons | COLEMAN | HRCU-A-CB (Split System: Heat Pump with Remote Outdoor Unit-Air-Source) | HMH72B341 | ASPEN |  | D(A,C,E)48C24+TDR | TM9E080B12MP12 | 30800 | 17.2 | 8.5 | 33800 | 27400 | 81.07% | 2.65 | 0 | 9 |  |  |  |  | R-410A | 2.5667 | Residential & Commercial | USHP
212623076 | Central HP <5.4 tons | COLEMAN | HRCU-A-CB (Split System: Heat Pump with Remote Outdoor Unit-Air-Source) | HMH72B341 | ASPEN |  | D(A,C,E)48D24+TDR | TM9E080B12MP12 | 31200 | 17.3 | 8.5 | 33800 | 27400 | 81.07% | 2.65 | 0 | 9.7 |  |  |  |  | R-410A | 2.6 | Residential & Commercial | USHP
212623085 | Central HP <5.4 tons | COLEMAN | HRCU-A-CB (Split System: Heat Pump with Remote Outdoor Unit-Air-Source) | HMH72B341 | ASPEN |  | C(A,C,D,E)36A44+TDR | TL9E100C20UH11 | 33400 | 17 | 8.3 | 33800 | 28800 | 85.21% | 2.73 | 0 | 10 |  |  |  |  | R-410A | 2.7833 | Residential & Commercial | USHP | Ducted CEE Tier 1
212623092 | Central HP <5.4 tons | COLEMAN | HRCU-A-CB (Split System: Heat Pump with Remote Outdoor Unit-Air-Source) | HMH72B341 | ASPEN |  | D(A,C,E)42A44+TDR | TM8E120C16MP11 | 33200 | 18 | 8.3 | 33800 | 28800 | 85.21% | 2.73 | 0 | 10 |  |  |  |  | R-410A | 2.7667 | Residential & Commercial | USHP | Ducted CEE Tier 1
212623124 | Central HP <5.4 tons | COLEMAN | HRCU-A-CB (Split System: Heat Pump with Remote Outdoor Unit-Air-Source) | HMH72B341 | ASPEN |  | D(A,C,E)42A44+TDR | TM8E060A12MP11 | 32600 | 18 | 8.1 | 33800 | 27400 | 81.07% | 2.44 | 0 | 10 |  |  |  |  | R-410A | 2.7167 | Residential & Commercial | USHP | Ducted CEE Tier 1
213785397 | Central HP <5.4 tons | BRYANT HEATING AND COOLING SYSTEMS | HRCU-A-CB (Split System: Heat Pump with Remote Outdoor Unit-Air-Source) | 284ANV036*0**B* |  |  | CAP**3721AL*+UI | 88*TB48070C17*** | 33800 | 19 | 9 | 36600 | 25800 | 70.49% | 2.02 | 0 | 11.7 |  |  |  |  | R-410A | 2.8167 | Residential & Commercial | USHP | Ducted CEE Tier 1
213206300 | Central HP <5.4 tons | CARRIER | HRCU-A-CB (Split System: Heat Pump with Remote Outdoor Unit-Air-Source) | 38MURAQ24AB3* | ASPEN |  | D(A,C,E)30C44+TDR | 58S(B,C)*A090E17**14 | 23800 | 17 | 8.1 | 25800 | 20000 | 77.52% | 2.91 | 0 | 10.4 |  |  |  |  | R-410A | 1.9833 | Residential & Commercial | USHP | Ducted CEE Tier 1
215939663 | Central HP <5.4 tons | TEMPSTAR | HRCU-A-CB (Split System: Heat Pump with Remote Outdoor Unit-Air-Source) | T5H3V36*K*AAA* |  |  | EA*5X42M21A*+WALLCON | *80CSU0401712B* | 32800 | 20 | 9.5 | 34800 | 26600 | 76.44% | 2.02 | 0 | 11.5 |  |  |  |  | R-454B | 2.7333 | Residential & Commercial | USHP | Ducted CEE Tier 1
215939763 | Central HP <5.4 tons | TEMPSTAR | HRCU-A-CB (Split System: Heat Pump with Remote Outdoor Unit-Air-Source) | T5H3V36*K*AAA* |  |  | EA*5X48M21A*+WALLCON | *97CTN0801716A* | 33200 | 19.5 | 9.5 | 35000 | 26800 | 76.57% | 2.02 | 0 | 11 |  |  |  |  | R-454B | 2.7667 | Residential & Commercial | USHP | Ducted CEE Tier 1
215932570 | Central HP <5.4 tons | DAY & NIGHT | HRCU-A-CB (Split System: Heat Pump with Remote Outdoor Unit-Air-Source) | C5H3V36*K*AAA* |  |  | EA*5X60M24A*+WALLCON | *80CTL1352422B* | 34000 | 20.5 | 9.5 | 34000 | 25800 | 75.88% | 2.06 | 0 | 12 |  |  |  |  | R-454B | 2.8333 | Residential & Commercial | USHP | Ducted CEE Tier 1
213206432 | Central HP <5.4 tons | CARRIER | HRCU-A-CB (Split System: Heat Pump with Remote Outdoor Unit-Air-Source) | 38MURAQ24AB3* | ASPEN |  | D(A,C,E)36C34+TDR | 59SC2D060E14**12 | 23400 | 17 | 8.1 | 25800 | 20000 | 77.52% | 2.85 | 0 | 10 |  |  |  |  | R-410A | 1.95 | Residential & Commercial | USHP | Ducted CEE Tier 1
213206406 | Central HP <5.4 tons | CARRIER | HRCU-A-CB (Split System: Heat Pump with Remote Outdoor Unit-Air-Source) | 38MURAQ24AB3* | ASPEN |  | D(A,C,E)36B34+TDR | 59SC2D040E14**10 | 23200 | 15.4 | 8.1 | 26000 | 20400 | 78.46% | 2.94 | 0 | 9.8 |  |  |  |  | R-410A | 1.9333 | Residential & Commercial | USHP
213206481 | Central HP <5.4 tons | CARRIER | HRCU-A-CB (Split System: Heat Pump with Remote Outdoor Unit-Air-Source) | 38MURAQ24AB3* | ASPEN |  | D(A,C,E)24B44+TDR | 59SC5B026E14**10 | 23000 | 16.5 | 8.1 | 25800 | 20000 | 77.52% | 2.86 | 0 | 10 |  |  |  |  | R-410A | 1.9167 | Residential & Commercial | USHP | Ducted CEE Tier 1
213206599 | Central HP <5.4 tons | CARRIER | HRCU-A-CB (Split System: Heat Pump with Remote Outdoor Unit-Air-Source) | 38MURAQ24AB3* | ASPEN |  | D(A,C,E)30B34+TDR | 59TP6B060V17**14 | 23600 | 16.5 | 8.1 | 26200 | 20200 | 77.1% | 2.8 | 0 | 10 |  |  |  |  | R-410A | 1.9667 | Residential & Commercial | USHP | Ducted CEE Tier 1
215932010 | Central HP <5.4 tons | DAY & NIGHT | HRCU-A-CB (Split System: Heat Pump with Remote Outdoor Unit-Air-Source) | C5H3V36*K*AAA* |  |  | EA*5X30M17A*+WALLCON | *97CMN0601714B* | 31800 | 18.5 | 9 | 34600 | 26600 | 76.88% | 1.9 | 0 | 10.5 |  |  |  |  | R-454B | 2.65 | Residential & Commercial | USHP | Ducted CEE Tier 1
215932410 | Central HP <5.4 tons | DAY & NIGHT | HRCU-A-CB (Split System: Heat Pump with Remote Outdoor Unit-Air-Source) | C5H3V36*K*AAA* |  |  | EA*5X48M21A*+WALLCON | *80CTL0451712B* | 33000 | 19.5 | 9 | 35400 | 27200 | 76.84% | 1.9 | 0 | 10.5 |  |  |  |  | R-454B | 2.75 | Residential & Commercial | USHP | Ducted CEE Tier 1
215932480 | Central HP <5.4 tons | DAY & NIGHT | HRCU-A-CB (Split System: Heat Pump with Remote Outdoor Unit-Air-Source) | C5H3V36*K*AAA* |  |  | EA*5X48M21A*+WALLCON | *97CMN0602120B* | 33200 | 19.5 | 9.5 | 35000 | 26800 | 76.57% | 2.02 | 0 | 11 |  |  |  |  | R-454B | 2.7667 | Residential & Commercial | USHP | Ducted CEE Tier 1
216055409 | Central HP <5.4 tons | LUXAIRE | HRCU-A-CB (Split System: Heat Pump with Remote Outdoor Unit-Air-Source) | HH860E2S11 | ASPEN |  | C(A,C,D,E)48A3K+TDR | Z9ES080C20SMPS1 | 40500 | 17.5 | 8.1 | 46000 | 33400 | 72.61% | 2 | 0 | 11.2 |  |  |  |  | R-454B | 3.375 | Residential & Commercial | USHP | Ducted CEE Tier 1
215850665 | Central HP <5.4 tons | COLEMAN | HRCU-A-CB (Split System: Heat Pump with Remote Outdoor Unit-Air-Source) | HH860E2S11 | ASPEN |  | C(A,C,D,E)60A3K+TDR | CPLC100C16MP13 | 40500 | 17 | 8.5 | 44000 | 33400 | 75.91% | 2 | 0 | 11 |  |  |  |  | R-454B | 3.375 | Residential & Commercial | USHP | Ducted CEE Tier 1
215850699 | Central HP <5.4 tons | COLEMAN | HRCU-A-CB (Split System: Heat Pump with Remote Outdoor Unit-Air-Source) | HH860E2S11 | ASPEN |  | D(A,C,E)60A3K+TDR | TL8E080C16UH11 | 41000 | 17 | 8.5 | 44000 | 33600 | 76.36% | 2 | 0 | 11.5 |  |  |  |  | R-454B | 3.4167 | Residential & Commercial | USHP | Ducted CEE Tier 1
216699828 | Central HP <5.4 tons | DAIKIN | HRCU-A-CB (Split System: Heat Pump with Remote Outdoor Unit-Air-Source) | DH9VSA361CA* |  |  | CA*EA6030*3A* | D*96TC1005CNA* | 34200 | 19 | 9.2 | 32600 | 32600 | 100% | 2 | 0 | 11.7 |  |  |  |  | R-32 | 2.85 | Residential & Commercial | USHP | Ducted CEE Tier 1
215850701 | Central HP <5.4 tons | COLEMAN | HRCU-A-CB (Split System: Heat Pump with Remote Outdoor Unit-Air-Source) | HH860E2S11 | ASPEN |  | D(A,C,E)60B3K+TDR | TL8E080C16UH11 | 41500 | 17 | 8.5 | 44000 | 33600 | 76.36% | 2 | 0 | 11.5 |  |  |  |  | R-454B | 3.4583 | Residential & Commercial | USHP | Ducted CEE Tier 1
215850818 | Central HP <5.4 tons | COLEMAN | HRCU-A-CB (Split System: Heat Pump with Remote Outdoor Unit-Air-Source) | HH860E2S11 | ASPEN |  | D(A,C,E)60A3K+TDR | TM8V100C16MP12 | 40500 | 16.5 | 8.1 | 43500 | 33400 | 76.78% | 2 | 0 | 11.2 |  |  |  |  | R-454B | 3.375 | Residential & Commercial | USHP | Ducted CEE Tier 1
215850934 | Central HP <5.4 tons | COLEMAN | HRCU-A-CB (Split System: Heat Pump with Remote Outdoor Unit-Air-Source) | HH860E2S11 | ASPEN |  | C(A,C,D,E)48A3K+TDR | TM9V080C16MP12 | 39500 | 16.5 | 8.1 | 43500 | 33600 | 77.24% | 2 | 0 | 10.5 |  |  |  |  | R-454B | 3.2917 | Residential & Commercial | USHP | Ducted CEE Tier 1
215850966 | Central HP <5.4 tons | COLEMAN | HRCU-A-CB (Split System: Heat Pump with Remote Outdoor Unit-Air-Source) | HH860E2S11 | ASPEN |  | C(A,C,D,E)60A3K+TDR | TM9V120D20MP12 | 41000 | 17.5 | 8.1 | 44000 | 33400 | 75.91% | 2 | 0 | 11.5 |  |  |  |  | R-454B | 3.4167 | Residential & Commercial | USHP | Ducted CEE Tier 1
215851000 | Central HP <5.4 tons | COLEMAN | HRCU-A-CB (Split System: Heat Pump with Remote Outdoor Unit-Air-Source) | HH860E2S11 | ASPEN |  | D(A,C,E)60A3K+TDR | TM9Y100C20MP11 | 41000 | 17 | 8.5 | 46000 | 34800 | 75.65% | 2 | 0 | 10.5 |  |  |  |  | R-454B | 3.4167 | Residential & Commercial | USHP | Ducted CEE Tier 1
215851032 | Central HP <5.4 tons | COLEMAN | HRCU-A-CB (Split System: Heat Pump with Remote Outdoor Unit-Air-Source) | HH860E2S11 | ASPEN |  | D(A,C,E)60B3K+TDR | TMLE080C20MP11 | 42500 | 17 | 8.5 | 46500 | 35000 | 75.27% | 2 | 0 | 11 |  |  |  |  | R-454B | 3.5417 | Residential & Commercial | USHP | Ducted CEE Tier 1
215851049 | Central HP <5.4 tons | COLEMAN | HRCU-A-CB (Split System: Heat Pump with Remote Outdoor Unit-Air-Source) | HH860E2S11 | ASPEN |  | C(A,C,D,E)60B3K+TDR | TMLE100C20MP11 | 42500 | 17 | 8.5 | 46500 | 35000 | 75.27% | 2 | 0 | 11 |  |  |  |  | R-454B | 3.5417 | Residential & Commercial | USHP | Ducted CEE Tier 1
215851119 | Central HP <5.4 tons | COLEMAN | HRCU-A-CB (Split System: Heat Pump with Remote Outdoor Unit-Air-Source) | HH860E2S11 | ASPEN |  | C(A,C,D,E)48A3K+TDR | TP9C080C16MP13 | 39500 | 16.5 | 8.1 | 43500 | 33600 | 77.24% | 2 | 0 | 10.5 |  |  |  |  | R-454B | 3.2917 | Residential & Commercial | USHP | Ducted CEE Tier 1
212623158 | Central HP <5.4 tons | COLEMAN | HRCU-A-CB (Split System: Heat Pump with Remote Outdoor Unit-Air-Source) | HMH72B341 | ASPEN |  | D(A,C,E)42D34+TDR | TM8E100B12MP11 | 33200 | 18 | 8.5 | 33800 | 27400 | 81.07% | 2.64 | 0 | 10 |  |  |  |  | R-410A | 2.7667 | Residential & Commercial | USHP | Ducted CEE Tier 1
212623183 | Central HP <5.4 tons | COLEMAN | HRCU-A-CB (Split System: Heat Pump with Remote Outdoor Unit-Air-Source) | HMH72B341 | ASPEN |  | D(A,C,E)42B34+TDR | TMLE060A12MP11 | 32600 | 18 | 8.1 | 33800 | 27400 | 81.07% | 2.44 | 0 | 10 |  |  |  |  | R-410A | 2.7167 | Residential & Commercial | USHP | Ducted CEE Tier 1
212623242 | Central HP <5.4 tons | COLEMAN | HRCU-A-CB (Split System: Heat Pump with Remote Outdoor Unit-Air-Source) | HMH72B341 | ASPEN |  | C(A,C,D,E)42A34+TDR | TL8E080C16UH11 | 31800 | 17.5 | 8.4 | 33800 | 27400 | 81.07% | 2.64 | 0 | 9.9 |  |  |  |  | R-410A | 2.65 | Residential & Commercial | USHP
212623249 | Central HP <5.4 tons | COLEMAN | HRCU-A-CB (Split System: Heat Pump with Remote Outdoor Unit-Air-Source) | HMH72B341 | ASPEN |  | C(A,C,D,E)48A34+TDR | TM9V080C16MP12 | 32400 | 17.5 | 8.4 | 33800 | 27400 | 81.07% | 2.64 | 0 | 9.9 |  |  |  |  | R-410A | 2.7 | Residential & Commercial | USHP
212623283 | Central HP <5.4 tons | COLEMAN | HRCU-A-CB (Split System: Heat Pump with Remote Outdoor Unit-Air-Source) | HMH72B341 | ASPEN |  | D(A,C,E)42A34+TDR | TM8Y100C16MP11 | 31800 | 18.5 | 8.3 | 33800 | 27400 | 81.07% | 2.63 | 0 | 9.9 |  |  |  |  | R-410A | 2.65 | Residential & Commercial | USHP
212623333 | Central HP <5.4 tons | COLEMAN | HRCU-A-CB (Split System: Heat Pump with Remote Outdoor Unit-Air-Source) | HMH72B341 | ASPEN |  | C(A,C,D,E)36B34+TDR | TM9V080C16MP12 | 32200 | 17.5 | 8.5 | 33800 | 27400 | 81.07% | 2.66 | 0 | 9.9 |  |  |  |  | R-410A | 2.6833 | Residential & Commercial | USHP
212623351 | Central HP <5.4 tons | COLEMAN | HRCU-A-CB (Split System: Heat Pump with Remote Outdoor Unit-Air-Source) | HMH72B341 | ASPEN |  | D(A,C,E)36B44+TDR | TM9V080C16MP12 | 33000 | 17.5 | 8.5 | 33800 | 27400 | 81.07% | 2.66 | 0 | 10 |  |  |  |  | R-410A | 2.75 | Residential & Commercial | USHP | Ducted CEE Tier 1
212623360 | Central HP <5.4 tons | COLEMAN | HRCU-A-CB (Split System: Heat Pump with Remote Outdoor Unit-Air-Source) | HMH72B341 | ASPEN |  | D(A,C,E)42D34+TDR | TM9V080C16MP12 | 33200 | 17.5 | 8.5 | 33800 | 27400 | 81.07% | 2.66 | 0 | 10 |  |  |  |  | R-410A | 2.7667 | Residential & Commercial | USHP | Ducted CEE Tier 1
213206339 | Central HP <5.4 tons | CARRIER | HRCU-A-CB (Split System: Heat Pump with Remote Outdoor Unit-Air-Source) | 38MURAQ24AB3* | ASPEN |  | D(A,C,E)36C34+TDR | 58TP*A045V14**12 | 23600 | 17 | 8.1 | 25600 | 20000 | 78.12% | 2.86 | 0 | 10.4 |  |  |  |  | R-410A | 1.9667 | Residential & Commercial | USHP | Ducted CEE Tier 1
213206155 | Central HP <5.4 tons | CARRIER | HRCU-A-CB (Split System: Heat Pump with Remote Outdoor Unit-Air-Source) | 38MURAQ24AA3* | ASPEN |  | D(A,C,E)24B44+TDR | 59TP6B060V14**12 | 22600 | 15.8 | 8.1 | 24400 | 22000 | 90.16% | 2.93 | 0 | 9.3 |  |  |  |  | R-410A | 1.8833 | Residential & Commercial | USHP
215359325 | Central HP <5.4 tons | MDV | HRCU-A-CB (Split System: Heat Pump with Remote Outdoor Unit-Air-Source) | MOD30-30HFN10-M3X |  |  | MVBC-36HWFN10-MC3E-D | 0 | 30000 | 16.8 | 10 | 34000 | 32600 | 95.88% | 1.96 | 0 | 11.7 |  |  |  |  | R-454B | 2.5 | Residential & Commercial | USHP | Ducted CEE Tier 1
215939913 | Central HP <5.4 tons | TEMPSTAR | HRCU-A-CB (Split System: Heat Pump with Remote Outdoor Unit-Air-Source) | T5H3V36*K*AAA* |  |  | EA*5X61M24A*+WALLCON | *97CTN0802120A* | 34400 | 20.5 | 9.5 | 34400 | 26000 | 75.58% | 2.06 | 0 | 12 |  |  |  |  | R-454B | 2.8667 | Residential & Commercial | USHP | Ducted CEE Tier 1
216766778 | Central HP <5.4 tons | TRANE | HRCU-A-CB (Split System: Heat Pump with Remote Outdoor Unit-Air-Source) | 5TWR7060A1 |  |  | 5TXCD010AS3 | S9X1D120U5PSB | 52000 | 15.2 | 9 | 50500 | 38500 | 76.24% | 2.22 | 0 | 11.2 |  |  |  |  | R-454B | 4.3333 | Residential & Commercial | USHP | Ducted CEE Tier 1
215933380 | Central HP <5.4 tons | DAY & NIGHT | HRCU-A-CB (Split System: Heat Pump with Remote Outdoor Unit-Air-Source) | C5H3V36*K*AAA* |  |  | ESH5X42M12A*+WALLCON | *95CSU0802120B* | 33600 | 19 | 9 | 34800 | 26600 | 76.44% | 1.92 | 0 | 11 |  |  |  |  | R-454B | 2.8 | Residential & Commercial | USHP | Ducted CEE Tier 1
213362041 | Central HP <5.4 tons | BOSCH | HRCU-A-CB (Split System: Heat Pump with Remote Outdoor Unit-Air-Source) | BOVA-60HDN1-M20G | ADP |  | HG35948 | BGH96M080B3B | 41000 | 16 | 8.8 | 41500 | 30600 | 73.73% | 1.9 | 0 | 11 |  |  |  |  | R-410A | 3.4167 | Residential & Commercial | USHP | Ducted CEE Tier 1
213184855 | Central HP <5.4 tons | BOSCH | HRCU-A-CB (Split System: Heat Pump with Remote Outdoor Unit-Air-Source) | BOVB-60HDN1-M20G | ADP |  | H,RG35948+AEFE5* | 0 | 44500 | 18 | 9 | 45500 | 33200 | 72.97% | 1.92 | 0 | 11 |  |  |  |  | R-410A | 3.7083 | Residential & Commercial | USHP | Ducted CEE Tier 1
211656133 | Central HP <5.4 tons | YORK | HRCU-A-CB (Split System: Heat Pump with Remote Outdoor Unit-Air-Source) | HMH72B361 | ASPEN |  | A(E,F)M374+TDR | 0 | 34400 | 18 | 8.1 | 36000 | 26400 | 73.33% | 2.82 | 0 | 9 |  |  |  |  | R-410A | 2.8667 | Residential & Commercial | USHP
216770074 | Central HP <5.4 tons | TRANE | HRCU-A-CB (Split System: Heat Pump with Remote Outdoor Unit-Air-Source) | 5TWR7060A1 |  |  | 5TXCD008AS3 | S8X2D120M5PSC | 51500 | 16 | 8.7 | 51500 | 39000 | 75.73% | 2.19 | 0 | 11 |  |  |  |  | R-454B | 4.2917 | Residential & Commercial | USHP | Ducted CEE Tier 1
215894240 | Central HP <5.4 tons | MDV | HRCU-A-CB (Split System: Heat Pump with Remote Outdoor Unit-Air-Source) | MOX430-24HFN10-M3 |  |  | MVBE-24HWFN10-WM3E | 0 | 24000 | 17.4 | 10.4 | 25000 | 19600 | 78.4% | 1.96 | 0 | 10.8 |  |  |  |  | R-454B | 2 | Residential & Commercial | USHP | Ducted CEE Tier 1
213362473 | Central HP <5.4 tons | BOSCH | HRCU-A-CB (Split System: Heat Pump with Remote Outdoor Unit-Air-Source) | BOVB-36HDN1-M20G | ADP |  | HG35936 | BGH96M080B3B | 24000 | 18 | 9 | 22400 | 17000 | 75.89% | 1.9 | 0 | 12 |  |  |  |  | R-410A | 2 | Residential & Commercial | USHP | Ducted CEE Tier 1
213363290 | Central HP <5.4 tons | BOSCH | HRCU-A-CB (Split System: Heat Pump with Remote Outdoor Unit-Air-Source) | BOVB-36HDN1-M20G | ADP |  | HG32924 | BGH96M060B3B | 23000 | 18 | 8.8 | 22400 | 17000 | 75.89% | 1.86 | 0 | 11.5 |  |  |  |  | R-410A | 1.9167 | Residential & Commercial | USHP | Ducted CEE Tier 1
215931630 | Central HP <5.4 tons | DAY & NIGHT | HRCU-A-CB (Split System: Heat Pump with Remote Outdoor Unit-Air-Source) | C5H3V60*K*AAA* |  |  | EA*5X60M24A*+WALLCON | *97CMN1202422B* | 55500 | 18.5 | 8.5 | 60500 | 46000 | 76.03% | 2.06 | 0 | 11 |  |  |  |  | R-454B | 4.625 | Residential & Commercial | USHP | Ducted CEE Tier 1
213205808 | Central HP <5.4 tons | CARRIER | HRCU-A-CB (Split System: Heat Pump with Remote Outdoor Unit-Air-Source) | 38MURAQ24AA3* | ASPEN |  | D(A,C,E)36B34+TDR | 58S(B,C)*A045E14**12 | 23600 | 15.4 | 8.5 | 25600 | 22400 | 87.5% | 2.92 | 0 | 9.3 |  |  |  |  | R-410A | 1.9667 | Residential & Commercial | USHP
213205876 | Central HP <5.4 tons | CARRIER | HRCU-A-CB (Split System: Heat Pump with Remote Outdoor Unit-Air-Source) | 38MURAQ24AA3* | ASPEN |  | D(A,C,E)30B34+TDR | 58S(B,C)*A090E17**14 | 23800 | 16 | 8.1 | 25800 | 22800 | 88.37% | 2.97 | 0 | 9 |  |  |  |  | R-410A | 1.9833 | Residential & Commercial | USHP
213205878 | Central HP <5.4 tons | CARRIER | HRCU-A-CB (Split System: Heat Pump with Remote Outdoor Unit-Air-Source) | 38MURAQ24AA3* | ASPEN |  | D(A,C,E)30C44+TDR | 58S(B,C)*A090E17**14 | 23800 | 16 | 8.1 | 25800 | 22800 | 88.37% | 2.92 | 0 | 9.5 |  |  |  |  | R-410A | 1.9833 | Residential & Commercial | USHP
213205892 | Central HP <5.4 tons | CARRIER | HRCU-A-CB (Split System: Heat Pump with Remote Outdoor Unit-Air-Source) | 38MURAQ24AA3* | ASPEN |  | D(A,C,E)36B34+TDR | 58S(B,C)*A090E21**20 | 23800 | 16 | 8.5 | 25800 | 22800 | 88.37% | 2.86 | 0 | 9 |  |  |  |  | R-410A | 1.9833 | Residential & Commercial | USHP
213206173 | Central HP <5.4 tons | CARRIER | HRCU-A-CB (Split System: Heat Pump with Remote Outdoor Unit-Air-Source) | 38MURAQ24AA3* | ASPEN |  | D(A,C,E)36B34+TDR | 59TP6B060V17**14 | 23800 | 15.5 | 8.1 | 25600 | 22400 | 87.5% | 2.89 | 0 | 9.5 |  |  |  |  | R-410A | 1.9833 | Residential & Commercial | USHP
215932320 | Central HP <5.4 tons | DAY & NIGHT | HRCU-A-CB (Split System: Heat Pump with Remote Outdoor Unit-Air-Source) | C5H3V36*K*AAA* |  |  | EA*5X42M21A*+WALLCON | *97CMN0802120B* | 32800 | 19.5 | 9.5 | 34800 | 26800 | 77.01% | 2.02 | 0 | 11 |  |  |  |  | R-454B | 2.7333 | Residential & Commercial | USHP | Ducted CEE Tier 1
215932470 | Central HP <5.4 tons | DAY & NIGHT | HRCU-A-CB (Split System: Heat Pump with Remote Outdoor Unit-Air-Source) | C5H3V36*K*AAA* |  |  | EA*5X48M21A*+WALLCON | *97CMN0601714B* | 33000 | 19.5 | 9.5 | 34000 | 26000 | 76.47% | 2.04 | 0 | 11 |  |  |  |  | R-454B | 2.75 | Residential & Commercial | USHP | Ducted CEE Tier 1
213352798 | Central HP <5.4 tons | MDV | HRCU-A-C (Split System: Heat Pump with Remote Outdoor Unit with No Indoor Fan --Air Source) | MOD30-20HFN1-MW |  |  | MVBM-24A18T3N1 | 0 | 20000 | 16.3 | 10.2 | 25000 | 20000 | 80% | 2 | 0 | 11.7 |  |  |  |  | R-410A | 1.6667 | Residential & Commercial | USHP | Ducted CEE Tier 1
211755902 | Central HP <5.4 tons | YORK | HRCU-A-CB (Split System: Heat Pump with Remote Outdoor Unit-Air-Source) | HMH72B341 | ASPEN |  | D(A,C,E)36A44+TDR | TP9C060B12MP13 | 32000 | 17.5 | 8.1 | 34000 | 27800 | 81.76% | 2.49 | 0 | 9.4 |  |  |  |  | R-410A | 2.6667 | Residential & Commercial | USHP
211755919 | Central HP <5.4 tons | YORK | HRCU-A-CB (Split System: Heat Pump with Remote Outdoor Unit-Air-Source) | HMH72B341 | ASPEN |  | C(A,C,D,E)48D24+TDR | TPLC060A12MP13 | 31000 | 17.3 | 8.1 | 34000 | 27800 | 81.76% | 2.5 | 0 | 9.2 |  |  |  |  | R-410A | 2.5833 | Residential & Commercial | USHP
211755968 | Central HP <5.4 tons | YORK | HRCU-A-CB (Split System: Heat Pump with Remote Outdoor Unit-Air-Source) | HMH72B341 | ASPEN |  | D(A,C,E)36A44+TDR | YPLC100C20MP13 | 31400 | 16.5 | 8.1 | 32400 | 27800 | 85.8% | 2.49 | 0 | 8.9 |  |  |  |  | R-410A | 2.6167 | Residential & Commercial | USHP
211755969 | Central HP <5.4 tons | YORK | HRCU-A-CB (Split System: Heat Pump with Remote Outdoor Unit-Air-Source) | HMH72B341 | ASPEN |  | D(A,C,E)36B34+TDR | YPLC100C20MP13 | 31400 | 16.5 | 8.1 | 32400 | 27800 | 85.8% | 2.49 | 0 | 8.9 |  |  |  |  | R-410A | 2.6167 | Residential & Commercial | USHP
211755971 | Central HP <5.4 tons | YORK | HRCU-A-CB (Split System: Heat Pump with Remote Outdoor Unit-Air-Source) | HMH72B341 | ASPEN |  | D(A,C,E)36A44+TDR | YPLC120C20MP13 | 31400 | 16.5 | 8.1 | 32400 | 27800 | 85.8% | 2.49 | 0 | 8.9 |  |  |  |  | R-410A | 2.6167 | Residential & Commercial | USHP
211756072 | Central HP <5.4 tons | YORK | HRCU-A-CB (Split System: Heat Pump with Remote Outdoor Unit-Air-Source) | HMH72B341 | ASPEN |  | D(A,C,E)36B36+TDR | TMLE100B12MP11 | 32200 | 18 | 8.1 | 33800 | 27400 | 81.07% | 2.51 | 0 | 9.9 |  |  |  |  | R-410A | 2.6833 | Residential & Commercial | USHP
216766823 | Central HP <5.4 tons | TRANE | HRCU-A-CB (Split System: Heat Pump with Remote Outdoor Unit-Air-Source) | 5TWX7024A1 |  |  | 5PX*BD04AS3 | S8V2A040M3PCB | 23400 | 17 | 8.1 | 22400 | 17200 | 76.79% | 1.83 | 0 | 12 |  |  |  |  | R-454B | 1.95 | Residential & Commercial | USHP | Ducted CEE Tier 1
216766871 | Central HP <5.4 tons | TRANE | HRCU-A-CB (Split System: Heat Pump with Remote Outdoor Unit-Air-Source) | 5TWX7024A1 |  |  | 5TXCB006AS3 | S9X2B040D3PSB | 22400 | 16 | 8.7 | 21200 | 17000 | 80.19% | 2 | 0 | 12 |  |  |  |  | R-454B | 1.8667 | Residential & Commercial | USHP | Ducted CEE Tier 1
216766882 | Central HP <5.4 tons | TRANE | HRCU-A-CB (Split System: Heat Pump with Remote Outdoor Unit-Air-Source) | 5TWX7024A1 |  |  | 5TXCB006AS3 | S9V2B040D3VSB | 22600 | 16 | 8.7 | 21400 | 17100 | 79.91% | 2.03 | 0 | 12 |  |  |  |  | R-454B | 1.8833 | Residential & Commercial | USHP | Ducted CEE Tier 1
216764142 | Central HP <5.4 tons | TRANE | HRCU-A-CB (Split System: Heat Pump with Remote Outdoor Unit-Air-Source) | 5TWX7024A1 |  |  | 5PX*B006AS3 | *DHMB080CCV3 | 22200 | 16.5 | 9 | 21400 | 17200 | 80.37% | 2 | 0 | 11.7 |  |  |  |  | R-454B | 1.85 | Residential & Commercial | USHP | Ducted CEE Tier 1
216767055 | Central HP <5.4 tons | TRANE | HRCU-A-CB (Split System: Heat Pump with Remote Outdoor Unit-Air-Source) | 5TWX7036A1 |  |  | 5TXCB006AS3 | S8V2A040M3PCB | 32800 | 16 | 8.7 | 32600 | 24200 | 74.23% | 2.13 | 0 | 11.7 |  |  |  |  | R-454B | 2.7333 | Residential & Commercial | USHP | Ducted CEE Tier 1
216770099 | Central HP <5.4 tons | TRANE | HRCU-A-CB (Split System: Heat Pump with Remote Outdoor Unit-Air-Source) | 5TWX7036A1 |  |  | 5PX*C009AS3 | S8X2C100M5PTC | 34400 | 16.5 | 8.7 | 32600 | 24200 | 74.23% | 2.2 | 0 | 12 |  |  |  |  | R-454B | 2.8667 | Residential & Commercial | USHP | Ducted CEE Tier 1
216766698 | Central HP <5.4 tons | TRANE | HRCU-A-CB (Split System: Heat Pump with Remote Outdoor Unit-Air-Source) | 5TWR7060A1 |  |  | 5PX*DD10AS3 | S9X2D120D5PSB | 51000 | 15.2 | 8.7 | 51000 | 38500 | 75.49% | 2.19 | 0 | 11 |  |  |  |  | R-454B | 4.25 | Residential & Commercial | USHP | Ducted CEE Tier 1
216699808 | Central HP <5.4 tons | DAIKIN | HRCU-A-CB (Split System: Heat Pump with Remote Outdoor Unit-Air-Source) | DH9VSA241CA* |  |  | CA*EA4830*3A* | D*80TC0805C*A* | 23400 | 19.2 | 9.2 | 22000 | 22000 | 100% | 2 | 0 | 11.7 |  |  |  |  | R-32 | 1.95 | Residential & Commercial | USHP | Ducted CEE Tier 1
215931590 | Central HP <5.4 tons | DAY & NIGHT | HRCU-A-CB (Split System: Heat Pump with Remote Outdoor Unit-Air-Source) | C5H3V60*K*AAA* |  |  | EA*5X60M24A*+WALLCON | *95CSU1002122B* | 56000 | 18.5 | 8.5 | 60500 | 45500 | 75.21% | 2.08 | 0 | 11.5 |  |  |  |  | R-454B | 4.6667 | Residential & Commercial | USHP | Ducted CEE Tier 1
215931770 | Central HP <5.4 tons | DAY & NIGHT | HRCU-A-CB (Split System: Heat Pump with Remote Outdoor Unit-Air-Source) | C5H3V60*K*AAA* |  |  | EA*5X61M24A*+WALLCON | *97CMN1202422B* | 57000 | 18.5 | 8.5 | 60500 | 46500 | 76.86% | 2.02 | 0 | 11 |  |  |  |  | R-454B | 4.75 | Residential & Commercial | USHP | Ducted CEE Tier 1
215940093 | Central HP <5.4 tons | TEMPSTAR | HRCU-A-CB (Split System: Heat Pump with Remote Outdoor Unit-Air-Source) | T5H3V36*K*AAA* |  |  | ESH5X42M12A*+WALLCON | *97CTN1202422A* | 33600 | 19 | 9 | 34600 | 26600 | 76.88% | 1.94 | 0 | 11.5 |  |  |  |  | R-454B | 2.8 | Residential & Commercial | USHP | Ducted CEE Tier 1
215940143 | Central HP <5.4 tons | TEMPSTAR | HRCU-A-CB (Split System: Heat Pump with Remote Outdoor Unit-Air-Source) | T5H3V36*K*AAA* |  |  | ESH5X48M12A*+WALLCON | *97CTN0801716A* | 33400 | 19 | 9 | 35200 | 27000 | 76.7% | 1.92 | 0 | 11 |  |  |  |  | R-454B | 2.7833 | Residential & Commercial | USHP | Ducted CEE Tier 1
215940313 | Central HP <5.4 tons | TEMPSTAR | HRCU-A-CB (Split System: Heat Pump with Remote Outdoor Unit-Air-Source) | T5H3V36*K*AAA* |  |  | EVM5X44M21A*+WALLCON | *97CTN0802120A* | 35600 | 21.5 | 8.5 | 38000 | 28600 | 75.26% | 2.04 | 0 | 12 |  |  |  |  | R-454B | 2.9667 | Residential & Commercial | USHP | Ducted CEE Tier 1
215940563 | Central HP <5.4 tons | TEMPSTAR | HRCU-A-CB (Split System: Heat Pump with Remote Outdoor Unit-Air-Source) | T5H3V36*K*AAA* |  |  | EVD5X36M21A*+WALLCON | *97CTN0802120A* | 34400 | 20.5 | 8.5 | 38500 | 28200 | 73.25% | 2.04 | 0 | 11.7 |  |  |  |  | R-454B | 2.8667 | Residential & Commercial | USHP | Ducted CEE Tier 1
215931940 | Central HP <5.4 tons | DAY & NIGHT | HRCU-A-CB (Split System: Heat Pump with Remote Outdoor Unit-Air-Source) | C5H3V36*K*AAA* |  |  | EA*5X24M17A*+WALLCON | *97CMN0601714B* | 31400 | 18.5 | 9.5 | 35000 | 27000 | 77.14% | 1.98 | 0 | 10 |  |  |  |  | R-454B | 2.6167 | Residential & Commercial | USHP | Ducted CEE Tier 1
215931990 | Central HP <5.4 tons | DAY & NIGHT | HRCU-A-CB (Split System: Heat Pump with Remote Outdoor Unit-Air-Source) | C5H3V36*K*AAA* |  |  | EA*5X25M17A*+WALLCON | *96CTN0601714B* | 33600 | 19.5 | 9.5 | 34400 | 26200 | 76.16% | 2.05 | 0 | 11 |  |  |  |  | R-454B | 2.8 | Residential & Commercial | USHP | Ducted CEE Tier 1
215932140 | Central HP <5.4 tons | DAY & NIGHT | HRCU-A-CB (Split System: Heat Pump with Remote Outdoor Unit-Air-Source) | C5H3V36*K*AAA* |  |  | EA*5X37M17A*+WALLCON | *97CMN0601714B* | 33200 | 19 | 9.5 | 34600 | 26400 | 76.3% | 2.04 | 0 | 10.5 |  |  |  |  | R-454B | 2.7667 | Residential & Commercial | USHP | Ducted CEE Tier 1
215939783 | Central HP <5.4 tons | TEMPSTAR | HRCU-A-CB (Split System: Heat Pump with Remote Outdoor Unit-Air-Source) | T5H3V36*K*AAA* |  |  | EA*5X48M21A*+WALLCON | *97CTN1002122A* | 33400 | 20 | 9.5 | 34400 | 26200 | 76.16% | 2.04 | 0 | 11.7 |  |  |  |  | R-454B | 2.7833 | Residential & Commercial | USHP | Ducted CEE Tier 1
212367507 | Central HP <5.4 tons | BOSCH | HRCU-A-CB (Split System: Heat Pump with Remote Outdoor Unit-Air-Source) | BOVB-60HDN1-M20G | ADP |  | H,RG88960 | BGH96M080C4B | 42500 | 17 | 8.8 | 42500 | 31000 | 72.94% | 1.9 | 0 | 11.7 |  |  |  |  | R-410A | 3.5417 | Residential & Commercial | USHP | Ducted CEE Tier 1
214301298 | Central HP <5.4 tons | ARMSTRONG AIR | HRCU-A-CB (Split System: Heat Pump with Remote Outdoor Unit-Air-Source) | 4SHP22LX124P-**A | ADP |  | 36BX** | A98USMV070B12 | 23800 | 21 | 8.5 | 22000 | 15400 | 70% | 1.92 | 0 | 13.5 |  |  |  |  | R-410A | 1.9833 | Residential & Commercial | USHP | Ducted CEE Tier 1
212622904 | Central HP <5.4 tons | COLEMAN | HRCU-A-CB (Split System: Heat Pump with Remote Outdoor Unit-Air-Source) | HMH72B341 | ASPEN |  | D(A,C,E)36A34+TDR | TM9E080B12MP12 | 31600 | 17.5 | 8.4 | 33800 | 27400 | 81.07% | 2.62 | 0 | 9.8 |  |  |  |  | R-410A | 2.6333 | Residential & Commercial | USHP
212622921 | Central HP <5.4 tons | COLEMAN | HRCU-A-CB (Split System: Heat Pump with Remote Outdoor Unit-Air-Source) | HMH72B341 | ASPEN |  | D(A,C,E)42A44+TDR | TM8E100C16MP11 | 33000 | 18 | 8.3 | 33800 | 28600 | 84.62% | 2.7 | 0 | 10 |  |  |  |  | R-410A | 2.75 | Residential & Commercial | USHP | Ducted CEE Tier 1
212623056 | Central HP <5.4 tons | COLEMAN | HRCU-A-CB (Split System: Heat Pump with Remote Outdoor Unit-Air-Source) | HMH72B341 | ASPEN |  | D(A,C,E)36D24+TDR | TM9E080B12MP12 | 30400 | 17 | 8.5 | 33800 | 27400 | 81.07% | 2.65 | 0 | 9 |  |  |  |  | R-410A | 2.5333 | Residential & Commercial | USHP
212623073 | Central HP <5.4 tons | COLEMAN | HRCU-A-CB (Split System: Heat Pump with Remote Outdoor Unit-Air-Source) | HMH72B341 | ASPEN |  | D(A,C,E)48B34+TDR | TM9E080B12MP12 | 32800 | 17.5 | 8.5 | 33800 | 27400 | 81.07% | 2.65 | 0 | 10 |  |  |  |  | R-410A | 2.7333 | Residential & Commercial | USHP | Ducted CEE Tier 1
212623087 | Central HP <5.4 tons | COLEMAN | HRCU-A-CB (Split System: Heat Pump with Remote Outdoor Unit-Air-Source) | HMH72B341 | ASPEN |  | D(A,C,E)36A44+TDR | TL9E100C20UH11 | 33400 | 17 | 8.3 | 33800 | 28800 | 85.21% | 2.73 | 0 | 10 |  |  |  |  | R-410A | 2.7833 | Residential & Commercial | USHP | Ducted CEE Tier 1
212623122 | Central HP <5.4 tons | COLEMAN | HRCU-A-CB (Split System: Heat Pump with Remote Outdoor Unit-Air-Source) | HMH72B341 | ASPEN |  | D(A,C,E)36D24+TDR | TM8E060A12MP11 | 30400 | 17.5 | 8.1 | 33800 | 27400 | 81.07% | 2.44 | 0 | 9 |  |  |  |  | R-410A | 2.5333 | Residential & Commercial | USHP
212623154 | Central HP <5.4 tons | COLEMAN | HRCU-A-CB (Split System: Heat Pump with Remote Outdoor Unit-Air-Source) | HMH72B341 | ASPEN |  | D(A,C,E)42B34+TDR | TM8E100B12MP11 | 32600 | 18 | 8.5 | 33800 | 27400 | 81.07% | 2.64 | 0 | 10 |  |  |  |  | R-410A | 2.7167 | Residential & Commercial | USHP | Ducted CEE Tier 1
212623171 | Central HP <5.4 tons | COLEMAN | HRCU-A-CB (Split System: Heat Pump with Remote Outdoor Unit-Air-Source) | HMH72B341 | ASPEN |  | C(A,C,D,E)42C24+TDR | TMLE060A12MP11 | 30400 | 17.5 | 8.1 | 33800 | 27400 | 81.07% | 2.44 | 0 | 9 |  |  |  |  | R-410A | 2.5333 | Residential & Commercial | USHP
211756102 | Central HP <5.4 tons | YORK | HRCU-A-CB (Split System: Heat Pump with Remote Outdoor Unit-Air-Source) | HMH72B341 | ASPEN |  | D(A,C,E)36B36+TDR | TPLC100C16MP13 | 32000 | 17.5 | 8.1 | 33800 | 27400 | 81.07% | 2.54 | 0 | 9.9 |  |  |  |  | R-410A | 2.6667 | Residential & Commercial | USHP
212623898 | Central HP <5.4 tons | COLEMAN | HRCU-A-CB (Split System: Heat Pump with Remote Outdoor Unit-Air-Source) | HMH72B341 | ASPEN |  | D(A,C,E)42D24+TDR | TP9C060B12MP13 | 30800 | 17.2 | 8.1 | 34000 | 27800 | 81.76% | 2.42 | 0 | 9 |  |  |  |  | R-410A | 2.5667 | Residential & Commercial | USHP
216681537 | Central HP <5.4 tons | BRYANT HEATING AND COOLING SYSTEMS | HRCU-A-CB (Split System: Heat Pump with Remote Outdoor Unit-Air-Source) | 38MURAQ24AB3* |  |  | CSPH*3012AL* | 927TA60080V21*** | 23800 | 16 | 9 | 26000 | 22800 | 87.69% | 1.78 | 0 | 10 |  |  |  |  | R-410A | 1.9833 | Residential & Commercial | USHP | Ducted CEE Tier 1
216680587 | Central HP <5.4 tons | BRYANT HEATING AND COOLING SYSTEMS | HRCU-A-CB (Split System: Heat Pump with Remote Outdoor Unit-Air-Source) | 38MURAQ24AB3* |  |  | CSPH*3012AL* | 927TA48080V17*** | 23800 | 16 | 9 | 26000 | 22800 | 87.69% | 1.76 | 0 | 10 |  |  |  |  | R-410A | 1.9833 | Residential & Commercial | USHP | Ducted CEE Tier 1
215065802 | Central HP <5.4 tons | YORK | HRCU-A-CB (Split System: Heat Pump with Remote Outdoor Unit-Air-Source) | HMH72B341 | ASPEN |  | CH48A34+TDR | Y81E120C20SMPS1 | 31800 | 17.5 | 8.3 | 33600 | 24600 | 73.21% | 2.12 | 0 | 9.4 |  |  |  |  | R-410A | 2.65 | Residential & Commercial | USHP
212623233 | Central HP <5.4 tons | COLEMAN | HRCU-A-CB (Split System: Heat Pump with Remote Outdoor Unit-Air-Source) | HMH72B341 | ASPEN |  | D(A,C,E)36B34+TDR | TM8Y120C20MP11 | 33600 | 18 | 8.2 | 33800 | 30000 | 88.76% | 2.76 | 0 | 9.5 |  |  |  |  | R-410A | 2.8 | Residential & Commercial | USHP
212623251 | Central HP <5.4 tons | COLEMAN | HRCU-A-CB (Split System: Heat Pump with Remote Outdoor Unit-Air-Source) | HMH72B341 | ASPEN |  | D(A,C,E)48A34+TDR | TM9V080C16MP12 | 32400 | 17.5 | 8.4 | 33800 | 27400 | 81.07% | 2.64 | 0 | 9.9 |  |  |  |  | R-410A | 2.7 | Residential & Commercial | USHP
213785499 | Central HP <5.4 tons | BRYANT HEATING AND COOLING SYSTEMS | HRCU-A-CB (Split System: Heat Pump with Remote Outdoor Unit-Air-Source) | 284ANV036*0**B* |  |  | CAP**4821AL*+UI | 986TD42060C17*** | 33000 | 19 | 9 | 36800 | 26000 | 70.65% | 2 | 0 | 11.5 |  |  |  |  | R-410A | 2.75 | Residential & Commercial | USHP | Ducted CEE Tier 1
213785148 | Central HP <5.4 tons | BRYANT HEATING AND COOLING SYSTEMS | HRCU-A-CB (Split System: Heat Pump with Remote Outdoor Unit-Air-Source) | 284ANV024*0**B* |  |  | CAP**4221AL*+UI | 986TD42080C17*** | 23400 | 20 | 10 | 26600 | 19800 | 74.44% | 2.44 | 0 | 13 |  |  |  |  | R-410A | 1.95 | Residential & Commercial | USHP | Ducted CEE Tier 1
213785166 | Central HP <5.4 tons | BRYANT HEATING AND COOLING SYSTEMS | HRCU-A-CB (Split System: Heat Pump with Remote Outdoor Unit-Air-Source) | 284ANV024*0**B* |  |  | CAP**4321AL*+UI | 88*TB48070C17*** | 23800 | 20 | 10.5 | 26400 | 19800 | 75% | 2.52 | 0 | 13 |  |  |  |  | R-410A | 1.9833 | Residential & Commercial | USHP | Ducted CEE Tier 1
213785517 | Central HP <5.4 tons | BRYANT HEATING AND COOLING SYSTEMS | HRCU-A-CB (Split System: Heat Pump with Remote Outdoor Unit-Air-Source) | 284ANV036*0**B* |  |  | CAP**4824AL*+UI | 986TD66120C24*** | 33200 | 19.5 | 9 | 36400 | 25800 | 70.88% | 2.04 | 0 | 12 |  |  |  |  | R-410A | 2.7667 | Residential & Commercial | USHP | Ducted CEE Tier 1
213785683 | Central HP <5.4 tons | BRYANT HEATING AND COOLING SYSTEMS | HRCU-A-CB (Split System: Heat Pump with Remote Outdoor Unit-Air-Source) | 284ANV036*0**B* |  |  | CSPH*4212AL*+UI | 987MC42060C17*** | 33000 | 18 | 8.5 | 37000 | 26200 | 70.81% | 2 | 0 | 11 |  |  |  |  | R-410A | 2.75 | Residential & Commercial | USHP | Ducted CEE Tier 1
212623308 | Central HP <5.4 tons | COLEMAN | HRCU-A-CB (Split System: Heat Pump with Remote Outdoor Unit-Air-Source) | HMH72B341 | ASPEN |  | D(A,C,E)36B44+TDR | CP9C080C16MP13 | 33000 | 17.5 | 8.1 | 33800 | 27400 | 81.07% | 2.45 | 0 | 10 |  |  |  |  | R-410A | 2.75 | Residential & Commercial | USHP | Ducted CEE Tier 1
212623344 | Central HP <5.4 tons | COLEMAN | HRCU-A-CB (Split System: Heat Pump with Remote Outdoor Unit-Air-Source) | HMH72B341 | ASPEN |  | C(A,C,D,E)42D24+TDR | TM9V080C16MP12 | 30800 | 17.2 | 8.5 | 33800 | 27400 | 81.07% | 2.66 | 0 | 9 |  |  |  |  | R-410A | 2.5667 | Residential & Commercial | USHP
212623349 | Central HP <5.4 tons | COLEMAN | HRCU-A-CB (Split System: Heat Pump with Remote Outdoor Unit-Air-Source) | HMH72B341 | ASPEN |  | D(A,C,E)36A44+TDR | TM9V080C16MP12 | 32000 | 17.5 | 8.5 | 33800 | 27400 | 81.07% | 2.66 | 0 | 9.9 |  |  |  |  | R-410A | 2.6667 | Residential & Commercial | USHP
212623358 | Central HP <5.4 tons | COLEMAN | HRCU-A-CB (Split System: Heat Pump with Remote Outdoor Unit-Air-Source) | HMH72B341 | ASPEN |  | D(A,C,E)42C34+TDR | TM9V080C16MP12 | 32800 | 17.5 | 8.5 | 33800 | 27400 | 81.07% | 2.66 | 0 | 10 |  |  |  |  | R-410A | 2.7333 | Residential & Commercial | USHP | Ducted CEE Tier 1
212623385 | Central HP <5.4 tons | COLEMAN | HRCU-A-CB (Split System: Heat Pump with Remote Outdoor Unit-Air-Source) | HMH72B341 | ASPEN |  | D(A,C,E)36D34+TDR | TP9C080C16MP13 | 32800 | 17.5 | 8.1 | 33800 | 27400 | 81.07% | 2.45 | 0 | 10 |  |  |  |  | R-410A | 2.7333 | Residential & Commercial | USHP | Ducted CEE Tier 1
212623392 | Central HP <5.4 tons | COLEMAN | HRCU-A-CB (Split System: Heat Pump with Remote Outdoor Unit-Air-Source) | HMH72B341 | ASPEN |  | D(A,C,E)48B34+TDR | TP9C080C16MP13 | 32800 | 17.5 | 8.1 | 33800 | 27400 | 81.07% | 2.45 | 0 | 10 |  |  |  |  | R-410A | 2.7333 | Residential & Commercial | USHP | Ducted CEE Tier 1
212623394 | Central HP <5.4 tons | COLEMAN | HRCU-A-CB (Split System: Heat Pump with Remote Outdoor Unit-Air-Source) | HMH72B341 | ASPEN |  | D(A,C,E)48C34+TDR | TP9C080C16MP13 | 33200 | 17.5 | 8.1 | 33800 | 27400 | 81.07% | 2.45 | 0 | 10 |  |  |  |  | R-410A | 2.7667 | Residential & Commercial | USHP | Ducted CEE Tier 1
212623558 | Central HP <5.4 tons | COLEMAN | HRCU-A-CB (Split System: Heat Pump with Remote Outdoor Unit-Air-Source) | HMH72B341 | ASPEN |  | C(A,C,D,E)42C24+TDR | TM9E040A10MP12 | 31200 | 17 | 8.1 | 33400 | 28400 | 85.03% | 2.42 | 0 | 9.5 |  |  |  |  | R-410A | 2.6 | Residential & Commercial | USHP
215932240 | Central HP <5.4 tons | DAY & NIGHT | HRCU-A-CB (Split System: Heat Pump with Remote Outdoor Unit-Air-Source) | C5H3V36*K*AAA* |  |  | EA*5X42M21A*+WALLCON | *80CTL0702120B* | 32600 | 19.5 | 9.5 | 35000 | 26800 | 76.57% | 2.02 | 0 | 11 |  |  |  |  | R-454B | 2.7167 | Residential & Commercial | USHP | Ducted CEE Tier 1
215932890 | Central HP <5.4 tons | DAY & NIGHT | HRCU-A-CB (Split System: Heat Pump with Remote Outdoor Unit-Air-Source) | C5H3V36*K*AAA* |  |  | EA*5X61M24A*+WALLCON | *95CSU0802120B* | 34400 | 20.5 | 9.5 | 34400 | 26000 | 75.58% | 2.06 | 0 | 12 |  |  |  |  | R-454B | 2.8667 | Residential & Commercial | USHP | Ducted CEE Tier 1
215932910 | Central HP <5.4 tons | DAY & NIGHT | HRCU-A-CB (Split System: Heat Pump with Remote Outdoor Unit-Air-Source) | C5H3V36*K*AAA* |  |  | EA*5X61M24A*+WALLCON | *97CMN0602120B* | 34200 | 20 | 9 | 34800 | 26400 | 75.86% | 1.92 | 0 | 11.5 |  |  |  |  | R-454B | 2.85 | Residential & Commercial | USHP | Ducted CEE Tier 1
215940863 | Central HP <5.4 tons | TEMPSTAR | HRCU-A-CB (Split System: Heat Pump with Remote Outdoor Unit-Air-Source) | T5H3V36*K*AAA* |  |  | EVD5X60M21A*+WALLCON | *97CTN0802120A* | 35600 | 21.5 | 8.5 | 38000 | 28600 | 75.26% | 2.02 | 0 | 12 |  |  |  |  | R-454B | 2.9667 | Residential & Commercial | USHP | Ducted CEE Tier 1
215851201 | Central HP <5.4 tons | COLEMAN | HRCU-A-CB (Split System: Heat Pump with Remote Outdoor Unit-Air-Source) | HH860E2S11 | ASPEN |  | C(A,C,D,E)60A3K+TDR | TPLC100C20MP13 | 41000 | 18 | 8.5 | 44500 | 33800 | 75.96% | 2 | 0 | 10.5 |  |  |  |  | R-454B | 3.4167 | Residential & Commercial | USHP | Ducted CEE Tier 1
215851216 | Central HP <5.4 tons | COLEMAN | HRCU-A-CB (Split System: Heat Pump with Remote Outdoor Unit-Air-Source) | HH860E2S11 | ASPEN |  | C(A,C,D,E)60A3K+TDR | TPLC120C20MP13 | 41000 | 18 | 8.5 | 44500 | 33800 | 75.96% | 2 | 0 | 10.5 |  |  |  |  | R-454B | 3.4167 | Residential & Commercial | USHP | Ducted CEE Tier 1
215851236 | Central HP <5.4 tons | COLEMAN | HRCU-A-CB (Split System: Heat Pump with Remote Outdoor Unit-Air-Source) | HH860E2S11 | ASPEN |  | D(A,C,E)60A3K+TDR | Z8ES080C16SMPS1 | 41500 | 18 | 8.5 | 44000 | 33400 | 75.91% | 2 | 0 | 11.7 |  |  |  |  | R-454B | 3.4583 | Residential & Commercial | USHP | Ducted CEE Tier 1
214239416 | Central HP <5.4 tons | AIRQUEST | HRCU-A-CB (Split System: Heat Pump with Remote Outdoor Unit-Air-Source) | HVH837GKA2* |  |  | EN(A,D,W)4X60L24**+WALLCON | *96CTN1202422B* | 32800 | 17.5 | 8.1 | 32200 | 24600 | 76.4% | 1.96 | 0 | 11.7 |  |  |  |  | R-410A | 2.7333 | Residential & Commercial | USHP | Ducted CEE Tier 1
212623713 | Central HP <5.4 tons | COLEMAN | HRCU-A-CB (Split System: Heat Pump with Remote Outdoor Unit-Air-Source) | HMH72B341 | ASPEN |  | C(A,C,D,E)42B24+TDR | TM9E060B12MP12 | 29800 | 16.9 | 8.1 | 34000 | 28000 | 82.35% | 2.39 | 0 | 9 |  |  |  |  | R-410A | 2.4833 | Residential & Commercial | USHP
212623748 | Central HP <5.4 tons | COLEMAN | HRCU-A-CB (Split System: Heat Pump with Remote Outdoor Unit-Air-Source) | HMH72B341 | ASPEN |  | D(A,C,E)42B34+TDR | TM9E060B12MP12 | 32600 | 17.5 | 8.1 | 34000 | 28000 | 82.35% | 2.39 | 0 | 9.5 |  |  |  |  | R-410A | 2.7167 | Residential & Commercial | USHP
212623849 | Central HP <5.4 tons | COLEMAN | HRCU-A-CB (Split System: Heat Pump with Remote Outdoor Unit-Air-Source) | HMH72B341 | ASPEN |  | C(A,C,D,E)36B34+TDR | TM9V060B12MP12 | 32200 | 17.5 | 8.1 | 34000 | 27800 | 81.76% | 2.42 | 0 | 9.4 |  |  |  |  | R-410A | 2.6833 | Residential & Commercial | USHP
212623864 | Central HP <5.4 tons | COLEMAN | HRCU-A-CB (Split System: Heat Pump with Remote Outdoor Unit-Air-Source) | HMH72B341 | ASPEN |  | D(A,C,E)36D34+TDR | TM9V060B12MP12 | 32800 | 17.5 | 8.1 | 34000 | 27800 | 81.76% | 2.42 | 0 | 9.5 |  |  |  |  | R-410A | 2.7333 | Residential & Commercial | USHP
212623899 | Central HP <5.4 tons | COLEMAN | HRCU-A-CB (Split System: Heat Pump with Remote Outdoor Unit-Air-Source) | HMH72B341 | ASPEN |  | D(A,C,E)42D34+TDR | TP9C060B12MP13 | 33200 | 17.5 | 8.1 | 34000 | 27800 | 81.76% | 2.42 | 0 | 9 |  |  |  |  | R-410A | 2.7667 | Residential & Commercial | USHP
212623932 | Central HP <5.4 tons | COLEMAN | HRCU-A-CB (Split System: Heat Pump with Remote Outdoor Unit-Air-Source) | HMH72B341 | ASPEN |  | C(A,C,D,E)42D24+TDR | TL8E060A12UH11 | 32000 | 18 | 8.1 | 33400 | 29000 | 86.83% | 2.46 | 0 | 9 |  |  |  |  | R-410A | 2.6667 | Residential & Commercial | USHP
212623933 | Central HP <5.4 tons | COLEMAN | HRCU-A-CB (Split System: Heat Pump with Remote Outdoor Unit-Air-Source) | HMH72B341 | ASPEN |  | C(A,C,D,E)48C24+TDR | TL8E060A12UH11 | 32000 | 18 | 8.1 | 33400 | 29000 | 86.83% | 2.46 | 0 | 9 |  |  |  |  | R-410A | 2.6667 | Residential & Commercial | USHP
212623950 | Central HP <5.4 tons | COLEMAN | HRCU-A-CB (Split System: Heat Pump with Remote Outdoor Unit-Air-Source) | HMH72B341 | ASPEN |  | C(A,C,D,E)36B24+TDR | TM8E080B12MP11 | 29200 | 17.2 | 8.5 | 34000 | 28000 | 82.35% | 2.63 | 0 | 8.9 |  |  |  |  | R-410A | 2.4333 | Residential & Commercial | USHP
215940133 | Central HP <5.4 tons | TEMPSTAR | HRCU-A-CB (Split System: Heat Pump with Remote Outdoor Unit-Air-Source) | T5H3V36*K*AAA* |  |  | ESH5X48M12A*+WALLCON | *97CTN0601716A* | 33400 | 18.5 | 9 | 35400 | 27200 | 76.84% | 1.92 | 0 | 10.5 |  |  |  |  | R-454B | 2.7833 | Residential & Commercial | USHP | Ducted CEE Tier 1
215940283 | Central HP <5.4 tons | TEMPSTAR | HRCU-A-CB (Split System: Heat Pump with Remote Outdoor Unit-Air-Source) | T5H3V36*K*AAA* |  |  | EVM5X44M21A*+WALLCON | *80CSU0601716B* | 35600 | 22 | 8.5 | 38000 | 28600 | 75.26% | 2.02 | 0 | 12.5 |  |  |  |  | R-454B | 2.9667 | Residential & Commercial | USHP | Ducted CEE Tier 1
215940633 | Central HP <5.4 tons | TEMPSTAR | HRCU-A-CB (Split System: Heat Pump with Remote Outdoor Unit-Air-Source) | T5H3V36*K*AAA* |  |  | EVD5X42M21A*+WALLCON | *80CSU0401712B* | 34600 | 21 | 8.5 | 38500 | 28000 | 72.73% | 2.04 | 0 | 12 |  |  |  |  | R-454B | 2.8833 | Residential & Commercial | USHP | Ducted CEE Tier 1
212621544 | Central HP <5.4 tons | COLEMAN | HRCU-A-CB (Split System: Heat Pump with Remote Outdoor Unit-Air-Source) | HMH72B341 | ASPEN |  | C(A,C,D,E)42B34+TDR | TM8V120C20MP12 | 31600 | 16.5 | 8.5 | 32200 | 27600 | 85.71% | 2.7 | 0 | 8.9 |  |  |  |  | R-410A | 2.6333 | Residential & Commercial | USHP
212621562 | Central HP <5.4 tons | COLEMAN | HRCU-A-CB (Split System: Heat Pump with Remote Outdoor Unit-Air-Source) | HMH72B341 | ASPEN |  | D(A,C,E)36A34+TDR | TPLC100C20MP13 | 31000 | 16.3 | 8.1 | 32200 | 27600 | 85.71% | 2.44 | 0 | 8.8 |  |  |  |  | R-410A | 2.5833 | Residential & Commercial | USHP
212621603 | Central HP <5.4 tons | COLEMAN | HRCU-A-CB (Split System: Heat Pump with Remote Outdoor Unit-Air-Source) | HMH72B341 | ASPEN |  | D(A,C,E)48A34+TDR | TP9C120D20MP13 | 31800 | 17 | 8.1 | 32200 | 28200 | 87.58% | 2.5 | 0 | 9.4 |  |  |  |  | R-410A | 2.65 | Residential & Commercial | USHP
213206042 | Central HP <5.4 tons | CARRIER | HRCU-A-CB (Split System: Heat Pump with Remote Outdoor Unit-Air-Source) | 38MURAQ24AA3* | ASPEN |  | D(A,C,E)24B44+TDR | 59SC2D100E21**20 | 23800 | 16 | 8.5 | 26000 | 23000 | 88.46% | 2.91 | 0 | 9 |  |  |  |  | R-410A | 1.9833 | Residential & Commercial | USHP
213206044 | Central HP <5.4 tons | CARRIER | HRCU-A-CB (Split System: Heat Pump with Remote Outdoor Unit-Air-Source) | 38MURAQ24AA3* | ASPEN |  | D(A,C,E)30B34+TDR | 59SC2D100E21**20 | 23800 | 16 | 8.5 | 26000 | 23000 | 88.46% | 2.91 | 0 | 9.5 |  |  |  |  | R-410A | 1.9833 | Residential & Commercial | USHP
213184785 | Central HP <5.4 tons | BOSCH | HRCU-A-CB (Split System: Heat Pump with Remote Outdoor Unit-Air-Source) | BOVB-60HDN1-M20G | ADP |  | H,GE35948+AEFE4B* | 0 | 44500 | 17 | 9 | 45500 | 33200 | 72.97% | 1.92 | 0 | 11 |  |  |  |  | R-410A | 3.7083 | Residential & Commercial | USHP | Ducted CEE Tier 1
215932950 | Central HP <5.4 tons | DAY & NIGHT | HRCU-A-CB (Split System: Heat Pump with Remote Outdoor Unit-Air-Source) | C5H3V36*K*AAA* |  |  | EA*5X61M24A*+WALLCON | *96CTN1002122B* | 34400 | 20.5 | 9.5 | 34200 | 26000 | 76.02% | 2.08 | 0 | 12 |  |  |  |  | R-454B | 2.8667 | Residential & Commercial | USHP | Ducted CEE Tier 1
215931930 | Central HP <5.4 tons | DAY & NIGHT | HRCU-A-CB (Split System: Heat Pump with Remote Outdoor Unit-Air-Source) | C5H3V36*K*AAA* |  |  | EA*5X24M14A*+WALLCON | *96CTN0401410B* | 30400 | 17 | 9 | 35000 | 26800 | 76.57% | 1.9 | 0 | 10 |  |  |  |  | R-454B | 2.5333 | Residential & Commercial | USHP | Ducted CEE Tier 1
212623187 | Central HP <5.4 tons | COLEMAN | HRCU-A-CB (Split System: Heat Pump with Remote Outdoor Unit-Air-Source) | HMH72B341 | ASPEN |  | D(A,C,E)42D34+TDR | TMLE060A12MP11 | 33200 | 18 | 8.1 | 33800 | 27400 | 81.07% | 2.44 | 0 | 10 |  |  |  |  | R-410A | 2.7667 | Residential & Commercial | USHP | Ducted CEE Tier 1
212623189 | Central HP <5.4 tons | COLEMAN | HRCU-A-CB (Split System: Heat Pump with Remote Outdoor Unit-Air-Source) | HMH72B341 | ASPEN |  | D(A,C,E)48C24+TDR | TMLE060A12MP11 | 30800 | 17.7 | 8.1 | 33800 | 27400 | 81.07% | 2.44 | 0 | 9 |  |  |  |  | R-410A | 2.5667 | Residential & Commercial | USHP
212623190 | Central HP <5.4 tons | COLEMAN | HRCU-A-CB (Split System: Heat Pump with Remote Outdoor Unit-Air-Source) | HMH72B341 | ASPEN |  | D(A,C,E)48C34+TDR | TMLE060A12MP11 | 33200 | 18 | 8.1 | 33800 | 27400 | 81.07% | 2.44 | 0 | 10 |  |  |  |  | R-410A | 2.7667 | Residential & Commercial | USHP | Ducted CEE Tier 1
215675285 | Central HP <5.4 tons | HEIL | HRCU-A-CB (Split System: Heat Pump with Remote Outdoor Unit-Air-Source) | H5H0V48*K*AAA* |  |  | ESH5X60M12A*+WALLCON | *97CMN0802120B* | 45500 | 16.5 | 8.5 | 48000 | 33800 | 70.42% | 2.06 | 0 | 9.5 |  |  |  |  | R-454B | 3.7917 | Residential & Commercial | USHP
215675385 | Central HP <5.4 tons | HEIL | HRCU-A-CB (Split System: Heat Pump with Remote Outdoor Unit-Air-Source) | H5H0V48*K*AAA* |  |  | EVM5X48M21A*+WALLCON | *80CTL0902120B* | 47000 | 18.5 | 9 | 50000 | 36400 | 72.8% | 2 | 0 | 10 |  |  |  |  | R-454B | 3.9167 | Residential & Commercial | USHP | Ducted CEE Tier 1
216766294 | Central HP <5.4 tons | TRANE | HRCU-A-CB (Split System: Heat Pump with Remote Outdoor Unit-Air-Source) | 5TWR7036A1 |  |  | 5TXCB004AS3 | S8V2B060M4PCB | 32000 | 16 | 8.5 | 32200 | 24000 | 74.53% | 2.11 | 0 | 11.7 |  |  |  |  | R-454B | 2.6667 | Residential & Commercial | USHP | Ducted CEE Tier 1
213207252 | Central HP <5.4 tons | CARRIER | HRCU-A-CB (Split System: Heat Pump with Remote Outdoor Unit-Air-Source) | 38MURAQ36AB3* | ASPEN |  | D(A,C,E)36B34+TDR | 59SC5B080E21**20 | 34400 | 15.5 | 8.1 | 39000 | 31600 | 81.03% | 2.8 | 0 | 9.8 |  |  |  |  | R-410A | 2.8667 | Residential & Commercial | USHP
212367409 | Central HP <5.4 tons | BOSCH | HRCU-A-CB (Split System: Heat Pump with Remote Outdoor Unit-Air-Source) | BOVB-36HDN1-M20G | ADP |  | HG34936 | BGH96M060B3B | 23800 | 18 | 9 | 22400 | 17000 | 75.89% | 1.9 | 0 | 12 |  |  |  |  | R-410A | 1.9833 | Residential & Commercial | USHP | Ducted CEE Tier 1
215359323 | Central HP <5.4 tons | MDV | HRCU-A-CB (Split System: Heat Pump with Remote Outdoor Unit-Air-Source) | MOX430-18HFN10-M3X |  |  | MVBC-24HWFN10-MB3E-D | 0 | 18000 | 19 | 9.7 | 19000 | 18000 | 94.74% | 2 | 0 | 12.5 |  |  |  |  | R-454B | 1.5 | Residential & Commercial | USHP | Ducted CEE Tier 1
213238597 | Central HP <5.4 tons | CHAMPION HEATING AND COOLING | HRCU-A-CB (Split System: Heat Pump with Remote Outdoor Unit-Air-Source) | THF2B48T21 | ASPEN |  | D(A,C,E)48B44+TDR | TPLC080C16MP13 | 42500 | 15.9 | 8.2 | 44000 | 30800 | 70% | 3.13 | 0 | 11.5 |  |  |  |  | R-410A | 3.5417 | Residential & Commercial | USHP | Ducted CEE Tier 1
212361445 | Central HP <5.4 tons | BOSCH | HRCU-A-CB (Split System: Heat Pump with Remote Outdoor Unit-Air-Source) | BOVA-36HDN1-M20G | ADP |  | HE32936 | BGH96M060B3B | 23000 | 18 | 8.8 | 22400 | 17000 | 75.89% | 1.86 | 0 | 11.5 |  |  |  |  | R-410A | 1.9167 | Residential & Commercial | USHP | Ducted CEE Tier 1
215677385 | Central HP <5.4 tons | HEIL | HRCU-A-CB (Split System: Heat Pump with Remote Outdoor Unit-Air-Source) | H5H0V60*K*AAA* |  |  | EVD5X60M21A*+WALLCON | *95CSU1002122B* | 57000 | 18 | 9 | 63500 | 44500 | 70.08% | 2.08 | 0 | 9 |  |  |  |  | R-454B | 4.75 | Residential & Commercial | USHP
213238599 | Central HP <5.4 tons | CHAMPION HEATING AND COOLING | HRCU-A-CB (Split System: Heat Pump with Remote Outdoor Unit-Air-Source) | THF2B48T21 | ASPEN |  | D(A,C,E)48B44+TDR | TPLC100C16MP13 | 42500 | 15.9 | 8.2 | 44000 | 30800 | 70% | 3.13 | 0 | 11.5 |  |  |  |  | R-410A | 3.5417 | Residential & Commercial | USHP | Ducted CEE Tier 1
213356016 | Central HP <5.4 tons | BOSCH | HRCU-A-CB (Split System: Heat Pump with Remote Outdoor Unit-Air-Source) | BOVA-36HDN1-M20G | ADP |  | A24VBA+TXV+AEFE4B* | 0 | 23400 | 20 | 9.35 | 22400 | 17200 | 76.79% | 1.98 | 0 | 12.5 |  |  |  |  | R-410A | 1.95 | Residential & Commercial | USHP | Ducted CEE Tier 1
212623817 | Central HP <5.4 tons | COLEMAN | HRCU-A-CB (Split System: Heat Pump with Remote Outdoor Unit-Air-Source) | HMH72B341 | ASPEN |  | C(A,C,D,E)36C24+TDR | CP9C060B12MP13 | 29800 | 16.9 | 8.1 | 34000 | 27800 | 81.76% | 2.42 | 0 | 9 |  |  |  |  | R-410A | 2.4833 | Residential & Commercial | USHP
212623876 | Central HP <5.4 tons | COLEMAN | HRCU-A-CB (Split System: Heat Pump with Remote Outdoor Unit-Air-Source) | HMH72B341 | ASPEN |  | C(A,C,D,E)36A44+TDR | TP9C060B12MP13 | 32000 | 17.5 | 8.1 | 34000 | 27800 | 81.76% | 2.42 | 0 | 9.4 |  |  |  |  | R-410A | 2.6667 | Residential & Commercial | USHP
212623878 | Central HP <5.4 tons | COLEMAN | HRCU-A-CB (Split System: Heat Pump with Remote Outdoor Unit-Air-Source) | HMH72B341 | ASPEN |  | C(A,C,D,E)36B34+TDR | TP9C060B12MP13 | 32200 | 17.5 | 8.1 | 34000 | 27800 | 81.76% | 2.42 | 0 | 9.4 |  |  |  |  | R-410A | 2.6833 | Residential & Commercial | USHP
212623896 | Central HP <5.4 tons | COLEMAN | HRCU-A-CB (Split System: Heat Pump with Remote Outdoor Unit-Air-Source) | HMH72B341 | ASPEN |  | D(A,C,E)42C24+TDR | TP9C060B12MP13 | 30400 | 17 | 8.1 | 34000 | 27800 | 81.76% | 2.42 | 0 | 9.1 |  |  |  |  | R-410A | 2.5333 | Residential & Commercial | USHP
212623987 | Central HP <5.4 tons | COLEMAN | HRCU-A-CB (Split System: Heat Pump with Remote Outdoor Unit-Air-Source) | HMH72B341 | ASPEN |  | C(A,C,D,E)48C24+TDR | TM9Y080B12MP11 | 30600 | 17.7 | 8.1 | 34000 | 28000 | 82.35% | 2.41 | 0 | 9 |  |  |  |  | R-410A | 2.55 | Residential & Commercial | USHP
212623892 | Central HP <5.4 tons | COLEMAN | HRCU-A-CB (Split System: Heat Pump with Remote Outdoor Unit-Air-Source) | HMH72B341 | ASPEN |  | D(A,C,E)36D24+TDR | TP9C060B12MP13 | 30400 | 17 | 8.1 | 34000 | 27800 | 81.76% | 2.42 | 0 | 9.1 |  |  |  |  | R-410A | 2.5333 | Residential & Commercial | USHP
212623906 | Central HP <5.4 tons | COLEMAN | HRCU-A-CB (Split System: Heat Pump with Remote Outdoor Unit-Air-Source) | HMH72B341 | ASPEN |  | C(A,C,D,E)48A34+TDR | TM8E080B12MP11 | 32200 | 18 | 8.4 | 34000 | 28000 | 82.35% | 2.6 | 0 | 9.4 |  |  |  |  | R-410A | 2.6833 | Residential & Commercial | USHP
215677575 | Central HP <5.4 tons | HEIL | HRCU-A-CB (Split System: Heat Pump with Remote Outdoor Unit-Air-Source) | H5H0V60*K*AAA* |  |  | EVD5X61M21A*+WALLCON | *80CTL0701716B* | 55500 | 18 | 9 | 60500 | 43500 | 71.9% | 2.1 | 0 | 9.5 |  |  |  |  | R-454B | 4.625 | Residential & Commercial | USHP
212623958 | Central HP <5.4 tons | COLEMAN | HRCU-A-CB (Split System: Heat Pump with Remote Outdoor Unit-Air-Source) | HMH72B341 | ASPEN |  | C(A,C,D,E)48C24+TDR | TM8E080B12MP11 | 30600 | 17.7 | 8.5 | 34000 | 28000 | 82.35% | 2.63 | 0 | 9 |  |  |  |  | R-410A | 2.55 | Residential & Commercial | USHP
212623972 | Central HP <5.4 tons | COLEMAN | HRCU-A-CB (Split System: Heat Pump with Remote Outdoor Unit-Air-Source) | HMH72B341 | ASPEN |  | D(A,C,E)48B34+TDR | TM8E080B12MP11 | 32600 | 18 | 8.5 | 34000 | 28000 | 82.35% | 2.63 | 0 | 9.5 |  |  |  |  | R-410A | 2.7167 | Residential & Commercial | USHP
215677675 | Central HP <5.4 tons | HEIL | HRCU-A-CB (Split System: Heat Pump with Remote Outdoor Unit-Air-Source) | H5H0V60*K*AAA* |  |  | EVD5X61M24A*+WALLCON | *95CSU0802120B* | 57500 | 18 | 9 | 64000 | 45000 | 70.31% | 2.08 | 0 | 9 |  |  |  |  | R-454B | 4.7917 | Residential & Commercial | USHP
212361444 | Central HP <5.4 tons | BOSCH | HRCU-A-CB (Split System: Heat Pump with Remote Outdoor Unit-Air-Source) | BOVA-36HDN1-M20G | ADP |  | HE31930 | BGH96M060B3B | 22800 | 18 | 8.65 | 22200 | 17000 | 76.58% | 1.84 | 0 | 11.5 |  |  |  |  | R-410A | 1.9 | Residential & Commercial | USHP | Ducted CEE Tier 1
212361563 | Central HP <5.4 tons | BOSCH | HRCU-A-CB (Split System: Heat Pump with Remote Outdoor Unit-Air-Source) | BOVA-36HDN1-M20G | ADP |  | HE33(1,2)36+TXV | BGH96M060B3B | 23400 | 18 | 8.95 | 22400 | 17000 | 75.89% | 1.88 | 0 | 11.7 |  |  |  |  | R-410A | 1.95 | Residential & Commercial | USHP | Ducted CEE Tier 1
215932080 | Central HP <5.4 tons | DAY & NIGHT | HRCU-A-CB (Split System: Heat Pump with Remote Outdoor Unit-Air-Source) | C5H3V36*K*AAA* |  |  | EA*5X36M17A*+WALLCON | *80CTL0901716B* | 32200 | 19.5 | 9.5 | 35200 | 27000 | 76.7% | 2 | 0 | 11 |  |  |  |  | R-454B | 2.6833 | Residential & Commercial | USHP | Ducted CEE Tier 1
216679462 | Central HP <5.4 tons | AIRQUEST | HRCU-A-CB (Split System: Heat Pump with Remote Outdoor Unit-Air-Source) | DLCURAH24ABK |  |  | EHD4X24AAL | *97VTN0601716A* | 23800 | 16 | 9 | 26400 | 23400 | 88.64% | 1.8 | 0 | 10 |  |  |  |  | R-410A | 1.9833 | Residential & Commercial | USHP | Ducted CEE Tier 1
216680614 | Central HP <5.4 tons | AIRQUEST | HRCU-A-CB (Split System: Heat Pump with Remote Outdoor Unit-Air-Source) | DLCURAH24ABK |  |  | EN(A,D)4X24L17** | *97VTN0801716A* | 23400 | 16.5 | 9 | 26600 | 23800 | 89.47% | 1.82 | 0 | 10 |  |  |  |  | R-410A | 1.95 | Residential & Commercial | USHP | Ducted CEE Tier 1
215932200 | Central HP <5.4 tons | DAY & NIGHT | HRCU-A-CB (Split System: Heat Pump with Remote Outdoor Unit-Air-Source) | C5H3V36*K*AAA* |  |  | EA*5X42M21A*+WALLCON | *80CSU0601716A* | 32600 | 20 | 9.5 | 34800 | 26800 | 77.01% | 2 | 0 | 11 |  |  |  |  | R-454B | 2.7167 | Residential & Commercial | USHP | Ducted CEE Tier 1
214239634 | Central HP <5.4 tons | BRYANT HEATING AND COOLING SYSTEMS | HRCU-A-CB (Split System: Heat Pump with Remote Outdoor Unit-Air-Source) | 288BNV037*0**A* |  |  | CNPV*4217AL*+UI | 88*TB36045C17*** | 31800 | 16.5 | 8.1 | 33400 | 25000 | 74.85% | 1.86 | 0 | 11 |  |  |  |  | R-410A | 2.65 | Residential & Commercial | USHP | Ducted CEE Tier 1
212437656 | Central HP <5.4 tons | ARMSTRONG AIR | HRCU-A-CB (Split System: Heat Pump with Remote Outdoor Unit-Air-Source) | 4SHP22LX124P-**A | ADP |  | 36BX** | A97US2V040B12X | 23800 | 21 | 8.5 | 22000 | 15400 | 70% | 1.92 | 0 | 13.5 |  |  |  |  | R-410A | 1.9833 | Residential & Commercial | USHP | Ducted CEE Tier 1
212438154 | Central HP <5.4 tons | ARMSTRONG AIR | HRCU-A-CB (Split System: Heat Pump with Remote Outdoor Unit-Air-Source) | 4SHP22LX124P-**A | ADP |  | 36DX** | A96US2V070B12 | 23800 | 21 | 8.5 | 22000 | 15400 | 70% | 1.92 | 0 | 13.5 |  |  |  |  | R-410A | 1.9833 | Residential & Commercial | USHP | Ducted CEE Tier 1
212438157 | Central HP <5.4 tons | ARMSTRONG AIR | HRCU-A-CB (Split System: Heat Pump with Remote Outdoor Unit-Air-Source) | 4SHP22LX124P-**A | ADP |  | 36DX** | A97US2V060B12X | 23800 | 20 | 8.5 | 22000 | 15400 | 70% | 1.9 | 0 | 13.5 |  |  |  |  | R-410A | 1.9833 | Residential & Commercial | USHP | Ducted CEE Tier 1
216055249 | Central HP <5.4 tons | LUXAIRE | HRCU-A-CB (Split System: Heat Pump with Remote Outdoor Unit-Air-Source) | HH860E2S11 | ASPEN |  | D(A,C,E)60A3K+TDR | TL9E100C20UH11 | 41000 | 17 | 8.1 | 44000 | 33400 | 75.91% | 2 | 0 | 11 |  |  |  |  | R-454B | 3.4167 | Residential & Commercial | USHP | Ducted CEE Tier 1
215851366 | Central HP <5.4 tons | COLEMAN | HRCU-A-CB (Split System: Heat Pump with Remote Outdoor Unit-Air-Source) | HH860E2S11 | ASPEN |  | C(A,C,D,E)60A3K+TDR | Z9ES120D20SMPS1 | 43000 | 17.5 | 8.1 | 46500 | 34200 | 73.55% | 2 | 0 | 11.5 |  |  |  |  | R-454B | 3.5833 | Residential & Commercial | USHP | Ducted CEE Tier 1
215850619 | Central HP <5.4 tons | COLEMAN | HRCU-A-CB (Split System: Heat Pump with Remote Outdoor Unit-Air-Source) | HH860E2S11 | ASPEN |  | D(A,C,E)60A3K+TDR | CP9C080C16MP13 | 40500 | 17 | 8.5 | 44000 | 33600 | 76.36% | 2 | 0 | 10.5 |  |  |  |  | R-454B | 3.375 | Residential & Commercial | USHP | Ducted CEE Tier 1
215850635 | Central HP <5.4 tons | COLEMAN | HRCU-A-CB (Split System: Heat Pump with Remote Outdoor Unit-Air-Source) | HH860E2S11 | ASPEN |  | C(A,C,D,E)60A3K+TDR | CP9C100C20MP13 | 41000 | 18 | 8.5 | 45000 | 33800 | 75.11% | 2 | 0 | 10.5 |  |  |  |  | R-454B | 3.4167 | Residential & Commercial | USHP | Ducted CEE Tier 1
215850703 | Central HP <5.4 tons | COLEMAN | HRCU-A-CB (Split System: Heat Pump with Remote Outdoor Unit-Air-Source) | HH860E2S11 | ASPEN |  | C(A,C,D,E)48A3K+TDR | TL8E100C20UH11 | 40500 | 17.5 | 8.1 | 45000 | 34000 | 75.56% | 2 | 0 | 11.2 |  |  |  |  | R-454B | 3.375 | Residential & Commercial | USHP | Ducted CEE Tier 1
215850719 | Central HP <5.4 tons | COLEMAN | HRCU-A-CB (Split System: Heat Pump with Remote Outdoor Unit-Air-Source) | HH860E2S11 | ASPEN |  | D(A,C,E)60A3K+TDR | TL9E080C16UH11 | 41000 | 18 | 8.5 | 45500 | 34400 | 75.6% | 2 | 0 | 10.5 |  |  |  |  | R-454B | 3.4167 | Residential & Commercial | USHP | Ducted CEE Tier 1
215676285 | Central HP <5.4 tons | HEIL | HRCU-A-CB (Split System: Heat Pump with Remote Outdoor Unit-Air-Source) | H5H0V48*K*AAA* |  |  | EVD5X49M24A*+WALLCON | *80CSU0802120A* | 48000 | 19 | 9 | 50000 | 36400 | 72.8% | 2.12 | 0 | 10 |  |  |  |  | R-454B | 4 | Residential & Commercial | USHP | Ducted CEE Tier 1
215676685 | Central HP <5.4 tons | HEIL | HRCU-A-CB (Split System: Heat Pump with Remote Outdoor Unit-Air-Source) | H5H0V48*K*AAA* |  |  | EVD5X61M21A*+WALLCON | *80CSU0601716A* | 48500 | 19 | 9 | 50000 | 36800 | 73.6% | 2 | 0 | 10 |  |  |  |  | R-454B | 4.0417 | Residential & Commercial | USHP | Ducted CEE Tier 1
215565278 | Central HP <5.4 tons | COLEMAN | HRCU-A-CB (Split System: Heat Pump with Remote Outdoor Unit-Air-Source) | HH860E2S11 | ASPEN |  | D(A,C,E)49B3J+TDR | TL8E080C16UH11 | 41000 | 17 | 8.5 | 44000 | 33600 | 76.36% | 2 | 0 | 11.5 |  |  |  |  | R-454B | 3.4167 | Residential & Commercial | USHP | Ducted CEE Tier 1
215934829 | Central HP <5.4 tons | COMFORTMAKER | HRCU-A-CB (Split System: Heat Pump with Remote Outdoor Unit-Air-Source) | C5H3V36*K*AAA* |  |  | EVM5X44M21A*+WALLCON | *80CTL0702120B* | 35600 | 21.5 | 8.5 | 38000 | 28600 | 75.26% | 2.02 | 0 | 12 |  |  |  |  | R-454B | 2.9667 | Residential & Commercial | USHP | Ducted CEE Tier 1
214242626 | Central HP <5.4 tons | BRYANT HEATING AND COOLING SYSTEMS | HRCU-A-CB (Split System: Heat Pump with Remote Outdoor Unit-Air-Source) | 288BNV025*0**B* |  |  | CNPV*3017AL*+UI | 986TD42080C17*** | 23400 | 16.5 | 8.1 | 21600 | 16700 | 77.31% | 1.92 | 0 | 11 |  |  |  |  | R-410A | 1.95 | Residential & Commercial | USHP | Ducted CEE Tier 1
215851300 | Central HP <5.4 tons | COLEMAN | HRCU-A-CB (Split System: Heat Pump with Remote Outdoor Unit-Air-Source) | HH860E2S11 | ASPEN |  | D(A,C,E)60A3K+TDR | Z8ES120C20SMPS1 | 41500 | 17.5 | 8.1 | 45000 | 34000 | 75.56% | 2 | 0 | 11.5 |  |  |  |  | R-454B | 3.4583 | Residential & Commercial | USHP | Ducted CEE Tier 1
215851335 | Central HP <5.4 tons | COLEMAN | HRCU-A-CB (Split System: Heat Pump with Remote Outdoor Unit-Air-Source) | HH860E2S11 | ASPEN |  | D(A,C,E)60A3K+TDR | Z9ES080C20SMPS1 | 41500 | 17.5 | 8.1 | 46000 | 33400 | 72.61% | 2 | 0 | 11.5 |  |  |  |  | R-454B | 3.4583 | Residential & Commercial | USHP | Ducted CEE Tier 1
215932460 | Central HP <5.4 tons | DAY & NIGHT | HRCU-A-CB (Split System: Heat Pump with Remote Outdoor Unit-Air-Source) | C5H3V36*K*AAA* |  |  | EA*5X48M21A*+WALLCON | *95CSU0601716B* | 33200 | 19.5 | 9.5 | 35000 | 26800 | 76.57% | 2.02 | 0 | 11 |  |  |  |  | R-454B | 2.7667 | Residential & Commercial | USHP | Ducted CEE Tier 1
215932630 | Central HP <5.4 tons | DAY & NIGHT | HRCU-A-CB (Split System: Heat Pump with Remote Outdoor Unit-Air-Source) | C5H3V36*K*AAA* |  |  | EA*5X60M24A*+WALLCON | *97CMN1202422B* | 34000 | 20.5 | 9.5 | 34200 | 26000 | 76.02% | 2.06 | 0 | 11.7 |  |  |  |  | R-454B | 2.8333 | Residential & Commercial | USHP | Ducted CEE Tier 1
215932090 | Central HP <5.4 tons | DAY & NIGHT | HRCU-A-CB (Split System: Heat Pump with Remote Outdoor Unit-Air-Source) | C5H3V36*K*AAA* |  |  | EA*5X36M17A*+WALLCON | *97CMN0601714B* | 32000 | 19 | 9.5 | 34600 | 26600 | 76.88% | 2 | 0 | 10.5 |  |  |  |  | R-454B | 2.6667 | Residential & Commercial | USHP | Ducted CEE Tier 1
213355929 | Central HP <5.4 tons | BOSCH | HRCU-A-CB (Split System: Heat Pump with Remote Outdoor Unit-Air-Source) | BOVA-60HDN1-M20G | ADP |  | A60VHA+TXV+AEFE5* | 0 | 50000 | 17 | 9.25 | 53000 | 38000 | 71.7% | 1.98 | 0 | 11.2 |  |  |  |  | R-410A | 4.1667 | Residential & Commercial | USHP | Ducted CEE Tier 1
212361454 | Central HP <5.4 tons | BOSCH | HRCU-A-CB (Split System: Heat Pump with Remote Outdoor Unit-Air-Source) | BOVA-60HDN1-M20G | ADP |  | HE36960 | BGH96M080B3A | 41500 | 16 | 8.8 | 41500 | 30600 | 73.73% | 1.9 | 0 | 11.5 |  |  |  |  | R-410A | 3.4583 | Residential & Commercial | USHP | Ducted CEE Tier 1
212925933 | Central HP <5.4 tons | TRANE | HRCU-A-CB (Split System: Heat Pump with Remote Outdoor Unit-Air-Source) | 4TWL5024N1 | ASPEN |  | A(E,F)M374+TDR | 0 | 24000 | 15.5 | 8.2 | 26000 | 19900 | 76.54% | 2.8 | 0 | 12.5 |  |  |  |  | R-410A | 2 | Residential & Commercial | USHP | Ducted CEE Tier 1
212361455 | Central HP <5.4 tons | BOSCH | HRCU-A-CB (Split System: Heat Pump with Remote Outdoor Unit-Air-Source) | BOVA-60HDN1-M20G | ADP |  | HE37960 | BGH96M080B3A | 42000 | 17 | 8.8 | 41500 | 30600 | 73.73% | 1.9 | 0 | 11.5 |  |  |  |  | R-410A | 3.5 | Residential & Commercial | USHP | Ducted CEE Tier 1
212361469 | Central HP <5.4 tons | BOSCH | HRCU-A-CB (Split System: Heat Pump with Remote Outdoor Unit-Air-Source) | BOVA-60HDN1-M20G | ADP |  | HE35948 | BGH96M100C5A | 44000 | 17 | 8.8 | 44500 | 32400 | 72.81% | 1.9 | 0 | 11.5 |  |  |  |  | R-410A | 3.6667 | Residential & Commercial | USHP | Ducted CEE Tier 1
216620296 | Central HP <5.4 tons | MDV | HRCU-A-CB (Split System: Heat Pump with Remote Outdoor Unit-Air-Source) | MOX630-36HFN10-M3X |  |  | MVBL-36HWFN10-WK3 | 0 | 36000 | 15.4 | 9.8 | 37000 | 36000 | 97.3% | 1.9 | 0 | 10.2 |  |  |  |  | R-454B | 3 | Residential & Commercial | USHP | Ducted CEE Tier 1
215931660 | Central HP <5.4 tons | DAY & NIGHT | HRCU-A-CB (Split System: Heat Pump with Remote Outdoor Unit-Air-Source) | C5H3V60*K*AAA* |  |  | EA*5X61M21A*+WALLCON | *80CTL0701716B* | 56000 | 18 | 8.5 | 61000 | 45500 | 74.59% | 2.1 | 0 | 11 |  |  |  |  | R-454B | 4.6667 | Residential & Commercial | USHP | Ducted CEE Tier 1
212367483 | Central HP <5.4 tons | BOSCH | HRCU-A-CB (Split System: Heat Pump with Remote Outdoor Unit-Air-Source) | BOVA-36HDN1-M20G | ADP |  | H,RG82936 | BGH96M060B3B | 24000 | 18 | 9 | 22400 | 17000 | 75.89% | 1.9 | 0 | 12 |  |  |  |  | R-410A | 2 | Residential & Commercial | USHP | Ducted CEE Tier 1
212367485 | Central HP <5.4 tons | BOSCH | HRCU-A-CB (Split System: Heat Pump with Remote Outdoor Unit-Air-Source) | BOVA-36HDN1-M20G | ADP |  | H,RG82936 | BGH96M080B3B | 24000 | 18 | 9 | 22400 | 17000 | 75.89% | 1.9 | 0 | 12 |  |  |  |  | R-410A | 2 | Residential & Commercial | USHP | Ducted CEE Tier 1
215359324 | Central HP <5.4 tons | MDV | HRCU-A-CB (Split System: Heat Pump with Remote Outdoor Unit-Air-Source) | MOX430-18HFN10-M3X |  |  | MVBDM-24HWFN10-WA3-D | 0 | 18000 | 19 | 10.1 | 18000 | 18600 | 103.3% | 2.12 | 0 | 12.5 |  |  |  |  | R-454B | 1.5 | Residential & Commercial | USHP | Ducted CEE Tier 1
216055605 | Central HP <5.4 tons | CHAMPION HEATING AND COOLING | HRCU-A-CB (Split System: Heat Pump with Remote Outdoor Unit-Air-Source) | HH824E2S11 | ASPEN |  | D(A,C,E)36A3K+TDR | Z8ES100B12SMPS1 | 20600 | 18.8 | 9 | 22600 | 18000 | 79.65% | 2 | 0 | 11.2 |  |  |  |  | R-454B | 1.7167 | Residential & Commercial | USHP | Ducted CEE Tier 1
215565315 | Central HP <5.4 tons | COLEMAN | HRCU-A-CB (Split System: Heat Pump with Remote Outdoor Unit-Air-Source) | HH824E2S11 | ASPEN |  | D(A,C,E)37E2J+TDR | TPLC080B12MP13 | 22400 | 17 | 9 | 23000 | 17700 | 76.96% | 2 | 0 | 12 |  |  |  |  | R-454B | 1.8667 | Residential & Commercial | USHP | Ducted CEE Tier 1
215850762 | Central HP <5.4 tons | COLEMAN | HRCU-A-CB (Split System: Heat Pump with Remote Outdoor Unit-Air-Source) | HH860E2S11 | ASPEN |  | C(A,C,D,E)48A3K+TDR | TM8E100C20MP11 | 41000 | 16.5 | 8.1 | 46000 | 35000 | 76.09% | 2 | 0 | 10.5 |  |  |  |  | R-454B | 3.4167 | Residential & Commercial | USHP | Ducted CEE Tier 1
215850812 | Central HP <5.4 tons | COLEMAN | HRCU-A-CB (Split System: Heat Pump with Remote Outdoor Unit-Air-Source) | HH860E2S11 | ASPEN |  | C(A,C,D,E)48A3K+TDR | TM8V100C16MP12 | 39500 | 16.5 | 8.1 | 43500 | 33400 | 76.78% | 2 | 0 | 11.2 |  |  |  |  | R-454B | 3.2917 | Residential & Commercial | USHP | Ducted CEE Tier 1
215850878 | Central HP <5.4 tons | COLEMAN | HRCU-A-CB (Split System: Heat Pump with Remote Outdoor Unit-Air-Source) | HH860E2S11 | ASPEN |  | D(A,C,E)60A3K+TDR | TM8Y120C20MP11 | 41000 | 17.5 | 8.1 | 44500 | 33800 | 75.96% | 2 | 0 | 11.5 |  |  |  |  | R-454B | 3.4167 | Residential & Commercial | USHP | Ducted CEE Tier 1
215850903 | Central HP <5.4 tons | COLEMAN | HRCU-A-CB (Split System: Heat Pump with Remote Outdoor Unit-Air-Source) | HH860E2S11 | ASPEN |  | C(A,C,D,E)48A3K+TDR | TM9E100C16MP12 | 40000 | 17.5 | 8.1 | 45500 | 34400 | 75.6% | 2 | 0 | 10.5 |  |  |  |  | R-454B | 3.3333 | Residential & Commercial | USHP | Ducted CEE Tier 1
215850905 | Central HP <5.4 tons | COLEMAN | HRCU-A-CB (Split System: Heat Pump with Remote Outdoor Unit-Air-Source) | HH860E2S11 | ASPEN |  | C(A,C,D,E)60A3K+TDR | TM9E100C16MP12 | 41000 | 18 | 8.5 | 45500 | 34400 | 75.6% | 2 | 0 | 10.5 |  |  |  |  | R-454B | 3.4167 | Residential & Commercial | USHP | Ducted CEE Tier 1
215851128 | Central HP <5.4 tons | COLEMAN | HRCU-A-CB (Split System: Heat Pump with Remote Outdoor Unit-Air-Source) | HH860E2S11 | ASPEN |  | D(A,C,E)60A3K+TDR | TP9C080C16MP13 | 40500 | 17 | 8.5 | 43500 | 33600 | 77.24% | 2 | 0 | 10.5 |  |  |  |  | R-454B | 3.375 | Residential & Commercial | USHP | Ducted CEE Tier 1
215851148 | Central HP <5.4 tons | COLEMAN | HRCU-A-CB (Split System: Heat Pump with Remote Outdoor Unit-Air-Source) | HH860E2S11 | ASPEN |  | C(A,C,D,E)60A3K+TDR | TP9C100C20MP13 | 41000 | 18 | 8.5 | 44500 | 33800 | 75.96% | 2 | 0 | 10.5 |  |  |  |  | R-454B | 3.4167 | Residential & Commercial | USHP | Ducted CEE Tier 1
215851171 | Central HP <5.4 tons | COLEMAN | HRCU-A-CB (Split System: Heat Pump with Remote Outdoor Unit-Air-Source) | HH860E2S11 | ASPEN |  | C(A,C,D,E)48A3K+TDR | TPLC080C16MP13 | 39500 | 16.5 | 8.1 | 43500 | 33400 | 76.78% | 2 | 0 | 11.2 |  |  |  |  | R-454B | 3.2917 | Residential & Commercial | USHP | Ducted CEE Tier 1
213785697 | Central HP <5.4 tons | BRYANT HEATING AND COOLING SYSTEMS | HRCU-A-CB (Split System: Heat Pump with Remote Outdoor Unit-Air-Source) | 284ANV036*0**B* |  |  | CSPH*4212AL*+UI | 986TD66120C24*** | 33400 | 18.5 | 8.5 | 36600 | 26000 | 71.04% | 2.02 | 0 | 11.7 |  |  |  |  | R-410A | 2.7833 | Residential & Commercial | USHP | Ducted CEE Tier 1
213785699 | Central HP <5.4 tons | BRYANT HEATING AND COOLING SYSTEMS | HRCU-A-CB (Split System: Heat Pump with Remote Outdoor Unit-Air-Source) | 284ANV036*0**B* |  |  | CSPH*4812AL*+UI | 88*TB36045C17*** | 33200 | 18 | 8.5 | 37000 | 26200 | 70.81% | 2 | 0 | 11 |  |  |  |  | R-410A | 2.7667 | Residential & Commercial | USHP | Ducted CEE Tier 1
210474634 | Central HP <5.4 tons | TEMPSTAR | HRCU-A-CB (Split System: Heat Pump with Remote Outdoor Unit-Air-Source) | TVH825GKA3* |  |  | EHD4X48AAL+WALLCON | *80CTL0701412A* | 24400 | 17 | 8.1 | 21200 | 16500 | 77.83% | 2.02 | 0 | 11 |  |  |  |  | R-410A | 2.0333 | Residential & Commercial | USHP | Ducted CEE Tier 1
216054991 | Central HP <5.4 tons | LUXAIRE | HRCU-A-CB (Split System: Heat Pump with Remote Outdoor Unit-Air-Source) | HH824E2S11 | ASPEN |  | C(A,C,D,E)24D2K+TDR | Z9ES080B12SMPS1 | 21000 | 17 | 8.5 | 22800 | 18100 | 79.39% | 2 | 0 | 11.7 |  |  |  |  | R-454B | 1.75 | Residential & Commercial | USHP | Ducted CEE Tier 1
215849763 | Central HP <5.4 tons | COLEMAN | HRCU-A-CB (Split System: Heat Pump with Remote Outdoor Unit-Air-Source) | HH824E2S11 | ASPEN |  | D(A,C,E)24C3K+TDR | CP9C060B12MP13 | 22400 | 17 | 9 | 22600 | 18000 | 79.65% | 2 | 0 | 12 |  |  |  |  | R-454B | 1.8667 | Residential & Commercial | USHP | Ducted CEE Tier 1
215849814 | Central HP <5.4 tons | COLEMAN | HRCU-A-CB (Split System: Heat Pump with Remote Outdoor Unit-Air-Source) | HH824E2S11 | ASPEN |  | C(A,C,D,E)24C3K+TDR | TL9E060B12UH11 | 22200 | 17 | 8.5 | 22800 | 18000 | 78.95% | 2 | 0 | 12 |  |  |  |  | R-454B | 1.85 | Residential & Commercial | USHP | Ducted CEE Tier 1
215849849 | Central HP <5.4 tons | COLEMAN | HRCU-A-CB (Split System: Heat Pump with Remote Outdoor Unit-Air-Source) | HH824E2S11 | ASPEN |  | C(A,C,D,E)24A3K+TDR | TM8E080B12MP11 | 21600 | 17 | 8.1 | 22600 | 18000 | 79.65% | 2 | 0 | 12 |  |  |  |  | R-454B | 1.8 | Residential & Commercial | USHP | Ducted CEE Tier 1
215849864 | Central HP <5.4 tons | COLEMAN | HRCU-A-CB (Split System: Heat Pump with Remote Outdoor Unit-Air-Source) | HH824E2S11 | ASPEN |  | C(A,C,D,E)24C3K+TDR | TM8E100B12MP11 | 22200 | 17 | 8.5 | 22800 | 18000 | 78.95% | 2 | 0 | 12 |  |  |  |  | R-454B | 1.85 | Residential & Commercial | USHP | Ducted CEE Tier 1
215849879 | Central HP <5.4 tons | COLEMAN | HRCU-A-CB (Split System: Heat Pump with Remote Outdoor Unit-Air-Source) | HH824E2S11 | ASPEN |  | D(A,C,E)24C3K+TDR | TM8V080B12MP12 | 22400 | 17 | 8.5 | 22600 | 17700 | 78.32% | 2 | 0 | 12 |  |  |  |  | R-454B | 1.8667 | Residential & Commercial | USHP | Ducted CEE Tier 1
214242226 | Central HP <5.4 tons | BRYANT HEATING AND COOLING SYSTEMS | HRCU-A-CB (Split System: Heat Pump with Remote Outdoor Unit-Air-Source) | 288BNV025*0**C* |  |  | CNPV*4821AL*+UI | 88*TB48090C17*** | 24200 | 17 | 8.1 | 21200 | 16600 | 78.3% | 2 | 0 | 11 |  |  |  |  | R-410A | 2.0167 | Residential & Commercial | USHP | Ducted CEE Tier 1
215565330 | Central HP <5.4 tons | COLEMAN | HRCU-A-CB (Split System: Heat Pump with Remote Outdoor Unit-Air-Source) | HH860E2S11 | ASPEN |  | D(A,C,E)61A3J+TDR | TL9E100C20UH11 | 41500 | 17 | 8.5 | 44000 | 33400 | 75.91% | 2 | 0 | 11.7 |  |  |  |  | R-454B | 3.4583 | Residential & Commercial | USHP | Ducted CEE Tier 1
213206359 | Central HP <5.4 tons | CARRIER | HRCU-A-CB (Split System: Heat Pump with Remote Outdoor Unit-Air-Source) | 38MURAQ24AB3* | ASPEN |  | D(A,C,E)36B34+TDR | 58TP*A070V17**16 | 23800 | 17 | 8.1 | 26200 | 20200 | 77.1% | 2.84 | 0 | 10 |  |  |  |  | R-410A | 1.9833 | Residential & Commercial | USHP | Ducted CEE Tier 1
215933160 | Central HP <5.4 tons | DAY & NIGHT | HRCU-A-CB (Split System: Heat Pump with Remote Outdoor Unit-Air-Source) | C5H3V36*K*AAA* |  |  | ESH5X36M12A*+WALLCON | *95CSU1002122B* | 33400 | 19 | 9 | 34800 | 26600 | 76.44% | 1.94 | 0 | 11.5 |  |  |  |  | R-454B | 2.7833 | Residential & Commercial | USHP | Ducted CEE Tier 1
215933210 | Central HP <5.4 tons | DAY & NIGHT | HRCU-A-CB (Split System: Heat Pump with Remote Outdoor Unit-Air-Source) | C5H3V36*K*AAA* |  |  | ESH5X36M12A*+WALLCON | *97CMN1002122B* | 33400 | 19 | 9 | 34800 | 26600 | 76.44% | 1.92 | 0 | 11 |  |  |  |  | R-454B | 2.7833 | Residential & Commercial | USHP | Ducted CEE Tier 1
214389263 | Central HP <5.4 tons | BRYANT HEATING AND COOLING SYSTEMS | HRCU-A-CB (Split System: Heat Pump with Remote Outdoor Unit-Air-Source) | 284ANV036*0**B* |  |  | CNPV*4217AL*+UI | 987MC42060C17*** | 33200 | 18.5 | 9 | 37600 | 26600 | 70.74% | 1.98 | 0 | 11.5 |  |  |  |  | R-410A | 2.7667 | Residential & Commercial | USHP | Ducted CEE Tier 1
214389293 | Central HP <5.4 tons | BRYANT HEATING AND COOLING SYSTEMS | HRCU-A-CB (Split System: Heat Pump with Remote Outdoor Unit-Air-Source) | 284ANV036*0**B* |  |  | CNPV*4821AL*+UI | 987MC42080C17*** | 33600 | 19 | 9 | 36800 | 26200 | 71.2% | 2.02 | 0 | 12 |  |  |  |  | R-410A | 2.8 | Residential & Commercial | USHP | Ducted CEE Tier 1
215851351 | Central HP <5.4 tons | COLEMAN | HRCU-A-CB (Split System: Heat Pump with Remote Outdoor Unit-Air-Source) | HH860E2S11 | ASPEN |  | C(A,C,D,E)48A3K+TDR | Z9ES100C20SMPS1 | 41000 | 17.5 | 8.1 | 46500 | 34000 | 73.12% | 2 | 0 | 11.2 |  |  |  |  | R-454B | 3.4167 | Residential & Commercial | USHP | Ducted CEE Tier 1
215932880 | Central HP <5.4 tons | DAY & NIGHT | HRCU-A-CB (Split System: Heat Pump with Remote Outdoor Unit-Air-Source) | C5H3V36*K*AAA* |  |  | EA*5X61M24A*+WALLCON | *80CTL1352422B* | 34600 | 20.5 | 9.5 | 34200 | 25800 | 75.44% | 2.06 | 0 | 12 |  |  |  |  | R-454B | 2.8833 | Residential & Commercial | USHP | Ducted CEE Tier 1
215933330 | Central HP <5.4 tons | DAY & NIGHT | HRCU-A-CB (Split System: Heat Pump with Remote Outdoor Unit-Air-Source) | C5H3V36*K*AAA* |  |  | ESH5X42M12A*+WALLCON | *80CTL0702120B* | 33600 | 19 | 9 | 34800 | 26600 | 76.44% | 1.92 | 0 | 11 |  |  |  |  | R-454B | 2.8 | Residential & Commercial | USHP | Ducted CEE Tier 1
215933630 | Central HP <5.4 tons | DAY & NIGHT | HRCU-A-CB (Split System: Heat Pump with Remote Outdoor Unit-Air-Source) | C5H3V36*K*AAA* |  |  | ESH5X48M12A*+WALLCON | *95CSU1002122B* | 33800 | 19.5 | 9 | 34600 | 26400 | 76.3% | 1.94 | 0 | 11.7 |  |  |  |  | R-454B | 2.8167 | Residential & Commercial | USHP | Ducted CEE Tier 1
215933680 | Central HP <5.4 tons | DAY & NIGHT | HRCU-A-CB (Split System: Heat Pump with Remote Outdoor Unit-Air-Source) | C5H3V36*K*AAA* |  |  | ESH5X48M12A*+WALLCON | *97CMN1202422B* | 33800 | 19.5 | 9 | 35000 | 26600 | 76% | 1.92 | 0 | 11.5 |  |  |  |  | R-454B | 2.8167 | Residential & Commercial | USHP | Ducted CEE Tier 1
215932190 | Central HP <5.4 tons | DAY & NIGHT | HRCU-A-CB (Split System: Heat Pump with Remote Outdoor Unit-Air-Source) | C5H3V36*K*AAA* |  |  | EA*5X42M21A*+WALLCON | *80CSU0401712A* | 32600 | 20 | 9.5 | 35000 | 26800 | 76.57% | 2 | 0 | 11 |  |  |  |  | R-454B | 2.7167 | Residential & Commercial | USHP | Ducted CEE Tier 1
215932390 | Central HP <5.4 tons | DAY & NIGHT | HRCU-A-CB (Split System: Heat Pump with Remote Outdoor Unit-Air-Source) | C5H3V36*K*AAA* |  |  | EA*5X48M21A*+WALLCON | *80CSU0401712A* | 33400 | 20.5 | 9.5 | 34600 | 26400 | 76.3% | 2.04 | 0 | 11.5 |  |  |  |  | R-454B | 2.7833 | Residential & Commercial | USHP | Ducted CEE Tier 1
212367494 | Central HP <5.4 tons | BOSCH | HRCU-A-CB (Split System: Heat Pump with Remote Outdoor Unit-Air-Source) | BOVB-36HDN1-M20G | ADP |  | H,RG34936 | BGH96M060B3B | 23800 | 18 | 9 | 22400 | 17000 | 75.89% | 1.9 | 0 | 12 |  |  |  |  | R-410A | 1.9833 | Residential & Commercial | USHP | Ducted CEE Tier 1
212380865 | Central HP <5.4 tons | BOSCH | HRCU-A-CB (Split System: Heat Pump with Remote Outdoor Unit-Air-Source) | BOVB-36HDN1-M20G | ADP |  | V,R36H175P159 | BGH96M080B3A | 24000 | 18 | 9 | 22400 | 17000 | 75.89% | 1.9 | 0 | 12 |  |  |  |  | R-410A | 2 | Residential & Commercial | USHP | Ducted CEE Tier 1
212380866 | Central HP <5.4 tons | BOSCH | HRCU-A-CB (Split System: Heat Pump with Remote Outdoor Unit-Air-Source) | BOVB-36HDN1-M20G | ADP |  | H,RG8J936 | BGH96M080B3A | 23600 | 18 | 9 | 22400 | 17000 | 75.89% | 1.9 | 0 | 11.7 |  |  |  |  | R-410A | 1.9667 | Residential & Commercial | USHP | Ducted CEE Tier 1
212380734 | Central HP <5.4 tons | BOSCH | HRCU-A-CB (Split System: Heat Pump with Remote Outdoor Unit-Air-Source) | BOVA-36HDN1-M20G | ADP |  | H,RG82936 | BGH96M060B3A | 24000 | 18 | 9 | 22400 | 17000 | 75.89% | 1.9 | 0 | 12 |  |  |  |  | R-410A | 2 | Residential & Commercial | USHP | Ducted CEE Tier 1
215851207 | Central HP <5.4 tons | COLEMAN | HRCU-A-CB (Split System: Heat Pump with Remote Outdoor Unit-Air-Source) | HH860E2S11 | ASPEN |  | D(A,C,E)60A3K+TDR | TPLC100C20MP13 | 41000 | 18 | 8.5 | 44500 | 33800 | 75.96% | 2 | 0 | 10.5 |  |  |  |  | R-454B | 3.4167 | Residential & Commercial | USHP | Ducted CEE Tier 1
215851287 | Central HP <5.4 tons | COLEMAN | HRCU-A-CB (Split System: Heat Pump with Remote Outdoor Unit-Air-Source) | HH860E2S11 | ASPEN |  | D(A,C,E)60A3K+TDR | Z8ES120C16SMPS1 | 41000 | 18 | 8.5 | 43000 | 33000 | 76.74% | 2 | 0 | 11.7 |  |  |  |  | R-454B | 3.4167 | Residential & Commercial | USHP | Ducted CEE Tier 1
215851305 | Central HP <5.4 tons | COLEMAN | HRCU-A-CB (Split System: Heat Pump with Remote Outdoor Unit-Air-Source) | HH860E2S11 | ASPEN |  | C(A,C,D,E)48A3K+TDR | Z8ES130D20SMPS1 | 40500 | 17.5 | 8.5 | 44500 | 33600 | 75.51% | 2 | 0 | 11.7 |  |  |  |  | R-454B | 3.375 | Residential & Commercial | USHP | Ducted CEE Tier 1
214242326 | Central HP <5.4 tons | BRYANT HEATING AND COOLING SYSTEMS | HRCU-A-CB (Split System: Heat Pump with Remote Outdoor Unit-Air-Source) | 288BNV025*0**C* |  |  | CNPV*4824AL*+UI | 88*TB60090C21*** | 24200 | 17 | 8.1 | 21200 | 16600 | 78.3% | 2 | 0 | 11 |  |  |  |  | R-410A | 2.0167 | Residential & Commercial | USHP | Ducted CEE Tier 1
215849929 | Central HP <5.4 tons | COLEMAN | HRCU-A-CB (Split System: Heat Pump with Remote Outdoor Unit-Air-Source) | HH824E2S11 | ASPEN |  | D(A,C,E)24C3K+TDR | TM9E040A10MP12 | 20800 | 16.5 | 9 | 23000 | 18100 | 78.7% | 2 | 0 | 10.5 |  |  |  |  | R-454B | 1.7333 | Residential & Commercial | USHP | Ducted CEE Tier 1
215849949 | Central HP <5.4 tons | COLEMAN | HRCU-A-CB (Split System: Heat Pump with Remote Outdoor Unit-Air-Source) | HH824E2S11 | ASPEN |  | C(A,C,D,E)24C3K+TDR | TM9E060B12MP12 | 22200 | 17 | 8.5 | 22800 | 18300 | 80.26% | 2 | 0 | 11.7 |  |  |  |  | R-454B | 1.85 | Residential & Commercial | USHP | Ducted CEE Tier 1
215850048 | Central HP <5.4 tons | COLEMAN | HRCU-A-CB (Split System: Heat Pump with Remote Outdoor Unit-Air-Source) | HH824E2S11 | ASPEN |  | C(A,C,D,E)24C3K+TDR | TMLE040A12MP11 | 20800 | 16.5 | 9 | 22600 | 17200 | 76.11% | 2 | 0 | 11 |  |  |  |  | R-454B | 1.7333 | Residential & Commercial | USHP | Ducted CEE Tier 1
215850114 | Central HP <5.4 tons | COLEMAN | HRCU-A-CB (Split System: Heat Pump with Remote Outdoor Unit-Air-Source) | HH824E2S11 | ASPEN |  | D(A,C,E)24C3K+TDR | TP9C080B12MP13 | 22400 | 17 | 8.5 | 22800 | 18300 | 80.26% | 2 | 0 | 12 |  |  |  |  | R-454B | 1.8667 | Residential & Commercial | USHP | Ducted CEE Tier 1
214239684 | Central HP <5.4 tons | BRYANT HEATING AND COOLING SYSTEMS | HRCU-A-CB (Split System: Heat Pump with Remote Outdoor Unit-Air-Source) | 288BNV037*0**A* |  |  | CNPV*4217AL*+UI | 987MC42060C17*** | 31800 | 16.5 | 8.1 | 33200 | 25000 | 75.3% | 1.88 | 0 | 11 |  |  |  |  | R-410A | 2.65 | Residential & Commercial | USHP | Ducted CEE Tier 1
214240034 | Central HP <5.4 tons | BRYANT HEATING AND COOLING SYSTEMS | HRCU-A-CB (Split System: Heat Pump with Remote Outdoor Unit-Air-Source) | 288BNV037*0**A* |  |  | CNPV*6024AL*+UI | 88*TB60090C21*** | 32800 | 17.5 | 8.1 | 32200 | 24600 | 76.4% | 1.96 | 0 | 12 |  |  |  |  | R-410A | 2.7333 | Residential & Commercial | USHP | Ducted CEE Tier 1
215933780 | Central HP <5.4 tons | DAY & NIGHT | HRCU-A-CB (Split System: Heat Pump with Remote Outdoor Unit-Air-Source) | C5H3V36*K*AAA* |  |  | ESH5X60M12A*+WALLCON | *80CTL0702120B* | 34200 | 19.5 | 9 | 34400 | 26000 | 75.58% | 1.96 | 0 | 11.7 |  |  |  |  | R-454B | 2.85 | Residential & Commercial | USHP | Ducted CEE Tier 1
215933800 | Central HP <5.4 tons | DAY & NIGHT | HRCU-A-CB (Split System: Heat Pump with Remote Outdoor Unit-Air-Source) | C5H3V36*K*AAA* |  |  | ESH5X60M12A*+WALLCON | *80CTL0902120B* | 34200 | 19.5 | 9 | 34200 | 25800 | 75.44% | 1.96 | 0 | 12 |  |  |  |  | R-454B | 2.85 | Residential & Commercial | USHP | Ducted CEE Tier 1
215933850 | Central HP <5.4 tons | DAY & NIGHT | HRCU-A-CB (Split System: Heat Pump with Remote Outdoor Unit-Air-Source) | C5H3V36*K*AAA* |  |  | ESH5X60M12A*+WALLCON | *95CSU1002122B* | 34200 | 19.5 | 9 | 34200 | 25800 | 75.44% | 1.96 | 0 | 11.7 |  |  |  |  | R-454B | 2.85 | Residential & Commercial | USHP | Ducted CEE Tier 1
215933930 | Central HP <5.4 tons | DAY & NIGHT | HRCU-A-CB (Split System: Heat Pump with Remote Outdoor Unit-Air-Source) | C5H3V36*K*AAA* |  |  | ESH5X60M12A*+WALLCON | *96CTN0801714B* | 34000 | 19.5 | 9 | 34600 | 26400 | 76.3% | 1.94 | 0 | 11.5 |  |  |  |  | R-454B | 2.8333 | Residential & Commercial | USHP | Ducted CEE Tier 1
213352801 | Central HP <5.4 tons | MDV | HRCU-A-CB (Split System: Heat Pump with Remote Outdoor Unit-Air-Source) | MOD30U-30HFN1-MR0(X) |  |  | MVBL-30HWFN1-MJ3 | 0 | 28000 | 18.2 | 8.8 | 30000 | 26000 | 86.67% | 1.8 | 0 | 11.7 |  |  |  |  | R-410A | 2.3333 | Residential & Commercial | USHP | Ducted CEE Tier 1
216035487 | Central HP <5.4 tons | COLEMAN | HRCU-A-CB (Split System: Heat Pump with Remote Outdoor Unit-Air-Source) | HH860E2S11 | ASPEN |  | AE*L+CM60A3J+TDR | 0 | 42500 | 19 | 9 | 45500 | 39000 | 85.71% | 2.8 | 0 | 12 |  |  |  |  | R-454B | 3.5417 | Residential & Commercial | USHP | Ducted CEE Tier 1
212984968 | Central HP <5.4 tons | TEMPSTAR | HRCU-A-CB (Split System: Heat Pump with Remote Outdoor Unit-Air-Source) | DLCURAH30ABK |  |  | EA*4X36L21A* | *92MSN0802120A* | 30000 | 15.2 | 8.1 | 34400 | 26200 | 76.16% | 1.86 | 0 | 9 |  |  |  |  | R-410A | 2.5 | Residential & Commercial | USHP
215933260 | Central HP <5.4 tons | DAY & NIGHT | HRCU-A-CB (Split System: Heat Pump with Remote Outdoor Unit-Air-Source) | C5H3V36*K*AAA* |  |  | ESH5X36M12A*+WALLCON | *96CTN1002122B* | 33400 | 19 | 9 | 34800 | 26600 | 76.44% | 1.92 | 0 | 11 |  |  |  |  | R-454B | 2.7833 | Residential & Commercial | USHP | Ducted CEE Tier 1
215932640 | Central HP <5.4 tons | DAY & NIGHT | HRCU-A-CB (Split System: Heat Pump with Remote Outdoor Unit-Air-Source) | C5H3V36*K*AAA* |  |  | EA*5X60M24A*+WALLCON | *96CTN1002122B* | 34000 | 20.5 | 9.5 | 34000 | 25800 | 75.88% | 2.06 | 0 | 12 |  |  |  |  | R-454B | 2.8333 | Residential & Commercial | USHP | Ducted CEE Tier 1
215932860 | Central HP <5.4 tons | DAY & NIGHT | HRCU-A-CB (Split System: Heat Pump with Remote Outdoor Unit-Air-Source) | C5H3V36*K*AAA* |  |  | EA*5X61M24A*+WALLCON | *80CTL0702120B* | 34400 | 20.5 | 9.5 | 34400 | 26000 | 75.58% | 2.06 | 0 | 12 |  |  |  |  | R-454B | 2.8667 | Residential & Commercial | USHP | Ducted CEE Tier 1
214861587 | Central HP <5.4 tons | MDV | HRCU-A-CB (Split System: Heat Pump with Remote Outdoor Unit-Air-Source) | MOX430-24HFN10-M3X |  |  | MVBC-24HWFN10-MB3E-D | 0 | 23000 | 18.3 | 10 | 24000 | 21600 | 90% | 1.87 | 0 | 11.7 |  |  |  |  | R-454B | 1.9167 | Residential & Commercial | USHP | Ducted CEE Tier 1
215933460 | Central HP <5.4 tons | DAY & NIGHT | HRCU-A-CB (Split System: Heat Pump with Remote Outdoor Unit-Air-Source) | C5H3V36*K*AAA* |  |  | ESH5X42M12A*+WALLCON | *96CTN0401410B* | 32000 | 17 | 9 | 33800 | 26000 | 76.92% | 1.96 | 0 | 10.5 |  |  |  |  | R-454B | 2.6667 | Residential & Commercial | USHP | Ducted CEE Tier 1
216699812 | Central HP <5.4 tons | DAIKIN | HRCU-A-CB (Split System: Heat Pump with Remote Outdoor Unit-Air-Source) | DH9VSA241CA* |  |  | CA*EA4830*3A* | D*96SC0805CUA* | 23400 | 19.2 | 9.2 | 22000 | 22000 | 100% | 2 | 0 | 11.7 |  |  |  |  | R-32 | 1.95 | Residential & Commercial | USHP | Ducted CEE Tier 1
215565320 | Central HP <5.4 tons | COLEMAN | HRCU-A-CB (Split System: Heat Pump with Remote Outdoor Unit-Air-Source) | HH824E2S11 | ASPEN |  | D(A,C,E)37E2J+TDR | Z8ET060A12LMPS1 | 20600 | 18.8 | 9 | 23000 | 17700 | 76.96% | 2 | 0 | 11.7 |  |  |  |  | R-454B | 1.7167 | Residential & Commercial | USHP | Ducted CEE Tier 1
215565265 | Central HP <5.4 tons | COLEMAN | HRCU-A-CB (Split System: Heat Pump with Remote Outdoor Unit-Air-Source) | HH824E2S11 | ASPEN |  | D(A,C,E)36A4J+TDR | TPLC080B12MP13 | 22600 | 17 | 8.5 | 22600 | 17700 | 78.32% | 2 | 0 | 12 |  |  |  |  | R-454B | 1.8833 | Residential & Commercial | USHP | Ducted CEE Tier 1
215565272 | Central HP <5.4 tons | COLEMAN | HRCU-A-CB (Split System: Heat Pump with Remote Outdoor Unit-Air-Source) | HH824E2S11 | ASPEN |  | D(A,C,E)36A4J+TDR | Z9ES060B12SMPS1 | 22600 | 17 | 8.5 | 22800 | 18600 | 81.58% | 2 | 0 | 11.7 |  |  |  |  | R-454B | 1.8833 | Residential & Commercial | USHP | Ducted CEE Tier 1
215565297 | Central HP <5.4 tons | COLEMAN | HRCU-A-CB (Split System: Heat Pump with Remote Outdoor Unit-Air-Source) | HH824E2S11 | ASPEN |  | D(A,C,E)37E2J+TDR | TM8E040A12MP11 | 21000 | 16.5 | 9 | 22600 | 17200 | 76.11% | 2 | 0 | 11.7 |  |  |  |  | R-454B | 1.75 | Residential & Commercial | USHP | Ducted CEE Tier 1
215565304 | Central HP <5.4 tons | COLEMAN | HRCU-A-CB (Split System: Heat Pump with Remote Outdoor Unit-Air-Source) | HH824E2S11 | ASPEN |  | D(A,C,E)37E2J+TDR | TM9E080B12MP12 | 22200 | 17 | 9 | 22800 | 18700 | 82.02% | 2 | 0 | 11.7 |  |  |  |  | R-454B | 1.85 | Residential & Commercial | USHP | Ducted CEE Tier 1
215565313 | Central HP <5.4 tons | COLEMAN | HRCU-A-CB (Split System: Heat Pump with Remote Outdoor Unit-Air-Source) | HH824E2S11 | ASPEN |  | D(A,C,E)37E2J+TDR | TP9C060B12MP13 | 22400 | 17 | 9 | 23000 | 18000 | 78.26% | 2 | 0 | 12 |  |  |  |  | R-454B | 1.8667 | Residential & Commercial | USHP | Ducted CEE Tier 1
212623967 | Central HP <5.4 tons | COLEMAN | HRCU-A-CB (Split System: Heat Pump with Remote Outdoor Unit-Air-Source) | HMH72B341 | ASPEN |  | D(A,C,E)42B34+TDR | TM8E080B12MP11 | 32400 | 18 | 8.5 | 34000 | 28000 | 82.35% | 2.63 | 0 | 9.5 |  |  |  |  | R-410A | 2.7 | Residential & Commercial | USHP
212623981 | Central HP <5.4 tons | COLEMAN | HRCU-A-CB (Split System: Heat Pump with Remote Outdoor Unit-Air-Source) | HMH72B341 | ASPEN |  | C(A,C,D,E)36C34+TDR | TM9Y080B12MP11 | 32400 | 18 | 8.1 | 34000 | 28000 | 82.35% | 2.41 | 0 | 9.5 |  |  |  |  | R-410A | 2.7 | Residential & Commercial | USHP
212361564 | Central HP <5.4 tons | BOSCH | HRCU-A-CB (Split System: Heat Pump with Remote Outdoor Unit-Air-Source) | BOVA-36HDN1-M20G | ADP |  | HE31(1,2)30+TXV | BGH96M080B3A | 22800 | 18 | 8.65 | 22200 | 17000 | 76.58% | 1.84 | 0 | 11.5 |  |  |  |  | R-410A | 1.9 | Residential & Commercial | USHP | Ducted CEE Tier 1
215677365 | Central HP <5.4 tons | HEIL | HRCU-A-CB (Split System: Heat Pump with Remote Outdoor Unit-Air-Source) | H5H0V60*K*AAA* |  |  | EVD5X60M21A*+WALLCON | *80CTL1102120B* | 57000 | 18.5 | 9 | 63500 | 44500 | 70.08% | 2.08 | 0 | 9.5 |  |  |  |  | R-454B | 4.75 | Residential & Commercial | USHP
215677515 | Central HP <5.4 tons | HEIL | HRCU-A-CB (Split System: Heat Pump with Remote Outdoor Unit-Air-Source) | H5H0V60*K*AAA* |  |  | EVD5X60M24A*+WALLCON | *97CMN0802120B* | 56500 | 18 | 9 | 63500 | 44500 | 70.08% | 2.08 | 0 | 9 |  |  |  |  | R-454B | 4.7083 | Residential & Commercial | USHP
214239759 | Central HP <5.4 tons | DAY & NIGHT | HRCU-A-CB (Split System: Heat Pump with Remote Outdoor Unit-Air-Source) | CVH837GKA** |  |  | EN(A,D,W)4X42L21**+WALLCON | *80CTL0902120B* | 31800 | 17 | 8.1 | 33000 | 24400 | 73.94% | 1.88 | 0 | 11 |  |  |  |  | R-410A | 2.65 | Residential & Commercial | USHP | Ducted CEE Tier 1
214239929 | Central HP <5.4 tons | DAY & NIGHT | HRCU-A-CB (Split System: Heat Pump with Remote Outdoor Unit-Air-Source) | CVH837GKA** |  |  | EN(A,D,W)4X48L21**+WALLCON | *97CMN1002122B* | 32400 | 17 | 8.1 | 32600 | 24600 | 75.46% | 1.96 | 0 | 11.7 |  |  |  |  | R-410A | 2.7 | Residential & Commercial | USHP | Ducted CEE Tier 1
214240009 | Central HP <5.4 tons | DAY & NIGHT | HRCU-A-CB (Split System: Heat Pump with Remote Outdoor Unit-Air-Source) | CVH837GKA** |  |  | EN(A,D)4X48L24**+WALLCON | *97CMN1202422B* | 32400 | 17 | 8.1 | 32800 | 24600 | 75% | 1.94 | 0 | 11.5 |  |  |  |  | R-410A | 2.7 | Residential & Commercial | USHP | Ducted CEE Tier 1
214861547 | Central HP <5.4 tons | MDV | HRCU-A-CB (Split System: Heat Pump with Remote Outdoor Unit-Air-Source) | MOX630-48HFN10-M3X |  |  | MVBC-48HWFN10-MD3E | 0 | 48000 | 16.5 | 9.5 | 50000 | 46000 | 92% | 1.9 | 0 | 10.5 |  |  |  |  | R-454B | 4 | Residential & Commercial | USHP | Ducted CEE Tier 1
215933280 | Central HP <5.4 tons | DAY & NIGHT | HRCU-A-CB (Split System: Heat Pump with Remote Outdoor Unit-Air-Source) | C5H3V36*K*AAA* |  |  | ESH5X42M12A*+WALLCON | *80CSU0601716A* | 33400 | 19.5 | 9 | 34800 | 26600 | 76.44% | 1.94 | 0 | 11 |  |  |  |  | R-454B | 2.7833 | Residential & Commercial | USHP | Ducted CEE Tier 1
215933900 | Central HP <5.4 tons | DAY & NIGHT | HRCU-A-CB (Split System: Heat Pump with Remote Outdoor Unit-Air-Source) | C5H3V36*K*AAA* |  |  | ESH5X60M12A*+WALLCON | *97CMN1002122B* | 34200 | 19.5 | 9 | 34200 | 26000 | 76.02% | 1.94 | 0 | 11.7 |  |  |  |  | R-454B | 2.85 | Residential & Commercial | USHP | Ducted CEE Tier 1
212984491 | Central HP <5.4 tons | TEMPSTAR | HRCU-A-CB (Split System: Heat Pump with Remote Outdoor Unit-Air-Source) | DLCURAH30ABK |  |  | EA*4X42L21A* | *92MSN0801716A* | 29800 | 15.2 | 8.1 | 34000 | 27600 | 81.18% | 1.8 | 0 | 9 |  |  |  |  | R-410A | 2.4833 | Residential & Commercial | USHP
215932620 | Central HP <5.4 tons | DAY & NIGHT | HRCU-A-CB (Split System: Heat Pump with Remote Outdoor Unit-Air-Source) | C5H3V36*K*AAA* |  |  | EA*5X60M24A*+WALLCON | *97CMN1002122B* | 34000 | 20.5 | 9.5 | 34000 | 25800 | 75.88% | 2.06 | 0 | 12 |  |  |  |  | R-454B | 2.8333 | Residential & Commercial | USHP | Ducted CEE Tier 1
215934760 | Central HP <5.4 tons | DAY & NIGHT | HRCU-A-CB (Split System: Heat Pump with Remote Outdoor Unit-Air-Source) | C5H3V36*K*AAA* |  |  | EVM5X43M21A*+WALLCON | *97CMN0601714B* | 34400 | 20.5 | 8.5 | 38000 | 27600 | 72.63% | 2.08 | 0 | 11 |  |  |  |  | R-454B | 2.8667 | Residential & Commercial | USHP | Ducted CEE Tier 1
215588085 | Central HP <5.4 tons | CARRIER | HRCU-A-CB (Split System: Heat Pump with Remote Outdoor Unit-Air-Source) | 27VNA154A*030* |  |  | CAA**4821AM*+UI | 59TN6C080C17**14 | 46500 | 18 | 10 | 50000 | 50000 | 100% | 2.06 | 0 | 11.5 |  |  |  |  | R-454B | 3.875 | Residential & Commercial | USHP | Ducted CEE Tier 1
215588117 | Central HP <5.4 tons | CARRIER | HRCU-A-CB (Split System: Heat Pump with Remote Outdoor Unit-Air-Source) | 27VNA154A*030* |  |  | CAA**6121AM*+UI | 58TN*B090C17**16 | 49000 | 19 | 9.5 | 51500 | 50500 | 98.06% | 2.02 | 0 | 12 |  |  |  |  | R-454B | 4.0833 | Residential & Commercial | USHP | Ducted CEE Tier 1
216766716 | Central HP <5.4 tons | TRANE | HRCU-A-CB (Split System: Heat Pump with Remote Outdoor Unit-Air-Source) | 5TWR7060A1 |  |  | 5PX*DD10AS3 | S8V2C100M5PCB | 51000 | 15.2 | 8.7 | 51000 | 38500 | 75.49% | 2.18 | 0 | 10 |  |  |  |  | R-454B | 4.25 | Residential & Commercial | USHP | Ducted CEE Tier 1
216770115 | Central HP <5.4 tons | TRANE | HRCU-A-CB (Split System: Heat Pump with Remote Outdoor Unit-Air-Source) | 5TWX7036A1 |  |  | 5TXCC009AS3 | S8X2C100M5PTC | 34400 | 16.5 | 8.7 | 32600 | 24200 | 74.23% | 2.2 | 0 | 12 |  |  |  |  | R-454B | 2.8667 | Residential & Commercial | USHP | Ducted CEE Tier 1
216764224 | Central HP <5.4 tons | TRANE | HRCU-A-CB (Split System: Heat Pump with Remote Outdoor Unit-Air-Source) | 5TWX7036A1 |  |  | 5PX*B004AS3 | *UHMB060CCV3 | 32200 | 17.1 | 8.7 | 31800 | 23800 | 74.84% | 2.1 | 0 | 11.7 |  |  |  |  | R-454B | 2.6833 | Residential & Commercial | USHP | Ducted CEE Tier 1
216764240 | Central HP <5.4 tons | TRANE | HRCU-A-CB (Split System: Heat Pump with Remote Outdoor Unit-Air-Source) | 5TWX7036A1 |  |  | 5PX*B006AS3 | S9V2B080U4PSC | 33200 | 17.5 | 8.7 | 32400 | 24000 | 74.07% | 2.1 | 0 | 12 |  |  |  |  | R-454B | 2.7667 | Residential & Commercial | USHP | Ducted CEE Tier 1
216764265 | Central HP <5.4 tons | TRANE | HRCU-A-CB (Split System: Heat Pump with Remote Outdoor Unit-Air-Source) | 5TWX7036A1 |  |  | 5PX*BD04AS3 | S9V2B080D4PSC | 32600 | 16.5 | 8.2 | 33600 | 24600 | 73.21% | 1.9 | 0 | 11.7 |  |  |  |  | R-454B | 2.7167 | Residential & Commercial | USHP | Ducted CEE Tier 1
213828530 | Central HP <5.4 tons | HISENSE | HRCU-A-C (Split System: Heat Pump with Remote Outdoor Unit with No Indoor Fan --Air Source) | AUWR-48U3SP | ASPEN |  | D(A,C,E)49D44+TDR | 0 | 41000 | 15.55 | 8.55 | 42000 | 34600 | 82.38% | 1.94 | 0 | 11.4 |  |  |  |  | R-410A | 3.4167 | Residential & Commercial | USHP | Ducted CEE Tier 1
215931540 | Central HP <5.4 tons | DAY & NIGHT | HRCU-A-CB (Split System: Heat Pump with Remote Outdoor Unit-Air-Source) | C5H3V60*K*AAA* |  |  | EA*5X60M24A*+WALLCON | *80CTL0702120B* | 55500 | 18 | 8.1 | 60500 | 46500 | 76.86% | 1.95 | 0 | 11 |  |  |  |  | R-454B | 4.625 | Residential & Commercial | USHP | Ducted CEE Tier 1
216035496 | Central HP <5.4 tons | COLEMAN | HRCU-A-CB (Split System: Heat Pump with Remote Outdoor Unit-Air-Source) | HH824E2S11 | ASPEN |  | AE*S+CM36B2J+TDR | 0 | 22000 | 19 | 9 | 23200 | 20000 | 86.21% | 2.84 | 0 | 12 |  |  |  |  | R-454B | 1.8333 | Residential & Commercial | USHP | Ducted CEE Tier 1
216683406 | Central HP <5.4 tons | AIRQUEST | HRCU-A-CB (Split System: Heat Pump with Remote Outdoor Unit-Air-Source) | DLCURAH24ABK |  |  | EHD4X36AAL | *97VTN1202422A* | 23800 | 16 | 8.5 | 25400 | 22400 | 88.19% | 1.75 | 0 | 10 |  |  |  |  | R-410A | 1.9833 | Residential & Commercial | USHP | Ducted CEE Tier 1
214240059 | Central HP <5.4 tons | DAY & NIGHT | HRCU-A-CB (Split System: Heat Pump with Remote Outdoor Unit-Air-Source) | CVH837GKA** |  |  | EN(A,D,W)4X60L24**+WALLCON | *80CTL1352422B* | 32800 | 17.5 | 8.1 | 32200 | 24600 | 76.4% | 1.96 | 0 | 12 |  |  |  |  | R-410A | 2.7333 | Residential & Commercial | USHP | Ducted CEE Tier 1
214241831 | Central HP <5.4 tons | DAY & NIGHT | HRCU-A-CB (Split System: Heat Pump with Remote Outdoor Unit-Air-Source) | CVH825GKA3* |  |  | EN(A,D,W)4X36L17**+WALLCON | *97CMN0801714B* | 23400 | 16.5 | 8.1 | 21600 | 16700 | 77.31% | 1.9 | 0 | 10.5 |  |  |  |  | R-410A | 1.95 | Residential & Commercial | USHP | Ducted CEE Tier 1
212367497 | Central HP <5.4 tons | BOSCH | HRCU-A-CB (Split System: Heat Pump with Remote Outdoor Unit-Air-Source) | BOVB-36HDN1-M20G | ADP |  | H,RG82936 | BGH96M080B3B | 24000 | 18 | 9 | 22400 | 17000 | 75.89% | 1.9 | 0 | 12 |  |  |  |  | R-410A | 2 | Residential & Commercial | USHP | Ducted CEE Tier 1
212380851 | Central HP <5.4 tons | BOSCH | HRCU-A-CB (Split System: Heat Pump with Remote Outdoor Unit-Air-Source) | BOVB-36HDN1-M20G | ADP |  | V,R36H175P149 | BGH96M060B3A | 23800 | 18 | 9 | 22400 | 17000 | 75.89% | 1.9 | 0 | 12 |  |  |  |  | R-410A | 1.9833 | Residential & Commercial | USHP | Ducted CEE Tier 1
212380899 | Central HP <5.4 tons | BOSCH | HRCU-A-CB (Split System: Heat Pump with Remote Outdoor Unit-Air-Source) | BOVB-60HDN1-M20G | ADP |  | H,RG88960 | BGH96M080C4A | 42500 | 17 | 8.8 | 42500 | 31000 | 72.94% | 1.9 | 0 | 11.7 |  |  |  |  | R-410A | 3.5417 | Residential & Commercial | USHP | Ducted CEE Tier 1
212381033 | Central HP <5.4 tons | BOSCH | HRCU-A-CB (Split System: Heat Pump with Remote Outdoor Unit-Air-Source) | BOVA-60HDN1-M20G | ADP |  | H,RG3K960 | BGH96M100C5B | 45000 | 17 | 8.8 | 44500 | 32400 | 72.81% | 1.9 | 0 | 11.7 |  |  |  |  | R-410A | 3.75 | Residential & Commercial | USHP | Ducted CEE Tier 1
212381050 | Central HP <5.4 tons | BOSCH | HRCU-A-CB (Split System: Heat Pump with Remote Outdoor Unit-Air-Source) | BOVB-60HDN1-M20G | ADP |  | H,RG3K960 | BGH96M080C4A | 42000 | 17 | 8.8 | 42500 | 31000 | 72.94% | 1.9 | 0 | 11.5 |  |  |  |  | R-410A | 3.5 | Residential & Commercial | USHP | Ducted CEE Tier 1
212381051 | Central HP <5.4 tons | BOSCH | HRCU-A-CB (Split System: Heat Pump with Remote Outdoor Unit-Air-Source) | BOVB-60HDN1-M20G | ADP |  | H,RG3K960 | BGH96M080C4B | 42000 | 17 | 8.8 | 42500 | 31000 | 72.94% | 1.9 | 0 | 11.5 |  |  |  |  | R-410A | 3.5 | Residential & Commercial | USHP | Ducted CEE Tier 1
216764274 | Central HP <5.4 tons | TRANE | HRCU-A-CB (Split System: Heat Pump with Remote Outdoor Unit-Air-Source) | 5TWX7036A1 |  |  | 5PX*BD06AS3 | S9V2B060D3PSC | 33000 | 17.1 | 8.7 | 33200 | 24400 | 73.49% | 2 | 0 | 12 |  |  |  |  | R-454B | 2.75 | Residential & Commercial | USHP | Ducted CEE Tier 1
216764276 | Central HP <5.4 tons | TRANE | HRCU-A-CB (Split System: Heat Pump with Remote Outdoor Unit-Air-Source) | 5TWX7036A1 |  |  | 5PX*BD06AS3 | S9V2B080D4PSC | 33000 | 17.1 | 8.7 | 33200 | 24400 | 73.49% | 2 | 0 | 12 |  |  |  |  | R-454B | 2.75 | Residential & Commercial | USHP | Ducted CEE Tier 1
213184780 | Central HP <5.4 tons | BOSCH | HRCU-A-CB (Split System: Heat Pump with Remote Outdoor Unit-Air-Source) | BOVB-36HDN1-M20G | ADP |  | V,G36H***D129+AEFE3A* | 0 | 23000 | 19 | 9.3 | 22400 | 17200 | 76.79% | 1.96 | 0 | 12.5 |  |  |  |  | R-410A | 1.9167 | Residential & Commercial | USHP | Ducted CEE Tier 1
216764290 | Central HP <5.4 tons | TRANE | HRCU-A-CB (Split System: Heat Pump with Remote Outdoor Unit-Air-Source) | 5TWX7036A1 |  |  | 5PX*C007AS3 | S9V2C100U4VSB | 33600 | 17.5 | 9 | 32600 | 24200 | 74.23% | 2.1 | 0 | 12 |  |  |  |  | R-454B | 2.8 | Residential & Commercial | USHP | Ducted CEE Tier 1
216764292 | Central HP <5.4 tons | TRANE | HRCU-A-CB (Split System: Heat Pump with Remote Outdoor Unit-Air-Source) | 5TWX7036A1 |  |  | 5PX*C007AS3 | S8X1C100M5PSC | 33400 | 17.1 | 9 | 32400 | 24000 | 74.07% | 2.1 | 0 | 12 |  |  |  |  | R-454B | 2.7833 | Residential & Commercial | USHP | Ducted CEE Tier 1
215894241 | Central HP <5.4 tons | MDV | HRCU-A-CB (Split System: Heat Pump with Remote Outdoor Unit-Air-Source) | MOD30-36HFN10-M3 |  |  | MVBE-36HWFN10-WL3E | 0 | 36000 | 16.7 | 9.3 | 37000 | 29200 | 78.92% | 1.99 | 0 | 10.2 |  |  |  |  | R-454B | 3 | Residential & Commercial | USHP | Ducted CEE Tier 1
214861575 | Central HP <5.4 tons | MDV | HRCU-A-CB (Split System: Heat Pump with Remote Outdoor Unit-Air-Source) | MOX630-36HFN10-M2X |  |  | MVBC-36HWFN10-MC2-D | 0 | 36000 | 17.2 | 9.5 | 38000 | 38000 | 100% | 2.06 | 0 | 11.7 |  |  |  |  | R-454B | 3 | Residential & Commercial | USHP | Ducted CEE Tier 1
216764081 | Central HP <5.4 tons | TRANE | HRCU-A-CB (Split System: Heat Pump with Remote Outdoor Unit-Air-Source) | 5TWR7060A1 |  |  | 5TEM6D06AV41+TDR | 0 | 53000 | 17 | 9 | 50500 | 38000 | 75.25% | 2.2 | 0 | 11.7 |  |  |  |  | R-454B | 4.4167 | Residential & Commercial | USHP | Ducted CEE Tier 1
216764099 | Central HP <5.4 tons | TRANE | HRCU-A-CB (Split System: Heat Pump with Remote Outdoor Unit-Air-Source) | 5TWR7060A1 |  |  | 5TXCD010AS3 | L9X1C100U5VSA | 51500 | 16 | 9 | 51500 | 39000 | 75.73% | 2.1 | 0 | 10 |  |  |  |  | R-454B | 4.2917 | Residential & Commercial | USHP | Ducted CEE Tier 1
215588175 | Central HP <5.4 tons | CARRIER | HRCU-A-CB (Split System: Heat Pump with Remote Outdoor Unit-Air-Source) | 27VNA154A*030* |  |  | CSAH*6012AM*+UI | 59MN7C060C21**20 | 48500 | 17.5 | 10.5 | 53500 | 53000 | 99.07% | 1.88 | 0 | 10 |  |  |  |  | R-454B | 4.0417 | Residential & Commercial | USHP | Ducted CEE Tier 1
215588245 | Central HP <5.4 tons | CARRIER | HRCU-A-CB (Split System: Heat Pump with Remote Outdoor Unit-Air-Source) | 27VNA154A*030* |  |  | CVAMA6024XMA*+UI | 58TN*B090C21**20 | 52000 | 19.5 | 8.5 | 52500 | 46000 | 87.62% | 1.95 | 0 | 12 |  |  |  |  | R-454B | 4.3333 | Residential & Commercial | USHP | Ducted CEE Tier 1
215588275 | Central HP <5.4 tons | CARRIER | HRCU-A-CB (Split System: Heat Pump with Remote Outdoor Unit-Air-Source) | 27VNA154A*030* |  |  | CVAMA6124XMA*+UI | 59CU5B080C21**20 | 52500 | 19.5 | 8.1 | 53500 | 45500 | 85.05% | 1.9 | 0 | 12 |  |  |  |  | R-454B | 4.375 | Residential & Commercial | USHP | Ducted CEE Tier 1
215588359 | Central HP <5.4 tons | CARRIER | HRCU-A-CB (Split System: Heat Pump with Remote Outdoor Unit-Air-Source) | 27VNA154A*030* |  |  | CVAVA6024XMA*+UI | 58TN*B135C24**22 | 52000 | 19.5 | 8.5 | 52500 | 46000 | 87.62% | 1.95 | 0 | 12 |  |  |  |  | R-454B | 4.3333 | Residential & Commercial | USHP | Ducted CEE Tier 1
215588411 | Central HP <5.4 tons | CARRIER | HRCU-A-CB (Split System: Heat Pump with Remote Outdoor Unit-Air-Source) | 27VNA154A*030* |  |  | CVAVA6124XMA*+UI | 59MN7C120C24**22 | 52500 | 19.5 | 8.5 | 53500 | 46500 | 86.92% | 1.95 | 0 | 12 |  |  |  |  | R-454B | 4.375 | Residential & Commercial | USHP | Ducted CEE Tier 1
212380739 | Central HP <5.4 tons | BOSCH | HRCU-A-CB (Split System: Heat Pump with Remote Outdoor Unit-Air-Source) | BOVA-36HDN1-M20G | ADP |  | H,RG80936 | BGH96M060B3B | 24000 | 18 | 9 | 22400 | 17000 | 75.89% | 1.9 | 0 | 12 |  |  |  |  | R-410A | 2 | Residential & Commercial | USHP | Ducted CEE Tier 1
212380872 | Central HP <5.4 tons | BOSCH | HRCU-A-CB (Split System: Heat Pump with Remote Outdoor Unit-Air-Source) | BOVB-36HDN1-M20G | ADP |  | H,RG8J936 | BGH96M080B3B | 23600 | 18 | 9 | 22400 | 17000 | 75.89% | 1.9 | 0 | 11.7 |  |  |  |  | R-410A | 1.9667 | Residential & Commercial | USHP | Ducted CEE Tier 1
212381056 | Central HP <5.4 tons | BOSCH | HRCU-A-CB (Split System: Heat Pump with Remote Outdoor Unit-Air-Source) | BOVB-60HDN1-M20G | ADP |  | H,RG3K960 | BGH96M100D5B | 45500 | 17 | 9 | 45000 | 32800 | 72.89% | 1.9 | 0 | 11.7 |  |  |  |  | R-410A | 3.7917 | Residential & Commercial | USHP | Ducted CEE Tier 1
212381058 | Central HP <5.4 tons | BOSCH | HRCU-A-CB (Split System: Heat Pump with Remote Outdoor Unit-Air-Source) | BOVB-60HDN1-M20G | ADP |  | H,RG3K960 | BGH96M120D5A | 45500 | 17 | 9 | 45000 | 33000 | 73.33% | 1.9 | 0 | 11.7 |  |  |  |  | R-410A | 3.7917 | Residential & Commercial | USHP | Ducted CEE Tier 1
214241981 | Central HP <5.4 tons | DAY & NIGHT | HRCU-A-CB (Split System: Heat Pump with Remote Outdoor Unit-Air-Source) | CVH825GKA3* |  |  | EN(A,D)4X36L21**+WALLCON | *96CTN1002122B* | 23600 | 16.5 | 8.1 | 21400 | 16700 | 78.04% | 1.92 | 0 | 11 |  |  |  |  | R-410A | 1.9667 | Residential & Commercial | USHP | Ducted CEE Tier 1
214242081 | Central HP <5.4 tons | DAY & NIGHT | HRCU-A-CB (Split System: Heat Pump with Remote Outdoor Unit-Air-Source) | CVH825GKA3* |  |  | END4X42L17**+WALLCON | *96CTN0801714B* | 24000 | 16.5 | 8.1 | 21400 | 16600 | 77.57% | 1.98 | 0 | 11 |  |  |  |  | R-410A | 2 | Residential & Commercial | USHP | Ducted CEE Tier 1
214242351 | Central HP <5.4 tons | DAY & NIGHT | HRCU-A-CB (Split System: Heat Pump with Remote Outdoor Unit-Air-Source) | CVH825GKA3* |  |  | EN(A,D)4X48L24**+WALLCON | *80CTL1352422B* | 24200 | 17 | 8.1 | 21200 | 16600 | 78.3% | 2 | 0 | 11 |  |  |  |  | R-410A | 2.0167 | Residential & Commercial | USHP | Ducted CEE Tier 1
216682070 | Central HP <5.4 tons | BRYANT HEATING AND COOLING SYSTEMS | HRCU-A-CB (Split System: Heat Pump with Remote Outdoor Unit-Air-Source) | 38MURAQ30AB3* |  |  | CAP**3721AL* | 927TA60100V21*** | 30600 | 15.2 | 9 | 33200 | 26000 | 78.31% | 1.8 | 0 | 9 |  |  |  |  | R-410A | 2.55 | Residential & Commercial | USHP
212381084 | Central HP <5.4 tons | BOSCH | HRCU-A-CB (Split System: Heat Pump with Remote Outdoor Unit-Air-Source) | BOVA-60HDN1-M20G | ADP |  | H,RG2K948 | BGH96M080C4A | 42000 | 16 | 8.8 | 42500 | 31000 | 72.94% | 1.9 | 0 | 11.5 |  |  |  |  | R-410A | 3.5 | Residential & Commercial | USHP | Ducted CEE Tier 1
212381085 | Central HP <5.4 tons | BOSCH | HRCU-A-CB (Split System: Heat Pump with Remote Outdoor Unit-Air-Source) | BOVA-60HDN1-M20G | ADP |  | H,RG2K948 | BGH96M080C4B | 42000 | 16 | 8.8 | 42500 | 31000 | 72.94% | 1.9 | 0 | 11.5 |  |  |  |  | R-410A | 3.5 | Residential & Commercial | USHP | Ducted CEE Tier 1
215933770 | Central HP <5.4 tons | DAY & NIGHT | HRCU-A-CB (Split System: Heat Pump with Remote Outdoor Unit-Air-Source) | C5H3V36*K*AAA* |  |  | ESH5X60M12A*+WALLCON | *80CTL0701716B* | 34000 | 19.5 | 9 | 34600 | 26400 | 76.3% | 1.94 | 0 | 11.5 |  |  |  |  | R-454B | 2.8333 | Residential & Commercial | USHP | Ducted CEE Tier 1
215932130 | Central HP <5.4 tons | DAY & NIGHT | HRCU-A-CB (Split System: Heat Pump with Remote Outdoor Unit-Air-Source) | C5H3V36*K*AAA* |  |  | EA*5X36M17A*+WALLCON | *96CTN0801714B* | 32200 | 19 | 9.5 | 35400 | 27200 | 76.84% | 1.98 | 0 | 10.5 |  |  |  |  | R-454B | 2.6833 | Residential & Commercial | USHP | Ducted CEE Tier 1
216035482 | Central HP <5.4 tons | COLEMAN | HRCU-A-CB (Split System: Heat Pump with Remote Outdoor Unit-Air-Source) | HH860E2S11 | ASPEN |  | AE*L+CM48A4J+TDR | 0 | 41500 | 18 | 8.5 | 45500 | 39000 | 85.71% | 2.82 | 0 | 11.7 |  |  |  |  | R-454B | 3.4583 | Residential & Commercial | USHP | Ducted CEE Tier 1
213301873 | Central HP <5.4 tons | MDV | HRCU-A-C (Split System: Heat Pump with Remote Outdoor Unit with No Indoor Fan --Air Source) | MOD30U-30HFN1-MR0(X) |  |  | MVB-36B23T4N1 | 0 | 29000 | 15.2 | 8.5 | 31000 | 22600 | 72.9% | 1.8 | 0 | 10 |  |  |  |  | R-410A | 2.4167 | Residential & Commercial | USHP | Ducted CEE Tier 1
215932250 | Central HP <5.4 tons | DAY & NIGHT | HRCU-A-CB (Split System: Heat Pump with Remote Outdoor Unit-Air-Source) | C5H3V36*K*AAA* |  |  | EA*5X42M21A*+WALLCON | *80CTL0901716B* | 32600 | 20 | 9.5 | 35000 | 26800 | 76.57% | 2.02 | 0 | 11 |  |  |  |  | R-454B | 2.7167 | Residential & Commercial | USHP | Ducted CEE Tier 1
215932350 | Central HP <5.4 tons | DAY & NIGHT | HRCU-A-CB (Split System: Heat Pump with Remote Outdoor Unit-Air-Source) | C5H3V36*K*AAA* |  |  | EA*5X42M21A*+WALLCON | *96CTN0801714B* | 32600 | 19.5 | 9.5 | 35200 | 27000 | 76.7% | 2 | 0 | 11 |  |  |  |  | R-454B | 2.7167 | Residential & Commercial | USHP | Ducted CEE Tier 1
215932380 | Central HP <5.4 tons | DAY & NIGHT | HRCU-A-CB (Split System: Heat Pump with Remote Outdoor Unit-Air-Source) | C5H3V36*K*AAA* |  |  | EA*5X43M21A*+WALLCON | *96CTN0601714B* | 33800 | 19.5 | 9.5 | 34200 | 26000 | 76.02% | 2.06 | 0 | 11 |  |  |  |  | R-454B | 2.8167 | Residential & Commercial | USHP | Ducted CEE Tier 1
215932430 | Central HP <5.4 tons | DAY & NIGHT | HRCU-A-CB (Split System: Heat Pump with Remote Outdoor Unit-Air-Source) | C5H3V36*K*AAA* |  |  | EA*5X48M21A*+WALLCON | *80CTL0901716B* | 33400 | 20 | 9.5 | 34600 | 26400 | 76.3% | 2.04 | 0 | 11.5 |  |  |  |  | R-454B | 2.7833 | Residential & Commercial | USHP | Ducted CEE Tier 1
215932450 | Central HP <5.4 tons | DAY & NIGHT | HRCU-A-CB (Split System: Heat Pump with Remote Outdoor Unit-Air-Source) | C5H3V36*K*AAA* |  |  | EA*5X48M21A*+WALLCON | *80CTL1102120B* | 33400 | 20.5 | 9.5 | 34400 | 26200 | 76.16% | 2.04 | 0 | 11.7 |  |  |  |  | R-454B | 2.7833 | Residential & Commercial | USHP | Ducted CEE Tier 1
215932500 | Central HP <5.4 tons | DAY & NIGHT | HRCU-A-CB (Split System: Heat Pump with Remote Outdoor Unit-Air-Source) | C5H3V36*K*AAA* |  |  | EA*5X48M21A*+WALLCON | *97CMN0802120B* | 33400 | 20 | 9.5 | 34600 | 26400 | 76.3% | 2.02 | 0 | 11.5 |  |  |  |  | R-454B | 2.7833 | Residential & Commercial | USHP | Ducted CEE Tier 1
215933000 | Central HP <5.4 tons | DAY & NIGHT | HRCU-A-CB (Split System: Heat Pump with Remote Outdoor Unit-Air-Source) | C5H3V36*K*AAA* |  |  | ESH5X30M12A*+WALLCON | *97CMN0601714B* | 32200 | 18 | 9 | 34800 | 26800 | 77.01% | 1.9 | 0 | 10 |  |  |  |  | R-454B | 2.6833 | Residential & Commercial | USHP | Ducted CEE Tier 1
215932400 | Central HP <5.4 tons | DAY & NIGHT | HRCU-A-CB (Split System: Heat Pump with Remote Outdoor Unit-Air-Source) | C5H3V36*K*AAA* |  |  | EA*5X48M21A*+WALLCON | *80CSU1002120A* | 33400 | 20 | 9.5 | 34600 | 26400 | 76.3% | 2.04 | 0 | 11.5 |  |  |  |  | R-454B | 2.7833 | Residential & Commercial | USHP | Ducted CEE Tier 1
215588459 | Central HP <5.4 tons | CARRIER | HRCU-A-CB (Split System: Heat Pump with Remote Outdoor Unit-Air-Source) | 27VNA154A*030* |  |  | CSAH*6012AM*+UI | 59TN7A080C21**20 | 49500 | 18.5 | 10.5 | 52500 | 53500 | 101.9% | 1.9 | 0 | 11 |  |  |  |  | R-454B | 4.125 | Residential & Commercial | USHP | Ducted CEE Tier 1
216764156 | Central HP <5.4 tons | TRANE | HRCU-A-CB (Split System: Heat Pump with Remote Outdoor Unit-Air-Source) | 5TWX7024A1 |  |  | 5PX*BD06AS3 | *DHMB060CCV3 | 23800 | 18 | 8.7 | 22200 | 17400 | 78.38% | 1.9 | 0 | 12.7 |  |  |  |  | R-454B | 1.9833 | Residential & Commercial | USHP | Ducted CEE Tier 1
216764181 | Central HP <5.4 tons | TRANE | HRCU-A-CB (Split System: Heat Pump with Remote Outdoor Unit-Air-Source) | 5TWX7024A1 |  |  | 5TXCB004AS3 | S9V2B040U3VSB | 23200 | 17.5 | 9 | 21800 | 17300 | 79.36% | 2 | 0 | 12.5 |  |  |  |  | R-454B | 1.9333 | Residential & Commercial | USHP | Ducted CEE Tier 1
216770042 | Central HP <5.4 tons | TRANE | HRCU-A-CB (Split System: Heat Pump with Remote Outdoor Unit-Air-Source) | 5TWR7048A1 |  |  | 5TXCD008AS3 | S8X1D120M5PSC | 43500 | 17.1 | 8.7 | 44500 | 32800 | 73.71% | 2.22 | 0 | 12 |  |  |  |  | R-454B | 3.625 | Residential & Commercial | USHP | Ducted CEE Tier 1
212925895 | Central HP <5.4 tons | TOSOT | HRCU-A-C (Split System: Heat Pump with Remote Outdoor Unit with No Indoor Fan --Air Source) | TU36-24WADU | ASPEN |  | D(A,C,E)36B34+TDR | 0 | 32000 | 15.2 | 8.5 | 34000 | 24000 | 70.59% | 1.8 | 0 | 9.5 |  |  |  |  | R-410A | 2.6667 | Residential & Commercial | USHP
216764201 | Central HP <5.4 tons | TRANE | HRCU-A-CB (Split System: Heat Pump with Remote Outdoor Unit-Air-Source) | 5TWX7024A1 |  |  | 5TXCB006AS3 | L8V1B080U4VSB | 23600 | 18 | 9 | 21800 | 17300 | 79.36% | 2 | 0 | 12.7 |  |  |  |  | R-454B | 1.9667 | Residential & Commercial | USHP | Ducted CEE Tier 1
212925894 | Central HP <5.4 tons | TOSOT | HRCU-A-C (Split System: Heat Pump with Remote Outdoor Unit with No Indoor Fan --Air Source) | TU36-24WADU | ASPEN |  | C(A,C,D,E)24B34+TDR | 0 | 23000 | 15.2 | 8.5 | 24000 | 21600 | 90% | 1.8 | 0 | 11 |  |  |  |  | R-410A | 1.9167 | Residential & Commercial | USHP | Ducted CEE Tier 1
214491633 | Central HP <5.4 tons | DAIKIN | HRCU-A-CB (Split System: Heat Pump with Remote Outdoor Unit-Air-Source) | DZ6VSA1810A* |  |  | CA*EA1818*4B* | D*96VC0403BNA* | 16600 | 17.5 | 8.5 | 17400 | 13000 | 74.71% | 2.1 | 0 | 10.9 |  |  |  |  | R-410A | 1.3833 | Residential & Commercial | USHP | Ducted CEE Tier 1
214491635 | Central HP <5.4 tons | DAIKIN | HRCU-A-CB (Split System: Heat Pump with Remote Outdoor Unit-Air-Source) | DZ6VSA1810A* |  |  | CA*EA1818*4B* | D*96VC0803BNA* | 16600 | 17.5 | 8.5 | 17400 | 13000 | 74.71% | 2.1 | 0 | 10.9 |  |  |  |  | R-410A | 1.3833 | Residential & Commercial | USHP | Ducted CEE Tier 1
215940063 | Central HP <5.4 tons | TEMPSTAR | HRCU-A-CB (Split System: Heat Pump with Remote Outdoor Unit-Air-Source) | T5H3V36*K*AAA* |  |  | ESH5X42M12A*+WALLCON | *97CTN0801716A* | 33400 | 18.5 | 9 | 35200 | 27000 | 76.7% | 1.92 | 0 | 11 |  |  |  |  | R-454B | 2.7833 | Residential & Commercial | USHP | Ducted CEE Tier 1
213184778 | Central HP <5.4 tons | BOSCH | HRCU-A-CB (Split System: Heat Pump with Remote Outdoor Unit-Air-Source) | BOVA-60HDN1-M20G | ADP |  | V,G60H210D169+AEFE5* | 0 | 45000 | 18 | 9.1 | 45500 | 33200 | 72.97% | 1.94 | 0 | 11.5 |  |  |  |  | R-410A | 3.75 | Residential & Commercial | USHP | Ducted CEE Tier 1
213184844 | Central HP <5.4 tons | BOSCH | HRCU-A-CB (Split System: Heat Pump with Remote Outdoor Unit-Air-Source) | BOVB-60HDN1-M20G | ADP |  | V,G48H175D149+AEFE4B* | 0 | 44000 | 17 | 8.9 | 45500 | 33200 | 72.97% | 1.9 | 0 | 11 |  |  |  |  | R-410A | 3.6667 | Residential & Commercial | USHP | Ducted CEE Tier 1
216699816 | Central HP <5.4 tons | DAIKIN | HRCU-A-CB (Split System: Heat Pump with Remote Outdoor Unit-Air-Source) | DH9VSA241CA* |  |  | CA*EA4830*3A* | D*97MC1005CNA* | 23400 | 19.2 | 9.2 | 22000 | 22000 | 100% | 2 | 0 | 11.7 |  |  |  |  | R-32 | 1.95 | Residential & Commercial | USHP | Ducted CEE Tier 1
216774284 | Central HP <5.4 tons | BOSCH | HRCU-A-CB (Split System: Heat Pump with Remote Outdoor Unit-Air-Source) | BOVA-60RTB-M20S | ADP |  | A60VHA*+TXV+AEFE5* | 0 | 46500 | 18 | 9.4 | 46000 | 33200 | 72.17% | 1.98 | 0 | 11.7 |  |  |  |  | R-454B | 3.875 | Residential & Commercial | USHP | Ducted CEE Tier 1
213207094 | Central HP <5.4 tons | CARRIER | HRCU-A-CB (Split System: Heat Pump with Remote Outdoor Unit-Air-Source) | 38MURAQ36AB3* | ASPEN |  | D(A,C,E)42B34+TDR | 58S(B,C)*A090E21**16 | 34600 | 16 | 8.1 | 39000 | 31200 | 80% | 2.74 | 0 | 9.8 |  |  |  |  | R-410A | 2.8833 | Residential & Commercial | USHP
212621612 | Central HP <5.4 tons | COLEMAN | HRCU-A-CB (Split System: Heat Pump with Remote Outdoor Unit-Air-Source) | HMH72B341 | ASPEN |  | D(A,C,E)36D24+TDR | CPLC120C20MP13 | 29600 | 15.9 | 8.1 | 32400 | 27400 | 84.57% | 2.45 | 0 | 8 |  |  |  |  | R-410A | 2.4667 | Residential & Commercial | USHP
212621621 | Central HP <5.4 tons | COLEMAN | HRCU-A-CB (Split System: Heat Pump with Remote Outdoor Unit-Air-Source) | HMH72B341 | ASPEN |  | C(A,C,D,E)48B24+TDR | TM8V120C20MP12 | 29600 | 15.9 | 8.5 | 32400 | 27400 | 84.57% | 2.7 | 0 | 8 |  |  |  |  | R-410A | 2.4667 | Residential & Commercial | USHP
212621623 | Central HP <5.4 tons | COLEMAN | HRCU-A-CB (Split System: Heat Pump with Remote Outdoor Unit-Air-Source) | HMH72B341 | ASPEN |  | D(A,C,E)42C24+TDR | TM8V120C20MP12 | 29600 | 15.9 | 8.5 | 32400 | 27400 | 84.57% | 2.7 | 0 | 8 |  |  |  |  | R-410A | 2.4667 | Residential & Commercial | USHP
212621664 | Central HP <5.4 tons | COLEMAN | HRCU-A-CB (Split System: Heat Pump with Remote Outdoor Unit-Air-Source) | HMH72B341 | ASPEN |  | C(A,C,D,E)36C34+TDR | CPLC120C20MP13 | 31800 | 16.5 | 8.1 | 32400 | 27800 | 85.8% | 2.44 | 0 | 8.9 |  |  |  |  | R-410A | 2.65 | Residential & Commercial | USHP
212621739 | Central HP <5.4 tons | COLEMAN | HRCU-A-CB (Split System: Heat Pump with Remote Outdoor Unit-Air-Source) | HMH72B341 | ASPEN |  | D(A,C,E)36A44+TDR | TMLV120C20MP12 | 31400 | 16.5 | 8.1 | 32400 | 27800 | 85.8% | 2.44 | 0 | 8.9 |  |  |  |  | R-410A | 2.6167 | Residential & Commercial | USHP
212621805 | Central HP <5.4 tons | COLEMAN | HRCU-A-CB (Split System: Heat Pump with Remote Outdoor Unit-Air-Source) | HMH72B341 | ASPEN |  | C(A,C,D,E)36D24+TDR | TM9Y120D20MP11 | 29800 | 15.9 | 8.5 | 32400 | 28200 | 87.04% | 2.77 | 0 | 9 |  |  |  |  | R-410A | 2.4833 | Residential & Commercial | USHP
212621807 | Central HP <5.4 tons | COLEMAN | HRCU-A-CB (Split System: Heat Pump with Remote Outdoor Unit-Air-Source) | HMH72B341 | ASPEN |  | C(A,C,D,E)42C24+TDR | TM9Y120D20MP11 | 29800 | 15.9 | 8.5 | 32400 | 28200 | 87.04% | 2.77 | 0 | 9 |  |  |  |  | R-410A | 2.4833 | Residential & Commercial | USHP
212621830 | Central HP <5.4 tons | COLEMAN | HRCU-A-CB (Split System: Heat Pump with Remote Outdoor Unit-Air-Source) | HMH72B341 | ASPEN |  | D(A,C,E)48D24+TDR | TM9Y120D20MP11 | 30600 | 16.1 | 8.5 | 32400 | 28200 | 87.04% | 2.77 | 0 | 9 |  |  |  |  | R-410A | 2.55 | Residential & Commercial | USHP
213205824 | Central HP <5.4 tons | CARRIER | HRCU-A-CB (Split System: Heat Pump with Remote Outdoor Unit-Air-Source) | 38MURAQ24AA3* | ASPEN |  | D(A,C,E)24B44+TDR | 58S(B,C)*A070E14**12 | 23800 | 16 | 8.1 | 25600 | 22400 | 87.5% | 2.86 | 0 | 9 |  |  |  |  | R-410A | 1.9833 | Residential & Commercial | USHP
212621837 | Central HP <5.4 tons | COLEMAN | HRCU-A-CB (Split System: Heat Pump with Remote Outdoor Unit-Air-Source) | HMH72B341 | ASPEN |  | C(A,C,D,E)48B24+TDR | TM9V120D20MP12 | 29800 | 16.4 | 8.5 | 32400 | 27800 | 85.8% | 2.79 | 0 | 9 |  |  |  |  | R-410A | 2.4833 | Residential & Commercial | USHP
212621855 | Central HP <5.4 tons | COLEMAN | HRCU-A-CB (Split System: Heat Pump with Remote Outdoor Unit-Air-Source) | HMH72B341 | ASPEN |  | D(A,C,E)36B44+TDR | CP9C120D20MP13 | 32600 | 17 | 8.1 | 32400 | 28200 | 87.04% | 2.51 | 0 | 9.5 |  |  |  |  | R-410A | 2.7167 | Residential & Commercial | USHP
212621862 | Central HP <5.4 tons | COLEMAN | HRCU-A-CB (Split System: Heat Pump with Remote Outdoor Unit-Air-Source) | HMH72B341 | ASPEN |  | D(A,C,E)42D34+TDR | CP9C120D20MP13 | 32800 | 17 | 8.1 | 32400 | 28200 | 87.04% | 2.51 | 0 | 9.5 |  |  |  |  | R-410A | 2.7333 | Residential & Commercial | USHP
212621871 | Central HP <5.4 tons | COLEMAN | HRCU-A-CB (Split System: Heat Pump with Remote Outdoor Unit-Air-Source) | HMH72B341 | ASPEN |  | C(A,C,D,E)36C34+TDR | TM9V120D20MP12 | 32000 | 17 | 8.5 | 32400 | 28200 | 87.04% | 2.79 | 0 | 9.4 |  |  |  |  | R-410A | 2.6667 | Residential & Commercial | USHP
212621889 | Central HP <5.4 tons | COLEMAN | HRCU-A-CB (Split System: Heat Pump with Remote Outdoor Unit-Air-Source) | HMH72B341 | ASPEN |  | D(A,C,E)48C34+TDR | TM9V120D20MP12 | 32800 | 17 | 8.5 | 32400 | 28200 | 87.04% | 2.79 | 0 | 9.5 |  |  |  |  | R-410A | 2.7333 | Residential & Commercial | USHP
212621898 | Central HP <5.4 tons | COLEMAN | HRCU-A-CB (Split System: Heat Pump with Remote Outdoor Unit-Air-Source) | HMH72B341 | ASPEN |  | C(A,C,D,E)42D24+TDR | TP9C120D20MP13 | 30200 | 16.5 | 8.1 | 32400 | 28200 | 87.04% | 2.51 | 0 | 9.1 |  |  |  |  | R-410A | 2.5167 | Residential & Commercial | USHP
212621991 | Central HP <5.4 tons | COLEMAN | HRCU-A-CB (Split System: Heat Pump with Remote Outdoor Unit-Air-Source) | HMH72B341 | ASPEN |  | D(A,C,E)42A44+TDR | TM9E100C20MP12 | 32400 | 15.5 | 8.1 | 33200 | 27000 | 81.33% | 2.43 | 0 | 10 |  |  |  |  | R-410A | 2.7 | Residential & Commercial | USHP | Ducted CEE Tier 1
212622064 | Central HP <5.4 tons | COLEMAN | HRCU-A-CB (Split System: Heat Pump with Remote Outdoor Unit-Air-Source) | HMH72B341 | ASPEN |  | C(A,C,D,E)36B24+TDR | TM8Y060A12MP11 | 29400 | 17.3 | 8.1 | 33400 | 27400 | 82.04% | 2.42 | 0 | 9.4 |  |  |  |  | R-410A | 2.45 | Residential & Commercial | USHP
216800661 | Central HP <5.4 tons | BOSCH | HRCU-A-CB (Split System: Heat Pump with Remote Outdoor Unit-Air-Source) | BOVA-60RTB-M20S | ADP |  | V60H210P19*+TXV | BGH96M080C4C | 42500 | 16 | 8.8 | 42500 | 31000 | 72.94% | 1.8 | 0 | 11.7 |  |  |  |  | R-454B | 3.5417 | Residential & Commercial | USHP | Ducted CEE Tier 1
212622089 | Central HP <5.4 tons | COLEMAN | HRCU-A-CB (Split System: Heat Pump with Remote Outdoor Unit-Air-Source) | HMH72B341 | ASPEN |  | D(A,C,E)48C34+TDR | TM8Y060A12MP11 | 33200 | 18 | 8.1 | 33400 | 27400 | 82.04% | 2.42 | 0 | 10 |  |  |  |  | R-410A | 2.7667 | Residential & Commercial | USHP | Ducted CEE Tier 1
212622096 | Central HP <5.4 tons | COLEMAN | HRCU-A-CB (Split System: Heat Pump with Remote Outdoor Unit-Air-Source) | HMH72B341 | ASPEN |  | D(A,C,E)48B24+TDR | TM8Y120C20MP11 | 32200 | 18 | 8.1 | 33400 | 29800 | 89.22% | 2.72 | 0 | 9.5 |  |  |  |  | R-410A | 2.6833 | Residential & Commercial | USHP
212622130 | Central HP <5.4 tons | COLEMAN | HRCU-A-CB (Split System: Heat Pump with Remote Outdoor Unit-Air-Source) | HMH72B341 | ASPEN |  | D(A,C,E)48B34+TDR | TM8Y080B12MP11 | 32800 | 18 | 8.5 | 33400 | 27400 | 82.04% | 2.65 | 0 | 10 |  |  |  |  | R-410A | 2.7333 | Residential & Commercial | USHP | Ducted CEE Tier 1
212622280 | Central HP <5.4 tons | COLEMAN | HRCU-A-CB (Split System: Heat Pump with Remote Outdoor Unit-Air-Source) | HMH72B341 | ASPEN |  | C(A,C,D,E)42A24+TDR | TM9V080B12MP12 | 30600 | 17 | 8.1 | 33600 | 29400 | 87.5% | 2.63 | 0 | 9.3 |  |  |  |  | R-410A | 2.55 | Residential & Commercial | USHP
212622314 | Central HP <5.4 tons | COLEMAN | HRCU-A-CB (Split System: Heat Pump with Remote Outdoor Unit-Air-Source) | HMH72B341 | ASPEN |  | D(A,C,E)48A34+TDR | TM8E100C16MP11 | 33000 | 18 | 8.1 | 33600 | 28200 | 83.93% | 2.64 | 0 | 10 |  |  |  |  | R-410A | 2.75 | Residential & Commercial | USHP | Ducted CEE Tier 1
212622380 | Central HP <5.4 tons | COLEMAN | HRCU-A-CB (Split System: Heat Pump with Remote Outdoor Unit-Air-Source) | HMH72B341 | ASPEN |  | C(A,C,D,E)48A24+TDR | TM8E080B12MP11 | 29800 | 17.4 | 8.3 | 33600 | 28000 | 83.33% | 2.59 | 0 | 9 |  |  |  |  | R-410A | 2.4833 | Residential & Commercial | USHP
212622398 | Central HP <5.4 tons | COLEMAN | HRCU-A-CB (Split System: Heat Pump with Remote Outdoor Unit-Air-Source) | HMH72B341 | ASPEN |  | D(A,C,E)48A34+TDR | TM8Y100C20MP11 | 33600 | 18 | 8.1 | 33600 | 30000 | 89.29% | 2.72 | 0 | 9.5 |  |  |  |  | R-410A | 2.8 | Residential & Commercial | USHP
212622414 | Central HP <5.4 tons | COLEMAN | HRCU-A-CB (Split System: Heat Pump with Remote Outdoor Unit-Air-Source) | HMH72B341 | ASPEN |  | C(A,C,D,E)36A34+TDR | TM9Y080C16MP11 | 31200 | 18.3 | 8.3 | 33600 | 28000 | 83.33% | 2.6 | 0 | 9.3 |  |  |  |  | R-410A | 2.6 | Residential & Commercial | USHP
215565267 | Central HP <5.4 tons | COLEMAN | HRCU-A-CB (Split System: Heat Pump with Remote Outdoor Unit-Air-Source) | HH824E2S11 | ASPEN |  | D(A,C,E)36A4J+TDR | Z8ES060A12SMPS1 | 21200 | 17.5 | 8.5 | 22600 | 17300 | 76.55% | 2 | 0 | 11.7 |  |  |  |  | R-454B | 1.7667 | Residential & Commercial | USHP | Ducted CEE Tier 1
215565319 | Central HP <5.4 tons | COLEMAN | HRCU-A-CB (Split System: Heat Pump with Remote Outdoor Unit-Air-Source) | HH824E2S11 | ASPEN |  | D(A,C,E)37E2J+TDR | Z8ES100B12SMPS1 | 20600 | 18.8 | 9.5 | 23000 | 18000 | 78.26% | 2 | 0 | 11.2 |  |  |  |  | R-454B | 1.7167 | Residential & Commercial | USHP | Ducted CEE Tier 1
216680590 | Central HP <5.4 tons | AIRQUEST | HRCU-A-CB (Split System: Heat Pump with Remote Outdoor Unit-Air-Source) | DLCURAH24ABK |  |  | EHD4X30AAL | *97VTN0801716A* | 23800 | 16 | 9 | 26000 | 22800 | 87.69% | 1.76 | 0 | 10 |  |  |  |  | R-410A | 1.9833 | Residential & Commercial | USHP | Ducted CEE Tier 1
213204363 | Central HP <5.4 tons | TEMPSTAR | HRCU-A-CB (Split System: Heat Pump with Remote Outdoor Unit-Air-Source) | DLCURAH24AAK | ASPEN |  | D(A,C,E)30C44+TDR | *96VTN1002120A* | 23800 | 16 | 8.1 | 25000 | 26000 | 104% | 2.77 | 0 | 9.5 |  |  |  |  | R-410A | 1.9833 | Residential & Commercial | USHP
213753119 | Central HP <5.4 tons | CARRIER | HRCU-A-CB (Split System: Heat Pump with Remote Outdoor Unit-Air-Source) | 38MURAQ30AB3* | ASPEN |  | D(A,C,E)30D44+TDR | 58S(B,C)*B070M17**16 | 29400 | 15.2 | 8.5 | 33600 | 23800 | 70.83% | 2.79 | 0 | 8.9 |  |  |  |  | R-410A | 2.45 | Residential & Commercial | USHP
212925885 | Central HP <5.4 tons | TOSOT | HRCU-A-C (Split System: Heat Pump with Remote Outdoor Unit with No Indoor Fan --Air Source) | TU60-48WADU | ASPEN |  | D(A,C,E)60D44+TDR | 0 | 50500 | 15.2 | 8.5 | 53000 | 37200 | 70.19% | 1.8 | 0 | 9.5 |  |  |  |  | R-410A | 4.2083 | Residential & Commercial | USHP
215678195 | Central HP <5.4 tons | HEIL | HRCU-A-CB (Split System: Heat Pump with Remote Outdoor Unit-Air-Source) | H5H0V24*K*AAA* |  |  | EA*5X24M17A*+WALLCON | *80CSU0601716B* | 22800 | 16.5 | 8.5 | 24000 | 16800 | 70% | 1.96 | 0 | 10 |  |  |  |  | R-454B | 1.9 | Residential & Commercial | USHP | Ducted CEE Tier 1
215678345 | Central HP <5.4 tons | HEIL | HRCU-A-CB (Split System: Heat Pump with Remote Outdoor Unit-Air-Source) | H5H0V24*K*AAA* |  |  | EA*5X37M17A*+WALLCON | *80CSU0401712B* | 23800 | 17 | 9 | 23400 | 16400 | 70.09% | 2 | 0 | 10 |  |  |  |  | R-454B | 1.9833 | Residential & Commercial | USHP | Ducted CEE Tier 1
213238541 | Central HP <5.4 tons | CHAMPION HEATING AND COOLING | HRCU-A-CB (Split System: Heat Pump with Remote Outdoor Unit-Air-Source) | THF2B48T21 | ASPEN |  | D(A,C,E)48B44+TDR | TM8E120C20MP11 | 43000 | 16 | 8.2 | 44500 | 31200 | 70.11% | 3.06 | 0 | 11.5 |  |  |  |  | R-410A | 3.5833 | Residential & Commercial | USHP | Ducted CEE Tier 1
213238574 | Central HP <5.4 tons | CHAMPION HEATING AND COOLING | HRCU-A-CB (Split System: Heat Pump with Remote Outdoor Unit-Air-Source) | THF2B48T21 | ASPEN |  | D(A,C,E)48D44+TDR | TM9E100C20MP12 | 44500 | 16.3 | 8.5 | 45000 | 31600 | 70.22% | 3.16 | 0 | 11.7 |  |  |  |  | R-410A | 3.7083 | Residential & Commercial | USHP | Ducted CEE Tier 1
213238591 | Central HP <5.4 tons | CHAMPION HEATING AND COOLING | HRCU-A-CB (Split System: Heat Pump with Remote Outdoor Unit-Air-Source) | THF2B48T21 | ASPEN |  | D(A,C,E)48B44+TDR | TM9Y100C16MP11 | 42000 | 15.9 | 8.2 | 44000 | 31200 | 70.91% | 3.12 | 0 | 11.5 |  |  |  |  | R-410A | 3.5 | Residential & Commercial | USHP | Ducted CEE Tier 1
215931790 | Central HP <5.4 tons | DAY & NIGHT | HRCU-A-CB (Split System: Heat Pump with Remote Outdoor Unit-Air-Source) | C5H3V60*K*AAA* |  |  | EA*5X61M24A*+WALLCON | *96CTN1202422B* | 57000 | 18.5 | 8.5 | 60500 | 46500 | 76.86% | 2.02 | 0 | 11.5 |  |  |  |  | R-454B | 4.75 | Residential & Commercial | USHP | Ducted CEE Tier 1
216762900 | Central HP <5.4 tons | BOSCH | HRCU-A-CB (Split System: Heat Pump with Remote Outdoor Unit-Air-Source) | BOVA-60RTB-M20S | ADP |  | A48VGC*+TXV+AEFE5* | 0 | 46500 | 18 | 9.3 | 46000 | 33200 | 72.17% | 1.96 | 0 | 11.7 |  |  |  |  | R-454B | 3.875 | Residential & Commercial | USHP | Ducted CEE Tier 1
216774366 | Central HP <5.4 tons | BOSCH | HRCU-A-CB (Split System: Heat Pump with Remote Outdoor Unit-Air-Source) | BOVA-60RTB-M20S | ADP |  | PL48H175P38*+TXV+AEFE4B* | 0 | 46000 | 18 | 9.35 | 46000 | 33200 | 72.17% | 1.98 | 0 | 11.7 |  |  |  |  | R-454B | 3.8333 | Residential & Commercial | USHP | Ducted CEE Tier 1
215669137 | Central HP <5.4 tons | COMFORTMAKER | HRCU-A-CB (Split System: Heat Pump with Remote Outdoor Unit-Air-Source) | C5H0V36*K*AAA* |  |  | EA*5X48M21A*+WALLCON | *80CTL0701716B* | 33600 | 18 | 9 | 35200 | 25200 | 71.59% | 1.88 | 0 | 10 |  |  |  |  | R-454B | 2.8 | Residential & Commercial | USHP | Ducted CEE Tier 1
214238864 | Central HP <5.4 tons | BRYANT HEATING AND COOLING SYSTEMS | HRCU-A-CB (Split System: Heat Pump with Remote Outdoor Unit-Air-Source) | 288BNV037*0**B* |  |  | CNPV*3621AL*+UI | 88*TB60090C21*** | 31400 | 16.5 | 8.1 | 33000 | 24000 | 72.73% | 1.82 | 0 | 11 |  |  |  |  | R-410A | 2.6167 | Residential & Commercial | USHP | Ducted CEE Tier 1
214056972 | Central HP <5.4 tons | TRANE | HRCU-A-C (Split System: Heat Pump with Remote Outdoor Unit with No Indoor Fan --Air Source) | 4TXD2060A10NU** | ASPEN |  | C(A,C,D,E)48C44+TDR | 0 | 47000 | 15.2 | 8.5 | 48000 | 33600 | 70% | 1.8 | 0 | 10 |  |  |  |  | R-410A | 3.9167 | Residential & Commercial | USHP | Ducted CEE Tier 1
216764333 | Central HP <5.4 tons | TRANE | HRCU-A-CB (Split System: Heat Pump with Remote Outdoor Unit-Air-Source) | 5TWX7036A1 |  |  | 5TEM6B03AV21+TDR | 0 | 32000 | 17.1 | 9 | 33600 | 24400 | 72.62% | 2.1 | 0 | 11.7 |  |  |  |  | R-454B | 2.6667 | Residential & Commercial | USHP | Ducted CEE Tier 1
216764376 | Central HP <5.4 tons | TRANE | HRCU-A-CB (Split System: Heat Pump with Remote Outdoor Unit-Air-Source) | 5TWX7036A1 |  |  | 5TXCB006AS3 | S9V2B080U4VSB | 33400 | 17.5 | 9 | 32600 | 24200 | 74.23% | 2.1 | 0 | 12 |  |  |  |  | R-454B | 2.7833 | Residential & Commercial | USHP | Ducted CEE Tier 1
216764399 | Central HP <5.4 tons | TRANE | HRCU-A-CB (Split System: Heat Pump with Remote Outdoor Unit-Air-Source) | 5TWX7036A1 |  |  | 5TXCC007AS3 | S9V2C080U5PSC | 33800 | 18 | 9 | 32600 | 24200 | 74.23% | 2.1 | 0 | 12 |  |  |  |  | R-454B | 2.8167 | Residential & Commercial | USHP | Ducted CEE Tier 1
216764406 | Central HP <5.4 tons | TRANE | HRCU-A-CB (Split System: Heat Pump with Remote Outdoor Unit-Air-Source) | 5TWX7036A1 |  |  | 5TXCC009AS3 | L8V1C100U5VSB | 34200 | 18 | 9 | 32200 | 23800 | 73.91% | 2.2 | 0 | 12.5 |  |  |  |  | R-454B | 2.85 | Residential & Commercial | USHP | Ducted CEE Tier 1
216764415 | Central HP <5.4 tons | TRANE | HRCU-A-CB (Split System: Heat Pump with Remote Outdoor Unit-Air-Source) | 5TWX7036A1 |  |  | 5TXCD008AS3 | *UHMD120CCV5 | 33600 | 17.5 | 9 | 32400 | 24000 | 74.07% | 2.1 | 0 | 12 |  |  |  |  | R-454B | 2.8 | Residential & Commercial | USHP | Ducted CEE Tier 1
216764431 | Central HP <5.4 tons | TRANE | HRCU-A-CB (Split System: Heat Pump with Remote Outdoor Unit-Air-Source) | 5TWX7048A1 |  |  | 5PX*CD09AS3 | S8X1C100M5PSC | 43500 | 17 | 8.7 | 44000 | 32200 | 73.18% | 2.1 | 0 | 12 |  |  |  |  | R-454B | 3.625 | Residential & Commercial | USHP | Ducted CEE Tier 1
212622439 | Central HP <5.4 tons | COLEMAN | HRCU-A-CB (Split System: Heat Pump with Remote Outdoor Unit-Air-Source) | HMH72B341 | ASPEN |  | C(A,C,D,E)36A34+TDR | TL8E100C20UH11 | 31200 | 17.4 | 8.3 | 33600 | 27200 | 80.95% | 2.63 | 0 | 9.8 |  |  |  |  | R-410A | 2.6 | Residential & Commercial | USHP
212622448 | Central HP <5.4 tons | COLEMAN | HRCU-A-CB (Split System: Heat Pump with Remote Outdoor Unit-Air-Source) | HMH72B341 | ASPEN |  | C(A,C,D,E)36C34+TDR | TM9E100C16MP12 | 32600 | 18 | 8.5 | 33600 | 27200 | 80.95% | 2.66 | 0 | 10 |  |  |  |  | R-410A | 2.7167 | Residential & Commercial | USHP | Ducted CEE Tier 1
212622450 | Central HP <5.4 tons | COLEMAN | HRCU-A-CB (Split System: Heat Pump with Remote Outdoor Unit-Air-Source) | HMH72B341 | ASPEN |  | C(A,C,D,E)42B24+TDR | TM9E100C16MP12 | 30000 | 17.4 | 8.5 | 33600 | 27200 | 80.95% | 2.66 | 0 | 9.5 |  |  |  |  | R-410A | 2.5 | Residential & Commercial | USHP
212622464 | Central HP <5.4 tons | COLEMAN | HRCU-A-CB (Split System: Heat Pump with Remote Outdoor Unit-Air-Source) | HMH72B341 | ASPEN |  | D(A,C,E)42C24+TDR | TM9E100C16MP12 | 30400 | 17.5 | 8.5 | 33600 | 27200 | 80.95% | 2.66 | 0 | 9 |  |  |  |  | R-410A | 2.5333 | Residential & Commercial | USHP
212622473 | Central HP <5.4 tons | COLEMAN | HRCU-A-CB (Split System: Heat Pump with Remote Outdoor Unit-Air-Source) | HMH72B341 | ASPEN |  | C(A,C,D,E)48A24+TDR | TL9E080C16UH11 | 29600 | 16.9 | 8.4 | 33600 | 27600 | 82.14% | 2.64 | 0 | 9 |  |  |  |  | R-410A | 2.4667 | Residential & Commercial | USHP
212622650 | Central HP <5.4 tons | COLEMAN | HRCU-A-CB (Split System: Heat Pump with Remote Outdoor Unit-Air-Source) | HMH72B341 | ASPEN |  | D(A,C,E)36A44+TDR | TM9Y100C16MP11 | 32800 | 18 | 8.2 | 33800 | 28200 | 83.43% | 2.66 | 0 | 10 |  |  |  |  | R-410A | 2.7333 | Residential & Commercial | USHP | Ducted CEE Tier 1
212622766 | Central HP <5.4 tons | COLEMAN | HRCU-A-CB (Split System: Heat Pump with Remote Outdoor Unit-Air-Source) | HMH72B341 | ASPEN |  | D(A,C,E)36A44+TDR | TM9E060A10MP12 | 31800 | 17.5 | 8.1 | 33800 | 27400 | 81.07% | 2.4 | 0 | 9.4 |  |  |  |  | R-410A | 2.65 | Residential & Commercial | USHP
212622768 | Central HP <5.4 tons | COLEMAN | HRCU-A-CB (Split System: Heat Pump with Remote Outdoor Unit-Air-Source) | HMH72B341 | ASPEN |  | D(A,C,E)36B44+TDR | TM9E060A10MP12 | 32600 | 17.5 | 8.1 | 33800 | 27400 | 81.07% | 2.4 | 0 | 9.5 |  |  |  |  | R-410A | 2.7167 | Residential & Commercial | USHP
216620307 | Central HP <5.4 tons | MDV | HRCU-A-C (Split System: Heat Pump with Remote Outdoor Unit with No Indoor Fan --Air Source) | MOX630-36HFN10-M3X |  |  | MVBM-36C24T4N10 | 0 | 36000 | 15.8 | 9.4 | 38000 | 36000 | 94.74% | 1.9 | 0 | 10.7 |  |  |  |  | R-454B | 3 | Residential & Commercial | USHP | Ducted CEE Tier 1
213205868 | Central HP <5.4 tons | CARRIER | HRCU-A-CB (Split System: Heat Pump with Remote Outdoor Unit-Air-Source) | 38MURAQ24AA3* | ASPEN |  | D(A,C,E)36B34+TDR | 58S(B,C)*A070E21**16 | 23800 | 16 | 8.1 | 25400 | 22600 | 88.98% | 2.97 | 0 | 9 |  |  |  |  | R-410A | 1.9833 | Residential & Commercial | USHP
213205834 | Central HP <5.4 tons | CARRIER | HRCU-A-CB (Split System: Heat Pump with Remote Outdoor Unit-Air-Source) | 38MURAQ24AA3* | ASPEN |  | D(A,C,E)36C34+TDR | 58S(B,C)*A070E14**12 | 23800 | 16 | 8.1 | 25600 | 22400 | 87.5% | 2.94 | 0 | 9.5 |  |  |  |  | R-410A | 1.9833 | Residential & Commercial | USHP
213205851 | Central HP <5.4 tons | CARRIER | HRCU-A-CB (Split System: Heat Pump with Remote Outdoor Unit-Air-Source) | 38MURAQ24AA3* | ASPEN |  | D(A,C,E)30B34+TDR | 58S(B,C)*A070E17**16 | 23800 | 15.5 | 8.5 | 26200 | 22800 | 87.02% | 2.92 | 0 | 9.5 |  |  |  |  | R-410A | 1.9833 | Residential & Commercial | USHP
213205883 | Central HP <5.4 tons | CARRIER | HRCU-A-CB (Split System: Heat Pump with Remote Outdoor Unit-Air-Source) | 38MURAQ24AA3* | ASPEN |  | D(A,C,E)36C34+TDR | 58S(B,C)*A090E17**14 | 23800 | 16 | 8.1 | 25800 | 22800 | 88.37% | 2.92 | 0 | 9.5 |  |  |  |  | R-410A | 1.9833 | Residential & Commercial | USHP
213205885 | Central HP <5.4 tons | CARRIER | HRCU-A-CB (Split System: Heat Pump with Remote Outdoor Unit-Air-Source) | 38MURAQ24AA3* | ASPEN |  | D(A,C,E)24B44+TDR | 58S(B,C)*A090E21**20 | 23800 | 16 | 8.5 | 25800 | 22800 | 88.37% | 2.92 | 0 | 9 |  |  |  |  | R-410A | 1.9833 | Residential & Commercial | USHP
213205902 | Central HP <5.4 tons | CARRIER | HRCU-A-CB (Split System: Heat Pump with Remote Outdoor Unit-Air-Source) | 38MURAQ24AA3* | ASPEN |  | D(A,C,E)30C44+TDR | 58S(B,C)*A110E21**20 | 23800 | 15.5 | 8.5 | 26200 | 22800 | 87.02% | 2.85 | 0 | 9.5 |  |  |  |  | R-410A | 1.9833 | Residential & Commercial | USHP
213205953 | Central HP <5.4 tons | CARRIER | HRCU-A-CB (Split System: Heat Pump with Remote Outdoor Unit-Air-Source) | 38MURAQ24AA3* | ASPEN |  | D(A,C,E)36B34+TDR | 58TP*A090V21**20 | 23800 | 16 | 8.1 | 25200 | 22400 | 88.89% | 2.98 | 0 | 9.5 |  |  |  |  | R-410A | 1.9833 | Residential & Commercial | USHP
213206020 | Central HP <5.4 tons | CARRIER | HRCU-A-CB (Split System: Heat Pump with Remote Outdoor Unit-Air-Source) | 38MURAQ24AA3* | ASPEN |  | D(A,C,E)30B34+TDR | 59SC2D080E17**16 | 23800 | 16.5 | 8.1 | 25400 | 22600 | 88.98% | 2.91 | 0 | 9 |  |  |  |  | R-410A | 1.9833 | Residential & Commercial | USHP
214389410 | Central HP <5.4 tons | BRYANT HEATING AND COOLING SYSTEMS | HRCU-A-CB (Split System: Heat Pump with Remote Outdoor Unit-Air-Source) | 284ANV036*0**B* |  |  | CNPV*4221AL*+UI | 88*TB48090C17*** | 32800 | 19 | 9 | 38000 | 26600 | 70% | 1.98 | 0 | 12 |  |  |  |  | R-410A | 2.7333 | Residential & Commercial | USHP | Ducted CEE Tier 1
213206450 | Central HP <5.4 tons | CARRIER | HRCU-A-CB (Split System: Heat Pump with Remote Outdoor Unit-Air-Source) | 38MURAQ24AB3* | ASPEN |  | D(A,C,E)30C44+TDR | 59SC2D080E17**16 | 23800 | 17.5 | 8.1 | 25600 | 20000 | 78.12% | 2.86 | 0 | 10.4 |  |  |  |  | R-410A | 1.9833 | Residential & Commercial | USHP | Ducted CEE Tier 1
213206568 | Central HP <5.4 tons | CARRIER | HRCU-A-CB (Split System: Heat Pump with Remote Outdoor Unit-Air-Source) | 38MURAQ24AB3* | ASPEN |  | D(A,C,E)36B34+TDR | 59TP6B040V14**10 | 23200 | 16 | 8.1 | 25800 | 20200 | 78.29% | 2.63 | 0 | 10 |  |  |  |  | R-410A | 1.9333 | Residential & Commercial | USHP | Ducted CEE Tier 1
213206582 | Central HP <5.4 tons | CARRIER | HRCU-A-CB (Split System: Heat Pump with Remote Outdoor Unit-Air-Source) | 38MURAQ24AB3* | ASPEN |  | D(A,C,E)36C34+TDR | 59TP6B040V17**12 | 23200 | 16 | 8.1 | 25800 | 20200 | 78.29% | 2.69 | 0 | 10 |  |  |  |  | R-410A | 1.9333 | Residential & Commercial | USHP | Ducted CEE Tier 1
213206589 | Central HP <5.4 tons | CARRIER | HRCU-A-CB (Split System: Heat Pump with Remote Outdoor Unit-Air-Source) | 38MURAQ24AB3* | ASPEN |  | D(A,C,E)30C44+TDR | 59TP6B060V14**12 | 23200 | 16.5 | 8.1 | 26400 | 20400 | 77.27% | 2.69 | 0 | 10 |  |  |  |  | R-410A | 1.9333 | Residential & Commercial | USHP | Ducted CEE Tier 1
211618664 | Central HP <5.4 tons | YORK | HRCU-A-CB (Split System: Heat Pump with Remote Outdoor Unit-Air-Source) | HMH72B361 | ASPEN |  | LEM48B4 | 0 | 34400 | 18 | 8.1 | 36000 | 26400 | 73.33% | 2.82 | 0 | 9 |  |  |  |  | R-410A | 2.8667 | Residential & Commercial | USHP
212622791 | Central HP <5.4 tons | COLEMAN | HRCU-A-CB (Split System: Heat Pump with Remote Outdoor Unit-Air-Source) | HMH72B341 | ASPEN |  | D(A,C,E)36A44+TDR | TM8E100C16MP11 | 33000 | 18 | 8.2 | 33800 | 28200 | 83.43% | 2.68 | 0 | 10 |  |  |  |  | R-410A | 2.75 | Residential & Commercial | USHP | Ducted CEE Tier 1
212622807 | Central HP <5.4 tons | COLEMAN | HRCU-A-CB (Split System: Heat Pump with Remote Outdoor Unit-Air-Source) | HMH72B341 | ASPEN |  | D(A,C,E)48B34+TDR | TM8E120C16MP11 | 33200 | 18 | 8.2 | 33800 | 28600 | 84.62% | 2.71 | 0 | 10 |  |  |  |  | R-410A | 2.7667 | Residential & Commercial | USHP | Ducted CEE Tier 1
212622850 | Central HP <5.4 tons | COLEMAN | HRCU-A-CB (Split System: Heat Pump with Remote Outdoor Unit-Air-Source) | HMH72B341 | ASPEN |  | D(A,C,E)48C24+TDR | TM9Y100C16MP11 | 32000 | 18 | 8.4 | 33800 | 28600 | 84.62% | 2.7 | 0 | 10 |  |  |  |  | R-410A | 2.6667 | Residential & Commercial | USHP | Ducted CEE Tier 1
212622900 | Central HP <5.4 tons | COLEMAN | HRCU-A-CB (Split System: Heat Pump with Remote Outdoor Unit-Air-Source) | HMH72B341 | ASPEN |  | C(A,C,D,E)42B34+TDR | TM9E080B12MP12 | 32400 | 17.5 | 8.4 | 33800 | 27400 | 81.07% | 2.62 | 0 | 9.9 |  |  |  |  | R-410A | 2.7 | Residential & Commercial | USHP
212622934 | Central HP <5.4 tons | COLEMAN | HRCU-A-CB (Split System: Heat Pump with Remote Outdoor Unit-Air-Source) | HMH72B341 | ASPEN |  | D(A,C,E)42D24+TDR | TM8E080C16MP11 | 32200 | 18 | 8.4 | 33800 | 28600 | 84.62% | 2.73 | 0 | 10 |  |  |  |  | R-410A | 2.6833 | Residential & Commercial | USHP | Ducted CEE Tier 1
212622943 | Central HP <5.4 tons | COLEMAN | HRCU-A-CB (Split System: Heat Pump with Remote Outdoor Unit-Air-Source) | HMH72B341 | ASPEN |  | D(A,C,E)48B34+TDR | TL9E100C20UH11 | 33400 | 17 | 8.2 | 33800 | 28800 | 85.21% | 2.73 | 0 | 10 |  |  |  |  | R-410A | 2.7833 | Residential & Commercial | USHP | Ducted CEE Tier 1
212622993 | Central HP <5.4 tons | COLEMAN | HRCU-A-CB (Split System: Heat Pump with Remote Outdoor Unit-Air-Source) | HMH72B341 | ASPEN |  | C(A,C,D,E)48A34+TDR | TM8E100B12MP11 | 32400 | 18 | 8.4 | 33800 | 27400 | 81.07% | 2.62 | 0 | 9.9 |  |  |  |  | R-410A | 2.7 | Residential & Commercial | USHP
212623034 | Central HP <5.4 tons | COLEMAN | HRCU-A-CB (Split System: Heat Pump with Remote Outdoor Unit-Air-Source) | HMH72B341 | ASPEN |  | C(A,C,D,E)42B24+TDR | TM9E080B12MP12 | 30000 | 16.9 | 8.5 | 33800 | 27400 | 81.07% | 2.65 | 0 | 9.5 |  |  |  |  | R-410A | 2.5 | Residential & Commercial | USHP
213206566 | Central HP <5.4 tons | CARRIER | HRCU-A-CB (Split System: Heat Pump with Remote Outdoor Unit-Air-Source) | 38MURAQ24AB3* | ASPEN |  | D(A,C,E)30C44+TDR | 59TP6B040V14**10 | 23200 | 16 | 8.1 | 25800 | 20200 | 78.29% | 2.63 | 0 | 10 |  |  |  |  | R-410A | 1.9333 | Residential & Commercial | USHP | Ducted CEE Tier 1
213206618 | Central HP <5.4 tons | CARRIER | HRCU-A-CB (Split System: Heat Pump with Remote Outdoor Unit-Air-Source) | 38MURAQ24AB3* | ASPEN |  | D(A,C,E)36C34+TDR | 59TP6B080V17**16 | 23400 | 17 | 8.1 | 25600 | 19900 | 77.73% | 2.66 | 0 | 10.3 |  |  |  |  | R-410A | 1.95 | Residential & Commercial | USHP | Ducted CEE Tier 1
213206641 | Central HP <5.4 tons | CARRIER | HRCU-A-CB (Split System: Heat Pump with Remote Outdoor Unit-Air-Source) | 38MURAQ24AB3* | ASPEN |  | D(A,C,E)36C34+TDR | 59TP6B100V21**20 | 23000 | 17 | 8.1 | 25200 | 19900 | 78.97% | 2.7 | 0 | 10.3 |  |  |  |  | R-410A | 1.9167 | Residential & Commercial | USHP | Ducted CEE Tier 1
214389390 | Central HP <5.4 tons | BRYANT HEATING AND COOLING SYSTEMS | HRCU-A-CB (Split System: Heat Pump with Remote Outdoor Unit-Air-Source) | 284ANV036*0**B* |  |  | CNPV*3621AL*+UI | 88*TB60110C21*** | 32400 | 18.5 | 9 | 38500 | 27000 | 70.13% | 1.92 | 0 | 11.7 |  |  |  |  | R-410A | 2.7 | Residential & Commercial | USHP | Ducted CEE Tier 1
213495364 | Central HP <5.4 tons | CHAMPION HEATING AND COOLING | HRCU-A-CB (Split System: Heat Pump with Remote Outdoor Unit-Air-Source) | HMH72B341 | ASPEN |  | C(A,C,D,E)48A36+TDR | Z8ES120C16SMPS1 | 33600 | 18 | 8.1 | 32600 | 30200 | 92.64% | 2.73 | 0 | 9.5 |  |  |  |  | R-410A | 2.8 | Residential & Commercial | USHP
213495409 | Central HP <5.4 tons | CHAMPION HEATING AND COOLING | HRCU-A-CB (Split System: Heat Pump with Remote Outdoor Unit-Air-Source) | HMH72B341 | ASPEN |  | C(A,C,D,E)48A36+TDR | Z8ET100C20LMPS1 | 32200 | 18.5 | 8.5 | 33200 | 27400 | 82.53% | 2.71 | 0 | 9.4 |  |  |  |  | R-410A | 2.6833 | Residential & Commercial | USHP
213238583 | Central HP <5.4 tons | CHAMPION HEATING AND COOLING | HRCU-A-CB (Split System: Heat Pump with Remote Outdoor Unit-Air-Source) | THF2B48T21 | ASPEN |  | D(A,C,E)48B44+TDR | TM9V100C20MP12 | 42500 | 15.9 | 8.2 | 44000 | 31200 | 70.91% | 3.13 | 0 | 11.5 |  |  |  |  | R-410A | 3.5417 | Residential & Commercial | USHP | Ducted CEE Tier 1
212623949 | Central HP <5.4 tons | COLEMAN | HRCU-A-CB (Split System: Heat Pump with Remote Outdoor Unit-Air-Source) | HMH72B341 | ASPEN |  | C(A,C,D,E)36A44+TDR | TM8E080B12MP11 | 32000 | 18 | 8.5 | 34000 | 28000 | 82.35% | 2.63 | 0 | 9.4 |  |  |  |  | R-410A | 2.6667 | Residential & Commercial | USHP
216764474 | Central HP <5.4 tons | TRANE | HRCU-A-CB (Split System: Heat Pump with Remote Outdoor Unit-Air-Source) | 5TWX7048A1 |  |  | 5TXCD008AS3 | *UHMD120CCV5 | 43500 | 16 | 9 | 45500 | 33200 | 72.97% | 2.1 | 0 | 11.5 |  |  |  |  | R-454B | 3.625 | Residential & Commercial | USHP | Ducted CEE Tier 1
216764485 | Central HP <5.4 tons | TRANE | HRCU-A-CB (Split System: Heat Pump with Remote Outdoor Unit-Air-Source) | 5TWX7048A1 |  |  | 5TXCD010AS3 | S9V2C080U5PSC | 43500 | 17.1 | 9 | 44000 | 32000 | 72.73% | 2.2 | 0 | 12 |  |  |  |  | R-454B | 3.625 | Residential & Commercial | USHP | Ducted CEE Tier 1
216764490 | Central HP <5.4 tons | TRANE | HRCU-A-CB (Split System: Heat Pump with Remote Outdoor Unit-Air-Source) | 5TWX7060A1 |  |  | 5PX*D008AS3 | L9X1C100U5VSA | 50500 | 15.5 | 8.7 | 52000 | 39500 | 75.96% | 2.1 | 0 | 10 |  |  |  |  | R-454B | 4.2083 | Residential & Commercial | USHP | Ducted CEE Tier 1
216764492 | Central HP <5.4 tons | TRANE | HRCU-A-CB (Split System: Heat Pump with Remote Outdoor Unit-Air-Source) | 5TWX7060A1 |  |  | 5PX*D008AS3 | S9V2D120U5VSB | 51500 | 16 | 9 | 51500 | 39000 | 75.73% | 2.1 | 0 | 11 |  |  |  |  | R-454B | 4.2917 | Residential & Commercial | USHP | Ducted CEE Tier 1
215676935 | Central HP <5.4 tons | HEIL | HRCU-A-CB (Split System: Heat Pump with Remote Outdoor Unit-Air-Source) | H5H0V48*K*AAA* |  |  | EVD5X61M24A*+WALLCON | *97CMN1202422B* | 48500 | 19.5 | 9.5 | 50000 | 36800 | 73.6% | 2.12 | 0 | 10.5 |  |  |  |  | R-454B | 4.0417 | Residential & Commercial | USHP | Ducted CEE Tier 1
215676485 | Central HP <5.4 tons | HEIL | HRCU-A-CB (Split System: Heat Pump with Remote Outdoor Unit-Air-Source) | H5H0V48*K*AAA* |  |  | EVD5X60M21A*+WALLCON | *80CTL1102120B* | 48000 | 19 | 9.5 | 50000 | 36600 | 73.2% | 2.1 | 0 | 10.5 |  |  |  |  | R-454B | 4 | Residential & Commercial | USHP | Ducted CEE Tier 1
212925892 | Central HP <5.4 tons | TOSOT | HRCU-A-C (Split System: Heat Pump with Remote Outdoor Unit with No Indoor Fan --Air Source) | TU60-48WADU | ASPEN |  | C(A,C,D,E)60B44+TDR | 0 | 50500 | 15.2 | 8.5 | 53000 | 37200 | 70.19% | 1.8 | 0 | 9.5 |  |  |  |  | R-410A | 4.2083 | Residential & Commercial | USHP
215675645 | Central HP <5.4 tons | HEIL | HRCU-A-CB (Split System: Heat Pump with Remote Outdoor Unit-Air-Source) | H5H0V48*K*AAA* |  |  | EVM5X49M21A*+WALLCON | *96CTN0801714B* | 48000 | 18.5 | 9 | 50000 | 36200 | 72.4% | 2.02 | 0 | 10 |  |  |  |  | R-454B | 4 | Residential & Commercial | USHP | Ducted CEE Tier 1
213493859 | Central HP <5.4 tons | CHAMPION HEATING AND COOLING | HRCU-A-CB (Split System: Heat Pump with Remote Outdoor Unit-Air-Source) | HMH72B341 | ASPEN |  | C(A,C,D,E)48A34+TDR | Z8ES040A12LMPS1 | 33200 | 18 | 8.1 | 32600 | 29800 | 91.41% | 2.68 | 0 | 10 |  |  |  |  | R-410A | 2.7667 | Residential & Commercial | USHP | Ducted CEE Tier 1
214242451 | Central HP <5.4 tons | DAY & NIGHT | HRCU-A-CB (Split System: Heat Pump with Remote Outdoor Unit-Air-Source) | CVH825GKA2* |  |  | EN(A,D)4X24L17**+WALLCON | *80CTL0901716B* | 23200 | 16 | 8.1 | 22000 | 16900 | 76.82% | 1.92 | 0 | 10.5 |  |  |  |  | R-410A | 1.9333 | Residential & Commercial | USHP | Ducted CEE Tier 1
214242601 | Central HP <5.4 tons | DAY & NIGHT | HRCU-A-CB (Split System: Heat Pump with Remote Outdoor Unit-Air-Source) | CVH825GKA2* |  |  | EN(A,D)4X30L17**+WALLCON | *97CMN0801714B* | 23400 | 16.5 | 8.1 | 21600 | 16700 | 77.31% | 1.92 | 0 | 10.5 |  |  |  |  | R-410A | 1.95 | Residential & Commercial | USHP | Ducted CEE Tier 1
213785230 | Central HP <5.4 tons | BRYANT HEATING AND COOLING SYSTEMS | HRCU-A-CB (Split System: Heat Pump with Remote Outdoor Unit-Air-Source) | 284ANV024*0**B* |  |  | CSPH*3612AL*+UI | 987MC42060C17*** | 23600 | 18.5 | 10 | 26600 | 19900 | 74.81% | 2.44 | 0 | 12.5 |  |  |  |  | R-410A | 1.9667 | Residential & Commercial | USHP | Ducted CEE Tier 1
215676545 | Central HP <5.4 tons | HEIL | HRCU-A-CB (Split System: Heat Pump with Remote Outdoor Unit-Air-Source) | H5H0V48*K*AAA* |  |  | EVD5X60M21A*+WALLCON | *97CMN0802120B* | 48000 | 19 | 9 | 50000 | 36800 | 73.6% | 2 | 0 | 10 |  |  |  |  | R-454B | 4 | Residential & Commercial | USHP | Ducted CEE Tier 1
215676575 | Central HP <5.4 tons | HEIL | HRCU-A-CB (Split System: Heat Pump with Remote Outdoor Unit-Air-Source) | H5H0V48*K*AAA* |  |  | EVD5X60M21A*+WALLCON | *96CTN1002122B* | 48000 | 19 | 9 | 50000 | 36600 | 73.2% | 2 | 0 | 10 |  |  |  |  | R-454B | 4 | Residential & Commercial | USHP | Ducted CEE Tier 1
212623107 | Central HP <5.4 tons | COLEMAN | HRCU-A-CB (Split System: Heat Pump with Remote Outdoor Unit-Air-Source) | HMH72B341 | ASPEN |  | C(A,C,D,E)36B24+TDR | TM8E060A12MP11 | 29400 | 17.2 | 8.1 | 33800 | 27400 | 81.07% | 2.44 | 0 | 9.4 |  |  |  |  | R-410A | 2.45 | Residential & Commercial | USHP
212623182 | Central HP <5.4 tons | COLEMAN | HRCU-A-CB (Split System: Heat Pump with Remote Outdoor Unit-Air-Source) | HMH72B341 | ASPEN |  | D(A,C,E)42A44+TDR | TMLE060A12MP11 | 32600 | 18 | 8.1 | 33800 | 27400 | 81.07% | 2.44 | 0 | 10 |  |  |  |  | R-410A | 2.7167 | Residential & Commercial | USHP | Ducted CEE Tier 1
212623184 | Central HP <5.4 tons | COLEMAN | HRCU-A-CB (Split System: Heat Pump with Remote Outdoor Unit-Air-Source) | HMH72B341 | ASPEN |  | D(A,C,E)42C24+TDR | TMLE060A12MP11 | 30400 | 17.5 | 8.1 | 33800 | 27400 | 81.07% | 2.44 | 0 | 9 |  |  |  |  | R-410A | 2.5333 | Residential & Commercial | USHP
215940733 | Central HP <5.4 tons | TEMPSTAR | HRCU-A-CB (Split System: Heat Pump with Remote Outdoor Unit-Air-Source) | T5H3V36*K*AAA* |  |  | EVD5X48M24A*+WALLCON | *96CTN0802120B* | 35000 | 21 | 8.5 | 38500 | 28400 | 73.77% | 2.04 | 0 | 12 |  |  |  |  | R-454B | 2.9167 | Residential & Commercial | USHP | Ducted CEE Tier 1
213362042 | Central HP <5.4 tons | BOSCH | HRCU-A-CB (Split System: Heat Pump with Remote Outdoor Unit-Air-Source) | BOVA-60HDN1-M20G | ADP |  | HG35948 | BGH96M080C4B | 41000 | 16 | 8.8 | 42500 | 31000 | 72.94% | 1.9 | 0 | 11 |  |  |  |  | R-410A | 3.4167 | Residential & Commercial | USHP | Ducted CEE Tier 1
213828554 | Central HP <5.4 tons | HISENSE | HRCU-A-C (Split System: Heat Pump with Remote Outdoor Unit with No Indoor Fan --Air Source) | AUWR-48U3SP | ASPEN |  | D(A,C,E)61A44+TDR | 0 | 40500 | 15.55 | 8.55 | 42000 | 34600 | 82.38% | 1.94 | 0 | 11.4 |  |  |  |  | R-410A | 3.375 | Residential & Commercial | USHP | Ducted CEE Tier 1
213205948 | Central HP <5.4 tons | CARRIER | HRCU-A-CB (Split System: Heat Pump with Remote Outdoor Unit-Air-Source) | 38MURAQ24AA3* | ASPEN |  | D(A,C,E)30B34+TDR | 58TP*A090V21**20 | 23800 | 16 | 8.1 | 25200 | 22400 | 88.89% | 2.94 | 0 | 9 |  |  |  |  | R-410A | 1.9833 | Residential & Commercial | USHP
214861536 | Central HP <5.4 tons | MDV | HRCU-A-CB (Split System: Heat Pump with Remote Outdoor Unit-Air-Source) | MOD30-24HFN10-M1 |  |  | MVBC-24HWFN10-MB1 | 0 | 24000 | 19.8 | 9 | 25000 | 18000 | 72% | 2.2 | 0 | 11.7 |  |  |  |  | R-454B | 2 | Residential & Commercial | USHP | Ducted CEE Tier 1
213205989 | Central HP <5.4 tons | CARRIER | HRCU-A-CB (Split System: Heat Pump with Remote Outdoor Unit-Air-Source) | 38MURAQ24AA3* | ASPEN |  | D(A,C,E)36B34+TDR | 59SC2D040E17**12 | 23800 | 15.2 | 8.1 | 25200 | 22400 | 88.89% | 2.87 | 0 | 9 |  |  |  |  | R-410A | 1.9833 | Residential & Commercial | USHP
213205991 | Central HP <5.4 tons | CARRIER | HRCU-A-CB (Split System: Heat Pump with Remote Outdoor Unit-Air-Source) | 38MURAQ24AA3* | ASPEN |  | D(A,C,E)36C34+TDR | 59SC2D040E17**12 | 23800 | 15.2 | 8.1 | 25200 | 22400 | 88.89% | 2.88 | 0 | 9 |  |  |  |  | R-410A | 1.9833 | Residential & Commercial | USHP
214861541 | Central HP <5.4 tons | MDV | HRCU-A-CB (Split System: Heat Pump with Remote Outdoor Unit-Air-Source) | MOX430-24HFN10-M3X |  |  | MVBC-24HWFN10-MB3E | 0 | 23000 | 18.4 | 10 | 24000 | 21600 | 90% | 1.87 | 0 | 11.7 |  |  |  |  | R-454B | 1.9167 | Residential & Commercial | USHP | Ducted CEE Tier 1
214056971 | Central HP <5.4 tons | TRANE | HRCU-A-C (Split System: Heat Pump with Remote Outdoor Unit with No Indoor Fan --Air Source) | 4TXD2036A10NU** | ASPEN |  | D(A,C,E)36B34+TDR | 0 | 32000 | 15.2 | 8.5 | 34000 | 24000 | 70.59% | 1.8 | 0 | 9.5 |  |  |  |  | R-410A | 2.6667 | Residential & Commercial | USHP
216681111 | Central HP <5.4 tons | AIRQUEST | HRCU-A-CB (Split System: Heat Pump with Remote Outdoor Unit-Air-Source) | DLCURAH36ABK |  |  | EHD4X48AAL | *97VTN0802120A* | 36400 | 15.5 | 8.5 | 38500 | 34400 | 89.35% | 1.84 | 0 | 10 |  |  |  |  | R-410A | 3.0333 | Residential & Commercial | USHP | Ducted CEE Tier 1
213206046 | Central HP <5.4 tons | CARRIER | HRCU-A-CB (Split System: Heat Pump with Remote Outdoor Unit-Air-Source) | 38MURAQ24AA3* | ASPEN |  | D(A,C,E)30C44+TDR | 59SC2D100E21**20 | 23800 | 16 | 8.5 | 26000 | 23000 | 88.46% | 2.92 | 0 | 9.5 |  |  |  |  | R-410A | 1.9833 | Residential & Commercial | USHP
213206214 | Central HP <5.4 tons | CARRIER | HRCU-A-CB (Split System: Heat Pump with Remote Outdoor Unit-Air-Source) | 38MURAQ24AA3* | ASPEN |  | D(A,C,E)24B44+TDR | 59TP6B100V21**22 | 23600 | 16.5 | 8.1 | 24800 | 22200 | 89.52% | 2.89 | 0 | 10 |  |  |  |  | R-410A | 1.9667 | Residential & Commercial | USHP | Ducted CEE Tier 1
213238545 | Central HP <5.4 tons | CHAMPION HEATING AND COOLING | HRCU-A-CB (Split System: Heat Pump with Remote Outdoor Unit-Air-Source) | THF2B48T21 | ASPEN |  | D(A,C,E)48B44+TDR | TM8V080C16MP12 | 42500 | 15.9 | 8.2 | 44000 | 30800 | 70% | 3.13 | 0 | 11.5 |  |  |  |  | R-410A | 3.5417 | Residential & Commercial | USHP | Ducted CEE Tier 1
214056973 | Central HP <5.4 tons | TRANE | HRCU-A-C (Split System: Heat Pump with Remote Outdoor Unit with No Indoor Fan --Air Source) | 4TXD2060A10NU** | ASPEN |  | C(A,C,D,E)60B44+TDR | 0 | 50500 | 15.2 | 8.5 | 53000 | 37200 | 70.19% | 1.8 | 0 | 9.5 |  |  |  |  | R-410A | 4.2083 | Residential & Commercial | USHP
215676525 | Central HP <5.4 tons | HEIL | HRCU-A-CB (Split System: Heat Pump with Remote Outdoor Unit-Air-Source) | H5H0V48*K*AAA* |  |  | EVD5X60M21A*+WALLCON | *97CMN0602120B* | 47500 | 18.5 | 9 | 50000 | 37200 | 74.4% | 1.98 | 0 | 10 |  |  |  |  | R-454B | 3.9583 | Residential & Commercial | USHP | Ducted CEE Tier 1
215676725 | Central HP <5.4 tons | HEIL | HRCU-A-CB (Split System: Heat Pump with Remote Outdoor Unit-Air-Source) | H5H0V48*K*AAA* |  |  | EVD5X61M21A*+WALLCON | *80CTL0702120B* | 48500 | 19 | 9 | 50000 | 37000 | 74% | 2 | 0 | 10.5 |  |  |  |  | R-454B | 4.0417 | Residential & Commercial | USHP | Ducted CEE Tier 1
212623250 | Central HP <5.4 tons | COLEMAN | HRCU-A-CB (Split System: Heat Pump with Remote Outdoor Unit-Air-Source) | HMH72B341 | ASPEN |  | D(A,C,E)36A34+TDR | TM9V080C16MP12 | 31600 | 17.5 | 8.4 | 33800 | 27400 | 81.07% | 2.64 | 0 | 9.8 |  |  |  |  | R-410A | 2.6333 | Residential & Commercial | USHP
212623302 | Central HP <5.4 tons | COLEMAN | HRCU-A-CB (Split System: Heat Pump with Remote Outdoor Unit-Air-Source) | HMH72B341 | ASPEN |  | C(A,C,D,E)42D24+TDR | CP9C080C16MP13 | 30800 | 17.2 | 8.1 | 33800 | 27400 | 81.07% | 2.45 | 0 | 9 |  |  |  |  | R-410A | 2.5667 | Residential & Commercial | USHP
213206216 | Central HP <5.4 tons | CARRIER | HRCU-A-CB (Split System: Heat Pump with Remote Outdoor Unit-Air-Source) | 38MURAQ24AA3* | ASPEN |  | D(A,C,E)30B34+TDR | 59TP6B100V21**22 | 23600 | 16.5 | 8.1 | 24800 | 22200 | 89.52% | 2.89 | 0 | 10 |  |  |  |  | R-410A | 1.9667 | Residential & Commercial | USHP | Ducted CEE Tier 1
213206223 | Central HP <5.4 tons | CARRIER | HRCU-A-CB (Split System: Heat Pump with Remote Outdoor Unit-Air-Source) | 38MURAQ24AA3* | ASPEN |  | D(A,C,E)36C34+TDR | 59TP6B100V21**22 | 23800 | 16.5 | 8.1 | 24800 | 22200 | 89.52% | 2.97 | 0 | 10 |  |  |  |  | R-410A | 1.9833 | Residential & Commercial | USHP | Ducted CEE Tier 1
212623309 | Central HP <5.4 tons | COLEMAN | HRCU-A-CB (Split System: Heat Pump with Remote Outdoor Unit-Air-Source) | HMH72B341 | ASPEN |  | D(A,C,E)36C34+TDR | CP9C080C16MP13 | 32600 | 17.5 | 8.1 | 33800 | 27400 | 81.07% | 2.45 | 0 | 10 |  |  |  |  | R-410A | 2.7167 | Residential & Commercial | USHP | Ducted CEE Tier 1
212623316 | Central HP <5.4 tons | COLEMAN | HRCU-A-CB (Split System: Heat Pump with Remote Outdoor Unit-Air-Source) | HMH72B341 | ASPEN |  | D(A,C,E)42C24+TDR | CP9C080C16MP13 | 30400 | 17 | 8.1 | 33800 | 27400 | 81.07% | 2.45 | 0 | 9 |  |  |  |  | R-410A | 2.5333 | Residential & Commercial | USHP
215676425 | Central HP <5.4 tons | HEIL | HRCU-A-CB (Split System: Heat Pump with Remote Outdoor Unit-Air-Source) | H5H0V48*K*AAA* |  |  | EVD5X60M21A*+WALLCON | *80CSU1002120A* | 48000 | 18.5 | 9 | 50000 | 36800 | 73.6% | 2 | 0 | 10 |  |  |  |  | R-454B | 4 | Residential & Commercial | USHP | Ducted CEE Tier 1
215676695 | Central HP <5.4 tons | HEIL | HRCU-A-CB (Split System: Heat Pump with Remote Outdoor Unit-Air-Source) | H5H0V48*K*AAA* |  |  | EVD5X61M21A*+WALLCON | *80CSU1002120A* | 48500 | 19 | 9 | 50000 | 37000 | 74% | 2 | 0 | 10 |  |  |  |  | R-454B | 4.0417 | Residential & Commercial | USHP | Ducted CEE Tier 1
216800680 | Central HP <5.4 tons | BOSCH | HRCU-A-CB (Split System: Heat Pump with Remote Outdoor Unit-Air-Source) | BOVA-60RXB-M15S | ADP |  | HG84*60+TXV | BGH96M080C4C | 43000 | 16 | 8.5 | 43000 | 31200 | 72.56% | 1.85 | 0 | 10.5 |  |  |  |  | R-454B | 3.5833 | Residential & Commercial | USHP | Ducted CEE Tier 1
216774304 | Central HP <5.4 tons | BOSCH | HRCU-A-CB (Split System: Heat Pump with Remote Outdoor Unit-Air-Source) | BOVA-60RXB-M15S | ADP |  | A60VHA*+TXV+AEFE5* | 0 | 46000 | 17 | 8.45 | 45000 | 33200 | 73.78% | 1.86 | 0 | 11.7 |  |  |  |  | R-454B | 3.8333 | Residential & Commercial | USHP | Ducted CEE Tier 1
216800678 | Central HP <5.4 tons | BOSCH | HRCU-A-CB (Split System: Heat Pump with Remote Outdoor Unit-Air-Source) | BOVA-60RXB-M15S | ADP |  | A60VGA*+TXV | BGH96M080C4C | 43000 | 16 | 8.5 | 43000 | 31200 | 72.56% | 1.85 | 0 | 10.5 |  |  |  |  | R-454B | 3.5833 | Residential & Commercial | USHP | Ducted CEE Tier 1
213205899 | Central HP <5.4 tons | CARRIER | HRCU-A-CB (Split System: Heat Pump with Remote Outdoor Unit-Air-Source) | 38MURAQ24AA3* | ASPEN |  | D(A,C,E)30B34+TDR | 58S(B,C)*A110E21**20 | 23800 | 15.5 | 8.5 | 26200 | 22800 | 87.02% | 2.86 | 0 | 9.5 |  |  |  |  | R-410A | 1.9833 | Residential & Commercial | USHP
216774302 | Central HP <5.4 tons | BOSCH | HRCU-A-CB (Split System: Heat Pump with Remote Outdoor Unit-Air-Source) | BOVA-60RXB-M15S | ADP |  | A48VGA*+TXV+AEFE5* | 0 | 45500 | 17 | 8.35 | 45000 | 33200 | 73.78% | 1.84 | 0 | 11.5 |  |  |  |  | R-454B | 3.7917 | Residential & Commercial | USHP | Ducted CEE Tier 1
212380755 | Central HP <5.4 tons | BOSCH | HRCU-A-CB (Split System: Heat Pump with Remote Outdoor Unit-Air-Source) | BOVA-60HDN1-M20G | ADP |  | V,R60H210P199 | BGH96M080C4A | 42500 | 17 | 8.8 | 42500 | 31000 | 72.94% | 1.9 | 0 | 11.7 |  |  |  |  | R-410A | 3.5417 | Residential & Commercial | USHP | Ducted CEE Tier 1
212380757 | Central HP <5.4 tons | BOSCH | HRCU-A-CB (Split System: Heat Pump with Remote Outdoor Unit-Air-Source) | BOVA-60HDN1-M20G | ADP |  | H,RG86960 | BGH96M080C4A | 42500 | 17 | 8.8 | 42500 | 31000 | 72.94% | 1.9 | 0 | 11.7 |  |  |  |  | R-410A | 3.5417 | Residential & Commercial | USHP | Ducted CEE Tier 1
212380900 | Central HP <5.4 tons | BOSCH | HRCU-A-CB (Split System: Heat Pump with Remote Outdoor Unit-Air-Source) | BOVB-60HDN1-M20G | ADP |  | V,R60H210P179 | BGH96M080C4B | 42500 | 17 | 8.8 | 42500 | 31000 | 72.94% | 1.9 | 0 | 11.7 |  |  |  |  | R-410A | 3.5417 | Residential & Commercial | USHP | Ducted CEE Tier 1
212381032 | Central HP <5.4 tons | BOSCH | HRCU-A-CB (Split System: Heat Pump with Remote Outdoor Unit-Air-Source) | BOVA-60HDN1-M20G | ADP |  | H,RG3K960 | BGH96M100C5A | 45000 | 17 | 8.8 | 44500 | 32400 | 72.81% | 1.9 | 0 | 11.7 |  |  |  |  | R-410A | 3.75 | Residential & Commercial | USHP | Ducted CEE Tier 1
212380764 | Central HP <5.4 tons | BOSCH | HRCU-A-CB (Split System: Heat Pump with Remote Outdoor Unit-Air-Source) | BOVA-60HDN1-M20G | ADP |  | V,R60H210P179 | BGH96M100C5A | 45000 | 17 | 8.8 | 44500 | 32400 | 72.81% | 1.9 | 0 | 11.7 |  |  |  |  | R-410A | 3.75 | Residential & Commercial | USHP | Ducted CEE Tier 1
216774282 | Central HP <5.4 tons | BOSCH | HRCU-A-CB (Split System: Heat Pump with Remote Outdoor Unit-Air-Source) | BOVA-60RTB-M20S | ADP |  | A48VGA*+TXV+AEFE5* | 0 | 46500 | 18 | 9.3 | 46000 | 33200 | 72.17% | 1.96 | 0 | 11.7 |  |  |  |  | R-454B | 3.875 | Residential & Commercial | USHP | Ducted CEE Tier 1
213311141 | Central HP <5.4 tons | PAYNE HEATING AND COOLING | HRCU-A-CB (Split System: Heat Pump with Remote Outdoor Unit-Air-Source) | 38MURAQ24AB3* | ADP |  | C36A***L129+CBPE4B* | 0 | 23600 | 18 | 8.65 | 24800 | 22600 | 91.13% | 1.86 | 0 | 10 |  |  |  |  | R-410A | 1.9667 | Residential & Commercial | USHP | Ducted CEE Tier 1
216800803 | Central HP <5.4 tons | BOSCH | HRCU-A-CB (Split System: Heat Pump with Remote Outdoor Unit-Air-Source) | BOVA-60RXB-M15S | ADP |  | V48H210P19*+TXV | BGH96M080C4C | 43000 | 16 | 8.5 | 43000 | 31200 | 72.56% | 1.85 | 0 | 10.5 |  |  |  |  | R-454B | 3.5833 | Residential & Commercial | USHP | Ducted CEE Tier 1
216800805 | Central HP <5.4 tons | BOSCH | HRCU-A-CB (Split System: Heat Pump with Remote Outdoor Unit-Air-Source) | BOVA-60RXB-M15S | ADP |  | V48H210P19*+TXV | BGH96M100C5C | 44500 | 16 | 8.5 | 45000 | 32600 | 72.44% | 1.85 | 0 | 10.5 |  |  |  |  | R-454B | 3.7083 | Residential & Commercial | USHP | Ducted CEE Tier 1
213184692 | Central HP <5.4 tons | BOSCH | HRCU-A-CB (Split System: Heat Pump with Remote Outdoor Unit-Air-Source) | BOVA-60HDN1-M20G | ADP |  | PL60H210P169+AEFE5* | 0 | 45000 | 18 | 9.1 | 45500 | 33200 | 72.97% | 1.94 | 0 | 11.5 |  |  |  |  | R-410A | 3.75 | Residential & Commercial | USHP | Ducted CEE Tier 1
213355884 | Central HP <5.4 tons | BOSCH | HRCU-A-CB (Split System: Heat Pump with Remote Outdoor Unit-Air-Source) | BOVA-36HDN1-M20G | ADP |  | HG9J936+AEFE4B* | 0 | 24000 | 20 | 9.5 | 22400 | 17200 | 76.79% | 2 | 0 | 13 |  |  |  |  | R-410A | 2 | Residential & Commercial | USHP | Ducted CEE Tier 1
213363288 | Central HP <5.4 tons | BOSCH | HRCU-A-CB (Split System: Heat Pump with Remote Outdoor Unit-Air-Source) | BOVA-36HDN1-M20G | ADP |  | HG32924 | BGH96M060B3B | 23000 | 18 | 8.8 | 22400 | 17000 | 75.89% | 1.86 | 0 | 11.5 |  |  |  |  | R-410A | 1.9167 | Residential & Commercial | USHP | Ducted CEE Tier 1
216800801 | Central HP <5.4 tons | BOSCH | HRCU-A-CB (Split System: Heat Pump with Remote Outdoor Unit-Air-Source) | BOVA-60RTB-M20S | ADP |  | V48H210P19*+TXV | BGH96M080C4C | 42500 | 16 | 8.8 | 42500 | 31000 | 72.94% | 1.8 | 0 | 11.7 |  |  |  |  | R-454B | 3.5417 | Residential & Commercial | USHP | Ducted CEE Tier 1
216800665 | Central HP <5.4 tons | BOSCH | HRCU-A-CB (Split System: Heat Pump with Remote Outdoor Unit-Air-Source) | BOVA-60RTB-M20S | ADP |  | HG84*60+TXV | BGH96M100C5C | 51000 | 17 | 8.5 | 51500 | 37200 | 72.23% | 1.8 | 0 | 11 |  |  |  |  | R-454B | 4.25 | Residential & Commercial | USHP | Ducted CEE Tier 1
213184775 | Central HP <5.4 tons | BOSCH | HRCU-A-CB (Split System: Heat Pump with Remote Outdoor Unit-Air-Source) | BOVA-36HDN1-M20G | ADP |  | V,G36H***D129+AEFE3A* | 0 | 23000 | 19 | 9.3 | 22400 | 17200 | 76.79% | 1.96 | 0 | 12.5 |  |  |  |  | R-410A | 1.9167 | Residential & Commercial | USHP | Ducted CEE Tier 1
212927485 | Central HP <5.4 tons | BOSCH | HRCU-A-CB (Split System: Heat Pump with Remote Outdoor Unit-Air-Source) | BOVA-36HDN1-M20G | ADP |  | CE3005C+TXV | 0 | 23200 | 19 | 9.3 | 22400 | 17200 | 76.79% | 1.96 | 0 | 12.5 |  |  |  |  | R-410A | 1.9333 | Residential & Commercial | USHP | Ducted CEE Tier 1
212380737 | Central HP <5.4 tons | BOSCH | HRCU-A-CB (Split System: Heat Pump with Remote Outdoor Unit-Air-Source) | BOVA-36HDN1-M20G | ADP |  | H,RG8J936 | BGH96M060B3B | 23600 | 18 | 9 | 22400 | 17000 | 75.89% | 1.9 | 0 | 11.7 |  |  |  |  | R-410A | 1.9667 | Residential & Commercial | USHP | Ducted CEE Tier 1
212623903 | Central HP <5.4 tons | COLEMAN | HRCU-A-CB (Split System: Heat Pump with Remote Outdoor Unit-Air-Source) | HMH72B341 | ASPEN |  | D(A,C,E)48D24+TDR | TP9C060B12MP13 | 31200 | 17.3 | 8.1 | 34000 | 27800 | 81.76% | 2.42 | 0 | 9.2 |  |  |  |  | R-410A | 2.6 | Residential & Commercial | USHP
212623935 | Central HP <5.4 tons | COLEMAN | HRCU-A-CB (Split System: Heat Pump with Remote Outdoor Unit-Air-Source) | HMH72B341 | ASPEN |  | D(A,C,E)42D34+TDR | TL8E060A12UH11 | 32800 | 18 | 8.1 | 33400 | 29000 | 86.83% | 2.46 | 0 | 9.5 |  |  |  |  | R-410A | 2.7333 | Residential & Commercial | USHP
212623953 | Central HP <5.4 tons | COLEMAN | HRCU-A-CB (Split System: Heat Pump with Remote Outdoor Unit-Air-Source) | HMH72B341 | ASPEN |  | C(A,C,D,E)36C34+TDR | TM8E080B12MP11 | 32400 | 18 | 8.5 | 34000 | 28000 | 82.35% | 2.63 | 0 | 9.5 |  |  |  |  | R-410A | 2.7 | Residential & Commercial | USHP
212623960 | Central HP <5.4 tons | COLEMAN | HRCU-A-CB (Split System: Heat Pump with Remote Outdoor Unit-Air-Source) | HMH72B341 | ASPEN |  | D(A,C,E)36A44+TDR | TM8E080B12MP11 | 32000 | 18 | 8.5 | 34000 | 28000 | 82.35% | 2.63 | 0 | 9.4 |  |  |  |  | R-410A | 2.6667 | Residential & Commercial | USHP
212623969 | Central HP <5.4 tons | COLEMAN | HRCU-A-CB (Split System: Heat Pump with Remote Outdoor Unit-Air-Source) | HMH72B341 | ASPEN |  | D(A,C,E)42C34+TDR | TM8E080B12MP11 | 32800 | 18 | 8.5 | 34000 | 28000 | 82.35% | 2.63 | 0 | 9.5 |  |  |  |  | R-410A | 2.7333 | Residential & Commercial | USHP
213493945 | Central HP <5.4 tons | CHAMPION HEATING AND COOLING | HRCU-A-CB (Split System: Heat Pump with Remote Outdoor Unit-Air-Source) | HMH72B341 | ASPEN |  | C(A,C,D,E)48A34+TDR | Z8ES100C16SMPS1 | 32200 | 18 | 8.5 | 33200 | 28200 | 84.94% | 2.7 | 0 | 9.4 |  |  |  |  | R-410A | 2.6833 | Residential & Commercial | USHP
212623336 | Central HP <5.4 tons | COLEMAN | HRCU-A-CB (Split System: Heat Pump with Remote Outdoor Unit-Air-Source) | HMH72B341 | ASPEN |  | C(A,C,D,E)36C34+TDR | TM9V080C16MP12 | 32600 | 17.5 | 8.5 | 33800 | 27400 | 81.07% | 2.66 | 0 | 10 |  |  |  |  | R-410A | 2.7167 | Residential & Commercial | USHP | Ducted CEE Tier 1
212623350 | Central HP <5.4 tons | COLEMAN | HRCU-A-CB (Split System: Heat Pump with Remote Outdoor Unit-Air-Source) | HMH72B341 | ASPEN |  | D(A,C,E)36B34+TDR | TM9V080C16MP12 | 32200 | 17.5 | 8.5 | 33800 | 27400 | 81.07% | 2.66 | 0 | 9.9 |  |  |  |  | R-410A | 2.6833 | Residential & Commercial | USHP
212623368 | Central HP <5.4 tons | COLEMAN | HRCU-A-CB (Split System: Heat Pump with Remote Outdoor Unit-Air-Source) | HMH72B341 | ASPEN |  | C(A,C,D,E)36B34+TDR | TP9C080C16MP13 | 32200 | 17.5 | 8.1 | 33800 | 27400 | 81.07% | 2.45 | 0 | 9.9 |  |  |  |  | R-410A | 2.6833 | Residential & Commercial | USHP
212367482 | Central HP <5.4 tons | BOSCH | HRCU-A-CB (Split System: Heat Pump with Remote Outdoor Unit-Air-Source) | BOVA-36HDN1-M20G | ADP |  | H,RG34936 | BGH96M060B3B | 23800 | 18 | 9 | 22400 | 17000 | 75.89% | 1.9 | 0 | 12 |  |  |  |  | R-410A | 1.9833 | Residential & Commercial | USHP | Ducted CEE Tier 1
215850501 | Central HP <5.4 tons | COLEMAN | HRCU-A-CB (Split System: Heat Pump with Remote Outdoor Unit-Air-Source) | HH836E2S11 | ASPEN |  | C(A,C,D,E)48A3K+TDR | TMLE080C16MP11 | 31200 | 18 | 8.1 | 31000 | 25200 | 81.29% | 2 | 0 | 10.5 |  |  |  |  | R-454B | 2.6 | Residential & Commercial | USHP | Ducted CEE Tier 1
215850564 | Central HP <5.4 tons | COLEMAN | HRCU-A-CB (Split System: Heat Pump with Remote Outdoor Unit-Air-Source) | HH836E2S11 | ASPEN |  | C(A,C,D,E)36B3K+TDR | Z8ES080B12SMPS1 | 30600 | 18 | 8.5 | 30000 | 24800 | 82.67% | 2 | 0 | 11 |  |  |  |  | R-454B | 2.55 | Residential & Commercial | USHP | Ducted CEE Tier 1
216760260 | Central HP <5.4 tons | BOSCH | HRCU-A-CB (Split System: Heat Pump with Remote Outdoor Unit-Air-Source) | BOVA-60RXB-M15S | ADP |  | H,RG33*36+TXV+AEFE3A* | 0 | 33200 | 16 | 8.25 | 32400 | 33800 | 104.3% | 1.76 | 0 | 11 |  |  |  |  | R-454B | 2.7667 | Residential & Commercial | USHP | Ducted CEE Tier 1
216762917 | Central HP <5.4 tons | BOSCH | HRCU-A-CB (Split System: Heat Pump with Remote Outdoor Unit-Air-Source) | BOVA-60RXB-M15S | ADP |  | HG37*36+TXV+AEFE4B* | 0 | 44500 | 16 | 8.25 | 45000 | 33200 | 73.78% | 1.82 | 0 | 11 |  |  |  |  | R-454B | 3.7083 | Residential & Commercial | USHP | Ducted CEE Tier 1
216788588 | Central HP <5.4 tons | BOSCH | HRCU-A-CB (Split System: Heat Pump with Remote Outdoor Unit-Air-Source) | BOVA-60RXB-M15S | ADP |  | H,RG88*60+TXV+AEFE5* | 0 | 55000 | 16 | 8.4 | 54000 | 39000 | 72.22% | 1.85 | 0 | 10 |  |  |  |  | R-454B | 4.5833 | Residential & Commercial | USHP | Ducted CEE Tier 1
213356019 | Central HP <5.4 tons | BOSCH | HRCU-A-CB (Split System: Heat Pump with Remote Outdoor Unit-Air-Source) | BOVB-36HDN1-M20G | ADP |  | A24VBA+TXV+AEFE4B* | 0 | 23400 | 20 | 9.35 | 22400 | 17200 | 76.79% | 1.98 | 0 | 12.5 |  |  |  |  | R-410A | 1.95 | Residential & Commercial | USHP | Ducted CEE Tier 1
213363289 | Central HP <5.4 tons | BOSCH | HRCU-A-CB (Split System: Heat Pump with Remote Outdoor Unit-Air-Source) | BOVA-36HDN1-M20G | ADP |  | HG32924 | BGH96M080B3B | 23000 | 18 | 8.8 | 22400 | 17000 | 75.89% | 1.86 | 0 | 11.5 |  |  |  |  | R-410A | 1.9167 | Residential & Commercial | USHP | Ducted CEE Tier 1
215934140 | Central HP <5.4 tons | DAY & NIGHT | HRCU-A-CB (Split System: Heat Pump with Remote Outdoor Unit-Air-Source) | C5H3V48*K*AAA* |  |  | EA*5X61M21A*+WALLCON | *80CSU1002120A* | 45000 | 21 | 9.5 | 48500 | 37000 | 76.29% | 2 | 0 | 11 |  |  |  |  | R-454B | 3.75 | Residential & Commercial | USHP | Ducted CEE Tier 1
215588235 | Central HP <5.4 tons | CARRIER | HRCU-A-CB (Split System: Heat Pump with Remote Outdoor Unit-Air-Source) | 27VNA154A*030* |  |  | CVAMA6021XMA*+UI | 59MN7C080C21**20 | 52000 | 19 | 8.1 | 53500 | 45500 | 85.05% | 1.9 | 0 | 11.5 |  |  |  |  | R-454B | 4.3333 | Residential & Commercial | USHP | Ducted CEE Tier 1
212623978 | Central HP <5.4 tons | COLEMAN | HRCU-A-CB (Split System: Heat Pump with Remote Outdoor Unit-Air-Source) | HMH72B341 | ASPEN |  | C(A,C,D,E)36B24+TDR | TM9Y080B12MP11 | 29400 | 17.2 | 8.1 | 34000 | 28000 | 82.35% | 2.41 | 0 | 8.9 |  |  |  |  | R-410A | 2.45 | Residential & Commercial | USHP
213367798 | Central HP <5.4 tons | YORK | HRCU-A-CB (Split System: Heat Pump with Remote Outdoor Unit-Air-Source) | HMH72B361 | ASPEN |  | C(A,C,D,E)48C24+TDR | Y81E100C16LMPS1 | 33000 | 17.5 | 8.1 | 36000 | 25400 | 70.56% | 2.65 | 0 | 8 |  |  |  |  | R-410A | 2.75 | Residential & Commercial | USHP
212925931 | Central HP <5.4 tons | TRANE | HRCU-A-CB (Split System: Heat Pump with Remote Outdoor Unit-Air-Source) | 4TWL5024N1 | ASPEN |  | A(E,F)M314+TDR | 0 | 24000 | 15.5 | 8.2 | 26000 | 19900 | 76.54% | 2.8 | 0 | 12.5 |  |  |  |  | R-410A | 2 | Residential & Commercial | USHP | Ducted CEE Tier 1
212380862 | Central HP <5.4 tons | BOSCH | HRCU-A-CB (Split System: Heat Pump with Remote Outdoor Unit-Air-Source) | BOVB-36HDN1-M20G | ADP |  | H,RG80936 | BGH96M060B3B | 24000 | 18 | 9 | 22400 | 17000 | 75.89% | 1.9 | 0 | 12 |  |  |  |  | R-410A | 2 | Residential & Commercial | USHP | Ducted CEE Tier 1
212380750 | Central HP <5.4 tons | BOSCH | HRCU-A-CB (Split System: Heat Pump with Remote Outdoor Unit-Air-Source) | BOVA-36HDN1-M20G | ADP |  | V,R36H175P459 | BGH96M080B3B | 24000 | 18 | 9 | 22400 | 17000 | 75.89% | 1.9 | 0 | 12 |  |  |  |  | R-410A | 2 | Residential & Commercial | USHP | Ducted CEE Tier 1
213363291 | Central HP <5.4 tons | BOSCH | HRCU-A-CB (Split System: Heat Pump with Remote Outdoor Unit-Air-Source) | BOVB-36HDN1-M20G | ADP |  | HG32924 | BGH96M080B3B | 23000 | 18 | 8.8 | 22400 | 17000 | 75.89% | 1.86 | 0 | 11.5 |  |  |  |  | R-410A | 1.9167 | Residential & Commercial | USHP | Ducted CEE Tier 1
216800679 | Central HP <5.4 tons | BOSCH | HRCU-A-CB (Split System: Heat Pump with Remote Outdoor Unit-Air-Source) | BOVA-60RXB-M15S | ADP |  | V60H210P19*+TXV | BGH96M080C4C | 43000 | 16 | 8.5 | 43000 | 31200 | 72.56% | 1.85 | 0 | 10.5 |  |  |  |  | R-454B | 3.5833 | Residential & Commercial | USHP | Ducted CEE Tier 1
212380751 | Central HP <5.4 tons | BOSCH | HRCU-A-CB (Split System: Heat Pump with Remote Outdoor Unit-Air-Source) | BOVA-36HDN1-M20G | ADP |  | H,RG80936 | BGH96M080B3B | 24000 | 18 | 9 | 22400 | 17000 | 75.89% | 1.9 | 0 | 12 |  |  |  |  | R-410A | 2 | Residential & Commercial | USHP | Ducted CEE Tier 1
214861528 | Central HP <5.4 tons | MDV | HRCU-A-CB (Split System: Heat Pump with Remote Outdoor Unit-Air-Source) | MOX430-18HFN10-M1X |  |  | MVBC-18HWFN10-MB1 | 0 | 18000 | 18.2 | 10.1 | 19500 | 18000 | 92.31% | 2.2 | 0 | 12 |  |  |  |  | R-454B | 1.5 | Residential & Commercial | USHP | Ducted CEE Tier 1
212380853 | Central HP <5.4 tons | BOSCH | HRCU-A-CB (Split System: Heat Pump with Remote Outdoor Unit-Air-Source) | BOVB-36HDN1-M20G | ADP |  | V,R36H175P159 | BGH96M060B3A | 24000 | 18 | 9 | 22400 | 17000 | 75.89% | 1.9 | 0 | 12 |  |  |  |  | R-410A | 2 | Residential & Commercial | USHP | Ducted CEE Tier 1
215676785 | Central HP <5.4 tons | HEIL | HRCU-A-CB (Split System: Heat Pump with Remote Outdoor Unit-Air-Source) | H5H0V48*K*AAA* |  |  | EVD5X61M21A*+WALLCON | *95CSU1002122B* | 48500 | 19 | 9 | 50000 | 36600 | 73.2% | 2.12 | 0 | 10.5 |  |  |  |  | R-454B | 4.0417 | Residential & Commercial | USHP | Ducted CEE Tier 1
215676835 | Central HP <5.4 tons | HEIL | HRCU-A-CB (Split System: Heat Pump with Remote Outdoor Unit-Air-Source) | H5H0V48*K*AAA* |  |  | EVD5X61M21A*+WALLCON | *96CTN1002122B* | 48500 | 19.5 | 9.5 | 50000 | 36800 | 73.6% | 2.12 | 0 | 10.5 |  |  |  |  | R-454B | 4.0417 | Residential & Commercial | USHP | Ducted CEE Tier 1
214861535 | Central HP <5.4 tons | MDV | HRCU-A-CB (Split System: Heat Pump with Remote Outdoor Unit-Air-Source) | MOX430-18HFN10-M1 |  |  | MVBC-18HWFN10-MB1 | 0 | 18000 | 18.5 | 9.8 | 18000 | 13000 | 72.22% | 2.3 | 0 | 12.2 |  |  |  |  | R-454B | 1.5 | Residential & Commercial | USHP | Ducted CEE Tier 1
212623510 | Central HP <5.4 tons | COLEMAN | HRCU-A-CB (Split System: Heat Pump with Remote Outdoor Unit-Air-Source) | HMH72B341 | ASPEN |  | C(A,C,D,E)42A24+TDR | TL8E100C20UH11 | 29200 | 16.7 | 8.5 | 33800 | 27200 | 80.47% | 2.69 | 0 | 9.4 |  |  |  |  | R-410A | 2.4333 | Residential & Commercial | USHP
212623533 | Central HP <5.4 tons | COLEMAN | HRCU-A-CB (Split System: Heat Pump with Remote Outdoor Unit-Air-Source) | HMH72B341 | ASPEN |  | D(A,C,E)48A34+TDR | CP9C100C20MP13 | 32200 | 17.5 | 8.1 | 33800 | 28200 | 83.43% | 2.46 | 0 | 9.4 |  |  |  |  | R-410A | 2.6833 | Residential & Commercial | USHP
212623637 | Central HP <5.4 tons | COLEMAN | HRCU-A-CB (Split System: Heat Pump with Remote Outdoor Unit-Air-Source) | HMH72B341 | ASPEN |  | C(A,C,D,E)48C24+TDR | CPLC080B12MP13 | 31600 | 17 | 8.1 | 33600 | 29400 | 87.5% | 2.42 | 0 | 9 |  |  |  |  | R-410A | 2.6333 | Residential & Commercial | USHP
212623642 | Central HP <5.4 tons | COLEMAN | HRCU-A-CB (Split System: Heat Pump with Remote Outdoor Unit-Air-Source) | HMH72B341 | ASPEN |  | C(A,C,D,E)36D24+TDR | TM8V080B12MP12 | 31200 | 17 | 8.1 | 33600 | 29400 | 87.5% | 2.42 | 0 | 9.5 |  |  |  |  | R-410A | 2.6 | Residential & Commercial | USHP
212623644 | Central HP <5.4 tons | COLEMAN | HRCU-A-CB (Split System: Heat Pump with Remote Outdoor Unit-Air-Source) | HMH72B341 | ASPEN |  | C(A,C,D,E)42D24+TDR | TM8V080B12MP12 | 31600 | 17 | 8.1 | 33600 | 29400 | 87.5% | 2.42 | 0 | 9 |  |  |  |  | R-410A | 2.6333 | Residential & Commercial | USHP
212623669 | Central HP <5.4 tons | COLEMAN | HRCU-A-CB (Split System: Heat Pump with Remote Outdoor Unit-Air-Source) | HMH72B341 | ASPEN |  | C(A,C,D,E)42C24+TDR | TL9E060B12UH11 | 30200 | 17.5 | 8.1 | 34000 | 27800 | 81.76% | 2.4 | 0 | 9.1 |  |  |  |  | R-410A | 2.5167 | Residential & Commercial | USHP
215676535 | Central HP <5.4 tons | HEIL | HRCU-A-CB (Split System: Heat Pump with Remote Outdoor Unit-Air-Source) | H5H0V48*K*AAA* |  |  | EVD5X60M21A*+WALLCON | *97CMN0801714B* | 47500 | 18.5 | 9 | 50000 | 37400 | 74.8% | 1.98 | 0 | 10 |  |  |  |  | R-454B | 3.9583 | Residential & Commercial | USHP | Ducted CEE Tier 1
211708463 | Central HP <5.4 tons | COLEMAN | HRCU-A-CB (Split System: Heat Pump with Remote Outdoor Unit-Air-Source) | THF2B48T21 | ASPEN |  | D(A,C,E)48D36+TDR | TM9E060B12MP12 | 44500 | 15.5 | 8.1 | 44500 | 31200 | 70.11% | 3 | 0 | 11 |  |  |  |  | R-410A | 3.7083 | Residential & Commercial | USHP | Ducted CEE Tier 1
215412965 | Central HP <5.4 tons | BOSCH | HRCU-A-CB (Split System: Heat Pump with Remote Outdoor Unit-Air-Source) | BOVD-36HDN1-M20G | ADP |  | H,RG8J936+AEFE3A* | 0 | 23400 | 19 | 9.5 | 22400 | 17200 | 76.79% | 2 | 0 | 12.5 |  |  |  |  | R-410A | 1.95 | Residential & Commercial | USHP | Ducted CEE Tier 1
215412966 | Central HP <5.4 tons | BOSCH | HRCU-A-CB (Split System: Heat Pump with Remote Outdoor Unit-Air-Source) | BOVD-36HDN1-M20G | ADP |  | V,R36H175P459+AEFE4B* | 0 | 24000 | 20 | 9.5 | 22400 | 17200 | 76.79% | 2 | 0 | 13 |  |  |  |  | R-410A | 2 | Residential & Commercial | USHP | Ducted CEE Tier 1
216093487 | Central HP <5.4 tons | BOSCH | HRCU-A-CB (Split System: Heat Pump with Remote Outdoor Unit-Air-Source) | BOVA-60RTB-M20S | ADP |  | HG84*60+TXV+AEFE5* | 0 | 47000 | 18 | 9.5 | 46000 | 33200 | 72.17% | 2 | 0 | 12 |  |  |  |  | R-454B | 3.9167 | Residential & Commercial | USHP | Ducted CEE Tier 1
213206364 | Central HP <5.4 tons | CARRIER | HRCU-A-CB (Split System: Heat Pump with Remote Outdoor Unit-Air-Source) | 38MURAQ24AB3* | ASPEN |  | D(A,C,E)24B44+TDR | 58TP*A090V17**16 | 23800 | 17 | 8.1 | 26000 | 20200 | 77.69% | 2.82 | 0 | 10 |  |  |  |  | R-410A | 1.9833 | Residential & Commercial | USHP | Ducted CEE Tier 1
213146611 | Central HP <5.4 tons | PAYNE HEATING AND COOLING | HRCU-A-CB (Split System: Heat Pump with Remote Outdoor Unit-Air-Source) | 38MURAQ24AB3* | ADP |  | C36A***L139+AEFE3A* | 0 | 23800 | 18 | 8.75 | 25000 | 22600 | 90.4% | 1.88 | 0 | 10 |  |  |  |  | R-410A | 1.9833 | Residential & Commercial | USHP | Ducted CEE Tier 1
211708437 | Central HP <5.4 tons | COLEMAN | HRCU-A-CB (Split System: Heat Pump with Remote Outdoor Unit-Air-Source) | THF2B48T21 | ASPEN |  | D(A,C,E)48D36+TDR | TM8E100C20MP11 | 46000 | 16 | 8.2 | 44500 | 31600 | 71.01% | 3.08 | 0 | 11.9 |  |  |  |  | R-410A | 3.8333 | Residential & Commercial | USHP | Ducted CEE Tier 1
215934299 | Central HP <5.4 tons | COMFORTMAKER | HRCU-A-CB (Split System: Heat Pump with Remote Outdoor Unit-Air-Source) | C5H3V48*K*AAA* |  |  | EA*5X61M24A*+WALLCON | *80CSU1002120A* | 45500 | 21 | 9.5 | 48500 | 36800 | 75.88% | 2 | 0 | 11 |  |  |  |  | R-454B | 3.7917 | Residential & Commercial | USHP | Ducted CEE Tier 1
213184693 | Central HP <5.4 tons | BOSCH | HRCU-A-CB (Split System: Heat Pump with Remote Outdoor Unit-Air-Source) | BOVB-60HDN1-M20G | ADP |  | PL60H210P169+AEFE5* | 0 | 45000 | 18 | 9.1 | 45500 | 33200 | 72.97% | 1.94 | 0 | 11.5 |  |  |  |  | R-410A | 3.75 | Residential & Commercial | USHP | Ducted CEE Tier 1
213281158 | Central HP <5.4 tons | BOSCH | HRCU-A-CB (Split System: Heat Pump with Remote Outdoor Unit-Air-Source) | BOVB-36HDN1-M20G | ADP |  | PL36H***P219+AEFE3A* | 0 | 23600 | 19 | 9.5 | 22400 | 17200 | 76.79% | 2 | 0 | 12.5 |  |  |  |  | R-410A | 1.9667 | Residential & Commercial | USHP | Ducted CEE Tier 1
216055830 | Central HP <5.4 tons | CHAMPION HEATING AND COOLING | HRCU-A-CB (Split System: Heat Pump with Remote Outdoor Unit-Air-Source) | HH836E2S11 | ASPEN |  | C(A,C,D,E)48A3K+TDR | Z8ES120C20SMPS1 | 31600 | 18 | 8.5 | 31400 | 25400 | 80.89% | 2 | 0 | 10.5 |  |  |  |  | R-454B | 2.6333 | Residential & Commercial | USHP | Ducted CEE Tier 1
213206194 | Central HP <5.4 tons | CARRIER | HRCU-A-CB (Split System: Heat Pump with Remote Outdoor Unit-Air-Source) | 38MURAQ24AA3* | ASPEN |  | D(A,C,E)30C44+TDR | 59TP6B080V21**20 | 23800 | 16 | 8.1 | 24800 | 22200 | 89.52% | 2.88 | 0 | 9 |  |  |  |  | R-410A | 1.9833 | Residential & Commercial | USHP
213613358 | Central HP <5.4 tons | CARRIER | HRCU-A-CB (Split System: Heat Pump with Remote Outdoor Unit-Air-Source) | 38MURAQ24AA3* | ASPEN |  | L(E,G)M24A4 | 0 | 22000 | 15.3 | 9 | 25400 | 22600 | 88.98% | 2.89 | 0 | 9.3 |  |  |  |  | R-410A | 1.8333 | Residential & Commercial | USHP
213752158 | Central HP <5.4 tons | CARRIER | HRCU-A-CB (Split System: Heat Pump with Remote Outdoor Unit-Air-Source) | 38MURAQ24AA3* | ASPEN |  | D(A,C,E)36B34+TDR | 58S(B,C)*B045M14**12 | 23000 | 16.4 | 8.1 | 24400 | 22200 | 90.98% | 2.92 | 0 | 9.3 |  |  |  |  | R-410A | 1.9167 | Residential & Commercial | USHP
213752191 | Central HP <5.4 tons | CARRIER | HRCU-A-CB (Split System: Heat Pump with Remote Outdoor Unit-Air-Source) | 38MURAQ24AA3* | ASPEN |  | D(A,C,E)24B44+TDR | 58S(B,C)*B070M17**16 | 23600 | 16.5 | 8.1 | 24800 | 22400 | 90.32% | 2.91 | 0 | 9 |  |  |  |  | R-410A | 1.9667 | Residential & Commercial | USHP
213752290 | Central HP <5.4 tons | CARRIER | HRCU-A-CB (Split System: Heat Pump with Remote Outdoor Unit-Air-Source) | 38MURAQ24AA3* | ASPEN |  | D(A,C,E)30C44+TDR | 58TP*B070V14**12 | 23800 | 16.5 | 8.1 | 25000 | 22400 | 89.6% | 2.87 | 0 | 9.5 |  |  |  |  | R-410A | 1.9833 | Residential & Commercial | USHP
213205919 | Central HP <5.4 tons | CARRIER | HRCU-A-CB (Split System: Heat Pump with Remote Outdoor Unit-Air-Source) | 38MURAQ24AA3* | ASPEN |  | D(A,C,E)36C34+TDR | 58TP*A070V14**12 | 23800 | 16 | 8.1 | 25800 | 22800 | 88.37% | 2.85 | 0 | 9.5 |  |  |  |  | R-410A | 1.9833 | Residential & Commercial | USHP
213205936 | Central HP <5.4 tons | CARRIER | HRCU-A-CB (Split System: Heat Pump with Remote Outdoor Unit-Air-Source) | 38MURAQ24AA3* | ASPEN |  | D(A,C,E)30B34+TDR | 58TP*A090V17**16 | 23600 | 16 | 8.1 | 25200 | 22400 | 88.89% | 2.91 | 0 | 9.5 |  |  |  |  | R-410A | 1.9667 | Residential & Commercial | USHP
213205967 | Central HP <5.4 tons | CARRIER | HRCU-A-CB (Split System: Heat Pump with Remote Outdoor Unit-Air-Source) | 38MURAQ24AA3* | ASPEN |  | D(A,C,E)36C34+TDR | 58TP*A110V21**22 | 23800 | 16.5 | 8.1 | 25000 | 22200 | 88.8% | 2.94 | 0 | 9 |  |  |  |  | R-410A | 1.9833 | Residential & Commercial | USHP
213206169 | Central HP <5.4 tons | CARRIER | HRCU-A-CB (Split System: Heat Pump with Remote Outdoor Unit-Air-Source) | 38MURAQ24AA3* | ASPEN |  | D(A,C,E)30B34+TDR | 59TP6B060V17**14 | 23800 | 15.5 | 8.1 | 25600 | 22400 | 87.5% | 2.89 | 0 | 9.5 |  |  |  |  | R-410A | 1.9833 | Residential & Commercial | USHP
213206201 | Central HP <5.4 tons | CARRIER | HRCU-A-CB (Split System: Heat Pump with Remote Outdoor Unit-Air-Source) | 38MURAQ24AA3* | ASPEN |  | D(A,C,E)24B44+TDR | 59TP6B100V21**20 | 23600 | 16 | 8.1 | 25000 | 22400 | 89.6% | 2.9 | 0 | 9 |  |  |  |  | R-410A | 1.9667 | Residential & Commercial | USHP
213752233 | Central HP <5.4 tons | CARRIER | HRCU-A-CB (Split System: Heat Pump with Remote Outdoor Unit-Air-Source) | 38MURAQ24AA3* | ASPEN |  | D(A,C,E)36B34+TDR | 58S(B,C)*B090M17**14 | 23800 | 16.5 | 8.1 | 24800 | 22400 | 90.32% | 2.91 | 0 | 9.5 |  |  |  |  | R-410A | 1.9833 | Residential & Commercial | USHP
213295993 | Central HP <5.4 tons | AMERICAN STANDARD | HRCU-A-CB (Split System: Heat Pump with Remote Outdoor Unit-Air-Source) | 4A6V0X24A1 | ASPEN |  | D(A,C,E)36A44+JMET12BS2N1+TDR | 0 | 22000 | 18.9 | 8.3 | 21400 | 19200 | 89.72% | 2.42 | 0 | 12.3 |  |  |  |  | R-410A | 1.8333 | Residential & Commercial | USHP | Ducted CEE Tier 1
212380869 | Central HP <5.4 tons | BOSCH | HRCU-A-CB (Split System: Heat Pump with Remote Outdoor Unit-Air-Source) | BOVB-36HDN1-M20G | ADP |  | H,RG82936 | BGH96M080B3A | 24000 | 18 | 9 | 22400 | 17000 | 75.89% | 1.9 | 0 | 12 |  |  |  |  | R-410A | 2 | Residential & Commercial | USHP | Ducted CEE Tier 1
212624031 | Central HP <5.4 tons | COLEMAN | HRCU-A-CB (Split System: Heat Pump with Remote Outdoor Unit-Air-Source) | HMH72B341 | ASPEN |  | D(A,C,E)36D34+TDR | TMLE080B12MP11 | 32800 | 18 | 8.1 | 34000 | 28000 | 82.35% | 2.41 | 0 | 9.5 |  |  |  |  | R-410A | 2.7333 | Residential & Commercial | USHP
212624050 | Central HP <5.4 tons | COLEMAN | HRCU-A-CB (Split System: Heat Pump with Remote Outdoor Unit-Air-Source) | HMH72B341 | ASPEN |  | D(A,C,E)48C34+TDR | TMLE080B12MP11 | 33200 | 18 | 8.1 | 34000 | 28000 | 82.35% | 2.41 | 0 | 9 |  |  |  |  | R-410A | 2.7667 | Residential & Commercial | USHP
212624114 | Central HP <5.4 tons | COLEMAN | HRCU-A-CB (Split System: Heat Pump with Remote Outdoor Unit-Air-Source) | HMH72B341 | ASPEN |  | D(A,C,E)48C34+TDR | TMLV060A12MP12 | 32800 | 17.5 | 8.1 | 33400 | 28800 | 86.23% | 2.49 | 0 | 9.5 |  |  |  |  | R-410A | 2.7333 | Residential & Commercial | USHP
211708421 | Central HP <5.4 tons | COLEMAN | HRCU-A-CB (Split System: Heat Pump with Remote Outdoor Unit-Air-Source) | THF2B48T21 | ASPEN |  | D(A,C,E)48D36+TDR | TL9E060B12UH11 | 44500 | 15.5 | 8.1 | 44500 | 31600 | 71.01% | 3.01 | 0 | 11 |  |  |  |  | R-410A | 3.7083 | Residential & Commercial | USHP | Ducted CEE Tier 1
211708422 | Central HP <5.4 tons | COLEMAN | HRCU-A-CB (Split System: Heat Pump with Remote Outdoor Unit-Air-Source) | THF2B48T21 | ASPEN |  | D(A,C,E)48D34+TDR | TL9E080C16UH11 | 45000 | 16 | 8.2 | 44000 | 31200 | 70.91% | 3.1 | 0 | 11.9 |  |  |  |  | R-410A | 3.75 | Residential & Commercial | USHP | Ducted CEE Tier 1
211708424 | Central HP <5.4 tons | COLEMAN | HRCU-A-CB (Split System: Heat Pump with Remote Outdoor Unit-Air-Source) | THF2B48T21 | ASPEN |  | D(A,C,E)48D34+TDR | TL9E100C20UH11 | 45500 | 16 | 8.2 | 44500 | 31200 | 70.11% | 3.08 | 0 | 11.9 |  |  |  |  | R-410A | 3.7917 | Residential & Commercial | USHP | Ducted CEE Tier 1
212361447 | Central HP <5.4 tons | BOSCH | HRCU-A-CB (Split System: Heat Pump with Remote Outdoor Unit-Air-Source) | BOVA-36HDN1-M20G | ADP |  | HE31930 | BGH96M080B3A | 22800 | 18 | 8.65 | 22200 | 17000 | 76.58% | 1.84 | 0 | 11.5 |  |  |  |  | R-410A | 1.9 | Residential & Commercial | USHP | Ducted CEE Tier 1
216800662 | Central HP <5.4 tons | BOSCH | HRCU-A-CB (Split System: Heat Pump with Remote Outdoor Unit-Air-Source) | BOVA-60RTB-M20S | ADP |  | HG84*60+TXV | BGH96M080C4C | 42500 | 16 | 8.8 | 42500 | 31000 | 72.94% | 1.8 | 0 | 11.7 |  |  |  |  | R-454B | 3.5417 | Residential & Commercial | USHP | Ducted CEE Tier 1
216800663 | Central HP <5.4 tons | BOSCH | HRCU-A-CB (Split System: Heat Pump with Remote Outdoor Unit-Air-Source) | BOVA-60RTB-M20S | ADP |  | A60VGA*+TXV | BGH96M100C5C | 50000 | 17 | 8.5 | 51500 | 37200 | 72.23% | 1.8 | 0 | 11 |  |  |  |  | R-454B | 4.1667 | Residential & Commercial | USHP | Ducted CEE Tier 1
215933100 | Central HP <5.4 tons | DAY & NIGHT | HRCU-A-CB (Split System: Heat Pump with Remote Outdoor Unit-Air-Source) | C5H3V36*K*AAA* |  |  | ESH5X36M12A*+WALLCON | *80CTL0901716B* | 33200 | 19 | 9 | 35000 | 26800 | 76.57% | 1.92 | 0 | 11 |  |  |  |  | R-454B | 2.7667 | Residential & Commercial | USHP | Ducted CEE Tier 1
215933250 | Central HP <5.4 tons | DAY & NIGHT | HRCU-A-CB (Split System: Heat Pump with Remote Outdoor Unit-Air-Source) | C5H3V36*K*AAA* |  |  | ESH5X36M12A*+WALLCON | *96CTN0801714B* | 33000 | 18.5 | 9 | 35200 | 27000 | 76.7% | 1.92 | 0 | 11 |  |  |  |  | R-454B | 2.75 | Residential & Commercial | USHP | Ducted CEE Tier 1
212380759 | Central HP <5.4 tons | BOSCH | HRCU-A-CB (Split System: Heat Pump with Remote Outdoor Unit-Air-Source) | BOVA-60HDN1-M20G | ADP |  | V,R60H210P179 | BGH96M080C4B | 42500 | 17 | 8.8 | 42500 | 31000 | 72.94% | 1.9 | 0 | 11.7 |  |  |  |  | R-410A | 3.5417 | Residential & Commercial | USHP | Ducted CEE Tier 1
212380775 | Central HP <5.4 tons | BOSCH | HRCU-A-CB (Split System: Heat Pump with Remote Outdoor Unit-Air-Source) | BOVA-60HDN1-M20G | ADP |  | V,R60H210P179 | BGH96M100C5B | 45000 | 17 | 8.8 | 44500 | 32400 | 72.81% | 1.9 | 0 | 11.7 |  |  |  |  | R-410A | 3.75 | Residential & Commercial | USHP | Ducted CEE Tier 1
213753117 | Central HP <5.4 tons | CARRIER | HRCU-A-CB (Split System: Heat Pump with Remote Outdoor Unit-Air-Source) | 38MURAQ30AB3* | ASPEN |  | D(A,C,E)30C44+TDR | 58S(B,C)*B070M17**16 | 29000 | 15.2 | 8.5 | 33600 | 23800 | 70.83% | 2.79 | 0 | 8.9 |  |  |  |  | R-410A | 2.4167 | Residential & Commercial | USHP
213493992 | Central HP <5.4 tons | CHAMPION HEATING AND COOLING | HRCU-A-CB (Split System: Heat Pump with Remote Outdoor Unit-Air-Source) | HMH72B341 | ASPEN |  | C(A,C,D,E)48A34+TDR | Z8ES120C20SMPS1 | 32200 | 17.5 | 8.5 | 33800 | 27800 | 82.25% | 2.66 | 0 | 9.4 |  |  |  |  | R-410A | 2.6833 | Residential & Commercial | USHP
213494007 | Central HP <5.4 tons | CHAMPION HEATING AND COOLING | HRCU-A-CB (Split System: Heat Pump with Remote Outdoor Unit-Air-Source) | HMH72B341 | ASPEN |  | C(A,C,D,E)48A34+TDR | Z8ET080C16LMPS1 | 33600 | 18.5 | 8.1 | 32600 | 29800 | 91.41% | 2.74 | 0 | 9.5 |  |  |  |  | R-410A | 2.8 | Residential & Commercial | USHP
216768269 | Central HP <5.4 tons | BOSCH | HRCU-A-CB (Split System: Heat Pump with Remote Outdoor Unit-Air-Source) | BOVA-60RXB-M15S | ADP |  | FE*TT1*37+TXV | 0 | 34200 | 17 | 8.5 | 32600 | 33800 | 103.7% | 1.8 | 0 | 11.7 |  |  |  |  | R-454B | 2.85 | Residential & Commercial | USHP | Ducted CEE Tier 1
216012147 | Central HP <5.4 tons | BOSCH | HRCU-A-CB (Split System: Heat Pump with Remote Outdoor Unit-Air-Source) | BOVA-24RXB-M15S | ADP |  | CE2403C*+TXV | 0 | 22800 | 17 | 8.2 | 22400 | 16800 | 75% | 1.78 | 0 | 11 |  |  |  |  | R-454B | 1.9 | Residential & Commercial | USHP | Ducted CEE Tier 1
214264216 | Central HP <5.4 tons | ARMSTRONG AIR | HRCU-A-CB (Split System: Heat Pump with Remote Outdoor Unit-Air-Source) | 4SHP22LX124P-**A | ADP |  | H,A,DG9J(1,2)36+TXV | A98USMV070B12 | 23800 | 21 | 8.5 | 22000 | 15400 | 70% | 1.92 | 0 | 13.5 |  |  |  |  | R-410A | 1.9833 | Residential & Commercial | USHP | Ducted CEE Tier 1
215932670 | Central HP <5.4 tons | DAY & NIGHT | HRCU-A-CB (Split System: Heat Pump with Remote Outdoor Unit-Air-Source) | C5H3V36*K*AAA* |  |  | EA*5X61M21A*+WALLCON | *80CSU0601716A* | 34400 | 20.5 | 9.5 | 34400 | 26000 | 75.58% | 2.06 | 0 | 11.7 |  |  |  |  | R-454B | 2.8667 | Residential & Commercial | USHP | Ducted CEE Tier 1
215932970 | Central HP <5.4 tons | DAY & NIGHT | HRCU-A-CB (Split System: Heat Pump with Remote Outdoor Unit-Air-Source) | C5H3V36*K*AAA* |  |  | ESH5X24M12A*+WALLCON | *97CMN0601714B* | 32000 | 17.5 | 9 | 35000 | 27000 | 77.14% | 1.9 | 0 | 10 |  |  |  |  | R-454B | 2.6667 | Residential & Commercial | USHP | Ducted CEE Tier 1
212380738 | Central HP <5.4 tons | BOSCH | HRCU-A-CB (Split System: Heat Pump with Remote Outdoor Unit-Air-Source) | BOVA-36HDN1-M20G | ADP |  | V,R36H175P459 | BGH96M060B3B | 24000 | 18 | 9 | 22400 | 17000 | 75.89% | 1.9 | 0 | 12 |  |  |  |  | R-410A | 2 | Residential & Commercial | USHP | Ducted CEE Tier 1
212380861 | Central HP <5.4 tons | BOSCH | HRCU-A-CB (Split System: Heat Pump with Remote Outdoor Unit-Air-Source) | BOVB-36HDN1-M20G | ADP |  | V,R36H175P459 | BGH96M060B3B | 24000 | 18 | 9 | 22400 | 17000 | 75.89% | 1.9 | 0 | 12 |  |  |  |  | R-410A | 2 | Residential & Commercial | USHP | Ducted CEE Tier 1
216774287 | Central HP <5.4 tons | BOSCH | HRCU-A-CB (Split System: Heat Pump with Remote Outdoor Unit-Air-Source) | BOVA-36RTB-M20S | ADP |  | A36VDA*+TXV+AEFE4B* | 0 | 24000 | 20 | 9.5 | 22400 | 17000 | 75.89% | 2 | 0 | 13 |  |  |  |  | R-454B | 2 | Residential & Commercial | USHP | Ducted CEE Tier 1
213771515 | Central HP <5.4 tons | CARRIER | HRCU-A-CB (Split System: Heat Pump with Remote Outdoor Unit-Air-Source) | 25VNA825A*031* |  |  | CAP**4321AL*+UI | 59MN7C100C21**22 | 24400 | 16.5 | 8.5 | 21200 | 16600 | 78.3% | 2.04 | 0 | 11 |  |  |  |  | R-410A | 2.0333 | Residential & Commercial | USHP | Ducted CEE Tier 1
214861592 | Central HP <5.4 tons | MDV | HRCU-A-CB (Split System: Heat Pump with Remote Outdoor Unit-Air-Source) | MOX630-36HFN10-M3X |  |  | MVBC-36HWFN10-MC3E-D | 0 | 36000 | 17.4 | 10.3 | 37000 | 39000 | 105.4% | 1.9 | 0 | 11.7 |  |  |  |  | R-454B | 3 | Residential & Commercial | USHP | Ducted CEE Tier 1
212623976 | Central HP <5.4 tons | COLEMAN | HRCU-A-CB (Split System: Heat Pump with Remote Outdoor Unit-Air-Source) | HMH72B341 | ASPEN |  | D(A,C,E)48D34+TDR | TM8E080B12MP11 | 33400 | 18 | 8.5 | 34000 | 28000 | 82.35% | 2.63 | 0 | 9.5 |  |  |  |  | R-410A | 2.7833 | Residential & Commercial | USHP
213352799 | Central HP <5.4 tons | MDV | HRCU-A-C (Split System: Heat Pump with Remote Outdoor Unit with No Indoor Fan --Air Source) | MOD30-24HFN1-MW |  |  | MVBM-24A18T3N1 | 0 | 24000 | 16.1 | 9.8 | 25000 | 20000 | 80% | 2 | 0 | 10.7 |  |  |  |  | R-410A | 2 | Residential & Commercial | USHP | Ducted CEE Tier 1
213362043 | Central HP <5.4 tons | BOSCH | HRCU-A-CB (Split System: Heat Pump with Remote Outdoor Unit-Air-Source) | BOVA-60HDN1-M20G | ADP |  | HG84960 | BGH96M080C4B | 42500 | 17 | 8.8 | 42500 | 31000 | 72.94% | 1.9 | 0 | 11.7 |  |  |  |  | R-410A | 3.5417 | Residential & Commercial | USHP | Ducted CEE Tier 1
212380712 | Central HP <5.4 tons | BOSCH | HRCU-A-CB (Split System: Heat Pump with Remote Outdoor Unit-Air-Source) | BOVB-60HDN1-M20G | ADP |  | PL60H210P179 | BGH96M100C5B | 45000 | 17 | 8.8 | 44500 | 32400 | 72.81% | 1.9 | 0 | 11.7 |  |  |  |  | R-410A | 3.75 | Residential & Commercial | USHP | Ducted CEE Tier 1
212380903 | Central HP <5.4 tons | BOSCH | HRCU-A-CB (Split System: Heat Pump with Remote Outdoor Unit-Air-Source) | BOVB-60HDN1-M20G | ADP |  | H,RG84960 | BGH96M080C4B | 42500 | 17 | 8.8 | 42500 | 31000 | 72.94% | 1.9 | 0 | 11.7 |  |  |  |  | R-410A | 3.5417 | Residential & Commercial | USHP | Ducted CEE Tier 1
212361463 | Central HP <5.4 tons | BOSCH | HRCU-A-CB (Split System: Heat Pump with Remote Outdoor Unit-Air-Source) | BOVA-60HDN1-M20G | ADP |  | HE37960 | BGH96M080C4A | 42000 | 17 | 8.8 | 42500 | 31000 | 72.94% | 1.9 | 0 | 11.5 |  |  |  |  | R-410A | 3.5 | Residential & Commercial | USHP | Ducted CEE Tier 1
212361478 | Central HP <5.4 tons | BOSCH | HRCU-A-CB (Split System: Heat Pump with Remote Outdoor Unit-Air-Source) | BOVA-60HDN1-M20G | ADP |  | HE36960 | BGH96M100D5A | 45000 | 17 | 9 | 45000 | 32800 | 72.89% | 1.9 | 0 | 11.5 |  |  |  |  | R-410A | 3.75 | Residential & Commercial | USHP | Ducted CEE Tier 1
212361562 | Central HP <5.4 tons | BOSCH | HRCU-A-CB (Split System: Heat Pump with Remote Outdoor Unit-Air-Source) | BOVA-36HDN1-M20G | ADP |  | HE32(1,2)36+TXV | BGH96M060B3B | 23000 | 18 | 8.8 | 22400 | 17000 | 75.89% | 1.86 | 0 | 11.5 |  |  |  |  | R-410A | 1.9167 | Residential & Commercial | USHP | Ducted CEE Tier 1
213613359 | Central HP <5.4 tons | CARRIER | HRCU-A-CB (Split System: Heat Pump with Remote Outdoor Unit-Air-Source) | 38MURAQ24AA3* | ASPEN |  | L(E,G)M24B4 | 0 | 22800 | 15.5 | 8.8 | 25400 | 22600 | 88.98% | 2.84 | 0 | 9.4 |  |  |  |  | R-410A | 1.9 | Residential & Commercial | USHP
213613360 | Central HP <5.4 tons | CARRIER | HRCU-A-CB (Split System: Heat Pump with Remote Outdoor Unit-Air-Source) | 38MURAQ24AA3* | ASPEN |  | L(E,G)M24C4 | 0 | 23400 | 15.5 | 9 | 25400 | 22600 | 88.98% | 2.89 | 0 | 9.5 |  |  |  |  | R-410A | 1.95 | Residential & Commercial | USHP
215677485 | Central HP <5.4 tons | HEIL | HRCU-A-CB (Split System: Heat Pump with Remote Outdoor Unit-Air-Source) | H5H0V60*K*AAA* |  |  | EVD5X60M24A*+WALLCON | *95CSU0802120B* | 56500 | 18 | 9 | 63500 | 44500 | 70.08% | 2.08 | 0 | 9 |  |  |  |  | R-454B | 4.7083 | Residential & Commercial | USHP
215588253 | Central HP <5.4 tons | CARRIER | HRCU-A-CB (Split System: Heat Pump with Remote Outdoor Unit-Air-Source) | 27VNA154A*030* |  |  | CVAMA6024XMA*+UI | 59CU5B100C21**22 | 52000 | 19 | 8.1 | 52500 | 46000 | 87.62% | 1.85 | 0 | 12 |  |  |  |  | R-454B | 4.3333 | Residential & Commercial | USHP | Ducted CEE Tier 1
213356194 | Central HP <5.4 tons | BOSCH | HRCU-A-CB (Split System: Heat Pump with Remote Outdoor Unit-Air-Source) | BOVA-60HDN1-M20G | ADP |  | A48VGA+TXV+AEFE5* | 0 | 46000 | 18 | 9.3 | 46000 | 33200 | 72.17% | 1.96 | 0 | 11.7 |  |  |  |  | R-410A | 3.8333 | Residential & Commercial | USHP | Ducted CEE Tier 1
213184856 | Central HP <5.4 tons | BOSCH | HRCU-A-CB (Split System: Heat Pump with Remote Outdoor Unit-Air-Source) | BOVB-60HDN1-M20G | ADP |  | H,RG48960+AEFE5* | 0 | 46000 | 18 | 9.35 | 46000 | 33200 | 72.17% | 1.98 | 0 | 11.7 |  |  |  |  | R-410A | 3.8333 | Residential & Commercial | USHP | Ducted CEE Tier 1
215438139 | Central HP <5.4 tons | BOSCH | HRCU-A-CB (Split System: Heat Pump with Remote Outdoor Unit-Air-Source) | BOVA-36RTB-M20S | ADP |  | FE*E32*30+TXV | 0 | 23000 | 15.2 | 8.8 | 22400 | 16400 | 73.21% | 1.86 | 0 | 11.7 |  |  |  |  | R-454B | 1.9167 | Residential & Commercial | USHP | Ducted CEE Tier 1
215588333 | Central HP <5.4 tons | CARRIER | HRCU-A-CB (Split System: Heat Pump with Remote Outdoor Unit-Air-Source) | 27VNA154A*030* |  |  | CVAVA4924XMA*+UI | 59TN6C120C24**22 | 52000 | 19 | 8.1 | 52500 | 46500 | 88.57% | 1.9 | 0 | 12 |  |  |  |  | R-454B | 4.3333 | Residential & Commercial | USHP | Ducted CEE Tier 1
215588367 | Central HP <5.4 tons | CARRIER | HRCU-A-CB (Split System: Heat Pump with Remote Outdoor Unit-Air-Source) | 27VNA154A*030* |  |  | CVAVA6024XMA*+UI | 59MN7C100C21**22 | 52000 | 19 | 8.1 | 52500 | 46500 | 88.57% | 1.85 | 0 | 11.5 |  |  |  |  | R-454B | 4.3333 | Residential & Commercial | USHP | Ducted CEE Tier 1
212509296 | Central HP <5.4 tons | BOSCH | HRCU-A-CB (Split System: Heat Pump with Remote Outdoor Unit-Air-Source) | BOVA-60HDN1-M20G | ADP |  | F,PE*SS9948 | 0 | 44000 | 16 | 9.05 | 45500 | 33200 | 72.97% | 1.92 | 0 | 11 |  |  |  |  | R-410A | 3.6667 | Residential & Commercial | USHP | Ducted CEE Tier 1
216800681 | Central HP <5.4 tons | BOSCH | HRCU-A-CB (Split System: Heat Pump with Remote Outdoor Unit-Air-Source) | BOVA-60RXB-M15S | ADP |  | A60VGA*+TXV | BGH96M100C5C | 44500 | 16 | 8.5 | 45000 | 32600 | 72.44% | 1.85 | 0 | 10.5 |  |  |  |  | R-454B | 3.7083 | Residential & Commercial | USHP | Ducted CEE Tier 1
213495279 | Central HP <5.4 tons | CHAMPION HEATING AND COOLING | HRCU-A-CB (Split System: Heat Pump with Remote Outdoor Unit-Air-Source) | HMH72B341 | ASPEN |  | C(A,C,D,E)36A36+TDR | Z8ES080C16SMPS1 | 31200 | 17.8 | 8.3 | 33000 | 27600 | 83.64% | 2.68 | 0 | 9.8 |  |  |  |  | R-410A | 2.6 | Residential & Commercial | USHP
213495394 | Central HP <5.4 tons | CHAMPION HEATING AND COOLING | HRCU-A-CB (Split System: Heat Pump with Remote Outdoor Unit-Air-Source) | HMH72B341 | ASPEN |  | C(A,C,D,E)48A36+TDR | Z8ET080C16LMPS1 | 33600 | 18.5 | 8.1 | 32600 | 29800 | 91.41% | 2.74 | 0 | 9.5 |  |  |  |  | R-410A | 2.8 | Residential & Commercial | USHP
213238556 | Central HP <5.4 tons | CHAMPION HEATING AND COOLING | HRCU-A-CB (Split System: Heat Pump with Remote Outdoor Unit-Air-Source) | THF2B48T21 | ASPEN |  | D(A,C,E)48D44+TDR | TM8Y080C16MP11 | 44000 | 16.2 | 8.1 | 44500 | 31600 | 71.01% | 3.18 | 0 | 11 |  |  |  |  | R-410A | 3.6667 | Residential & Commercial | USHP | Ducted CEE Tier 1
216800668 | Central HP <5.4 tons | BOSCH | HRCU-A-CB (Split System: Heat Pump with Remote Outdoor Unit-Air-Source) | BOVA-36RTB-M20S | ADP |  | HG35*36+TXV | BGH96M060B3C | 24000 | 18 | 9 | 22400 | 16800 | 75% | 1.9 | 0 | 12 |  |  |  |  | R-454B | 2 | Residential & Commercial | USHP | Ducted CEE Tier 1
213184842 | Central HP <5.4 tons | BOSCH | HRCU-A-CB (Split System: Heat Pump with Remote Outdoor Unit-Air-Source) | BOVA-60HDN1-M20G | ADP |  | H,GE35948+AEFE5* | 0 | 44500 | 18 | 9 | 45500 | 33200 | 72.97% | 1.92 | 0 | 11 |  |  |  |  | R-410A | 3.7083 | Residential & Commercial | USHP | Ducted CEE Tier 1
213752182 | Central HP <5.4 tons | CARRIER | HRCU-A-CB (Split System: Heat Pump with Remote Outdoor Unit-Air-Source) | 38MURAQ24AA3* | ASPEN |  | D(A,C,E)30B34+TDR | 58S(B,C)*B070M17**12 | 23400 | 16.5 | 8.1 | 24600 | 22200 | 90.24% | 2.87 | 0 | 9.5 |  |  |  |  | R-410A | 1.95 | Residential & Commercial | USHP
216774286 | Central HP <5.4 tons | BOSCH | HRCU-A-CB (Split System: Heat Pump with Remote Outdoor Unit-Air-Source) | BOVA-36RTB-M20S | ADP |  | A24VBA*+TXV+AEFE3A* | 0 | 23200 | 20 | 9.25 | 22400 | 17000 | 75.89% | 1.96 | 0 | 12.5 |  |  |  |  | R-454B | 1.9333 | Residential & Commercial | USHP | Ducted CEE Tier 1
216775704 | Central HP <5.4 tons | BOSCH | HRCU-A-CB (Split System: Heat Pump with Remote Outdoor Unit-Air-Source) | BOVA-36RTB-M20S | ADP |  | A36VEA*+TXV+AEFE4B* | 0 | 34200 | 19 | 9.5 | 32600 | 24000 | 73.62% | 2 | 0 | 12 |  |  |  |  | R-454B | 2.85 | Residential & Commercial | USHP | Ducted CEE Tier 1
212367401 | Central HP <5.4 tons | BOSCH | HRCU-A-CB (Split System: Heat Pump with Remote Outdoor Unit-Air-Source) | BOVA-60HDN1-M20G | ADP |  | HG84948 | BGH96M080B3B | 42500 | 17 | 8.8 | 41500 | 30600 | 73.73% | 1.9 | 0 | 11.7 |  |  |  |  | R-410A | 3.5417 | Residential & Commercial | USHP | Ducted CEE Tier 1
212380687 | Central HP <5.4 tons | BOSCH | HRCU-A-CB (Split System: Heat Pump with Remote Outdoor Unit-Air-Source) | BOVA-60HDN1-M20G | ADP |  | PL60H210P179 | BGH96M080C4A | 42500 | 17 | 8.8 | 42500 | 31000 | 72.94% | 1.9 | 0 | 11.7 |  |  |  |  | R-410A | 3.5417 | Residential & Commercial | USHP | Ducted CEE Tier 1
215931910 | Central HP <5.4 tons | DAY & NIGHT | HRCU-A-CB (Split System: Heat Pump with Remote Outdoor Unit-Air-Source) | C5H3V60*K*AAA* |  |  | ESH5X60M12A*+WALLCON | *96CTN1002122B* | 56500 | 18 | 8.1 | 61000 | 46000 | 75.41% | 1.95 | 0 | 11 |  |  |  |  | R-454B | 4.7083 | Residential & Commercial | USHP | Ducted CEE Tier 1
213752254 | Central HP <5.4 tons | CARRIER | HRCU-A-CB (Split System: Heat Pump with Remote Outdoor Unit-Air-Source) | 38MURAQ24AA3* | ASPEN |  | D(A,C,E)36B34+TDR | 58S(B,C)*B090M21**20 | 23600 | 16.5 | 8.1 | 24800 | 22400 | 90.32% | 2.89 | 0 | 9.5 |  |  |  |  | R-410A | 1.9667 | Residential & Commercial | USHP
214861546 | Central HP <5.4 tons | MDV | HRCU-A-CB (Split System: Heat Pump with Remote Outdoor Unit-Air-Source) | MOX630-36HFN10-M3X |  |  | MVBC-36HWFN10-MC3E | 0 | 36000 | 17.4 | 10.3 | 37000 | 39000 | 105.4% | 1.9 | 0 | 11.7 |  |  |  |  | R-454B | 3 | Residential & Commercial | USHP | Ducted CEE Tier 1
214242701 | Central HP <5.4 tons | DAY & NIGHT | HRCU-A-CB (Split System: Heat Pump with Remote Outdoor Unit-Air-Source) | CVH825GKA2* |  |  | EN(A,D,W)4X36L17**+WALLCON | *97CMN0801714B* | 23400 | 16.5 | 8.1 | 21600 | 16700 | 77.31% | 1.92 | 0 | 10.5 |  |  |  |  | R-410A | 1.95 | Residential & Commercial | USHP | Ducted CEE Tier 1
214243101 | Central HP <5.4 tons | DAY & NIGHT | HRCU-A-CB (Split System: Heat Pump with Remote Outdoor Unit-Air-Source) | CVH825GKA2* |  |  | EN(A,D,W)4X48L21**+WALLCON | *80CTL0901716B* | 24200 | 17 | 8.1 | 21200 | 16600 | 78.3% | 2.02 | 0 | 11 |  |  |  |  | R-410A | 2.0167 | Residential & Commercial | USHP | Ducted CEE Tier 1
214240079 | Central HP <5.4 tons | DAY & NIGHT | HRCU-A-CB (Split System: Heat Pump with Remote Outdoor Unit-Air-Source) | CVH837GKA** |  |  | EN(A,D,W)4X60L24**+WALLCON | *97CMN1202422B* | 32800 | 17.5 | 8.1 | 32200 | 24600 | 76.4% | 1.96 | 0 | 11.7 |  |  |  |  | R-410A | 2.7333 | Residential & Commercial | USHP | Ducted CEE Tier 1
214312427 | Central HP <5.4 tons | FRIEDRICH | HRCU-A-C (Split System: Heat Pump with Remote Outdoor Unit with No Indoor Fan --Air Source) | WFPU18Z363C | ADP |  | V,R36H210P299+TD | 0 | 30000 | 15.5 | 9.4 | 28400 | 23800 | 83.8% | 2.08 | 0 | 11.3 |  |  |  |  | R-410A | 2.5 | Residential & Commercial | USHP | Ducted CEE Tier 1
212361449 | Central HP <5.4 tons | BOSCH | HRCU-A-CB (Split System: Heat Pump with Remote Outdoor Unit-Air-Source) | BOVA-36HDN1-M20G | ADP |  | HE33936 | BGH96M080B3A | 23400 | 18 | 8.95 | 22400 | 17000 | 75.89% | 1.9 | 0 | 11.7 |  |  |  |  | R-410A | 1.95 | Residential & Commercial | USHP | Ducted CEE Tier 1
214279020 | Central HP <5.4 tons | BOSCH | HRCU-A-CB (Split System: Heat Pump with Remote Outdoor Unit-Air-Source) | BOVD-36HDN1-M20G | ADP |  | F,PE*G32925 | 0 | 23200 | 20 | 9.3 | 22400 | 17200 | 76.79% | 1.96 | 0 | 12.5 |  |  |  |  | R-410A | 1.9333 | Residential & Commercial | USHP | Ducted CEE Tier 1
216732371 | Central HP <5.4 tons | BOSCH | HRCU-A-CB (Split System: Heat Pump with Remote Outdoor Unit-Air-Source) | BOVA-60RXB-M15S | ADP |  | PL36H175P15*+TXV+AEFE4B* | 0 | 34200 | 17 | 8.5 | 32600 | 33800 | 103.7% | 1.8 | 0 | 11.7 |  |  |  |  | R-454B | 2.85 | Residential & Commercial | USHP | Ducted CEE Tier 1
216093471 | Central HP <5.4 tons | BOSCH | HRCU-A-CB (Split System: Heat Pump with Remote Outdoor Unit-Air-Source) | BOVA-36RTB-M20S | ADP |  | HG32*24+TXV+AEFE3A* | 0 | 23000 | 20 | 9.2 | 22400 | 17000 | 75.89% | 1.94 | 0 | 12.5 |  |  |  |  | R-454B | 1.9167 | Residential & Commercial | USHP | Ducted CEE Tier 1
214802104 | Central HP <5.4 tons | BOSCH | HRCU-A-CB (Split System: Heat Pump with Remote Outdoor Unit-Air-Source) | BOVA-36HDN1-M20G | ADP |  | H,RG8J936+AEFE3A* | 0 | 23400 | 19.5 | 9.5 | 22400 | 17200 | 76.79% | 2 | 0 | 12.7 |  |  |  |  | R-410A | 1.95 | Residential & Commercial | USHP | Ducted CEE Tier 1
211708494 | Central HP <5.4 tons | COLEMAN | HRCU-A-CB (Split System: Heat Pump with Remote Outdoor Unit-Air-Source) | THF2B48T21 | ASPEN |  | D(A,C,E)48D34+TDR | TM9Y120D20MP11 | 45500 | 16 | 8.2 | 44000 | 31200 | 70.91% | 3.1 | 0 | 11.9 |  |  |  |  | R-410A | 3.7917 | Residential & Commercial | USHP | Ducted CEE Tier 1
215676205 | Central HP <5.4 tons | HEIL | HRCU-A-CB (Split System: Heat Pump with Remote Outdoor Unit-Air-Source) | H5H0V48*K*AAA* |  |  | EVD5X48M24A*+WALLCON | *80CTL0902120B* | 47000 | 19 | 9 | 50000 | 36200 | 72.4% | 2 | 0 | 10 |  |  |  |  | R-454B | 3.9167 | Residential & Commercial | USHP | Ducted CEE Tier 1
213207257 | Central HP <5.4 tons | CARRIER | HRCU-A-CB (Split System: Heat Pump with Remote Outdoor Unit-Air-Source) | 38MURAQ36AB3* | ASPEN |  | D(A,C,E)42B34+TDR | 59SC5B080E21**20 | 34800 | 15.5 | 8.1 | 39000 | 31600 | 81.03% | 2.8 | 0 | 9.9 |  |  |  |  | R-410A | 2.9 | Residential & Commercial | USHP
214521923 | Central HP <5.4 tons | COLEMAN | HRCU-A-CB (Split System: Heat Pump with Remote Outdoor Unit-Air-Source) | HMH72B341 | ASPEN |  | C(A,C,D,E)36A34+TDR | Z8ES080C20SMPS1 | 31200 | 17.8 | 8.3 | 33000 | 28200 | 85.45% | 2.67 | 0 | 9.8 |  |  |  |  | R-410A | 2.6 | Residential & Commercial | USHP
215407285 | Central HP <5.4 tons | CHAMPION HEATING AND COOLING | HRCU-A-C (Split System: Heat Pump with Remote Outdoor Unit with No Indoor Fan --Air Source) | HH824E2S11 | ASPEN |  | D(A,C,E)24B3J+TDR | 0 | 22000 | 15.2 | 8.1 | 22600 | 21200 | 93.81% | 2.67 | 0 | 11 |  |  |  |  | R-454B | 1.8333 | Residential & Commercial | USHP | Ducted CEE Tier 1
214242175 | Central HP <5.4 tons | CARRIER | HRCU-A-CB (Split System: Heat Pump with Remote Outdoor Unit-Air-Source) | 25VNA825A*032* |  |  | CNPV*4221AL*+UI | 59TN6C060C17**14 | 23600 | 16 | 8.1 | 21600 | 16700 | 77.31% | 1.94 | 0 | 11 |  |  |  |  | R-410A | 1.9667 | Residential & Commercial | USHP | Ducted CEE Tier 1
214521924 | Central HP <5.4 tons | COLEMAN | HRCU-A-CB (Split System: Heat Pump with Remote Outdoor Unit-Air-Source) | HMH72B341 | ASPEN |  | C(A,C,D,E)42A34+TDR | Z8ES080C20SMPS1 | 31800 | 17.9 | 8.4 | 33200 | 28200 | 84.94% | 2.69 | 0 | 9.9 |  |  |  |  | R-410A | 2.65 | Residential & Commercial | USHP
214521940 | Central HP <5.4 tons | COLEMAN | HRCU-A-CB (Split System: Heat Pump with Remote Outdoor Unit-Air-Source) | HMH72B341 | ASPEN |  | C(A,C,D,E)48A34+TDR | Z8ES100C20LMPS1 | 32200 | 17.5 | 8.5 | 33200 | 27400 | 82.53% | 2.71 | 0 | 9.4 |  |  |  |  | R-410A | 2.6833 | Residential & Commercial | USHP
213238540 | Central HP <5.4 tons | CHAMPION HEATING AND COOLING | HRCU-A-CB (Split System: Heat Pump with Remote Outdoor Unit-Air-Source) | THF2B48T21 | ASPEN |  | D(A,C,E)48D44+TDR | TM8E120C16MP11 | 44000 | 16.2 | 8.4 | 44500 | 31200 | 70.11% | 3.21 | 0 | 11 |  |  |  |  | R-410A | 3.6667 | Residential & Commercial | USHP | Ducted CEE Tier 1
213238595 | Central HP <5.4 tons | CHAMPION HEATING AND COOLING | HRCU-A-CB (Split System: Heat Pump with Remote Outdoor Unit-Air-Source) | THF2B48T21 | ASPEN |  | D(A,C,E)48B44+TDR | TM9Y120D20MP11 | 42500 | 15.9 | 8.2 | 44000 | 31200 | 70.91% | 3.1 | 0 | 11.5 |  |  |  |  | R-410A | 3.5417 | Residential & Commercial | USHP | Ducted CEE Tier 1
213238529 | Central HP <5.4 tons | CHAMPION HEATING AND COOLING | HRCU-A-CB (Split System: Heat Pump with Remote Outdoor Unit-Air-Source) | THF2B48T21 | ASPEN |  | D(A,C,E)48B44+TDR | TM8E080C16MP11 | 42000 | 15.9 | 8.2 | 44000 | 30800 | 70% | 3.11 | 0 | 11.5 |  |  |  |  | R-410A | 3.5 | Residential & Commercial | USHP | Ducted CEE Tier 1
213184858 | Central HP <5.4 tons | BOSCH | HRCU-A-CB (Split System: Heat Pump with Remote Outdoor Unit-Air-Source) | BOVB-60HDN1-M20G | ADP |  | H,RG88948+AEFE4B* | 0 | 47000 | 18 | 9.5 | 46000 | 33200 | 72.17% | 2 | 0 | 12 |  |  |  |  | R-410A | 3.9167 | Residential & Commercial | USHP | Ducted CEE Tier 1
212361457 | Central HP <5.4 tons | BOSCH | HRCU-A-CB (Split System: Heat Pump with Remote Outdoor Unit-Air-Source) | BOVA-60HDN1-M20G | ADP |  | HE35948 | BGH96M080B3B | 41000 | 16 | 8.8 | 41500 | 30600 | 73.73% | 1.9 | 0 | 11 |  |  |  |  | R-410A | 3.4167 | Residential & Commercial | USHP | Ducted CEE Tier 1
213238554 | Central HP <5.4 tons | CHAMPION HEATING AND COOLING | HRCU-A-CB (Split System: Heat Pump with Remote Outdoor Unit-Air-Source) | THF2B48T21 | ASPEN |  | D(A,C,E)48D44+TDR | TM8Y080B12MP11 | 43500 | 16.1 | 8.1 | 44500 | 31200 | 70.11% | 3.17 | 0 | 11 |  |  |  |  | R-410A | 3.625 | Residential & Commercial | USHP | Ducted CEE Tier 1
213238570 | Central HP <5.4 tons | CHAMPION HEATING AND COOLING | HRCU-A-CB (Split System: Heat Pump with Remote Outdoor Unit-Air-Source) | THF2B48T21 | ASPEN |  | D(A,C,E)48D44+TDR | TM9E080C20MP12 | 44500 | 16.3 | 8.5 | 45000 | 31600 | 70.22% | 3.16 | 0 | 11.7 |  |  |  |  | R-410A | 3.7083 | Residential & Commercial | USHP | Ducted CEE Tier 1
212361459 | Central HP <5.4 tons | BOSCH | HRCU-A-CB (Split System: Heat Pump with Remote Outdoor Unit-Air-Source) | BOVA-60HDN1-M20G | ADP |  | HE37960 | BGH96M080B3B | 42000 | 17 | 8.8 | 41500 | 30600 | 73.73% | 1.9 | 0 | 11.5 |  |  |  |  | R-410A | 3.5 | Residential & Commercial | USHP | Ducted CEE Tier 1
214861572 | Central HP <5.4 tons | MDV | HRCU-A-CB (Split System: Heat Pump with Remote Outdoor Unit-Air-Source) | MOX430-18HFN10-M1X |  |  | MVBC-18HWFN10-MB1-D | 0 | 18000 | 18 | 10 | 19500 | 18000 | 92.31% | 2.2 | 0 | 12 |  |  |  |  | R-454B | 1.5 | Residential & Commercial | USHP | Ducted CEE Tier 1
214861591 | Central HP <5.4 tons | MDV | HRCU-A-CB (Split System: Heat Pump with Remote Outdoor Unit-Air-Source) | MOD30-36HFN10-M3X |  |  | MVBDM-36HWFN10-WB3-D | 0 | 36000 | 17.7 | 10 | 36000 | 32600 | 90.56% | 2.06 | 0 | 12 |  |  |  |  | R-454B | 3 | Residential & Commercial | USHP | Ducted CEE Tier 1
216800653 | Central HP <5.4 tons | BOSCH | HRCU-A-CB (Split System: Heat Pump with Remote Outdoor Unit-Air-Source) | BOVD-36HDN1-M20G | ADP |  | HG9J936+AEFE3A* | 0 | 23800 | 19 | 9.5 | 22400 | 17200 | 76.79% | 2 | 0 | 13 |  |  |  |  | R-410A | 1.9833 | Residential & Commercial | USHP | Ducted CEE Tier 1
213184777 | Central HP <5.4 tons | BOSCH | HRCU-A-CB (Split System: Heat Pump with Remote Outdoor Unit-Air-Source) | BOVA-60HDN1-M20G | ADP |  | H,GE35948+AEFE4B* | 0 | 44500 | 17 | 9 | 45500 | 33200 | 72.97% | 1.92 | 0 | 11 |  |  |  |  | R-410A | 3.7083 | Residential & Commercial | USHP | Ducted CEE Tier 1
213184779 | Central HP <5.4 tons | BOSCH | HRCU-A-CB (Split System: Heat Pump with Remote Outdoor Unit-Air-Source) | BOVA-60HDN1-M20G | ADP |  | H,GE48960+AEFE5* | 0 | 46000 | 18 | 9.35 | 46000 | 33200 | 72.17% | 1.98 | 0 | 11.7 |  |  |  |  | R-410A | 3.8333 | Residential & Commercial | USHP | Ducted CEE Tier 1
216799571 | Central HP <5.4 tons | BOSCH | HRCU-A-CB (Split System: Heat Pump with Remote Outdoor Unit-Air-Source) | BOVD-36HDN1-M20G | ADP |  | F,PE*TT3937 | 0 | 34200 | 19 | 9.5 | 32600 | 23600 | 72.39% | 1.9 | 0 | 12 |  |  |  |  | R-410A | 2.85 | Residential & Commercial | USHP | Ducted CEE Tier 1
216800684 | Central HP <5.4 tons | BOSCH | HRCU-A-CB (Split System: Heat Pump with Remote Outdoor Unit-Air-Source) | BOVA-36RTB-M20S | ADP |  | FE*SS9*37+TXV | 0 | 33800 | 19 | 9.4 | 32600 | 24000 | 73.62% | 1.98 | 0 | 11.7 |  |  |  |  | R-454B | 2.8167 | Residential & Commercial | USHP | Ducted CEE Tier 1
215438141 | Central HP <5.4 tons | BOSCH | HRCU-A-CB (Split System: Heat Pump with Remote Outdoor Unit-Air-Source) | BOVA-36RTB-M20S | ADP |  | FE*G34*30+TXV | 0 | 23400 | 15.2 | 9 | 22400 | 16400 | 73.21% | 1.9 | 0 | 12 |  |  |  |  | R-454B | 1.95 | Residential & Commercial | USHP | Ducted CEE Tier 1
214861593 | Central HP <5.4 tons | MDV | HRCU-A-CB (Split System: Heat Pump with Remote Outdoor Unit-Air-Source) | MOX630-42HFN10-M3X-D |  |  | MVBC-42HWFN10-MD3E-DD | 0 | 42000 | 16.7 | 9.5 | 50000 | 46000 | 92% | 1.9 | 0 | 11.7 |  |  |  |  | R-454B | 3.5 | Residential & Commercial | USHP | Ducted CEE Tier 1
213752375 | Central HP <5.4 tons | CARRIER | HRCU-A-CB (Split System: Heat Pump with Remote Outdoor Unit-Air-Source) | 38MURAQ24AA3* | ASPEN |  | D(A,C,E)36B34+TDR | 59SC2E060M14**12 | 23600 | 16 | 8.5 | 25400 | 22600 | 88.98% | 2.9 | 0 | 9.5 |  |  |  |  | R-410A | 1.9667 | Residential & Commercial | USHP
213752389 | Central HP <5.4 tons | CARRIER | HRCU-A-CB (Split System: Heat Pump with Remote Outdoor Unit-Air-Source) | 38MURAQ24AA3* | ASPEN |  | D(A,C,E)36B34+TDR | 59SC2E060M17**14 | 23800 | 16.5 | 8.1 | 24800 | 22400 | 90.32% | 2.91 | 0 | 9.5 |  |  |  |  | R-410A | 1.9833 | Residential & Commercial | USHP
212361462 | Central HP <5.4 tons | BOSCH | HRCU-A-CB (Split System: Heat Pump with Remote Outdoor Unit-Air-Source) | BOVA-60HDN1-M20G | ADP |  | HE36960 | BGH96M080C4A | 41500 | 16 | 8.8 | 42500 | 31000 | 72.94% | 1.9 | 0 | 11.5 |  |  |  |  | R-410A | 3.4583 | Residential & Commercial | USHP | Ducted CEE Tier 1
212361581 | Central HP <5.4 tons | BOSCH | HRCU-A-CB (Split System: Heat Pump with Remote Outdoor Unit-Air-Source) | BOVA-60HDN1-M20G | ADP |  | HE48(1,2)60+TXV | BGH96M080B3B | 42500 | 17 | 8.8 | 41500 | 30600 | 73.73% | 1.9 | 0 | 11.7 |  |  |  |  | R-410A | 3.5417 | Residential & Commercial | USHP | Ducted CEE Tier 1
213752423 | Central HP <5.4 tons | CARRIER | HRCU-A-CB (Split System: Heat Pump with Remote Outdoor Unit-Air-Source) | 38MURAQ24AA3* | ASPEN |  | D(A,C,E)36B34+TDR | 59SC2E100M21**20 | 23800 | 16.5 | 8.1 | 24800 | 22400 | 90.32% | 2.91 | 0 | 9.5 |  |  |  |  | R-410A | 1.9833 | Residential & Commercial | USHP
213752575 | Central HP <5.4 tons | CARRIER | HRCU-A-CB (Split System: Heat Pump with Remote Outdoor Unit-Air-Source) | 38MURAQ24AA3* | ASPEN |  | D(A,C,E)36B34+TDR | 59TP6C040V17**12 | 23400 | 15.5 | 8.1 | 24800 | 22400 | 90.32% | 2.82 | 0 | 9 |  |  |  |  | R-410A | 1.95 | Residential & Commercial | USHP
213752591 | Central HP <5.4 tons | CARRIER | HRCU-A-CB (Split System: Heat Pump with Remote Outdoor Unit-Air-Source) | 38MURAQ24AA3* | ASPEN |  | D(A,C,E)30B34+TDR | 59TP6C080V17**16 | 23200 | 16 | 8.1 | 24800 | 22200 | 89.52% | 2.84 | 0 | 9.5 |  |  |  |  | R-410A | 1.9333 | Residential & Commercial | USHP
213281362 | Central HP <5.4 tons | BOSCH | HRCU-A-CB (Split System: Heat Pump with Remote Outdoor Unit-Air-Source) | BOVA-36HDN1-M20G | ADP |  | V36H***P219+AEFE3A* | 0 | 23600 | 19 | 9.5 | 22400 | 17200 | 76.79% | 2 | 0 | 12.5 |  |  |  |  | R-410A | 1.9667 | Residential & Commercial | USHP | Ducted CEE Tier 1
213238535 | Central HP <5.4 tons | CHAMPION HEATING AND COOLING | HRCU-A-CB (Split System: Heat Pump with Remote Outdoor Unit-Air-Source) | THF2B48T21 | ASPEN |  | D(A,C,E)48B44+TDR | TM8E100C16MP11 | 42000 | 15.9 | 8.2 | 44000 | 31200 | 70.91% | 3.12 | 0 | 11.5 |  |  |  |  | R-410A | 3.5 | Residential & Commercial | USHP | Ducted CEE Tier 1
214861542 | Central HP <5.4 tons | MDV | HRCU-A-CB (Split System: Heat Pump with Remote Outdoor Unit-Air-Source) | MOX430-24HFN10-M3X |  |  | MVBDM-24HWFN10-WA3 | 0 | 24000 | 18.7 | 10 | 24000 | 20600 | 85.83% | 2.14 | 0 | 12 |  |  |  |  | R-454B | 2 | Residential & Commercial | USHP | Ducted CEE Tier 1
215934750 | Central HP <5.4 tons | DAY & NIGHT | HRCU-A-CB (Split System: Heat Pump with Remote Outdoor Unit-Air-Source) | C5H3V36*K*AAA* |  |  | EVM5X42M21A*+WALLCON | *96CTN0601714B* | 34000 | 20.5 | 8.1 | 38000 | 27000 | 71.05% | 1.95 | 0 | 11 |  |  |  |  | R-454B | 2.8333 | Residential & Commercial | USHP | Ducted CEE Tier 1
213238569 | Central HP <5.4 tons | CHAMPION HEATING AND COOLING | HRCU-A-CB (Split System: Heat Pump with Remote Outdoor Unit-Air-Source) | THF2B48T21 | ASPEN |  | D(A,C,E)48B44+TDR | TM9E080C20MP12 | 43000 | 16 | 8.2 | 44500 | 31600 | 71.01% | 3.07 | 0 | 11.5 |  |  |  |  | R-410A | 3.5833 | Residential & Commercial | USHP | Ducted CEE Tier 1
215213867 | Central HP <5.4 tons | BOSCH | HRCU-A-CB (Split System: Heat Pump with Remote Outdoor Unit-Air-Source) | BOVB-60HDN1-M20G | ADP |  | H,G,JG88960+AEFE5* | 0 | 51500 | 17 | 9.5 | 53000 | 38000 | 71.7% | 2.02 | 0 | 11.7 |  |  |  |  | R-410A | 4.2917 | Residential & Commercial | USHP | Ducted CEE Tier 1
216800669 | Central HP <5.4 tons | BOSCH | HRCU-A-CB (Split System: Heat Pump with Remote Outdoor Unit-Air-Source) | BOVA-36RTB-M20S | ADP |  | A36VDA*+TXV | BGH96M080B3C | 24000 | 18 | 9 | 22400 | 16800 | 75% | 1.9 | 0 | 12 |  |  |  |  | R-454B | 2 | Residential & Commercial | USHP | Ducted CEE Tier 1
216800670 | Central HP <5.4 tons | BOSCH | HRCU-A-CB (Split System: Heat Pump with Remote Outdoor Unit-Air-Source) | BOVA-36RTB-M20S | ADP |  | V36H175P15*+TXV | BGH96M080B3C | 24000 | 18 | 9 | 22400 | 16800 | 75% | 1.9 | 0 | 12 |  |  |  |  | R-454B | 2 | Residential & Commercial | USHP | Ducted CEE Tier 1
213752249 | Central HP <5.4 tons | CARRIER | HRCU-A-CB (Split System: Heat Pump with Remote Outdoor Unit-Air-Source) | 38MURAQ24AA3* | ASPEN |  | D(A,C,E)30B34+TDR | 58S(B,C)*B090M21**20 | 23400 | 16.5 | 8.1 | 24800 | 22400 | 90.32% | 2.89 | 0 | 9.5 |  |  |  |  | R-410A | 1.95 | Residential & Commercial | USHP
213752283 | Central HP <5.4 tons | CARRIER | HRCU-A-CB (Split System: Heat Pump with Remote Outdoor Unit-Air-Source) | 38MURAQ24AA3* | ASPEN |  | D(A,C,E)24B44+TDR | 58TP*B070V14**12 | 23800 | 16.5 | 8.1 | 25000 | 22400 | 89.6% | 2.87 | 0 | 9.5 |  |  |  |  | R-410A | 1.9833 | Residential & Commercial | USHP
213752332 | Central HP <5.4 tons | CARRIER | HRCU-A-CB (Split System: Heat Pump with Remote Outdoor Unit-Air-Source) | 38MURAQ24AA3* | ASPEN |  | D(A,C,E)30C44+TDR | 58TP*B090V21**20 | 23800 | 16 | 8.1 | 24800 | 22400 | 90.32% | 2.9 | 0 | 9 |  |  |  |  | R-410A | 1.9833 | Residential & Commercial | USHP
213752350 | Central HP <5.4 tons | CARRIER | HRCU-A-CB (Split System: Heat Pump with Remote Outdoor Unit-Air-Source) | 38MURAQ24AA3* | ASPEN |  | D(A,C,E)24B44+TDR | 59SC2E040M17**12 | 23200 | 15.2 | 8.1 | 24800 | 22600 | 91.13% | 2.84 | 0 | 9 |  |  |  |  | R-410A | 1.9333 | Residential & Commercial | USHP
215676665 | Central HP <5.4 tons | HEIL | HRCU-A-CB (Split System: Heat Pump with Remote Outdoor Unit-Air-Source) | H5H0V48*K*AAA* |  |  | EVD5X60M24A*+WALLCON | *97CMN1202422B* | 48000 | 19 | 9 | 50000 | 36600 | 73.2% | 2 | 0 | 10 |  |  |  |  | R-454B | 4 | Residential & Commercial | USHP | Ducted CEE Tier 1
214861582 | Central HP <5.4 tons | MDV | HRCU-A-CB (Split System: Heat Pump with Remote Outdoor Unit-Air-Source) | MOD30-24HFN10-M1 |  |  | MVBC-24HWFN10-MB1-D | 0 | 24000 | 19.7 | 9 | 25000 | 18000 | 72% | 2.2 | 0 | 11.7 |  |  |  |  | R-454B | 2 | Residential & Commercial | USHP | Ducted CEE Tier 1
216774291 | Central HP <5.4 tons | BOSCH | HRCU-A-CB (Split System: Heat Pump with Remote Outdoor Unit-Air-Source) | BOVA-36RTB-M20S | ADP |  | HG8J*36+TXV+AEFE3A* | 0 | 23600 | 20 | 9.5 | 22400 | 17000 | 75.89% | 2 | 0 | 12.5 |  |  |  |  | R-454B | 1.9667 | Residential & Commercial | USHP | Ducted CEE Tier 1
213753676 | Central HP <5.4 tons | CARRIER | HRCU-A-CB (Split System: Heat Pump with Remote Outdoor Unit-Air-Source) | 38MURAQ36AB3* | ASPEN |  | D(A,C,E)36B34+TDR | 58S(B,C)*B090M21**16 | 34800 | 16.5 | 8.1 | 38500 | 32200 | 83.64% | 2.52 | 0 | 9 |  |  |  |  | R-410A | 2.9 | Residential & Commercial | USHP
213753712 | Central HP <5.4 tons | CARRIER | HRCU-A-CB (Split System: Heat Pump with Remote Outdoor Unit-Air-Source) | 38MURAQ36AB3* | ASPEN |  | D(A,C,E)36B34+TDR | 58TP*B045V14**12 | 34600 | 16 | 8.1 | 38500 | 32200 | 83.64% | 2.64 | 0 | 10 |  |  |  |  | R-410A | 2.8833 | Residential & Commercial | USHP | Ducted CEE Tier 1
213771545 | Central HP <5.4 tons | CARRIER | HRCU-A-CB (Split System: Heat Pump with Remote Outdoor Unit-Air-Source) | 25VNA825A*031* |  |  | CAP**4321AL*+UI | 59TN6C100C21**22 | 24400 | 16.5 | 8.5 | 21200 | 16600 | 78.3% | 2.04 | 0 | 11 |  |  |  |  | R-410A | 2.0333 | Residential & Commercial | USHP | Ducted CEE Tier 1
214861531 | Central HP <5.4 tons | MDV | HRCU-A-CB (Split System: Heat Pump with Remote Outdoor Unit-Air-Source) | MOE30-48HFN10-M2X |  |  | MVBC-48HWFN10-MD2 | 0 | 48000 | 17 | 10.2 | 50000 | 46000 | 92% | 2 | 0 | 10.1 |  |  |  |  | R-454B | 4 | Residential & Commercial | USHP | Ducted CEE Tier 1
213613361 | Central HP <5.4 tons | CARRIER | HRCU-A-CB (Split System: Heat Pump with Remote Outdoor Unit-Air-Source) | 38MURAQ24AA3* | ASPEN |  | L(E,G)M24D4 | 0 | 23800 | 15.5 | 9 | 25400 | 22600 | 88.98% | 2.89 | 0 | 9.5 |  |  |  |  | R-410A | 1.9833 | Residential & Commercial | USHP
213281365 | Central HP <5.4 tons | BOSCH | HRCU-A-CB (Split System: Heat Pump with Remote Outdoor Unit-Air-Source) | BOVB-36HDN1-M20G | ADP |  | V36H***P429+AEFE3A* | 0 | 23200 | 19 | 9.35 | 22400 | 17200 | 76.79% | 1.98 | 0 | 12.5 |  |  |  |  | R-410A | 1.9333 | Residential & Commercial | USHP | Ducted CEE Tier 1
212623989 | Central HP <5.4 tons | COLEMAN | HRCU-A-CB (Split System: Heat Pump with Remote Outdoor Unit-Air-Source) | HMH72B341 | ASPEN |  | D(A,C,E)36A44+TDR | TM9Y080B12MP11 | 32000 | 18 | 8.1 | 34000 | 28000 | 82.35% | 2.41 | 0 | 9.4 |  |  |  |  | R-410A | 2.6667 | Residential & Commercial | USHP
213493976 | Central HP <5.4 tons | CHAMPION HEATING AND COOLING | HRCU-A-CB (Split System: Heat Pump with Remote Outdoor Unit-Air-Source) | HMH72B341 | ASPEN |  | C(A,C,D,E)48A34+TDR | Z8ES120C16SMPS1 | 33600 | 18 | 8.1 | 32600 | 30200 | 92.64% | 2.73 | 0 | 9.5 |  |  |  |  | R-410A | 2.8 | Residential & Commercial | USHP
216800671 | Central HP <5.4 tons | BOSCH | HRCU-A-CB (Split System: Heat Pump with Remote Outdoor Unit-Air-Source) | BOVA-36RTB-M20S | ADP |  | HG35*36+TXV | BGH96M080B3C | 24000 | 18 | 9 | 22400 | 16800 | 75% | 1.9 | 0 | 12 |  |  |  |  | R-454B | 2 | Residential & Commercial | USHP | Ducted CEE Tier 1
215438137 | Central HP <5.4 tons | BOSCH | HRCU-A-CB (Split System: Heat Pump with Remote Outdoor Unit-Air-Source) | BOVA-36RTB-M20S | ADP |  | FE*E31*24+TXV | 0 | 22600 | 15.2 | 8.65 | 22200 | 16400 | 73.87% | 1.84 | 0 | 11.7 |  |  |  |  | R-454B | 1.8833 | Residential & Commercial | USHP | Ducted CEE Tier 1
212361453 | Central HP <5.4 tons | BOSCH | HRCU-A-CB (Split System: Heat Pump with Remote Outdoor Unit-Air-Source) | BOVA-60HDN1-M20G | ADP |  | HE35948 | BGH96M080B3A | 41000 | 16 | 8.8 | 41500 | 30600 | 73.73% | 1.9 | 0 | 11 |  |  |  |  | R-410A | 3.4167 | Residential & Commercial | USHP | Ducted CEE Tier 1
212361589 | Central HP <5.4 tons | BOSCH | HRCU-A-CB (Split System: Heat Pump with Remote Outdoor Unit-Air-Source) | BOVA-60HDN1-M20G | ADP |  | HE48(1,2)60+TXV | BGH96M100C5B | 45000 | 17 | 8.8 | 44500 | 32400 | 72.81% | 1.9 | 0 | 11.7 |  |  |  |  | R-410A | 3.75 | Residential & Commercial | USHP | Ducted CEE Tier 1
215588079 | Central HP <5.4 tons | CARRIER | HRCU-A-CB (Split System: Heat Pump with Remote Outdoor Unit-Air-Source) | 27VNA154A*030* |  |  | CAA**4821AM*+UI | 59CU5B060C17**16 | 47000 | 17.5 | 10.5 | 51500 | 50500 | 98.06% | 2.04 | 0 | 11 |  |  |  |  | R-454B | 3.9167 | Residential & Commercial | USHP | Ducted CEE Tier 1
215588097 | Central HP <5.4 tons | CARRIER | HRCU-A-CB (Split System: Heat Pump with Remote Outdoor Unit-Air-Source) | 27VNA154A*030* |  |  | CAA**6024AM*+UI | 58TN*B135C24**22 | 49500 | 19.5 | 10.5 | 52000 | 53000 | 101.9% | 1.98 | 0 | 11.5 |  |  |  |  | R-454B | 4.125 | Residential & Commercial | USHP | Ducted CEE Tier 1
215412962 | Central HP <5.4 tons | BOSCH | HRCU-A-CB (Split System: Heat Pump with Remote Outdoor Unit-Air-Source) | BOVD-36HDN1-M20G | ADP |  | V,R36H175P159+AEFE4B* | 0 | 24000 | 20 | 9.5 | 22400 | 17200 | 76.79% | 2 | 0 | 13 |  |  |  |  | R-410A | 2 | Residential & Commercial | USHP | Ducted CEE Tier 1
213386476 | Central HP <5.4 tons | MDV | HRCU-A-C (Split System: Heat Pump with Remote Outdoor Unit with No Indoor Fan --Air Source) | MOX630-36HFN1-M3X |  |  | MAC-36HWDN1-MN0 | 0 | 35000 | 15.2 | 8.5 | 36000 | 30000 | 83.33% | 1.8 | 0 | 10 |  |  |  |  | R-410A | 2.9167 | Residential & Commercial | USHP | Ducted CEE Tier 1
214312432 | Central HP <5.4 tons | FRIEDRICH | HRCU-A-C (Split System: Heat Pump with Remote Outdoor Unit with No Indoor Fan --Air Source) | WFPU18Z363C | ADP |  | H,RG36936+TD | 0 | 29600 | 15.5 | 9.4 | 28400 | 23800 | 83.8% | 2.08 | 0 | 11.2 |  |  |  |  | R-410A | 2.4667 | Residential & Commercial | USHP | Ducted CEE Tier 1
214442622 | Central HP <5.4 tons | FRIEDRICH | HRCU-A-C (Split System: Heat Pump with Remote Outdoor Unit with No Indoor Fan --Air Source) | WFPU18Z363C | ADP |  | H,RE9J936+TD | 0 | 29200 | 15.2 | 9.4 | 28400 | 23800 | 83.8% | 2.08 | 0 | 11 |  |  |  |  | R-410A | 2.4333 | Residential & Commercial | USHP | Ducted CEE Tier 1
216054949 | Central HP <5.4 tons | LUXAIRE | HRCU-A-CB (Split System: Heat Pump with Remote Outdoor Unit-Air-Source) | HH824E2S11 | ASPEN |  | C(A,C,D,E)24D2K+TDR | Z8ES100B12SMPS1 | 19500 | 18 | 9.5 | 22800 | 18000 | 78.95% | 2 | 0 | 11 |  |  |  |  | R-454B | 1.625 | Residential & Commercial | USHP | Ducted CEE Tier 1
216800667 | Central HP <5.4 tons | BOSCH | HRCU-A-CB (Split System: Heat Pump with Remote Outdoor Unit-Air-Source) | BOVA-36RTB-M20S | ADP |  | V36H175P15*+TXV | BGH96M060B3C | 24000 | 18 | 9 | 22400 | 16800 | 75% | 1.9 | 0 | 12 |  |  |  |  | R-454B | 2 | Residential & Commercial | USHP | Ducted CEE Tier 1
215438138 | Central HP <5.4 tons | BOSCH | HRCU-A-CB (Split System: Heat Pump with Remote Outdoor Unit-Air-Source) | BOVA-36RTB-M20S | ADP |  | FE*G32*25+TXV | 0 | 23000 | 15.2 | 8.8 | 22400 | 16400 | 73.21% | 1.86 | 0 | 11.7 |  |  |  |  | R-454B | 1.9167 | Residential & Commercial | USHP | Ducted CEE Tier 1
215438140 | Central HP <5.4 tons | BOSCH | HRCU-A-CB (Split System: Heat Pump with Remote Outdoor Unit-Air-Source) | BOVA-36RTB-M20S | ADP |  | FE*G34*36+TXV | 0 | 31000 | 15.2 | 9 | 32600 | 23600 | 72.39% | 1.85 | 0 | 10.5 |  |  |  |  | R-454B | 2.5833 | Residential & Commercial | USHP | Ducted CEE Tier 1
213362052 | Central HP <5.4 tons | BOSCH | HRCU-A-CB (Split System: Heat Pump with Remote Outdoor Unit-Air-Source) | BOVB-60HDN1-M20G | ADP |  | HG35948 | BGH96M080C4B | 41000 | 16 | 8.8 | 42500 | 31000 | 72.94% | 1.9 | 0 | 11 |  |  |  |  | R-410A | 3.4167 | Residential & Commercial | USHP | Ducted CEE Tier 1
213184848 | Central HP <5.4 tons | BOSCH | HRCU-A-CB (Split System: Heat Pump with Remote Outdoor Unit-Air-Source) | BOVA-60HDN1-M20G | ADP |  | H,RG35948+AEFE5* | 0 | 44500 | 18 | 9 | 45500 | 33200 | 72.97% | 1.92 | 0 | 11 |  |  |  |  | R-410A | 3.7083 | Residential & Commercial | USHP | Ducted CEE Tier 1
215399920 | Central HP <5.4 tons | COLEMAN | HRCU-A-C (Split System: Heat Pump with Remote Outdoor Unit with No Indoor Fan --Air Source) | HH836E2S11 | ASPEN |  | C(A,C,D,E)36B3K+TDR | 0 | 30600 | 15.2 | 8.1 | 31000 | 31600 | 101.9% | 2.56 | 0 | 10.5 |  |  |  |  | R-454B | 2.55 | Residential & Commercial | USHP | Ducted CEE Tier 1
213752162 | Central HP <5.4 tons | CARRIER | HRCU-A-CB (Split System: Heat Pump with Remote Outdoor Unit-Air-Source) | 38MURAQ24AA3* | ASPEN |  | D(A,C,E)24B44+TDR | 58S(B,C)*B070M14**12 | 23600 | 16.5 | 8.1 | 24800 | 22400 | 90.32% | 2.9 | 0 | 9.5 |  |  |  |  | R-410A | 1.9667 | Residential & Commercial | USHP
213752260 | Central HP <5.4 tons | CARRIER | HRCU-A-CB (Split System: Heat Pump with Remote Outdoor Unit-Air-Source) | 38MURAQ24AA3* | ASPEN |  | D(A,C,E)30B34+TDR | 58S(B,C)*B110M21**20 | 23400 | 16.5 | 8.1 | 24800 | 22200 | 89.52% | 2.88 | 0 | 9.5 |  |  |  |  | R-410A | 1.95 | Residential & Commercial | USHP
213752346 | Central HP <5.4 tons | CARRIER | HRCU-A-CB (Split System: Heat Pump with Remote Outdoor Unit-Air-Source) | 38MURAQ24AA3* | ASPEN |  | D(A,C,E)36B34+TDR | 58TP*B110V21**22 | 23800 | 16 | 8.5 | 25200 | 22400 | 88.89% | 2.92 | 0 | 9.5 |  |  |  |  | R-410A | 1.9833 | Residential & Commercial | USHP
213752410 | Central HP <5.4 tons | CARRIER | HRCU-A-CB (Split System: Heat Pump with Remote Outdoor Unit-Air-Source) | 38MURAQ24AA3* | ASPEN |  | D(A,C,E)30C44+TDR | 59SC2E080M21**20 | 23800 | 16.5 | 8.1 | 24600 | 22200 | 90.24% | 2.88 | 0 | 9 |  |  |  |  | R-410A | 1.9833 | Residential & Commercial | USHP
213752446 | Central HP <5.4 tons | CARRIER | HRCU-A-CB (Split System: Heat Pump with Remote Outdoor Unit-Air-Source) | 38MURAQ24AA3* | ASPEN |  | D(A,C,E)24B44+TDR | 59SC6A040M17**12 | 23200 | 15.2 | 8.1 | 24800 | 22600 | 91.13% | 2.85 | 0 | 9 |  |  |  |  | R-410A | 1.9333 | Residential & Commercial | USHP
213752564 | Central HP <5.4 tons | CARRIER | HRCU-A-CB (Split System: Heat Pump with Remote Outdoor Unit-Air-Source) | 38MURAQ24AA3* | ASPEN |  | D(A,C,E)30C44+TDR | 59TP6C040V14**10 | 23000 | 15.5 | 8.1 | 24400 | 22200 | 90.98% | 2.86 | 0 | 9.4 |  |  |  |  | R-410A | 1.9167 | Residential & Commercial | USHP
213752569 | Central HP <5.4 tons | CARRIER | HRCU-A-CB (Split System: Heat Pump with Remote Outdoor Unit-Air-Source) | 38MURAQ24AA3* | ASPEN |  | D(A,C,E)24B44+TDR | 59TP6C040V17**12 | 23400 | 15.5 | 8.1 | 24800 | 22400 | 90.32% | 2.82 | 0 | 9 |  |  |  |  | R-410A | 1.95 | Residential & Commercial | USHP
213752625 | Central HP <5.4 tons | CARRIER | HRCU-A-CB (Split System: Heat Pump with Remote Outdoor Unit-Air-Source) | 38MURAQ24AA3* | ASPEN |  | D(A,C,E)30C44+TDR | 59TP6C100V21**22 | 23800 | 16.5 | 8.5 | 25200 | 22400 | 88.89% | 2.91 | 0 | 9.5 |  |  |  |  | R-410A | 1.9833 | Residential & Commercial | USHP
216774289 | Central HP <5.4 tons | BOSCH | HRCU-A-CB (Split System: Heat Pump with Remote Outdoor Unit-Air-Source) | BOVA-36RTB-M20S | ADP |  | HG8J*36+TXV+AEFE4B* | 0 | 23600 | 20 | 9.5 | 22400 | 17000 | 75.89% | 2 | 0 | 12.5 |  |  |  |  | R-454B | 1.9667 | Residential & Commercial | USHP | Ducted CEE Tier 1
216679963 | Central HP <5.4 tons | BRYANT HEATING AND COOLING SYSTEMS | HRCU-A-CB (Split System: Heat Pump with Remote Outdoor Unit-Air-Source) | 38MURAQ36AB3* |  |  | CNPV*4221AL* | 927TA48080V17*** | 35400 | 15.2 | 8.5 | 39000 | 34800 | 89.23% | 1.75 | 0 | 10 |  |  |  |  | R-410A | 2.95 | Residential & Commercial | USHP | Ducted CEE Tier 1
212927496 | Central HP <5.4 tons | BOSCH | HRCU-A-CB (Split System: Heat Pump with Remote Outdoor Unit-Air-Source) | BOVB-36HDN1-M20G | ADP |  | CE2505C+TXV | 0 | 23200 | 19 | 9.3 | 22400 | 17200 | 76.79% | 1.96 | 0 | 12.5 |  |  |  |  | R-410A | 1.9333 | Residential & Commercial | USHP | Ducted CEE Tier 1
213281148 | Central HP <5.4 tons | BOSCH | HRCU-A-CB (Split System: Heat Pump with Remote Outdoor Unit-Air-Source) | BOVA-36HDN1-M20G | ADP |  | V36H175P149+AEFE4B* | 0 | 23800 | 20 | 9.5 | 22400 | 17200 | 76.79% | 2 | 0 | 13 |  |  |  |  | R-410A | 1.9833 | Residential & Commercial | USHP | Ducted CEE Tier 1
213145611 | Central HP <5.4 tons | BOSCH | HRCU-A-CB (Split System: Heat Pump with Remote Outdoor Unit-Air-Source) | BOVA-36HDN1-M20G | ADP |  | PL36H***P449+AEFE3A* | 0 | 23800 | 19 | 9.5 | 22400 | 17200 | 76.79% | 2 | 0 | 13 |  |  |  |  | R-410A | 1.9833 | Residential & Commercial | USHP | Ducted CEE Tier 1
214861614 | Central HP <5.4 tons | MDV | HRCU-A-CB (Split System: Heat Pump with Remote Outdoor Unit-Air-Source) | MOX630-48HFN10-M3X |  |  | MVBDM-48HWFN10-WC3-D | 0 | 48000 | 17.5 | 9.5 | 48000 | 48000 | 100% | 2 | 0 | 12 |  |  |  |  | R-454B | 4 | Residential & Commercial | USHP | Ducted CEE Tier 1
215676855 | Central HP <5.4 tons | HEIL | HRCU-A-CB (Split System: Heat Pump with Remote Outdoor Unit-Air-Source) | H5H0V48*K*AAA* |  |  | EVD5X61M24A*+WALLCON | *80CSU1002120A* | 48500 | 19 | 9 | 50000 | 36800 | 73.6% | 2.1 | 0 | 10 |  |  |  |  | R-454B | 4.0417 | Residential & Commercial | USHP | Ducted CEE Tier 1
215676805 | Central HP <5.4 tons | HEIL | HRCU-A-CB (Split System: Heat Pump with Remote Outdoor Unit-Air-Source) | H5H0V48*K*AAA* |  |  | EVD5X61M21A*+WALLCON | *97CMN0801714B* | 48000 | 18.5 | 9 | 50000 | 37400 | 74.8% | 1.98 | 0 | 10 |  |  |  |  | R-454B | 4 | Residential & Commercial | USHP | Ducted CEE Tier 1
213238558 | Central HP <5.4 tons | CHAMPION HEATING AND COOLING | HRCU-A-CB (Split System: Heat Pump with Remote Outdoor Unit-Air-Source) | THF2B48T21 | ASPEN |  | D(A,C,E)48D44+TDR | TM8Y100C16MP11 | 44000 | 16.2 | 8.1 | 44500 | 31600 | 71.01% | 3.18 | 0 | 11 |  |  |  |  | R-410A | 3.6667 | Residential & Commercial | USHP | Ducted CEE Tier 1
213238573 | Central HP <5.4 tons | CHAMPION HEATING AND COOLING | HRCU-A-CB (Split System: Heat Pump with Remote Outdoor Unit-Air-Source) | THF2B48T21 | ASPEN |  | D(A,C,E)48B44+TDR | TM9E100C20MP12 | 43000 | 16 | 8.2 | 44500 | 31600 | 71.01% | 3.07 | 0 | 11.5 |  |  |  |  | R-410A | 3.5833 | Residential & Commercial | USHP | Ducted CEE Tier 1
213184845 | Central HP <5.4 tons | BOSCH | HRCU-A-CB (Split System: Heat Pump with Remote Outdoor Unit-Air-Source) | BOVB-60HDN1-M20G | ADP |  | H,GE35948+AEFE5* | 0 | 44500 | 18 | 9 | 45500 | 33200 | 72.97% | 1.92 | 0 | 11 |  |  |  |  | R-410A | 3.7083 | Residential & Commercial | USHP | Ducted CEE Tier 1
215679295 | Central HP <5.4 tons | HEIL | HRCU-A-CB (Split System: Heat Pump with Remote Outdoor Unit-Air-Source) | H5H0V36*K*AAA* |  |  | EA*5X37M21A*+WALLCON | *80CSU0601716B* | 34600 | 17.5 | 9 | 35200 | 25000 | 71.02% | 1.9 | 0 | 10 |  |  |  |  | R-454B | 2.8833 | Residential & Commercial | USHP | Ducted CEE Tier 1
212361484 | Central HP <5.4 tons | BOSCH | HRCU-A-CB (Split System: Heat Pump with Remote Outdoor Unit-Air-Source) | BOVA-60HDN1-M20G | ADP |  | HE48960 | BGH96M100D5B | 45500 | 17 | 9 | 45000 | 32800 | 72.89% | 1.9 | 0 | 11.7 |  |  |  |  | R-410A | 3.7917 | Residential & Commercial | USHP | Ducted CEE Tier 1
212380763 | Central HP <5.4 tons | BOSCH | HRCU-A-CB (Split System: Heat Pump with Remote Outdoor Unit-Air-Source) | BOVA-60HDN1-M20G | ADP |  | H,RG86960 | BGH96M080C4B | 42500 | 17 | 8.8 | 42500 | 31000 | 72.94% | 1.9 | 0 | 11.7 |  |  |  |  | R-410A | 3.5417 | Residential & Commercial | USHP | Ducted CEE Tier 1
212380904 | Central HP <5.4 tons | BOSCH | HRCU-A-CB (Split System: Heat Pump with Remote Outdoor Unit-Air-Source) | BOVB-60HDN1-M20G | ADP |  | H,RG86960 | BGH96M080C4B | 42500 | 17 | 8.8 | 42500 | 31000 | 72.94% | 1.9 | 0 | 11.7 |  |  |  |  | R-410A | 3.5417 | Residential & Commercial | USHP | Ducted CEE Tier 1
213612278 | Central HP <5.4 tons | BOSCH | HRCU-A-CB (Split System: Heat Pump with Remote Outdoor Unit-Air-Source) | BOVB-60HDN1-M20G | ADP |  | V,T60H210P179+AEFE5* | 0 | 46000 | 18 | 9.35 | 46000 | 33200 | 72.17% | 1.98 | 0 | 11.7 |  |  |  |  | R-410A | 3.8333 | Residential & Commercial | USHP | Ducted CEE Tier 1
214861577 | Central HP <5.4 tons | MDV | HRCU-A-CB (Split System: Heat Pump with Remote Outdoor Unit-Air-Source) | MOE30-60HFN10-M2X |  |  | MVBC-60HWFN10-MD2-D | 0 | 54000 | 15.2 | 9.2 | 59000 | 53000 | 89.83% | 2 | 0 | 10 |  |  |  |  | R-454B | 4.5 | Residential & Commercial | USHP | Ducted CEE Tier 1
213206180 | Central HP <5.4 tons | CARRIER | HRCU-A-CB (Split System: Heat Pump with Remote Outdoor Unit-Air-Source) | 38MURAQ24AA3* | ASPEN |  | D(A,C,E)30B34+TDR | 59TP6B080V17**16 | 23800 | 16 | 8.1 | 25400 | 22600 | 88.98% | 2.92 | 0 | 9 |  |  |  |  | R-410A | 1.9833 | Residential & Commercial | USHP
213753730 | Central HP <5.4 tons | CARRIER | HRCU-A-CB (Split System: Heat Pump with Remote Outdoor Unit-Air-Source) | 38MURAQ36AB3* | ASPEN |  | D(A,C,E)42B34+TDR | 58TP*B090V17**16 | 34800 | 16.5 | 8.1 | 38500 | 31800 | 82.6% | 2.67 | 0 | 10 |  |  |  |  | R-410A | 2.9 | Residential & Commercial | USHP | Ducted CEE Tier 1
213753743 | Central HP <5.4 tons | CARRIER | HRCU-A-CB (Split System: Heat Pump with Remote Outdoor Unit-Air-Source) | 38MURAQ36AB3* | ASPEN |  | D(A,C,E)36B34+TDR | 58TP*B135V24**22 | 35200 | 16.5 | 8.1 | 38500 | 32200 | 83.64% | 2.58 | 0 | 10 |  |  |  |  | R-410A | 2.9333 | Residential & Commercial | USHP | Ducted CEE Tier 1
213752156 | Central HP <5.4 tons | CARRIER | HRCU-A-CB (Split System: Heat Pump with Remote Outdoor Unit-Air-Source) | 38MURAQ24AA3* | ASPEN |  | D(A,C,E)30C44+TDR | 58S(B,C)*B045M14**12 | 23400 | 16.5 | 8.1 | 24400 | 22200 | 90.98% | 2.92 | 0 | 9.4 |  |  |  |  | R-410A | 1.95 | Residential & Commercial | USHP
213752207 | Central HP <5.4 tons | CARRIER | HRCU-A-CB (Split System: Heat Pump with Remote Outdoor Unit-Air-Source) | 38MURAQ24AA3* | ASPEN |  | D(A,C,E)24B44+TDR | 58S(B,C)*B070M21**16 | 23600 | 16.5 | 8.5 | 25000 | 22400 | 89.6% | 2.92 | 0 | 9 |  |  |  |  | R-410A | 1.9667 | Residential & Commercial | USHP
213752222 | Central HP <5.4 tons | CARRIER | HRCU-A-CB (Split System: Heat Pump with Remote Outdoor Unit-Air-Source) | 38MURAQ24AA3* | ASPEN |  | D(A,C,E)24B44+TDR | 58S(B,C)*B090M17**14 | 23600 | 16.5 | 8.1 | 24800 | 22400 | 90.32% | 2.91 | 0 | 9 |  |  |  |  | R-410A | 1.9667 | Residential & Commercial | USHP
213752326 | Central HP <5.4 tons | CARRIER | HRCU-A-CB (Split System: Heat Pump with Remote Outdoor Unit-Air-Source) | 38MURAQ24AA3* | ASPEN |  | D(A,C,E)24B44+TDR | 58TP*B090V21**20 | 23400 | 16 | 8.1 | 24800 | 22400 | 90.32% | 2.9 | 0 | 9 |  |  |  |  | R-410A | 1.95 | Residential & Commercial | USHP
213752341 | Central HP <5.4 tons | CARRIER | HRCU-A-CB (Split System: Heat Pump with Remote Outdoor Unit-Air-Source) | 38MURAQ24AA3* | ASPEN |  | D(A,C,E)30B34+TDR | 58TP*B110V21**22 | 23800 | 16 | 8.5 | 25200 | 22400 | 88.89% | 2.92 | 0 | 9 |  |  |  |  | R-410A | 1.9833 | Residential & Commercial | USHP
212380894 | Central HP <5.4 tons | BOSCH | HRCU-A-CB (Split System: Heat Pump with Remote Outdoor Unit-Air-Source) | BOVB-60HDN1-M20G | ADP |  | V,R60H210P179 | BGH96M080C4A | 42500 | 17 | 8.8 | 42500 | 31000 | 72.94% | 1.9 | 0 | 11.7 |  |  |  |  | R-410A | 3.5417 | Residential & Commercial | USHP | Ducted CEE Tier 1
212380896 | Central HP <5.4 tons | BOSCH | HRCU-A-CB (Split System: Heat Pump with Remote Outdoor Unit-Air-Source) | BOVB-60HDN1-M20G | ADP |  | V,R60H210P199 | BGH96M080C4A | 42500 | 17 | 8.8 | 42500 | 31000 | 72.94% | 1.9 | 0 | 11.7 |  |  |  |  | R-410A | 3.5417 | Residential & Commercial | USHP | Ducted CEE Tier 1
212381053 | Central HP <5.4 tons | BOSCH | HRCU-A-CB (Split System: Heat Pump with Remote Outdoor Unit-Air-Source) | BOVB-60HDN1-M20G | ADP |  | H,RG3K960 | BGH96M100C5B | 45000 | 17 | 8.8 | 44500 | 32400 | 72.81% | 1.9 | 0 | 11.7 |  |  |  |  | R-410A | 3.75 | Residential & Commercial | USHP | Ducted CEE Tier 1
213281314 | Central HP <5.4 tons | BOSCH | HRCU-A-CB (Split System: Heat Pump with Remote Outdoor Unit-Air-Source) | BOVA-60HDN1-M20G | ADP |  | V60H210P199+AEFE5* | 0 | 51500 | 17 | 9.45 | 53000 | 38000 | 71.7% | 2.02 | 0 | 11.7 |  |  |  |  | R-410A | 4.2917 | Residential & Commercial | USHP | Ducted CEE Tier 1
213281446 | Central HP <5.4 tons | BOSCH | HRCU-A-CB (Split System: Heat Pump with Remote Outdoor Unit-Air-Source) | BOVB-60HDN1-M20G | ADP |  | V60H210P299+AEFE5* | 0 | 45500 | 18 | 9.35 | 46000 | 33200 | 72.17% | 1.98 | 0 | 11.7 |  |  |  |  | R-410A | 3.7917 | Residential & Commercial | USHP | Ducted CEE Tier 1
215431131 | Central HP <5.4 tons | FRIEDRICH | HRCU-A-CB (Split System: Heat Pump with Remote Outdoor Unit-Air-Source) | WFPU17Z243C | ADP |  | H,RG8J936+AEFE3A* | 0 | 21600 | 16 | 9 | 21400 | 16500 | 77.1% | 2.05 | 0 | 10 |  |  |  |  | R-410A | 1.8 | Residential & Commercial | USHP | Ducted CEE Tier 1
215383031 | Central HP <5.4 tons | FRIEDRICH | HRCU-A-C (Split System: Heat Pump with Remote Outdoor Unit with No Indoor Fan --Air Source) | WFPU18Z483C | ADP |  | H,RG74960+TD | 0 | 41000 | 15.2 | 8.55 | 40000 | 34200 | 85.5% | 1.94 | 0 | 11 |  |  |  |  | R-410A | 3.4167 | Residential & Commercial | USHP | Ducted CEE Tier 1
212361438 | Central HP <5.4 tons | BOSCH | HRCU-A-CB (Split System: Heat Pump with Remote Outdoor Unit-Air-Source) | BOVA-60HDN1-M20G | ADP |  | HE36(1,2)60+TXV | BGH96M100D5B | 45000 | 17 | 9 | 45000 | 32800 | 72.89% | 1.9 | 0 | 11.5 |  |  |  |  | R-410A | 3.75 | Residential & Commercial | USHP | Ducted CEE Tier 1
212361456 | Central HP <5.4 tons | BOSCH | HRCU-A-CB (Split System: Heat Pump with Remote Outdoor Unit-Air-Source) | BOVA-60HDN1-M20G | ADP |  | HE48960 | BGH96M080B3A | 42500 | 17 | 8.8 | 41500 | 30600 | 73.73% | 1.9 | 0 | 11.7 |  |  |  |  | R-410A | 3.5417 | Residential & Commercial | USHP | Ducted CEE Tier 1
212361471 | Central HP <5.4 tons | BOSCH | HRCU-A-CB (Split System: Heat Pump with Remote Outdoor Unit-Air-Source) | BOVA-60HDN1-M20G | ADP |  | HE37960 | BGH96M100C5A | 44500 | 17 | 8.8 | 44500 | 32400 | 72.81% | 1.9 | 0 | 11.5 |  |  |  |  | R-410A | 3.7083 | Residential & Commercial | USHP | Ducted CEE Tier 1
212361487 | Central HP <5.4 tons | BOSCH | HRCU-A-CB (Split System: Heat Pump with Remote Outdoor Unit-Air-Source) | BOVA-60HDN1-M20G | ADP |  | HE37960 | BGH96M120D5A | 45000 | 17 | 9 | 45000 | 33000 | 73.33% | 1.9 | 0 | 11.5 |  |  |  |  | R-410A | 3.75 | Residential & Commercial | USHP | Ducted CEE Tier 1
212361588 | Central HP <5.4 tons | BOSCH | HRCU-A-CB (Split System: Heat Pump with Remote Outdoor Unit-Air-Source) | BOVA-60HDN1-M20G | ADP |  | HE35(1,2)48+TXV | BGH96M100C5B | 44000 | 17 | 8.8 | 44500 | 32400 | 72.81% | 1.9 | 0 | 11.5 |  |  |  |  | R-410A | 3.6667 | Residential & Commercial | USHP | Ducted CEE Tier 1
213752329 | Central HP <5.4 tons | CARRIER | HRCU-A-CB (Split System: Heat Pump with Remote Outdoor Unit-Air-Source) | 38MURAQ24AA3* | ASPEN |  | D(A,C,E)30B34+TDR | 58TP*B090V21**20 | 23400 | 16 | 8.1 | 24800 | 22400 | 90.32% | 2.9 | 0 | 9.5 |  |  |  |  | R-410A | 1.95 | Residential & Commercial | USHP
213752338 | Central HP <5.4 tons | CARRIER | HRCU-A-CB (Split System: Heat Pump with Remote Outdoor Unit-Air-Source) | 38MURAQ24AA3* | ASPEN |  | D(A,C,E)24B44+TDR | 58TP*B110V21**22 | 23800 | 16 | 8.5 | 25200 | 22400 | 88.89% | 2.92 | 0 | 9 |  |  |  |  | R-410A | 1.9833 | Residential & Commercial | USHP
213752363 | Central HP <5.4 tons | CARRIER | HRCU-A-CB (Split System: Heat Pump with Remote Outdoor Unit-Air-Source) | 38MURAQ24AA3* | ASPEN |  | D(A,C,E)36B34+TDR | 59SC2E040M17**12 | 23400 | 15.2 | 8.1 | 24800 | 22600 | 91.13% | 2.84 | 0 | 9 |  |  |  |  | R-410A | 1.95 | Residential & Commercial | USHP
213752413 | Central HP <5.4 tons | CARRIER | HRCU-A-CB (Split System: Heat Pump with Remote Outdoor Unit-Air-Source) | 38MURAQ24AA3* | ASPEN |  | D(A,C,E)36B34+TDR | 59SC2E080M21**20 | 23600 | 16.5 | 8.1 | 24600 | 22200 | 90.24% | 2.88 | 0 | 9.5 |  |  |  |  | R-410A | 1.9667 | Residential & Commercial | USHP
213752454 | Central HP <5.4 tons | CARRIER | HRCU-A-CB (Split System: Heat Pump with Remote Outdoor Unit-Air-Source) | 38MURAQ24AA3* | ASPEN |  | D(A,C,E)36B34+TDR | 59SC6A040M17**12 | 23400 | 15.2 | 8.1 | 24800 | 22600 | 91.13% | 2.85 | 0 | 9 |  |  |  |  | R-410A | 1.95 | Residential & Commercial | USHP
213753658 | Central HP <5.4 tons | CARRIER | HRCU-A-CB (Split System: Heat Pump with Remote Outdoor Unit-Air-Source) | 38MURAQ36AB3* | ASPEN |  | D(A,C,E)42B34+TDR | 58S(B,C)*B070M17**12 | 33800 | 16.5 | 8.1 | 37800 | 31800 | 84.13% | 2.73 | 0 | 9.9 |  |  |  |  | R-410A | 2.8167 | Residential & Commercial | USHP
213753681 | Central HP <5.4 tons | CARRIER | HRCU-A-CB (Split System: Heat Pump with Remote Outdoor Unit-Air-Source) | 38MURAQ36AB3* | ASPEN |  | D(A,C,E)36B34+TDR | 58S(B,C)*B090M21**20 | 35200 | 16.5 | 8.1 | 38500 | 32200 | 83.64% | 2.54 | 0 | 9 |  |  |  |  | R-410A | 2.9333 | Residential & Commercial | USHP
213752612 | Central HP <5.4 tons | CARRIER | HRCU-A-CB (Split System: Heat Pump with Remote Outdoor Unit-Air-Source) | 38MURAQ24AA3* | ASPEN |  | D(A,C,E)30B34+TDR | 59TP6C100V21**20 | 23400 | 16.5 | 8.1 | 24800 | 22200 | 89.52% | 2.88 | 0 | 9.5 |  |  |  |  | R-410A | 1.95 | Residential & Commercial | USHP
213752628 | Central HP <5.4 tons | CARRIER | HRCU-A-CB (Split System: Heat Pump with Remote Outdoor Unit-Air-Source) | 38MURAQ24AA3* | ASPEN |  | D(A,C,E)36B34+TDR | 59TP6C100V21**22 | 23800 | 16.5 | 8.5 | 25200 | 22400 | 88.89% | 2.91 | 0 | 9.5 |  |  |  |  | R-410A | 1.9833 | Residential & Commercial | USHP
214771865 | Central HP <5.4 tons | FRIEDRICH | HRCU-A-C (Split System: Heat Pump with Remote Outdoor Unit with No Indoor Fan --Air Source) | WFPU18Z363C | ADP |  | H,RE34936+TD | 0 | 29000 | 15.2 | 9.35 | 28400 | 23800 | 83.8% | 2.06 | 0 | 11 |  |  |  |  | R-410A | 2.4167 | Residential & Commercial | USHP | Ducted CEE Tier 1
215383032 | Central HP <5.4 tons | FRIEDRICH | HRCU-A-C (Split System: Heat Pump with Remote Outdoor Unit with No Indoor Fan --Air Source) | WFPU18Z483C | ADP |  | H,RG86948+TD | 0 | 41500 | 15.2 | 8.55 | 40000 | 34200 | 85.5% | 1.94 | 0 | 11 |  |  |  |  | R-410A | 3.4583 | Residential & Commercial | USHP | Ducted CEE Tier 1
215405106 | Central HP <5.4 tons | ECOER | HRCU-A-CB (Split System: Heat Pump with Remote Outdoor Unit-Air-Source) | EODA19H-2436AA* | ADP |  | HG7J924+AEFE3A* | 0 | 23000 | 20 | 9.25 | 22400 | 19200 | 85.71% | 2.06 | 0 | 12.5 |  |  |  |  | R-410A | 1.9167 | Residential & Commercial | USHP | Ducted CEE Tier 1
213184841 | Central HP <5.4 tons | BOSCH | HRCU-A-CB (Split System: Heat Pump with Remote Outdoor Unit-Air-Source) | BOVA-60HDN1-M20G | ADP |  | V,G48H175D149+AEFE4B* | 0 | 44000 | 17 | 8.9 | 45500 | 33200 | 72.97% | 1.9 | 0 | 11 |  |  |  |  | R-410A | 3.6667 | Residential & Commercial | USHP | Ducted CEE Tier 1
212361483 | Central HP <5.4 tons | BOSCH | HRCU-A-CB (Split System: Heat Pump with Remote Outdoor Unit-Air-Source) | BOVA-60HDN1-M20G | ADP |  | HE37960 | BGH96M100D5B | 45000 | 17 | 9 | 45000 | 32800 | 72.89% | 1.9 | 0 | 11.5 |  |  |  |  | R-410A | 3.75 | Residential & Commercial | USHP | Ducted CEE Tier 1
213206008 | Central HP <5.4 tons | CARRIER | HRCU-A-CB (Split System: Heat Pump with Remote Outdoor Unit-Air-Source) | 38MURAQ24AA3* | ASPEN |  | D(A,C,E)30B34+TDR | 59SC2D060E17**14 | 23800 | 16 | 8.1 | 25800 | 22800 | 88.37% | 2.87 | 0 | 9.5 |  |  |  |  | R-410A | 1.9833 | Residential & Commercial | USHP
214802103 | Central HP <5.4 tons | BOSCH | HRCU-A-CB (Split System: Heat Pump with Remote Outdoor Unit-Air-Source) | BOVA-36HDN1-M20G | ADP |  | H,RG8J936+AEFE4B* | 0 | 23600 | 20 | 9.5 | 22400 | 17200 | 76.79% | 2 | 0 | 12.7 |  |  |  |  | R-410A | 1.9667 | Residential & Commercial | USHP | Ducted CEE Tier 1
216035498 | Central HP <5.4 tons | COLEMAN | HRCU-A-CB (Split System: Heat Pump with Remote Outdoor Unit-Air-Source) | HH836E2S11 | ASPEN |  | AE*S+CM48A3J+TDR | 0 | 31600 | 19 | 9 | 31800 | 30200 | 94.97% | 2.66 | 0 | 11.7 |  |  |  |  | R-454B | 2.6333 | Residential & Commercial | USHP | Ducted CEE Tier 1
216035533 | Central HP <5.4 tons | COLEMAN | HRCU-A-C (Split System: Heat Pump with Remote Outdoor Unit with No Indoor Fan --Air Source) | HH836E2S11 | ASPEN |  | D(A,C,E)48B3K+TDR | 0 | 31200 | 15.2 | 8.5 | 31000 | 31600 | 101.9% | 2.53 | 0 | 10 |  |  |  |  | R-454B | 2.6 | Residential & Commercial | USHP | Ducted CEE Tier 1
215933970 | Central HP <5.4 tons | DAY & NIGHT | HRCU-A-CB (Split System: Heat Pump with Remote Outdoor Unit-Air-Source) | C5H3V36*K*AAA* |  |  | FCMA5B60L0D*+WALLCON | 0 | 35000 | 22 | 9.5 | 33400 | 25200 | 75.45% | 2.08 | 0 | 13 |  |  |  |  | R-454B | 2.9167 | Residential & Commercial | USHP | Ducted CEE Tier 1
213184786 | Central HP <5.4 tons | BOSCH | HRCU-A-CB (Split System: Heat Pump with Remote Outdoor Unit-Air-Source) | BOVB-60HDN1-M20G | ADP |  | V,G60H210D169+AEFE5* | 0 | 45000 | 18 | 9.1 | 45500 | 33200 | 72.97% | 1.94 | 0 | 11.5 |  |  |  |  | R-410A | 3.75 | Residential & Commercial | USHP | Ducted CEE Tier 1
213146781 | Central HP <5.4 tons | BOSCH | HRCU-A-CB (Split System: Heat Pump with Remote Outdoor Unit-Air-Source) | BOVA-60HDN1-M20G | ADP |  | PL60H210P199+AEFE5* | 0 | 51500 | 17 | 9.45 | 53000 | 38000 | 71.7% | 2.02 | 0 | 11.7 |  |  |  |  | R-410A | 4.2917 | Residential & Commercial | USHP | Ducted CEE Tier 1
213238584 | Central HP <5.4 tons | CHAMPION HEATING AND COOLING | HRCU-A-CB (Split System: Heat Pump with Remote Outdoor Unit-Air-Source) | THF2B48T21 | ASPEN |  | D(A,C,E)48D44+TDR | TM9V100C20MP12 | 44000 | 16.2 | 8.4 | 44500 | 31200 | 70.11% | 3.22 | 0 | 11 |  |  |  |  | R-410A | 3.6667 | Residential & Commercial | USHP | Ducted CEE Tier 1
213828550 | Central HP <5.4 tons | HISENSE | HRCU-A-C (Split System: Heat Pump with Remote Outdoor Unit with No Indoor Fan --Air Source) | AUWR-36U3SA | ASPEN |  | D(A,C,E)31E34+TDR | 0 | 29600 | 15.5 | 9.4 | 30000 | 24200 | 80.67% | 2.08 | 0 | 11.3 |  |  |  |  | R-410A | 2.4667 | Residential & Commercial | USHP | Ducted CEE Tier 1
215382878 | Central HP <5.4 tons | AMERISTAR | HRCU-A-CB (Split System: Heat Pump with Remote Outdoor Unit-Air-Source) | E4HL5018A1000A | ADP |  | F,PE*E32924 | 0 | 19300 | 15.2 | 8.25 | 18300 | 17600 | 96.17% | 1.86 | 0 | 9.5 |  |  |  |  | R-410A | 1.6083 | Residential & Commercial | USHP
213752358 | Central HP <5.4 tons | CARRIER | HRCU-A-CB (Split System: Heat Pump with Remote Outdoor Unit-Air-Source) | 38MURAQ24AA3* | ASPEN |  | D(A,C,E)30C44+TDR | 59SC2E040M17**12 | 23600 | 15.2 | 8.1 | 24800 | 22600 | 91.13% | 2.84 | 0 | 9 |  |  |  |  | R-410A | 1.9667 | Residential & Commercial | USHP
215382877 | Central HP <5.4 tons | FRIEDRICH | HRCU-A-CB (Split System: Heat Pump with Remote Outdoor Unit-Air-Source) | WFPU18Z483C | ADP |  | F,PE*TT7960 | 0 | 48000 | 17 | 8.45 | 45000 | 32600 | 72.44% | 1.9 | 0 | 10 |  |  |  |  | R-410A | 4 | Residential & Commercial | USHP | Ducted CEE Tier 1
215383027 | Central HP <5.4 tons | FRIEDRICH | HRCU-A-C (Split System: Heat Pump with Remote Outdoor Unit with No Indoor Fan --Air Source) | WFPU18Z483C | ADP |  | H,RG53948+TD | 0 | 41500 | 15.2 | 8.55 | 40000 | 34200 | 85.5% | 1.94 | 0 | 11 |  |  |  |  | R-410A | 3.4583 | Residential & Commercial | USHP | Ducted CEE Tier 1
215383028 | Central HP <5.4 tons | FRIEDRICH | HRCU-A-C (Split System: Heat Pump with Remote Outdoor Unit with No Indoor Fan --Air Source) | WFPU18Z483C | ADP |  | H,RG49948+TD | 0 | 41000 | 15.2 | 8.55 | 40000 | 34200 | 85.5% | 1.94 | 0 | 11 |  |  |  |  | R-410A | 3.4167 | Residential & Commercial | USHP | Ducted CEE Tier 1
216800660 | Central HP <5.4 tons | BOSCH | HRCU-A-CB (Split System: Heat Pump with Remote Outdoor Unit-Air-Source) | BOVA-60RTB-M20S | ADP |  | A60VGA*+TXV | BGH96M080C4C | 42500 | 16 | 8.8 | 42500 | 31000 | 72.94% | 1.8 | 0 | 11.7 |  |  |  |  | R-454B | 3.5417 | Residential & Commercial | USHP | Ducted CEE Tier 1
213753159 | Central HP <5.4 tons | CARRIER | HRCU-A-CB (Split System: Heat Pump with Remote Outdoor Unit-Air-Source) | 38MURAQ30AB3* | ASPEN |  | D(A,C,E)30D44+TDR | 58S(B,C)*B090M21**16 | 29400 | 15.2 | 8.1 | 34000 | 23800 | 70% | 2.63 | 0 | 9 |  |  |  |  | R-410A | 2.45 | Residential & Commercial | USHP
213752479 | Central HP <5.4 tons | CARRIER | HRCU-A-CB (Split System: Heat Pump with Remote Outdoor Unit-Air-Source) | 38MURAQ24AA3* | ASPEN |  | D(A,C,E)30B34+TDR | 59SC6A080M21**20 | 23600 | 16 | 8.1 | 25000 | 22200 | 88.8% | 2.9 | 0 | 9 |  |  |  |  | R-410A | 1.9667 | Residential & Commercial | USHP
213752536 | Central HP <5.4 tons | CARRIER | HRCU-A-CB (Split System: Heat Pump with Remote Outdoor Unit-Air-Source) | 38MURAQ24AA3* | ASPEN |  | D(A,C,E)36B34+TDR | 59SP6A080V17**16 | 23800 | 16 | 8.1 | 25400 | 22600 | 88.98% | 2.89 | 0 | 9.5 |  |  |  |  | R-410A | 1.9833 | Residential & Commercial | USHP
213752588 | Central HP <5.4 tons | CARRIER | HRCU-A-CB (Split System: Heat Pump with Remote Outdoor Unit-Air-Source) | 38MURAQ24AA3* | ASPEN |  | D(A,C,E)24B44+TDR | 59TP6C080V17**16 | 23400 | 16 | 8.1 | 24800 | 22200 | 89.52% | 2.84 | 0 | 9.5 |  |  |  |  | R-410A | 1.95 | Residential & Commercial | USHP
213752606 | Central HP <5.4 tons | CARRIER | HRCU-A-CB (Split System: Heat Pump with Remote Outdoor Unit-Air-Source) | 38MURAQ24AA3* | ASPEN |  | D(A,C,E)36B34+TDR | 59TP6C080V21**20 | 23800 | 16 | 8.5 | 25000 | 22400 | 89.6% | 2.92 | 0 | 9.5 |  |  |  |  | R-410A | 1.9833 | Residential & Commercial | USHP
213752620 | Central HP <5.4 tons | CARRIER | HRCU-A-CB (Split System: Heat Pump with Remote Outdoor Unit-Air-Source) | 38MURAQ24AA3* | ASPEN |  | D(A,C,E)24B44+TDR | 59TP6C100V21**22 | 23800 | 16.5 | 8.5 | 25200 | 22400 | 88.89% | 2.91 | 0 | 9 |  |  |  |  | R-410A | 1.9833 | Residential & Commercial | USHP
216800800 | Central HP <5.4 tons | BOSCH | HRCU-A-CB (Split System: Heat Pump with Remote Outdoor Unit-Air-Source) | BOVA-60RTB-M20S | ADP |  | HG37*48+TXV | BGH96M080C4C | 42000 | 16 | 8.8 | 42500 | 31000 | 72.94% | 1.8 | 0 | 11.5 |  |  |  |  | R-454B | 3.5 | Residential & Commercial | USHP | Ducted CEE Tier 1
213753096 | Central HP <5.4 tons | CARRIER | HRCU-A-CB (Split System: Heat Pump with Remote Outdoor Unit-Air-Source) | 38MURAQ30AB3* | ASPEN |  | D(A,C,E)36B34+TDR | 58S(B,C)*B070M14**12 | 29000 | 15.2 | 8.1 | 34000 | 23800 | 70% | 2.72 | 0 | 9 |  |  |  |  | R-410A | 2.4167 | Residential & Commercial | USHP
213753162 | Central HP <5.4 tons | CARRIER | HRCU-A-CB (Split System: Heat Pump with Remote Outdoor Unit-Air-Source) | 38MURAQ30AB3* | ASPEN |  | D(A,C,E)36B34+TDR | 58S(B,C)*B090M21**16 | 29400 | 15.2 | 8.1 | 34000 | 23800 | 70% | 2.63 | 0 | 9 |  |  |  |  | R-410A | 2.45 | Residential & Commercial | USHP
213187955 | Central HP <5.4 tons | AMERISTAR | HRCU-A-C (Split System: Heat Pump with Remote Outdoor Unit with No Indoor Fan --Air Source) | E4HL5030A1000A | ADP |  | V,T36H210P479+TD | 0 | 24000 | 15.2 | 8.1 | 22400 | 19100 | 85.27% | 1.75 | 0 | 10 |  |  |  |  | R-410A | 2 | Residential & Commercial | USHP | Ducted CEE Tier 1
213753389 | Central HP <5.4 tons | CARRIER | HRCU-A-CB (Split System: Heat Pump with Remote Outdoor Unit-Air-Source) | 38MURAQ30AB3* | ASPEN |  | D(A,C,E)42B34+TDR | 59SC2E080M21**20 | 29000 | 15.4 | 8.3 | 33200 | 24000 | 72.29% | 2.76 | 0 | 8.8 |  |  |  |  | R-410A | 2.4167 | Residential & Commercial | USHP
215412954 | Central HP <5.4 tons | FRIEDRICH | HRCU-A-CB (Split System: Heat Pump with Remote Outdoor Unit-Air-Source) | WFPU18Z483C | ADP |  | H,RG84948+AEFE5* | 0 | 47000 | 17 | 8.4 | 45000 | 32600 | 72.44% | 1.88 | 0 | 9.5 |  |  |  |  | R-410A | 3.9167 | Residential & Commercial | USHP
215383029 | Central HP <5.4 tons | FRIEDRICH | HRCU-A-C (Split System: Heat Pump with Remote Outdoor Unit with No Indoor Fan --Air Source) | WFPU18Z483C | ADP |  | H,RG49960+TD | 0 | 41000 | 15.2 | 8.55 | 40000 | 34200 | 85.5% | 1.94 | 0 | 11 |  |  |  |  | R-410A | 3.4167 | Residential & Commercial | USHP | Ducted CEE Tier 1
216678762 | Central HP <5.4 tons | CARRIER | HRCU-A-CB (Split System: Heat Pump with Remote Outdoor Unit-Air-Source) | 38MURAQ36AB3* |  |  | CSPH*4212AL* | 59TP7A060V17**16 | 35800 | 15.2 | 8.5 | 38500 | 34600 | 89.87% | 1.82 | 0 | 9.8 |  |  |  |  | R-410A | 2.9833 | Residential & Commercial | USHP
213146782 | Central HP <5.4 tons | BOSCH | HRCU-A-CB (Split System: Heat Pump with Remote Outdoor Unit-Air-Source) | BOVB-60HDN1-M20G | ADP |  | PL48H175P789+AEFE4B* | 0 | 45000 | 18 | 9.15 | 46000 | 33200 | 72.17% | 1.94 | 0 | 11.5 |  |  |  |  | R-410A | 3.75 | Residential & Commercial | USHP | Ducted CEE Tier 1
213146783 | Central HP <5.4 tons | BOSCH | HRCU-A-CB (Split System: Heat Pump with Remote Outdoor Unit-Air-Source) | BOVB-60HDN1-M20G | ADP |  | PL60H210P179+AEFE5* | 0 | 46000 | 18 | 9.3 | 46000 | 33200 | 72.17% | 1.96 | 0 | 11.7 |  |  |  |  | R-410A | 3.8333 | Residential & Commercial | USHP | Ducted CEE Tier 1
213613362 | Central HP <5.4 tons | CARRIER | HRCU-A-CB (Split System: Heat Pump with Remote Outdoor Unit-Air-Source) | 38MURAQ24AA3* | ASPEN |  | L(E,G)M24E4 | 0 | 23200 | 15.5 | 9 | 25400 | 22600 | 88.98% | 2.89 | 0 | 9.5 |  |  |  |  | R-410A | 1.9333 | Residential & Commercial | USHP
213771645 | Central HP <5.4 tons | CARRIER | HRCU-A-CB (Split System: Heat Pump with Remote Outdoor Unit-Air-Source) | 25VNA825A*031* |  |  | CAP**4821AL*+UI | 59TN6C060C17**14 | 24000 | 16.5 | 8.1 | 21000 | 16600 | 79.05% | 2 | 0 | 10.5 |  |  |  |  | R-410A | 2 | Residential & Commercial | USHP | Ducted CEE Tier 1
213281325 | Central HP <5.4 tons | BOSCH | HRCU-A-CB (Split System: Heat Pump with Remote Outdoor Unit-Air-Source) | BOVB-60HDN1-M20G | ADP |  | PL60H210P299+AEFE5* | 0 | 45500 | 18 | 9.35 | 46000 | 33200 | 72.17% | 1.98 | 0 | 11.7 |  |  |  |  | R-410A | 3.7917 | Residential & Commercial | USHP | Ducted CEE Tier 1
214312436 | Central HP <5.4 tons | FRIEDRICH | HRCU-A-C (Split System: Heat Pump with Remote Outdoor Unit with No Indoor Fan --Air Source) | WFPU18Z363C | ADP |  | H,RG81936+TD | 0 | 30000 | 15.5 | 9.4 | 28400 | 23800 | 83.8% | 2.08 | 0 | 11.3 |  |  |  |  | R-410A | 2.5 | Residential & Commercial | USHP | Ducted CEE Tier 1
215588147 | Central HP <5.4 tons | CARRIER | HRCU-A-CB (Split System: Heat Pump with Remote Outdoor Unit-Air-Source) | 27VNA154A*030* |  |  | CSAH*4812AM*+UI | 59MN7C080C21**20 | 48500 | 18 | 10.5 | 52500 | 52000 | 99.05% | 1.94 | 0 | 10.5 |  |  |  |  | R-454B | 4.0417 | Residential & Commercial | USHP | Ducted CEE Tier 1
215588163 | Central HP <5.4 tons | CARRIER | HRCU-A-CB (Split System: Heat Pump with Remote Outdoor Unit-Air-Source) | 27VNA154A*030* |  |  | CSAH*6012AM*+UI | 58TN*B090C17**16 | 48500 | 18.5 | 9.5 | 51000 | 50000 | 98.04% | 1.98 | 0 | 12 |  |  |  |  | R-454B | 4.0417 | Residential & Commercial | USHP | Ducted CEE Tier 1
215588263 | Central HP <5.4 tons | CARRIER | HRCU-A-CB (Split System: Heat Pump with Remote Outdoor Unit-Air-Source) | 27VNA154A*030* |  |  | CVAMA6024XMA*+UI | 59TN6C100C21**22 | 52000 | 19 | 8.1 | 53000 | 46500 | 87.74% | 1.85 | 0 | 11.5 |  |  |  |  | R-454B | 4.3333 | Residential & Commercial | USHP | Ducted CEE Tier 1
215588331 | Central HP <5.4 tons | CARRIER | HRCU-A-CB (Split System: Heat Pump with Remote Outdoor Unit-Air-Source) | 27VNA154A*030* |  |  | CVAVA4924XMA*+UI | 59TN6C100C21**22 | 52000 | 19 | 8.1 | 52500 | 46500 | 88.57% | 1.85 | 0 | 11.5 |  |  |  |  | R-454B | 4.3333 | Residential & Commercial | USHP | Ducted CEE Tier 1
215308395 | Central HP <5.4 tons | AMERISTAR | HRCU-A-CB (Split System: Heat Pump with Remote Outdoor Unit-Air-Source) | E4HL5036A1000A | ADP |  | F,PE*G32925 | 0 | 24000 | 15.2 | 8.5 | 22400 | 17600 | 78.57% | 1.9 | 0 | 11 |  |  |  |  | R-410A | 2 | Residential & Commercial | USHP | Ducted CEE Tier 1
213206120 | Central HP <5.4 tons | CARRIER | HRCU-A-CB (Split System: Heat Pump with Remote Outdoor Unit-Air-Source) | 38MURAQ24AA3* | ASPEN |  | D(A,C,E)24B44+TDR | 59SC5B080E21**20 | 23800 | 15.5 | 8.5 | 26000 | 22600 | 86.92% | 2.88 | 0 | 9 |  |  |  |  | R-410A | 1.9833 | Residential & Commercial | USHP
215431170 | Central HP <5.4 tons | FRIEDRICH | HRCU-A-CB (Split System: Heat Pump with Remote Outdoor Unit-Air-Source) | WFPU18Z483C | ADP |  | H,RG84960+AEFE5* | 0 | 47000 | 17 | 8.4 | 45000 | 32600 | 72.44% | 1.88 | 0 | 9.5 |  |  |  |  | R-410A | 3.9167 | Residential & Commercial | USHP
215405107 | Central HP <5.4 tons | ECOER | HRCU-A-CB (Split System: Heat Pump with Remote Outdoor Unit-Air-Source) | EODA19H-4860AA* | ADP |  | HG49960+AEFE5* | 0 | 44500 | 18 | 9.45 | 46000 | 34000 | 73.91% | 2.1 | 0 | 11.7 |  |  |  |  | R-410A | 3.7083 | Residential & Commercial | USHP | Ducted CEE Tier 1
212927495 | Central HP <5.4 tons | BOSCH | HRCU-A-CB (Split System: Heat Pump with Remote Outdoor Unit-Air-Source) | BOVB-36HDN1-M20G | ADP |  | CE3005C+TXV | 0 | 23200 | 19 | 9.3 | 22400 | 17200 | 76.79% | 1.96 | 0 | 12.5 |  |  |  |  | R-410A | 1.9333 | Residential & Commercial | USHP | Ducted CEE Tier 1
212624150 | Central HP <5.4 tons | COLEMAN | HRCU-A-CB (Split System: Heat Pump with Remote Outdoor Unit-Air-Source) | HMH72B341 | ASPEN |  | D(A,C,E)42D34+TDR | TM9V080B12MP12 | 32800 | 17 | 8.5 | 34000 | 29400 | 86.47% | 2.73 | 0 | 9.5 |  |  |  |  | R-410A | 2.7333 | Residential & Commercial | USHP
212624182 | Central HP <5.4 tons | COLEMAN | HRCU-A-CB (Split System: Heat Pump with Remote Outdoor Unit-Air-Source) | HMH72B341 | ASPEN |  | D(A,C,E)42A44+TDR | TM9Y100C20MP11 | 32400 | 15.5 | 8.1 | 34000 | 27800 | 81.76% | 2.38 | 0 | 9.5 |  |  |  |  | R-410A | 2.7 | Residential & Commercial | USHP
212624184 | Central HP <5.4 tons | COLEMAN | HRCU-A-CB (Split System: Heat Pump with Remote Outdoor Unit-Air-Source) | HMH72B341 | ASPEN |  | D(A,C,E)42C34+TDR | TM9Y100C20MP11 | 32800 | 15.5 | 8.1 | 34000 | 27800 | 81.76% | 2.38 | 0 | 9.5 |  |  |  |  | R-410A | 2.7333 | Residential & Commercial | USHP
212624231 | Central HP <5.4 tons | COLEMAN | HRCU-A-CB (Split System: Heat Pump with Remote Outdoor Unit-Air-Source) | HMH72B341 | ASPEN |  | D(A,C,E)42D34+TDR | TMLE040A12MP11 | 32800 | 18 | 8.1 | 33400 | 29000 | 86.83% | 2.48 | 0 | 10 |  |  |  |  | R-410A | 2.7333 | Residential & Commercial | USHP | Ducted CEE Tier 1
213281366 | Central HP <5.4 tons | BOSCH | HRCU-A-CB (Split System: Heat Pump with Remote Outdoor Unit-Air-Source) | BOVB-36HDN1-M20G | ADP |  | V36H175P789+AEFE4B* | 0 | 24000 | 20 | 9.5 | 22400 | 17200 | 76.79% | 2 | 0 | 13 |  |  |  |  | R-410A | 2 | Residential & Commercial | USHP | Ducted CEE Tier 1
213281149 | Central HP <5.4 tons | BOSCH | HRCU-A-CB (Split System: Heat Pump with Remote Outdoor Unit-Air-Source) | BOVA-36HDN1-M20G | ADP |  | V36H175P159+AEFE4B* | 0 | 24000 | 20 | 9.5 | 22400 | 17200 | 76.79% | 2 | 0 | 13 |  |  |  |  | R-410A | 2 | Residential & Commercial | USHP | Ducted CEE Tier 1
216619285 | Central HP <5.4 tons | FRIEDRICH | HRCU-A-CB (Split System: Heat Pump with Remote Outdoor Unit-Air-Source) | WFPU18Z483C | ADP |  | H,RG48960+AEFE5* | 0 | 46000 | 17 | 8.3 | 45000 | 32600 | 72.44% | 1.86 | 0 | 9.5 |  |  |  |  | R-410A | 3.8333 | Residential & Commercial | USHP
214312438 | Central HP <5.4 tons | FRIEDRICH | HRCU-A-C (Split System: Heat Pump with Remote Outdoor Unit with No Indoor Fan --Air Source) | WFPU18Z483C | ADP |  | H,RG51948+TD | 0 | 42000 | 15.5 | 8.55 | 40000 | 34200 | 85.5% | 1.94 | 0 | 11.4 |  |  |  |  | R-410A | 3.5 | Residential & Commercial | USHP | Ducted CEE Tier 1
214312429 | Central HP <5.4 tons | FRIEDRICH | HRCU-A-C (Split System: Heat Pump with Remote Outdoor Unit with No Indoor Fan --Air Source) | WFPU18Z363C | ADP |  | H,RG35936+TD | 0 | 29400 | 15.2 | 9.4 | 28400 | 23800 | 83.8% | 2.08 | 0 | 11 |  |  |  |  | R-410A | 2.45 | Residential & Commercial | USHP | Ducted CEE Tier 1
214776253 | Central HP <5.4 tons | ECOER | HRCU-A-CB (Split System: Heat Pump with Remote Outdoor Unit-Air-Source) | EODA19H-2436A | ADP |  | HG82936+AEFE4B* | 0 | 34200 | 19 | 9.5 | 34400 | 24800 | 72.09% | 2 | 0 | 12 |  |  |  |  | R-410A | 2.85 | Residential & Commercial | USHP | Ducted CEE Tier 1
213187958 | Central HP <5.4 tons | AMERISTAR | HRCU-A-C (Split System: Heat Pump with Remote Outdoor Unit with No Indoor Fan --Air Source) | E4HL5030A1000A | ADP |  | H,TG80936+TD | 0 | 24000 | 15.2 | 8.1 | 22400 | 19100 | 85.27% | 1.75 | 0 | 10 |  |  |  |  | R-410A | 2 | Residential & Commercial | USHP | Ducted CEE Tier 1
213752299 | Central HP <5.4 tons | CARRIER | HRCU-A-CB (Split System: Heat Pump with Remote Outdoor Unit-Air-Source) | 38MURAQ24AA3* | ASPEN |  | D(A,C,E)24B44+TDR | 58TP*B070V17**16 | 23400 | 16 | 8.1 | 25200 | 22400 | 88.89% | 2.9 | 0 | 9.5 |  |  |  |  | R-410A | 1.95 | Residential & Commercial | USHP
213752383 | Central HP <5.4 tons | CARRIER | HRCU-A-CB (Split System: Heat Pump with Remote Outdoor Unit-Air-Source) | 38MURAQ24AA3* | ASPEN |  | D(A,C,E)30B34+TDR | 59SC2E060M17**14 | 23600 | 16.5 | 8.1 | 24800 | 22400 | 90.32% | 2.91 | 0 | 9 |  |  |  |  | R-410A | 1.9667 | Residential & Commercial | USHP
213752398 | Central HP <5.4 tons | CARRIER | HRCU-A-CB (Split System: Heat Pump with Remote Outdoor Unit-Air-Source) | 38MURAQ24AA3* | ASPEN |  | D(A,C,E)30C44+TDR | 59SC2E080M17**16 | 23600 | 16.5 | 8.1 | 24800 | 22200 | 89.52% | 2.87 | 0 | 9.5 |  |  |  |  | R-410A | 1.9667 | Residential & Commercial | USHP
213752401 | Central HP <5.4 tons | CARRIER | HRCU-A-CB (Split System: Heat Pump with Remote Outdoor Unit-Air-Source) | 38MURAQ24AA3* | ASPEN |  | D(A,C,E)36B34+TDR | 59SC2E080M17**16 | 23600 | 16.5 | 8.1 | 24800 | 22200 | 89.52% | 2.87 | 0 | 9 |  |  |  |  | R-410A | 1.9667 | Residential & Commercial | USHP
213752434 | Central HP <5.4 tons | CARRIER | HRCU-A-CB (Split System: Heat Pump with Remote Outdoor Unit-Air-Source) | 38MURAQ24AA3* | ASPEN |  | D(A,C,E)36B34+TDR | 59SC6A026M14**10 | 23400 | 15.5 | 8.1 | 25200 | 22600 | 89.68% | 2.86 | 0 | 9 |  |  |  |  | R-410A | 1.95 | Residential & Commercial | USHP
213752451 | Central HP <5.4 tons | CARRIER | HRCU-A-CB (Split System: Heat Pump with Remote Outdoor Unit-Air-Source) | 38MURAQ24AA3* | ASPEN |  | D(A,C,E)30C44+TDR | 59SC6A040M17**12 | 23600 | 15.2 | 8.1 | 24800 | 22600 | 91.13% | 2.85 | 0 | 9 |  |  |  |  | R-410A | 1.9667 | Residential & Commercial | USHP
213752467 | Central HP <5.4 tons | CARRIER | HRCU-A-CB (Split System: Heat Pump with Remote Outdoor Unit-Air-Source) | 38MURAQ24AA3* | ASPEN |  | D(A,C,E)24B44+TDR | 59SC6A080M17**16 | 23600 | 16 | 8.5 | 25400 | 22600 | 88.98% | 2.88 | 0 | 9.5 |  |  |  |  | R-410A | 1.9667 | Residential & Commercial | USHP
213752549 | Central HP <5.4 tons | CARRIER | HRCU-A-CB (Split System: Heat Pump with Remote Outdoor Unit-Air-Source) | 38MURAQ24AA3* | ASPEN |  | D(A,C,E)24B44+TDR | 59SP6A100V21**20 | 23600 | 16 | 8.1 | 25000 | 22400 | 89.6% | 2.88 | 0 | 9 |  |  |  |  | R-410A | 1.9667 | Residential & Commercial | USHP
212380742 | Central HP <5.4 tons | BOSCH | HRCU-A-CB (Split System: Heat Pump with Remote Outdoor Unit-Air-Source) | BOVA-36HDN1-M20G | ADP |  | V,R36H175P159 | BGH96M080B3A | 24000 | 18 | 9 | 22400 | 17000 | 75.89% | 1.9 | 0 | 12 |  |  |  |  | R-410A | 2 | Residential & Commercial | USHP | Ducted CEE Tier 1
213753687 | Central HP <5.4 tons | CARRIER | HRCU-A-CB (Split System: Heat Pump with Remote Outdoor Unit-Air-Source) | 38MURAQ36AB3* | ASPEN |  | D(A,C,E)36B34+TDR | 58S(B,C)*B090M24**20 | 34800 | 16.5 | 8.1 | 38500 | 31800 | 82.6% | 2.72 | 0 | 10.5 |  |  |  |  | R-410A | 2.9 | Residential & Commercial | USHP | Ducted CEE Tier 1
213753869 | Central HP <5.4 tons | CARRIER | HRCU-A-CB (Split System: Heat Pump with Remote Outdoor Unit-Air-Source) | 38MURAQ36AB3* | ASPEN |  | D(A,C,E)36B34+TDR | 59TP6C100V21**20 | 35200 | 16.5 | 8.1 | 38500 | 32200 | 83.64% | 2.61 | 0 | 10 |  |  |  |  | R-410A | 2.9333 | Residential & Commercial | USHP | Ducted CEE Tier 1
213281326 | Central HP <5.4 tons | BOSCH | HRCU-A-CB (Split System: Heat Pump with Remote Outdoor Unit-Air-Source) | BOVB-60HDN1-M20G | ADP |  | PL48H175P159+AEFE4B* | 0 | 44500 | 18 | 9.05 | 45500 | 33200 | 72.97% | 1.92 | 0 | 11 |  |  |  |  | R-410A | 3.7083 | Residential & Commercial | USHP | Ducted CEE Tier 1
214242776 | Central HP <5.4 tons | BRYANT HEATING AND COOLING SYSTEMS | HRCU-A-CB (Split System: Heat Pump with Remote Outdoor Unit-Air-Source) | 288BNV025*0**B* |  |  | CNPV*3621AL*+UI | 88*TB60110C21*** | 23600 | 16.5 | 8.1 | 21600 | 16700 | 77.31% | 1.92 | 0 | 11 |  |  |  |  | R-410A | 1.9667 | Residential & Commercial | USHP | Ducted CEE Tier 1
212361461 | Central HP <5.4 tons | BOSCH | HRCU-A-CB (Split System: Heat Pump with Remote Outdoor Unit-Air-Source) | BOVA-60HDN1-M20G | ADP |  | HE35948 | BGH96M080C4A | 41000 | 16 | 8.8 | 42500 | 31000 | 72.94% | 1.9 | 0 | 11 |  |  |  |  | R-410A | 3.4167 | Residential & Commercial | USHP | Ducted CEE Tier 1
212361597 | Central HP <5.4 tons | BOSCH | HRCU-A-CB (Split System: Heat Pump with Remote Outdoor Unit-Air-Source) | BOVA-60HDN1-M20G | ADP |  | HE48(1,2)60+TXV | BGH96M120D5B | 45500 | 17 | 9 | 45000 | 33000 | 73.33% | 1.9 | 0 | 11.7 |  |  |  |  | R-410A | 3.7917 | Residential & Commercial | USHP | Ducted CEE Tier 1
214779003 | Central HP <5.4 tons | ECOER | HRCU-A-CB (Split System: Heat Pump with Remote Outdoor Unit-Air-Source) | EODA19H-4860A | ADP |  | HG52960+AEFE5* | 0 | 53500 | 18 | 9.5 | 53000 | 38000 | 71.7% | 1.9 | 0 | 11.7 |  |  |  |  | R-410A | 4.4583 | Residential & Commercial | USHP | Ducted CEE Tier 1
212381094 | Central HP <5.4 tons | BOSCH | HRCU-A-CB (Split System: Heat Pump with Remote Outdoor Unit-Air-Source) | BOVB-60HDN1-M20G | ADP |  | H,RG2K948 | BGH96M100C5A | 44500 | 17 | 8.8 | 44500 | 32400 | 72.81% | 1.9 | 0 | 11.5 |  |  |  |  | R-410A | 3.7083 | Residential & Commercial | USHP | Ducted CEE Tier 1
213184857 | Central HP <5.4 tons | BOSCH | HRCU-A-CB (Split System: Heat Pump with Remote Outdoor Unit-Air-Source) | BOVB-60HDN1-M20G | ADP |  | H,RG48948+AEFE4B* | 0 | 46000 | 18 | 9.35 | 46000 | 33200 | 72.17% | 1.98 | 0 | 11.7 |  |  |  |  | R-410A | 3.8333 | Residential & Commercial | USHP | Ducted CEE Tier 1
213752202 | Central HP <5.4 tons | CARRIER | HRCU-A-CB (Split System: Heat Pump with Remote Outdoor Unit-Air-Source) | 38MURAQ24AA3* | ASPEN |  | D(A,C,E)36B34+TDR | 58S(B,C)*B070M17**16 | 23800 | 16.5 | 8.1 | 24800 | 22400 | 90.32% | 2.91 | 0 | 9.5 |  |  |  |  | R-410A | 1.9833 | Residential & Commercial | USHP
213752213 | Central HP <5.4 tons | CARRIER | HRCU-A-CB (Split System: Heat Pump with Remote Outdoor Unit-Air-Source) | 38MURAQ24AA3* | ASPEN |  | D(A,C,E)30C44+TDR | 58S(B,C)*B070M21**16 | 23800 | 16.5 | 8.5 | 25000 | 22400 | 89.6% | 2.92 | 0 | 9.5 |  |  |  |  | R-410A | 1.9833 | Residential & Commercial | USHP
213752318 | Central HP <5.4 tons | CARRIER | HRCU-A-CB (Split System: Heat Pump with Remote Outdoor Unit-Air-Source) | 38MURAQ24AA3* | ASPEN |  | D(A,C,E)30C44+TDR | 58TP*B090V17**16 | 23400 | 16 | 8.1 | 25000 | 22400 | 89.6% | 2.87 | 0 | 9.5 |  |  |  |  | R-410A | 1.95 | Residential & Commercial | USHP
211708438 | Central HP <5.4 tons | COLEMAN | HRCU-A-CB (Split System: Heat Pump with Remote Outdoor Unit-Air-Source) | THF2B48T21 | ASPEN |  | D(A,C,E)48D34+TDR | TM8E120C16MP11 | 45500 | 16 | 8.2 | 44000 | 31200 | 70.91% | 3.13 | 0 | 11.9 |  |  |  |  | R-410A | 3.7917 | Residential & Commercial | USHP | Ducted CEE Tier 1
215850334 | Central HP <5.4 tons | COLEMAN | HRCU-A-CB (Split System: Heat Pump with Remote Outdoor Unit-Air-Source) | HH836E2S11 | ASPEN |  | C(A,C,D,E)36B3K+TDR | TM8E120C16MP11 | 30600 | 18 | 8.5 | 30200 | 24800 | 82.12% | 2 | 0 | 11 |  |  |  |  | R-454B | 2.55 | Residential & Commercial | USHP | Ducted CEE Tier 1
215850383 | Central HP <5.4 tons | COLEMAN | HRCU-A-CB (Split System: Heat Pump with Remote Outdoor Unit-Air-Source) | HH836E2S11 | ASPEN |  | C(A,C,D,E)36B3K+TDR | TM8Y100C20MP11 | 30800 | 18 | 8.5 | 30600 | 25000 | 81.7% | 2 | 0 | 11 |  |  |  |  | R-454B | 2.5667 | Residential & Commercial | USHP | Ducted CEE Tier 1
215850448 | Central HP <5.4 tons | COLEMAN | HRCU-A-CB (Split System: Heat Pump with Remote Outdoor Unit-Air-Source) | HH836E2S11 | ASPEN |  | C(A,C,D,E)48A3K+TDR | TM9V080C16MP12 | 31200 | 18 | 8.1 | 31400 | 25400 | 80.89% | 2 | 0 | 10.5 |  |  |  |  | R-454B | 2.6 | Residential & Commercial | USHP | Ducted CEE Tier 1
213752343 | Central HP <5.4 tons | CARRIER | HRCU-A-CB (Split System: Heat Pump with Remote Outdoor Unit-Air-Source) | 38MURAQ24AA3* | ASPEN |  | D(A,C,E)30C44+TDR | 58TP*B110V21**22 | 23800 | 16 | 8.5 | 25200 | 22400 | 88.89% | 2.92 | 0 | 9.5 |  |  |  |  | R-410A | 1.9833 | Residential & Commercial | USHP
213752472 | Central HP <5.4 tons | CARRIER | HRCU-A-CB (Split System: Heat Pump with Remote Outdoor Unit-Air-Source) | 38MURAQ24AA3* | ASPEN |  | D(A,C,E)30C44+TDR | 59SC6A080M17**16 | 23600 | 16 | 8.5 | 25400 | 22600 | 88.98% | 2.88 | 0 | 9.5 |  |  |  |  | R-410A | 1.9667 | Residential & Commercial | USHP
213752477 | Central HP <5.4 tons | CARRIER | HRCU-A-CB (Split System: Heat Pump with Remote Outdoor Unit-Air-Source) | 38MURAQ24AA3* | ASPEN |  | D(A,C,E)24B44+TDR | 59SC6A080M21**20 | 23600 | 16 | 8.1 | 25000 | 22200 | 88.8% | 2.9 | 0 | 9 |  |  |  |  | R-410A | 1.9667 | Residential & Commercial | USHP
213752513 | Central HP <5.4 tons | CARRIER | HRCU-A-CB (Split System: Heat Pump with Remote Outdoor Unit-Air-Source) | 38MURAQ24AA3* | ASPEN |  | D(A,C,E)30C44+TDR | 59SP6A060V14**12 | 23200 | 16 | 8.1 | 24400 | 22000 | 90.16% | 2.87 | 0 | 9.4 |  |  |  |  | R-410A | 1.9333 | Residential & Commercial | USHP
212985802 | Central HP <5.4 tons | TEMPSTAR | HRCU-A-CB (Split System: Heat Pump with Remote Outdoor Unit-Air-Source) | DLCURAH24ABK |  |  | EA*4X30L17A* | *96MSN0261410A* | 23400 | 16.5 | 8.5 | 26200 | 24400 | 93.13% | 2.02 | 0 | 10 |  |  |  |  | R-410A | 1.95 | Residential & Commercial | USHP | Ducted CEE Tier 1
214312431 | Central HP <5.4 tons | FRIEDRICH | HRCU-A-C (Split System: Heat Pump with Remote Outdoor Unit with No Indoor Fan --Air Source) | WFPU18Z363C | ADP |  | V,R36H210P169+TD | 0 | 29600 | 15.5 | 9.4 | 28400 | 23800 | 83.8% | 2.08 | 0 | 11.2 |  |  |  |  | R-410A | 2.4667 | Residential & Commercial | USHP | Ducted CEE Tier 1
213753154 | Central HP <5.4 tons | CARRIER | HRCU-A-CB (Split System: Heat Pump with Remote Outdoor Unit-Air-Source) | 38MURAQ30AB3* | ASPEN |  | D(A,C,E)30B34+TDR | 58S(B,C)*B090M21**16 | 29000 | 15.2 | 8.1 | 34000 | 23800 | 70% | 2.63 | 0 | 9 |  |  |  |  | R-410A | 2.4167 | Residential & Commercial | USHP
212367420 | Central HP <5.4 tons | BOSCH | HRCU-A-CB (Split System: Heat Pump with Remote Outdoor Unit-Air-Source) | BOVB-60HDN1-M20G | ADP |  | HG84948 | BGH96M080B3B | 42500 | 17 | 8.8 | 41500 | 30600 | 73.73% | 1.9 | 0 | 11.7 |  |  |  |  | R-410A | 3.5417 | Residential & Commercial | USHP | Ducted CEE Tier 1
214862794 | Central HP <5.4 tons | BOSCH | HRCU-A-CB (Split System: Heat Pump with Remote Outdoor Unit-Air-Source) | BOVB-60HDN1-M20G | ADP |  | HG84(1,2)60+TXV | BGH96M080C4B | 42500 | 17 | 8.8 | 42500 | 31000 | 72.94% | 1.9 | 0 | 11.7 |  |  |  |  | R-410A | 3.5417 | Residential & Commercial | USHP | Ducted CEE Tier 1
214312416 | Central HP <5.4 tons | FRIEDRICH | HRCU-A-C (Split System: Heat Pump with Remote Outdoor Unit with No Indoor Fan --Air Source) | WFPU18Z363C | ADP |  | V,R36H175P149+TD | 0 | 29000 | 15.2 | 9.35 | 28400 | 23800 | 83.8% | 2.06 | 0 | 11 |  |  |  |  | R-410A | 2.4167 | Residential & Commercial | USHP | Ducted CEE Tier 1
214312417 | Central HP <5.4 tons | FRIEDRICH | HRCU-A-C (Split System: Heat Pump with Remote Outdoor Unit with No Indoor Fan --Air Source) | WFPU18Z363C | ADP |  | V,R36H175P159+TD | 0 | 29400 | 15.2 | 9.4 | 28400 | 23800 | 83.8% | 2.08 | 0 | 11 |  |  |  |  | R-410A | 2.45 | Residential & Commercial | USHP | Ducted CEE Tier 1
214312418 | Central HP <5.4 tons | FRIEDRICH | HRCU-A-C (Split System: Heat Pump with Remote Outdoor Unit with No Indoor Fan --Air Source) | WFPU18Z363C | ADP |  | H,RG34936+TD | 0 | 29000 | 15.2 | 9.35 | 28400 | 23800 | 83.8% | 2.06 | 0 | 11 |  |  |  |  | R-410A | 2.4167 | Residential & Commercial | USHP | Ducted CEE Tier 1
214312419 | Central HP <5.4 tons | FRIEDRICH | HRCU-A-C (Split System: Heat Pump with Remote Outdoor Unit with No Indoor Fan --Air Source) | WFPU18Z363C | ADP |  | H,RG37936+TD | 0 | 29800 | 15.5 | 9.4 | 28400 | 23800 | 83.8% | 2.08 | 0 | 11.3 |  |  |  |  | R-410A | 2.4833 | Residential & Commercial | USHP | Ducted CEE Tier 1
215389768 | Central HP <5.4 tons | ECOER | HRCU-A-C (Split System: Heat Pump with Remote Outdoor Unit with No Indoor Fan --Air Source) | EODA19H-2436A | ADP |  | HG35936+TD | 0 | 30800 | 15.2 | 8.8 | 32000 | 23200 | 72.5% | 1.9 | 0 | 10.5 |  |  |  |  | R-410A | 2.5667 | Residential & Commercial | USHP | Ducted CEE Tier 1
214239803 | Central HP <5.4 tons | CARRIER | HRCU-A-CB (Split System: Heat Pump with Remote Outdoor Unit-Air-Source) | 25VNA837A*030* |  |  | CNPV*4221AL*+UI | 59MN7C100C21**22 | 31800 | 16.5 | 8.1 | 33000 | 24400 | 73.94% | 1.88 | 0 | 11 |  |  |  |  | R-410A | 2.65 | Residential & Commercial | USHP | Ducted CEE Tier 1
215389769 | Central HP <5.4 tons | ECOER | HRCU-A-C (Split System: Heat Pump with Remote Outdoor Unit with No Indoor Fan --Air Source) | EODA19H-2436A | ADP |  | M36E589+TD | 0 | 30200 | 15.2 | 8.75 | 32000 | 23200 | 72.5% | 1.9 | 0 | 10.5 |  |  |  |  | R-410A | 2.5167 | Residential & Commercial | USHP | Ducted CEE Tier 1
213187951 | Central HP <5.4 tons | AMERISTAR | HRCU-A-C (Split System: Heat Pump with Remote Outdoor Unit with No Indoor Fan --Air Source) | E4HL5030A1000A | ADP |  | PL36H175P789+TD | 0 | 24000 | 15.2 | 8.1 | 22400 | 19100 | 85.27% | 1.75 | 0 | 10 |  |  |  |  | R-410A | 2 | Residential & Commercial | USHP | Ducted CEE Tier 1
213187952 | Central HP <5.4 tons | AMERISTAR | HRCU-A-C (Split System: Heat Pump with Remote Outdoor Unit with No Indoor Fan --Air Source) | E4HL5030A1000A | ADP |  | V,T36H175P789+TD | 0 | 24000 | 15.2 | 8.1 | 22400 | 19100 | 85.27% | 1.75 | 0 | 10 |  |  |  |  | R-410A | 2 | Residential & Commercial | USHP | Ducted CEE Tier 1
213187953 | Central HP <5.4 tons | AMERISTAR | HRCU-A-C (Split System: Heat Pump with Remote Outdoor Unit with No Indoor Fan --Air Source) | E4HL5030A1000A | ADP |  | V,T36H***P229+TD | 0 | 24000 | 15.2 | 8.1 | 22400 | 19100 | 85.27% | 1.75 | 0 | 10 |  |  |  |  | R-410A | 2 | Residential & Commercial | USHP | Ducted CEE Tier 1
215678045 | Central HP <5.4 tons | HEIL | HRCU-A-CB (Split System: Heat Pump with Remote Outdoor Unit-Air-Source) | H5H0V60*K*AAA* |  |  | ESH5X60M12A*+WALLCON | *80CSU1002120A* | 55500 | 17 | 8.5 | 60000 | 42000 | 70% | 1.9 | 0 | 8.5 |  |  |  |  | R-454B | 4.625 | Residential & Commercial | USHP
214312441 | Central HP <5.4 tons | FRIEDRICH | HRCU-A-C (Split System: Heat Pump with Remote Outdoor Unit with No Indoor Fan --Air Source) | WFPU18Z483C | ADP |  | V,R60H245P799+TD | 0 | 42000 | 15.5 | 8.55 | 40000 | 34200 | 85.5% | 1.94 | 0 | 11.4 |  |  |  |  | R-410A | 3.5 | Residential & Commercial | USHP | Ducted CEE Tier 1
214312442 | Central HP <5.4 tons | FRIEDRICH | HRCU-A-C (Split System: Heat Pump with Remote Outdoor Unit with No Indoor Fan --Air Source) | WFPU18Z483C | ADP |  | H,RG52948+TD | 0 | 42000 | 15.5 | 8.55 | 40000 | 34200 | 85.5% | 1.94 | 0 | 11.4 |  |  |  |  | R-410A | 3.5 | Residential & Commercial | USHP | Ducted CEE Tier 1
215383026 | Central HP <5.4 tons | FRIEDRICH | HRCU-A-C (Split System: Heat Pump with Remote Outdoor Unit with No Indoor Fan --Air Source) | WFPU18Z483C | ADP |  | H,RG55960+TD | 0 | 41500 | 15.2 | 8.55 | 40000 | 34200 | 85.5% | 1.94 | 0 | 11 |  |  |  |  | R-410A | 3.4583 | Residential & Commercial | USHP | Ducted CEE Tier 1
215383025 | Central HP <5.4 tons | FRIEDRICH | HRCU-A-C (Split System: Heat Pump with Remote Outdoor Unit with No Indoor Fan --Air Source) | WFPU18Z483C | ADP |  | H,RG55948+TD | 0 | 41500 | 15.2 | 8.55 | 40000 | 34200 | 85.5% | 1.94 | 0 | 11 |  |  |  |  | R-410A | 3.4583 | Residential & Commercial | USHP | Ducted CEE Tier 1
212623760 | Central HP <5.4 tons | COLEMAN | HRCU-A-CB (Split System: Heat Pump with Remote Outdoor Unit-Air-Source) | HMH72B341 | ASPEN |  | D(A,C,E)48B34+TDR | TM9E060B12MP12 | 32800 | 17.5 | 8.1 | 34000 | 28000 | 82.35% | 2.39 | 0 | 9.5 |  |  |  |  | R-410A | 2.7333 | Residential & Commercial | USHP
212623826 | Central HP <5.4 tons | COLEMAN | HRCU-A-CB (Split System: Heat Pump with Remote Outdoor Unit-Air-Source) | HMH72B341 | ASPEN |  | D(A,C,E)36A44+TDR | CP9C060B12MP13 | 32000 | 17.5 | 8.1 | 34000 | 27800 | 81.76% | 2.42 | 0 | 9.4 |  |  |  |  | R-410A | 2.6667 | Residential & Commercial | USHP
212623835 | Central HP <5.4 tons | COLEMAN | HRCU-A-CB (Split System: Heat Pump with Remote Outdoor Unit-Air-Source) | HMH72B341 | ASPEN |  | D(A,C,E)42B34+TDR | CP9C060B12MP13 | 32600 | 17.5 | 8.1 | 34000 | 27800 | 81.76% | 2.42 | 0 | 9.5 |  |  |  |  | R-410A | 2.7167 | Residential & Commercial | USHP
212623842 | Central HP <5.4 tons | COLEMAN | HRCU-A-CB (Split System: Heat Pump with Remote Outdoor Unit-Air-Source) | HMH72B341 | ASPEN |  | D(A,C,E)48C34+TDR | CP9C060B12MP13 | 33200 | 17.5 | 8.1 | 34000 | 27800 | 81.76% | 2.42 | 0 | 9 |  |  |  |  | R-410A | 2.7667 | Residential & Commercial | USHP
212623860 | Central HP <5.4 tons | COLEMAN | HRCU-A-CB (Split System: Heat Pump with Remote Outdoor Unit-Air-Source) | HMH72B341 | ASPEN |  | D(A,C,E)36B34+TDR | TM9V060B12MP12 | 32200 | 17.5 | 8.1 | 34000 | 27800 | 81.76% | 2.42 | 0 | 9.4 |  |  |  |  | R-410A | 2.6833 | Residential & Commercial | USHP
212623862 | Central HP <5.4 tons | COLEMAN | HRCU-A-CB (Split System: Heat Pump with Remote Outdoor Unit-Air-Source) | HMH72B341 | ASPEN |  | D(A,C,E)36C34+TDR | TM9V060B12MP12 | 32600 | 17.5 | 8.1 | 34000 | 27800 | 81.76% | 2.42 | 0 | 9.5 |  |  |  |  | R-410A | 2.7167 | Residential & Commercial | USHP
212623869 | Central HP <5.4 tons | COLEMAN | HRCU-A-CB (Split System: Heat Pump with Remote Outdoor Unit-Air-Source) | HMH72B341 | ASPEN |  | D(A,C,E)42D24+TDR | TM9V060B12MP12 | 30800 | 17.2 | 8.1 | 34000 | 27800 | 81.76% | 2.42 | 0 | 9 |  |  |  |  | R-410A | 2.5667 | Residential & Commercial | USHP
212623871 | Central HP <5.4 tons | COLEMAN | HRCU-A-CB (Split System: Heat Pump with Remote Outdoor Unit-Air-Source) | HMH72B341 | ASPEN |  | D(A,C,E)48B34+TDR | TM9V060B12MP12 | 32800 | 17.5 | 8.1 | 34000 | 27800 | 81.76% | 2.42 | 0 | 9.5 |  |  |  |  | R-410A | 2.7333 | Residential & Commercial | USHP
213088240 | Central HP <5.4 tons | ARCOAIRE | HRCU-A-CB (Split System: Heat Pump with Remote Outdoor Unit-Air-Source) | DLCURAH24ABK | ADP |  | H,GG32924+AEFE3A* | 0 | 23600 | 17 | 9 | 25600 | 25200 | 98.44% | 2.14 | 0 | 10 |  |  |  |  | R-410A | 1.9667 | Residential & Commercial | USHP | Ducted CEE Tier 1
215412953 | Central HP <5.4 tons | FRIEDRICH | HRCU-A-CB (Split System: Heat Pump with Remote Outdoor Unit-Air-Source) | WFPU18Z483C | ADP |  | H,RG50960+AEFE5* | 0 | 47000 | 17 | 8.35 | 45000 | 32600 | 72.44% | 1.88 | 0 | 9.5 |  |  |  |  | R-410A | 3.9167 | Residential & Commercial | USHP
215412955 | Central HP <5.4 tons | FRIEDRICH | HRCU-A-CB (Split System: Heat Pump with Remote Outdoor Unit-Air-Source) | WFPU18Z483C | ADP |  | H,RG84948+AEFE4B* | 0 | 47000 | 17 | 8.4 | 45000 | 32600 | 72.44% | 1.88 | 0 | 9.5 |  |  |  |  | R-410A | 3.9167 | Residential & Commercial | USHP
214312421 | Central HP <5.4 tons | FRIEDRICH | HRCU-A-C (Split System: Heat Pump with Remote Outdoor Unit with No Indoor Fan --Air Source) | WFPU18Z363C | ADP |  | H,RG80936+TD | 0 | 30000 | 15.5 | 9.4 | 28400 | 23800 | 83.8% | 2.08 | 0 | 11.3 |  |  |  |  | R-410A | 2.5 | Residential & Commercial | USHP | Ducted CEE Tier 1
214312428 | Central HP <5.4 tons | FRIEDRICH | HRCU-A-C (Split System: Heat Pump with Remote Outdoor Unit with No Indoor Fan --Air Source) | WFPU18Z363C | ADP |  | V,R36H175P789+TD | 0 | 29800 | 15.5 | 9.4 | 28400 | 23800 | 83.8% | 2.08 | 0 | 11.3 |  |  |  |  | R-410A | 2.4833 | Residential & Commercial | USHP | Ducted CEE Tier 1
215942432 | Central HP <5.4 tons | HEIL | HRCU-A-CB (Split System: Heat Pump with Remote Outdoor Unit-Air-Source) | H5H3V36*K*AAA* |  |  | EVM5X61M24A*+WALLCON | *80CTL0702120B* | 35800 | 22 | 8.5 | 37400 | 28200 | 75.4% | 2.04 | 0 | 12.5 |  |  |  |  | R-454B | 2.9833 | Residential & Commercial | USHP | Ducted CEE Tier 1
215942382 | Central HP <5.4 tons | HEIL | HRCU-A-CB (Split System: Heat Pump with Remote Outdoor Unit-Air-Source) | H5H3V36*K*AAA* |  |  | EVM5X49M21A*+WALLCON | *97CMN0601714B* | 35200 | 21 | 8.5 | 37400 | 28000 | 74.87% | 2.06 | 0 | 11.7 |  |  |  |  | R-454B | 2.9333 | Residential & Commercial | USHP | Ducted CEE Tier 1
216732369 | Central HP <5.4 tons | BOSCH | HRCU-A-CB (Split System: Heat Pump with Remote Outdoor Unit-Air-Source) | BOVA-60RTB-M20S | ADP |  | PL60H210P19*+TXV+AEFE5* | 0 | 52000 | 18 | 9.4 | 53000 | 38000 | 71.7% | 2 | 0 | 11.7 |  |  |  |  | R-454B | 4.3333 | Residential & Commercial | USHP | Ducted CEE Tier 1
216760256 | Central HP <5.4 tons | BOSCH | HRCU-A-CB (Split System: Heat Pump with Remote Outdoor Unit-Air-Source) | BOVA-60MTB-M19E | ADP |  | H,RG48*48+TXV+AEFE4B* | 0 | 47500 | 18 | 9.9 | 46500 | 48000 | 103.2% | 2.08 | 0 | 11.7 |  |  |  |  | R-454B | 3.9583 | Residential & Commercial | USHP | Ducted CEE Tier 1
215308397 | Central HP <5.4 tons | AMERISTAR | HRCU-A-CB (Split System: Heat Pump with Remote Outdoor Unit-Air-Source) | E4HL5036A1000A | ADP |  | F,PE*G33925 | 0 | 24000 | 15.2 | 8.5 | 22400 | 17600 | 78.57% | 1.9 | 0 | 11 |  |  |  |  | R-410A | 2 | Residential & Commercial | USHP | Ducted CEE Tier 1
214776254 | Central HP <5.4 tons | ECOER | HRCU-A-CB (Split System: Heat Pump with Remote Outdoor Unit-Air-Source) | EODA19H-2436A | ADP |  | HG82936+AEFE3A* | 0 | 34200 | 19 | 9.5 | 34400 | 24800 | 72.09% | 2 | 0 | 12 |  |  |  |  | R-410A | 2.85 | Residential & Commercial | USHP | Ducted CEE Tier 1
216788569 | Central HP <5.4 tons | BOSCH | HRCU-A-CB (Split System: Heat Pump with Remote Outdoor Unit-Air-Source) | BOVA-60MTB-M19E | ADP |  | H,RG84*48+TXV+AEFE4B* | 0 | 48500 | 19 | 10 | 46500 | 48000 | 103.2% | 2.1 | 0 | 12 |  |  |  |  | R-454B | 4.0417 | Residential & Commercial | USHP | Ducted CEE Tier 1
216760241 | Central HP <5.4 tons | BOSCH | HRCU-A-CB (Split System: Heat Pump with Remote Outdoor Unit-Air-Source) | BOVA-60MTB-M19E | ADP |  | H,GE48*60+TXV+AEFE5* | 0 | 47500 | 18 | 9.9 | 46500 | 48000 | 103.2% | 2.08 | 0 | 11.7 |  |  |  |  | R-454B | 3.9583 | Residential & Commercial | USHP | Ducted CEE Tier 1
216761996 | Central HP <5.4 tons | BOSCH | HRCU-A-CB (Split System: Heat Pump with Remote Outdoor Unit-Air-Source) | BOVA-60MTB-M19E | ADP |  | HE35*48+TXV+AEFE4B* | 0 | 46000 | 18 | 9.5 | 46000 | 48000 | 104.3% | 2.02 | 0 | 11 |  |  |  |  | R-454B | 3.8333 | Residential & Commercial | USHP | Ducted CEE Tier 1
214779004 | Central HP <5.4 tons | ECOER | HRCU-A-CB (Split System: Heat Pump with Remote Outdoor Unit-Air-Source) | EODA19H-4860A | ADP |  | HG88960+AEFE5* | 0 | 53000 | 18 | 9.5 | 53000 | 38000 | 71.7% | 1.9 | 0 | 11.5 |  |  |  |  | R-410A | 4.4167 | Residential & Commercial | USHP | Ducted CEE Tier 1
213187959 | Central HP <5.4 tons | AMERISTAR | HRCU-A-C (Split System: Heat Pump with Remote Outdoor Unit with No Indoor Fan --Air Source) | E4HL5030A1000A | ADP |  | H,TG81936+TD | 0 | 24000 | 15.2 | 8.1 | 22400 | 19100 | 85.27% | 1.75 | 0 | 10 |  |  |  |  | R-410A | 2 | Residential & Commercial | USHP | Ducted CEE Tier 1
215933620 | Central HP <5.4 tons | DAY & NIGHT | HRCU-A-CB (Split System: Heat Pump with Remote Outdoor Unit-Air-Source) | C5H3V36*K*AAA* |  |  | ESH5X48M12A*+WALLCON | *95CSU0802120B* | 33600 | 19 | 9 | 34800 | 26600 | 76.44% | 1.94 | 0 | 11.5 |  |  |  |  | R-454B | 2.8 | Residential & Commercial | USHP | Ducted CEE Tier 1
215933670 | Central HP <5.4 tons | DAY & NIGHT | HRCU-A-CB (Split System: Heat Pump with Remote Outdoor Unit-Air-Source) | C5H3V36*K*AAA* |  |  | ESH5X48M12A*+WALLCON | *97CMN0802120B* | 33800 | 19.5 | 9 | 34800 | 26600 | 76.44% | 1.94 | 0 | 11.5 |  |  |  |  | R-454B | 2.8167 | Residential & Commercial | USHP | Ducted CEE Tier 1
212623885 | Central HP <5.4 tons | COLEMAN | HRCU-A-CB (Split System: Heat Pump with Remote Outdoor Unit-Air-Source) | HMH72B341 | ASPEN |  | C(A,C,D,E)48B24+TDR | TP9C060B12MP13 | 30400 | 17 | 8.1 | 34000 | 27800 | 81.76% | 2.42 | 0 | 9.1 |  |  |  |  | R-410A | 2.5333 | Residential & Commercial | USHP
213184799 | Central HP <5.4 tons | BOSCH | HRCU-A-CB (Split System: Heat Pump with Remote Outdoor Unit-Air-Source) | BOVB-60HDN1-M20G | ADP |  | H,RG35948+AEFE4B* | 0 | 44500 | 17 | 9 | 45500 | 33200 | 72.97% | 1.92 | 0 | 11 |  |  |  |  | R-410A | 3.7083 | Residential & Commercial | USHP | Ducted CEE Tier 1
213281445 | Central HP <5.4 tons | BOSCH | HRCU-A-CB (Split System: Heat Pump with Remote Outdoor Unit-Air-Source) | BOVA-60HDN1-M20G | ADP |  | V48H175P789+AEFE4B* | 0 | 45000 | 18 | 9.15 | 46000 | 33200 | 72.17% | 1.94 | 0 | 11.5 |  |  |  |  | R-410A | 3.75 | Residential & Commercial | USHP | Ducted CEE Tier 1
215387294 | Central HP <5.4 tons | FRIEDRICH | HRCU-A-CB (Split System: Heat Pump with Remote Outdoor Unit-Air-Source) | WFPU17Z243C | ADP |  | F,PE*G33925 | 0 | 21600 | 16 | 8.85 | 21400 | 16500 | 77.1% | 2.02 | 0 | 10 |  |  |  |  | R-410A | 1.8 | Residential & Commercial | USHP | Ducted CEE Tier 1
215677355 | Central HP <5.4 tons | HEIL | HRCU-A-CB (Split System: Heat Pump with Remote Outdoor Unit-Air-Source) | H5H0V60*K*AAA* |  |  | EVD5X60M21A*+WALLCON | *80CTL0902120B* | 57000 | 18.5 | 9 | 63500 | 44500 | 70.08% | 2.08 | 0 | 9.5 |  |  |  |  | R-454B | 4.75 | Residential & Commercial | USHP
213205822 | Central HP <5.4 tons | CARRIER | HRCU-A-CB (Split System: Heat Pump with Remote Outdoor Unit-Air-Source) | 38MURAQ24AA3* | ASPEN |  | D(A,C,E)36C34+TDR | 58S(B,C)*A045E17**12 | 23800 | 16 | 8.1 | 25400 | 22600 | 88.98% | 2.86 | 0 | 9.5 |  |  |  |  | R-410A | 1.9833 | Residential & Commercial | USHP
213205829 | Central HP <5.4 tons | CARRIER | HRCU-A-CB (Split System: Heat Pump with Remote Outdoor Unit-Air-Source) | 38MURAQ24AA3* | ASPEN |  | D(A,C,E)30C44+TDR | 58S(B,C)*A070E14**12 | 23800 | 16 | 8.1 | 25600 | 22400 | 87.5% | 2.94 | 0 | 9.5 |  |  |  |  | R-410A | 1.9833 | Residential & Commercial | USHP
215213869 | Central HP <5.4 tons | BOSCH | HRCU-A-CB (Split System: Heat Pump with Remote Outdoor Unit-Air-Source) | BOVB-36HDN1-M20G | ADP |  | H,YG9J936+AEFE3A* | 0 | 23800 | 19 | 9.5 | 22400 | 17200 | 76.79% | 2 | 0 | 13 |  |  |  |  | R-410A | 1.9833 | Residential & Commercial | USHP | Ducted CEE Tier 1
215431161 | Central HP <5.4 tons | FRIEDRICH | HRCU-A-CB (Split System: Heat Pump with Remote Outdoor Unit-Air-Source) | WFPU18Z483C | ADP |  | V,R48H175P389+AEFE4B* | 0 | 46000 | 16 | 8.3 | 45000 | 32600 | 72.44% | 1.86 | 0 | 9.5 |  |  |  |  | R-410A | 3.8333 | Residential & Commercial | USHP
214810870 | Central HP <5.4 tons | FRIEDRICH | HRCU-A-C (Split System: Heat Pump with Remote Outdoor Unit with No Indoor Fan --Air Source) | WFPU18Z363C | ADP |  | H,GG34936+TD | 0 | 29000 | 15.2 | 9.35 | 28400 | 23800 | 83.8% | 2.06 | 0 | 11 |  |  |  |  | R-410A | 2.4167 | Residential & Commercial | USHP | Ducted CEE Tier 1
215431163 | Central HP <5.4 tons | FRIEDRICH | HRCU-A-CB (Split System: Heat Pump with Remote Outdoor Unit-Air-Source) | WFPU18Z483C | ADP |  | PL60H210P179+AEFE5* | 0 | 46000 | 17 | 8.3 | 45000 | 32600 | 72.44% | 1.86 | 0 | 9.5 |  |  |  |  | R-410A | 3.8333 | Residential & Commercial | USHP
213270508 | Central HP <5.4 tons | AMERISTAR | HRCU-A-CB (Split System: Heat Pump with Remote Outdoor Unit-Air-Source) | E4HL5030A1000A | ADP |  | CE3005C+TXV | 0 | 24000 | 15.2 | 8.1 | 22400 | 19100 | 85.27% | 1.75 | 0 | 10 |  |  |  |  | R-410A | 2 | Residential & Commercial | USHP | Ducted CEE Tier 1
215850528 | Central HP <5.4 tons | COLEMAN | HRCU-A-CB (Split System: Heat Pump with Remote Outdoor Unit-Air-Source) | HH836E2S11 | ASPEN |  | C(A,C,D,E)36B3K+TDR | TMLV100C16MP12 | 31000 | 18 | 8.5 | 31200 | 25400 | 81.41% | 2 | 0 | 10.5 |  |  |  |  | R-454B | 2.5833 | Residential & Commercial | USHP | Ducted CEE Tier 1
215850546 | Central HP <5.4 tons | COLEMAN | HRCU-A-CB (Split System: Heat Pump with Remote Outdoor Unit-Air-Source) | HH836E2S11 | ASPEN |  | C(A,C,D,E)48A3K+TDR | TP9C100C16MP13 | 31200 | 18 | 8.1 | 31000 | 25200 | 81.29% | 2 | 0 | 10.5 |  |  |  |  | R-454B | 2.6 | Residential & Commercial | USHP | Ducted CEE Tier 1
216800655 | Central HP <5.4 tons | BOSCH | HRCU-A-CB (Split System: Heat Pump with Remote Outdoor Unit-Air-Source) | BOVA-60MTB-M19E | ADP |  | V60H210P19*+TXV | BGH96M080C4C | 43500 | 16 | 9.5 | 44000 | 40000 | 90.91% | 1.8 | 0 | 11.7 |  |  |  |  | R-454B | 3.625 | Residential & Commercial | USHP | Ducted CEE Tier 1
214521991 | Central HP <5.4 tons | COLEMAN | HRCU-A-CB (Split System: Heat Pump with Remote Outdoor Unit-Air-Source) | HMH72B341 | ASPEN |  | C(A,C,D,E)48A34+TDR | Z9ES100C20SMPS1 | 32200 | 17.5 | 8.4 | 33400 | 27600 | 82.63% | 2.67 | 0 | 9.4 |  |  |  |  | R-410A | 2.6833 | Residential & Commercial | USHP
213205897 | Central HP <5.4 tons | CARRIER | HRCU-A-CB (Split System: Heat Pump with Remote Outdoor Unit-Air-Source) | 38MURAQ24AA3* | ASPEN |  | D(A,C,E)24B44+TDR | 58S(B,C)*A110E21**20 | 23800 | 15.5 | 8.5 | 26200 | 22800 | 87.02% | 2.86 | 0 | 9 |  |  |  |  | R-410A | 1.9833 | Residential & Commercial | USHP
213205904 | Central HP <5.4 tons | CARRIER | HRCU-A-CB (Split System: Heat Pump with Remote Outdoor Unit-Air-Source) | 38MURAQ24AA3* | ASPEN |  | D(A,C,E)36B34+TDR | 58S(B,C)*A110E21**20 | 23800 | 15.5 | 8.5 | 26200 | 22800 | 87.02% | 2.85 | 0 | 9 |  |  |  |  | R-410A | 1.9833 | Residential & Commercial | USHP
213206099 | Central HP <5.4 tons | CARRIER | HRCU-A-CB (Split System: Heat Pump with Remote Outdoor Unit-Air-Source) | 38MURAQ24AA3* | ASPEN |  | D(A,C,E)30B34+TDR | 59SC5B060E17**14 | 23200 | 15.2 | 8.3 | 25200 | 22600 | 89.68% | 2.89 | 0 | 9.2 |  |  |  |  | R-410A | 1.9333 | Residential & Commercial | USHP
213206199 | Central HP <5.4 tons | CARRIER | HRCU-A-CB (Split System: Heat Pump with Remote Outdoor Unit-Air-Source) | 38MURAQ24AA3* | ASPEN |  | D(A,C,E)36C34+TDR | 59TP6B080V21**20 | 23800 | 16 | 8.1 | 24800 | 22200 | 89.52% | 2.96 | 0 | 9 |  |  |  |  | R-410A | 1.9833 | Residential & Commercial | USHP
212361567 | Central HP <5.4 tons | BOSCH | HRCU-A-CB (Split System: Heat Pump with Remote Outdoor Unit-Air-Source) | BOVA-36HDN1-M20G | ADP |  | HE31(1,2)30+TXV | BGH96M080B3B | 22800 | 18 | 8.65 | 22200 | 17000 | 76.58% | 1.84 | 0 | 11.5 |  |  |  |  | R-410A | 1.9 | Residential & Commercial | USHP | Ducted CEE Tier 1
215677505 | Central HP <5.4 tons | HEIL | HRCU-A-CB (Split System: Heat Pump with Remote Outdoor Unit-Air-Source) | H5H0V60*K*AAA* |  |  | EVD5X60M24A*+WALLCON | *97CMN0602120B* | 55500 | 17.5 | 8.5 | 64000 | 45500 | 71.09% | 1.94 | 0 | 8.5 |  |  |  |  | R-454B | 4.625 | Residential & Commercial | USHP
215677805 | Central HP <5.4 tons | HEIL | HRCU-A-CB (Split System: Heat Pump with Remote Outdoor Unit-Air-Source) | H5H0V60*K*AAA* |  |  | EA*5X60M24A*+WALLCON | *95CSU0802120B* | 54500 | 18 | 8.5 | 59500 | 42000 | 70.59% | 1.9 | 0 | 8.5 |  |  |  |  | R-454B | 4.5417 | Residential & Commercial | USHP
215412947 | Central HP <5.4 tons | FRIEDRICH | HRCU-A-CB (Split System: Heat Pump with Remote Outdoor Unit-Air-Source) | WFPU17Z243C | ADP |  | H,RG9J936+AEFE4B* | 0 | 22000 | 16 | 9 | 21400 | 16500 | 77.1% | 2.05 | 0 | 10 |  |  |  |  | R-410A | 1.8333 | Residential & Commercial | USHP | Ducted CEE Tier 1
215431156 | Central HP <5.4 tons | FRIEDRICH | HRCU-A-CB (Split System: Heat Pump with Remote Outdoor Unit-Air-Source) | WFPU18Z363C | ADP |  | H,RG80936+AEFE3A* | 0 | 34000 | 17 | 9.5 | 33400 | 25600 | 76.65% | 2.05 | 0 | 10 |  |  |  |  | R-410A | 2.8333 | Residential & Commercial | USHP | Ducted CEE Tier 1
216618740 | Central HP <5.4 tons | FRIEDRICH | HRCU-A-CB (Split System: Heat Pump with Remote Outdoor Unit-Air-Source) | WFPU18Z363C | ADP |  | H,GE8J936+AEFE4B* | 0 | 33400 | 18 | 9.3 | 33400 | 25600 | 76.65% | 2.02 | 0 | 10 |  |  |  |  | R-410A | 2.7833 | Residential & Commercial | USHP | Ducted CEE Tier 1
213753600 | Central HP <5.4 tons | CARRIER | HRCU-A-CB (Split System: Heat Pump with Remote Outdoor Unit-Air-Source) | 38MURAQ30AB3* | ASPEN |  | D(A,C,E)30D44+TDR | 59TP6C080V21**20 | 29400 | 15.2 | 8.1 | 33400 | 23800 | 71.26% | 2.8 | 0 | 8.9 |  |  |  |  | R-410A | 2.45 | Residential & Commercial | USHP
216800659 | Central HP <5.4 tons | BOSCH | HRCU-A-CB (Split System: Heat Pump with Remote Outdoor Unit-Air-Source) | BOVA-60MTB-M19E | ADP |  | HG84*60+TXV | BGH96M100C5C | 51500 | 18 | 9.5 | 53000 | 47500 | 89.62% | 1.94 | 0 | 11.7 |  |  |  |  | R-454B | 4.2917 | Residential & Commercial | USHP | Ducted CEE Tier 1
213145623 | Central HP <5.4 tons | BOSCH | HRCU-A-CB (Split System: Heat Pump with Remote Outdoor Unit-Air-Source) | BOVB-36HDN1-M20G | ADP |  | PL36H175P149+AEFE4B* | 0 | 23800 | 20 | 9.5 | 22400 | 17200 | 76.79% | 2 | 0 | 13 |  |  |  |  | R-410A | 1.9833 | Residential & Commercial | USHP | Ducted CEE Tier 1
211756120 | Central HP <5.4 tons | YORK | HRCU-A-CB (Split System: Heat Pump with Remote Outdoor Unit-Air-Source) | HMH72B341 | ASPEN |  | D(A,C,E)36B36+TDR | YPLC060A12MP13 | 32000 | 17.5 | 8.1 | 34000 | 27800 | 81.76% | 2.5 | 0 | 9.4 |  |  |  |  | R-410A | 2.6667 | Residential & Commercial | USHP
212628094 | Central HP <5.4 tons | COLEMAN | HRCU-A-CB (Split System: Heat Pump with Remote Outdoor Unit-Air-Source) | HMH72B341 | ASPEN |  | D(A,C,E)48D26+TDR | CP9C100C20MP13 | 30800 | 17.3 | 8.1 | 34000 | 28400 | 83.53% | 2.46 | 0 | 9.2 |  |  |  |  | R-410A | 2.5667 | Residential & Commercial | USHP
215389777 | Central HP <5.4 tons | AIRQUEST | HRCU-A-CB (Split System: Heat Pump with Remote Outdoor Unit-Air-Source) | DLCURAH36ABK |  |  | EA*4X36L17A* | *96VTN0601716B* | 34800 | 15.2 | 8.1 | 38500 | 35200 | 91.43% | 1.8 | 0 | 9.5 |  |  |  |  | R-410A | 2.9 | Residential & Commercial | USHP
215431123 | Central HP <5.4 tons | FRIEDRICH | HRCU-A-CB (Split System: Heat Pump with Remote Outdoor Unit-Air-Source) | WFPU17Z243C | ADP |  | V,R36H175P149+AEFE4B* | 0 | 22000 | 16 | 9 | 21400 | 16500 | 77.1% | 2.04 | 0 | 10 |  |  |  |  | R-410A | 1.8333 | Residential & Commercial | USHP | Ducted CEE Tier 1
212628095 | Central HP <5.4 tons | COLEMAN | HRCU-A-CB (Split System: Heat Pump with Remote Outdoor Unit-Air-Source) | HMH72B341 | ASPEN |  | D(A,C,E)48D36+TDR | CP9C100C20MP13 | 33400 | 17.5 | 8.1 | 34000 | 28400 | 83.53% | 2.46 | 0 | 9.5 |  |  |  |  | R-410A | 2.7833 | Residential & Commercial | USHP
212627961 | Central HP <5.4 tons | COLEMAN | HRCU-A-CB (Split System: Heat Pump with Remote Outdoor Unit-Air-Source) | HMH72B341 | ASPEN |  | D(A,C,E)36B36+TDR | TM8Y100C16MP11 | 32000 | 18.5 | 8.5 | 34000 | 27400 | 80.59% | 2.67 | 0 | 9.9 |  |  |  |  | R-410A | 2.6667 | Residential & Commercial | USHP
212361474 | Central HP <5.4 tons | BOSCH | HRCU-A-CB (Split System: Heat Pump with Remote Outdoor Unit-Air-Source) | BOVA-60HDN1-M20G | ADP |  | HE36960 | BGH96M100C5B | 44500 | 17 | 8.8 | 44500 | 32400 | 72.81% | 1.9 | 0 | 11.5 |  |  |  |  | R-410A | 3.7083 | Residential & Commercial | USHP | Ducted CEE Tier 1
212361476 | Central HP <5.4 tons | BOSCH | HRCU-A-CB (Split System: Heat Pump with Remote Outdoor Unit-Air-Source) | BOVA-60HDN1-M20G | ADP |  | HE48960 | BGH96M100C5B | 45000 | 17 | 8.8 | 44500 | 32400 | 72.81% | 1.9 | 0 | 11.7 |  |  |  |  | R-410A | 3.75 | Residential & Commercial | USHP | Ducted CEE Tier 1
212361460 | Central HP <5.4 tons | BOSCH | HRCU-A-CB (Split System: Heat Pump with Remote Outdoor Unit-Air-Source) | BOVA-60HDN1-M20G | ADP |  | HE48960 | BGH96M080B3B | 42500 | 17 | 8.8 | 41500 | 30600 | 73.73% | 1.9 | 0 | 11.7 |  |  |  |  | R-410A | 3.5417 | Residential & Commercial | USHP | Ducted CEE Tier 1
216800656 | Central HP <5.4 tons | BOSCH | HRCU-A-CB (Split System: Heat Pump with Remote Outdoor Unit-Air-Source) | BOVA-60MTB-M19E | ADP |  | HG84*60+TXV | BGH96M080C4C | 43500 | 16 | 9.5 | 44000 | 40000 | 90.91% | 1.8 | 0 | 11.7 |  |  |  |  | R-454B | 3.625 | Residential & Commercial | USHP | Ducted CEE Tier 1
216800658 | Central HP <5.4 tons | BOSCH | HRCU-A-CB (Split System: Heat Pump with Remote Outdoor Unit-Air-Source) | BOVA-60MTB-M19E | ADP |  | V60H210P19*+TXV | BGH96M100C5C | 52000 | 18 | 9.5 | 53000 | 47500 | 89.62% | 1.94 | 0 | 11.7 |  |  |  |  | R-454B | 4.3333 | Residential & Commercial | USHP | Ducted CEE Tier 1
216800799 | Central HP <5.4 tons | BOSCH | HRCU-A-CB (Split System: Heat Pump with Remote Outdoor Unit-Air-Source) | BOVA-60MTB-M19E | ADP |  | V48H210P19*+TXV | BGH96M080C4C | 43500 | 16 | 9.5 | 44000 | 40000 | 90.91% | 1.8 | 0 | 11.7 |  |  |  |  | R-454B | 3.625 | Residential & Commercial | USHP | Ducted CEE Tier 1
214861585 | Central HP <5.4 tons | MDV | HRCU-A-CB (Split System: Heat Pump with Remote Outdoor Unit-Air-Source) | MOX430-18HFN10-M3X |  |  | MVBC-18HWFN10-MB3E-D | 0 | 18000 | 19 | 9.7 | 19000 | 18000 | 94.74% | 2 | 0 | 12.5 |  |  |  |  | R-454B | 1.5 | Residential & Commercial | USHP | Ducted CEE Tier 1
215412961 | Central HP <5.4 tons | BOSCH | HRCU-A-CB (Split System: Heat Pump with Remote Outdoor Unit-Air-Source) | BOVD-36HDN1-M20G | ADP |  | V,R36H175P149+AEFE4B* | 0 | 23800 | 20 | 9.5 | 22400 | 17200 | 76.79% | 2 | 0 | 13 |  |  |  |  | R-410A | 1.9833 | Residential & Commercial | USHP | Ducted CEE Tier 1
215412936 | Central HP <5.4 tons | FRIEDRICH | HRCU-A-C (Split System: Heat Pump with Remote Outdoor Unit with No Indoor Fan --Air Source) | WFPU18Z363C | ADP |  | V,R36H***P219+TD | 0 | 29000 | 15.2 | 9.35 | 28400 | 23800 | 83.8% | 2.08 | 0 | 11 |  |  |  |  | R-410A | 2.4167 | Residential & Commercial | USHP | Ducted CEE Tier 1
216017478 | Central HP <5.4 tons | FRIEDRICH | HRCU-A-CB (Split System: Heat Pump with Remote Outdoor Unit-Air-Source) | WFPU18Z483C | ADP |  | H,RG48948+AEFE4B* | 0 | 46000 | 16 | 8.3 | 45000 | 32600 | 72.44% | 1.86 | 0 | 9.5 |  |  |  |  | R-410A | 3.8333 | Residential & Commercial | USHP
215412956 | Central HP <5.4 tons | FRIEDRICH | HRCU-A-CB (Split System: Heat Pump with Remote Outdoor Unit-Air-Source) | WFPU18Z483C | ADP |  | H,RG88960+AEFE5* | 0 | 48000 | 17 | 8.5 | 45000 | 32600 | 72.44% | 1.9 | 0 | 10 |  |  |  |  | R-410A | 4 | Residential & Commercial | USHP | Ducted CEE Tier 1
215419938 | Central HP <5.4 tons | FRIEDRICH | HRCU-A-C (Split System: Heat Pump with Remote Outdoor Unit with No Indoor Fan --Air Source) | WFPU18Z483C | ADP |  | H,GG48960+TD | 0 | 40500 | 15.2 | 8.55 | 40000 | 34200 | 85.5% | 1.94 | 0 | 11 |  |  |  |  | R-410A | 3.375 | Residential & Commercial | USHP | Ducted CEE Tier 1
212627975 | Central HP <5.4 tons | COLEMAN | HRCU-A-CB (Split System: Heat Pump with Remote Outdoor Unit-Air-Source) | HMH72B341 | ASPEN |  | D(A,C,E)48D26+TDR | TM8Y100C16MP11 | 31000 | 18.2 | 8.5 | 34000 | 27400 | 80.59% | 2.67 | 0 | 9.7 |  |  |  |  | R-410A | 2.5833 | Residential & Commercial | USHP
212628008 | Central HP <5.4 tons | COLEMAN | HRCU-A-CB (Split System: Heat Pump with Remote Outdoor Unit-Air-Source) | HMH72B341 | ASPEN |  | D(A,C,E)36B46+TDR | TP9C100C16MP13 | 33000 | 17.5 | 8.1 | 34000 | 27400 | 80.59% | 2.47 | 0 | 10 |  |  |  |  | R-410A | 2.75 | Residential & Commercial | USHP | Ducted CEE Tier 1
212628010 | Central HP <5.4 tons | COLEMAN | HRCU-A-CB (Split System: Heat Pump with Remote Outdoor Unit-Air-Source) | HMH72B341 | ASPEN |  | D(A,C,E)36D26+TDR | TP9C100C16MP13 | 30200 | 17 | 8.1 | 34000 | 27400 | 80.59% | 2.47 | 0 | 9 |  |  |  |  | R-410A | 2.5167 | Residential & Commercial | USHP
212628027 | Central HP <5.4 tons | COLEMAN | HRCU-A-CB (Split System: Heat Pump with Remote Outdoor Unit-Air-Source) | HMH72B341 | ASPEN |  | D(A,C,E)48D26+TDR | TL9E100C20UH11 | 32800 | 17 | 8.5 | 34000 | 29200 | 85.88% | 2.81 | 0 | 10 |  |  |  |  | R-410A | 2.7333 | Residential & Commercial | USHP | Ducted CEE Tier 1
215413744 | Central HP <5.4 tons | BOSCH | HRCU-A-CB (Split System: Heat Pump with Remote Outdoor Unit-Air-Source) | BOVD-36HDN1-M20G | ADP |  | PL36H175P159+AEFE4B* | 0 | 24000 | 20 | 9.5 | 22400 | 17200 | 76.79% | 2 | 0 | 13 |  |  |  |  | R-410A | 2 | Residential & Commercial | USHP | Ducted CEE Tier 1
212628042 | Central HP <5.4 tons | COLEMAN | HRCU-A-CB (Split System: Heat Pump with Remote Outdoor Unit-Air-Source) | HMH72B341 | ASPEN |  | D(A,C,E)48D26+TDR | TM8Y120C20MP11 | 33000 | 18 | 8.5 | 34000 | 30200 | 88.82% | 2.85 | 0 | 9.5 |  |  |  |  | R-410A | 2.75 | Residential & Commercial | USHP
212628043 | Central HP <5.4 tons | COLEMAN | HRCU-A-CB (Split System: Heat Pump with Remote Outdoor Unit-Air-Source) | HMH72B341 | ASPEN |  | D(A,C,E)48D36+TDR | TM8Y120C20MP11 | 33600 | 18 | 8.5 | 34000 | 30200 | 88.82% | 2.85 | 0 | 9.5 |  |  |  |  | R-410A | 2.8 | Residential & Commercial | USHP
215933890 | Central HP <5.4 tons | DAY & NIGHT | HRCU-A-CB (Split System: Heat Pump with Remote Outdoor Unit-Air-Source) | C5H3V36*K*AAA* |  |  | ESH5X60M12A*+WALLCON | *97CMN0802120B* | 34200 | 19.5 | 9 | 34400 | 26000 | 75.58% | 1.94 | 0 | 11.7 |  |  |  |  | R-454B | 2.85 | Residential & Commercial | USHP | Ducted CEE Tier 1
215412971 | Central HP <5.4 tons | FRIEDRICH | HRCU-A-CB (Split System: Heat Pump with Remote Outdoor Unit-Air-Source) | WFPU17Z243C | ADP |  | H,RG32924+AEFE3A* | 0 | 21200 | 16 | 8.75 | 21400 | 16500 | 77.1% | 2 | 0 | 9.5 |  |  |  |  | R-410A | 1.7667 | Residential & Commercial | USHP
215679365 | Central HP <5.4 tons | HEIL | HRCU-A-CB (Split System: Heat Pump with Remote Outdoor Unit-Air-Source) | H5H0V36*K*AAA* |  |  | EA*5X42M21A*+WALLCON | *80CSU0601716B* | 33200 | 17.5 | 8.5 | 35800 | 25600 | 71.51% | 1.84 | 0 | 9.5 |  |  |  |  | R-454B | 2.7667 | Residential & Commercial | USHP
213752449 | Central HP <5.4 tons | CARRIER | HRCU-A-CB (Split System: Heat Pump with Remote Outdoor Unit-Air-Source) | 38MURAQ24AA3* | ASPEN |  | D(A,C,E)30B34+TDR | 59SC6A040M17**12 | 23200 | 15.2 | 8.1 | 24800 | 22600 | 91.13% | 2.85 | 0 | 9 |  |  |  |  | R-410A | 1.9333 | Residential & Commercial | USHP
214777843 | Central HP <5.4 tons | FRIEDRICH | HRCU-A-CB (Split System: Heat Pump with Remote Outdoor Unit-Air-Source) | WFPU18Z483C | ADP |  | F,PE*CC4960 | 0 | 47500 | 17 | 8.4 | 45000 | 32600 | 72.44% | 1.88 | 0 | 10 |  |  |  |  | R-410A | 3.9583 | Residential & Commercial | USHP | Ducted CEE Tier 1
215382916 | Central HP <5.4 tons | FRIEDRICH | HRCU-A-C (Split System: Heat Pump with Remote Outdoor Unit with No Indoor Fan --Air Source) | WFPU18Z483C | ADP |  | H,RG48948+TD | 0 | 40500 | 15.2 | 8.55 | 40000 | 34200 | 85.5% | 1.94 | 0 | 11 |  |  |  |  | R-410A | 3.375 | Residential & Commercial | USHP | Ducted CEE Tier 1
215382917 | Central HP <5.4 tons | FRIEDRICH | HRCU-A-C (Split System: Heat Pump with Remote Outdoor Unit with No Indoor Fan --Air Source) | WFPU18Z483C | ADP |  | H,RG54948+TD | 0 | 41000 | 15.2 | 8.55 | 40000 | 34200 | 85.5% | 1.94 | 0 | 11 |  |  |  |  | R-410A | 3.4167 | Residential & Commercial | USHP | Ducted CEE Tier 1
216679522 | Central HP <5.4 tons | AIRQUEST | HRCU-A-CB (Split System: Heat Pump with Remote Outdoor Unit-Air-Source) | DLCURAH24ABK |  |  | EN(A,D,W)4X36L17** | *97VTN0601716A* | 23600 | 16.5 | 9 | 25800 | 23600 | 91.47% | 1.76 | 0 | 10 |  |  |  |  | R-410A | 1.9667 | Residential & Commercial | USHP | Ducted CEE Tier 1
214312434 | Central HP <5.4 tons | FRIEDRICH | HRCU-A-C (Split System: Heat Pump with Remote Outdoor Unit with No Indoor Fan --Air Source) | WFPU18Z363C | ADP |  | H,RG9J936+TD | 0 | 29200 | 15.2 | 9.4 | 28400 | 23800 | 83.8% | 2.08 | 0 | 11 |  |  |  |  | R-410A | 2.4333 | Residential & Commercial | USHP | Ducted CEE Tier 1
216699791 | Central HP <5.4 tons | DAIKIN | HRCU-A-CB (Split System: Heat Pump with Remote Outdoor Unit-Air-Source) | DH9VSA241CA* |  |  | CAHEA3630C3A*+MBVK16CH*X00A* | 0 | 24000 | 21 | 10 | 24000 | 24000 | 100% | 2.4 | 0 | 12.2 |  |  |  |  | R-32 | 2 | Residential & Commercial | USHP | Ducted CEE Tier 1
212361465 | Central HP <5.4 tons | BOSCH | HRCU-A-CB (Split System: Heat Pump with Remote Outdoor Unit-Air-Source) | BOVA-60HDN1-M20G | ADP |  | HE35948 | BGH96M080C4B | 41000 | 16 | 8.8 | 42500 | 31000 | 72.94% | 1.9 | 0 | 11 |  |  |  |  | R-410A | 3.4167 | Residential & Commercial | USHP | Ducted CEE Tier 1
215932360 | Central HP <5.4 tons | DAY & NIGHT | HRCU-A-CB (Split System: Heat Pump with Remote Outdoor Unit-Air-Source) | C5H3V36*K*AAA* |  |  | EA*5X42M21A*+WALLCON | *96CTN1002122B* | 32800 | 20 | 9.5 | 34800 | 26600 | 76.44% | 2 | 0 | 11.5 |  |  |  |  | R-454B | 2.7333 | Residential & Commercial | USHP | Ducted CEE Tier 1
215431145 | Central HP <5.4 tons | FRIEDRICH | HRCU-A-CB (Split System: Heat Pump with Remote Outdoor Unit-Air-Source) | WFPU18Z363C | ADP |  | PL36H175P149+AEFE4B* | 0 | 33400 | 18 | 9.3 | 33400 | 25600 | 76.65% | 2.02 | 0 | 10 |  |  |  |  | R-410A | 2.7833 | Residential & Commercial | USHP | Ducted CEE Tier 1
214312440 | Central HP <5.4 tons | FRIEDRICH | HRCU-A-C (Split System: Heat Pump with Remote Outdoor Unit with No Indoor Fan --Air Source) | WFPU18Z483C | ADP |  | V,R48H210P199+TD | 0 | 42000 | 15.5 | 8.55 | 40000 | 34200 | 85.5% | 1.94 | 0 | 11.4 |  |  |  |  | R-410A | 3.5 | Residential & Commercial | USHP | Ducted CEE Tier 1
214931584 | Central HP <5.4 tons | FRIEDRICH | HRCU-A-C (Split System: Heat Pump with Remote Outdoor Unit with No Indoor Fan --Air Source) | WFPU18Z483C | ADP |  | H,RG54960+TD | 0 | 41000 | 15.2 | 8.55 | 40000 | 34200 | 85.5% | 1.94 | 0 | 11 |  |  |  |  | R-410A | 3.4167 | Residential & Commercial | USHP | Ducted CEE Tier 1
216618340 | Central HP <5.4 tons | FRIEDRICH | HRCU-A-CB (Split System: Heat Pump with Remote Outdoor Unit-Air-Source) | WFPU17Z243C | ADP |  | H,RG8J*36+TXV+AEFE4B* | 0 | 21800 | 16 | 9 | 21400 | 16500 | 77.1% | 2.05 | 0 | 10 |  |  |  |  | R-410A | 1.8167 | Residential & Commercial | USHP | Ducted CEE Tier 1
216019493 | Central HP <5.4 tons | FRIEDRICH | HRCU-A-CB (Split System: Heat Pump with Remote Outdoor Unit-Air-Source) | WFPU17Z243C | ADP |  | F,PE*G32924 | 0 | 21200 | 16 | 8.75 | 21400 | 16500 | 77.1% | 2 | 0 | 9.5 |  |  |  |  | R-410A | 1.7667 | Residential & Commercial | USHP
215382876 | Central HP <5.4 tons | FRIEDRICH | HRCU-A-CB (Split System: Heat Pump with Remote Outdoor Unit-Air-Source) | WFPU18Z483C | ADP |  | F,PE*CC6960 | 0 | 45500 | 17 | 8.2 | 45000 | 32600 | 72.44% | 1.84 | 0 | 9.5 |  |  |  |  | R-410A | 3.7917 | Residential & Commercial | USHP
214312425 | Central HP <5.4 tons | FRIEDRICH | HRCU-A-C (Split System: Heat Pump with Remote Outdoor Unit with No Indoor Fan --Air Source) | WFPU18Z483C | ADP |  | H,RG88948+TD | 0 | 42000 | 15.5 | 8.55 | 40000 | 34200 | 85.5% | 1.94 | 0 | 11.4 |  |  |  |  | R-410A | 3.5 | Residential & Commercial | USHP | Ducted CEE Tier 1
212628059 | Central HP <5.4 tons | COLEMAN | HRCU-A-CB (Split System: Heat Pump with Remote Outdoor Unit-Air-Source) | HMH72B341 | ASPEN |  | D(A,C,E)42C36+TDR | TL8E100C20UH11 | 32800 | 17.5 | 8.5 | 34000 | 27400 | 80.59% | 2.69 | 0 | 10 |  |  |  |  | R-410A | 2.7333 | Residential & Commercial | USHP | Ducted CEE Tier 1
212628076 | Central HP <5.4 tons | COLEMAN | HRCU-A-CB (Split System: Heat Pump with Remote Outdoor Unit-Air-Source) | HMH72B341 | ASPEN |  | C(A,C,D,E)36A46+TDR | CP9C100C20MP13 | 32000 | 17.5 | 8.1 | 34000 | 28400 | 83.53% | 2.46 | 0 | 9.4 |  |  |  |  | R-410A | 2.6667 | Residential & Commercial | USHP
212628077 | Central HP <5.4 tons | COLEMAN | HRCU-A-CB (Split System: Heat Pump with Remote Outdoor Unit-Air-Source) | HMH72B341 | ASPEN |  | C(A,C,D,E)36B36+TDR | CP9C100C20MP13 | 32000 | 17.5 | 8.1 | 34000 | 28400 | 83.53% | 2.46 | 0 | 9.4 |  |  |  |  | R-410A | 2.6667 | Residential & Commercial | USHP
212628078 | Central HP <5.4 tons | COLEMAN | HRCU-A-CB (Split System: Heat Pump with Remote Outdoor Unit-Air-Source) | HMH72B341 | ASPEN |  | C(A,C,D,E)36C26+TDR | CP9C100C20MP13 | 29600 | 16.9 | 8.1 | 34000 | 28400 | 83.53% | 2.46 | 0 | 9 |  |  |  |  | R-410A | 2.4667 | Residential & Commercial | USHP
212628093 | Central HP <5.4 tons | COLEMAN | HRCU-A-CB (Split System: Heat Pump with Remote Outdoor Unit-Air-Source) | HMH72B341 | ASPEN |  | D(A,C,E)48C36+TDR | CP9C100C20MP13 | 33000 | 17.5 | 8.1 | 34000 | 28400 | 83.53% | 2.46 | 0 | 9 |  |  |  |  | R-410A | 2.75 | Residential & Commercial | USHP
212627943 | Central HP <5.4 tons | COLEMAN | HRCU-A-CB (Split System: Heat Pump with Remote Outdoor Unit-Air-Source) | HMH72B341 | ASPEN |  | D(A,C,E)42A46+TDR | TM8Y080C16MP11 | 32400 | 18.5 | 8.5 | 34000 | 27400 | 80.59% | 2.67 | 0 | 10 |  |  |  |  | R-410A | 2.7 | Residential & Commercial | USHP | Ducted CEE Tier 1
216800798 | Central HP <5.4 tons | BOSCH | HRCU-A-CB (Split System: Heat Pump with Remote Outdoor Unit-Air-Source) | BOVA-60MTB-M19E | ADP |  | HG37*48+TXV | BGH96M080C4C | 43000 | 16 | 9.5 | 44000 | 40000 | 90.91% | 1.8 | 0 | 11.5 |  |  |  |  | R-454B | 3.5833 | Residential & Commercial | USHP | Ducted CEE Tier 1
216619284 | Central HP <5.4 tons | FRIEDRICH | HRCU-A-CB (Split System: Heat Pump with Remote Outdoor Unit-Air-Source) | WFPU18Z363C | ADP |  | H,RG37936+AEFE4B* | 0 | 34000 | 18 | 9.5 | 33400 | 25600 | 76.65% | 2.05 | 0 | 10 |  |  |  |  | R-410A | 2.8333 | Residential & Commercial | USHP | Ducted CEE Tier 1
215431153 | Central HP <5.4 tons | FRIEDRICH | HRCU-A-CB (Split System: Heat Pump with Remote Outdoor Unit-Air-Source) | WFPU18Z363C | ADP |  | V,R36H***P449+AEFE3A* | 0 | 33600 | 17 | 9.45 | 33400 | 25600 | 76.65% | 2.04 | 0 | 10 |  |  |  |  | R-410A | 2.8 | Residential & Commercial | USHP | Ducted CEE Tier 1
214312439 | Central HP <5.4 tons | FRIEDRICH | HRCU-A-C (Split System: Heat Pump with Remote Outdoor Unit with No Indoor Fan --Air Source) | WFPU18Z483C | ADP |  | H,RG51960+TD | 0 | 42000 | 15.5 | 8.55 | 40000 | 34200 | 85.5% | 1.94 | 0 | 11.4 |  |  |  |  | R-410A | 3.5 | Residential & Commercial | USHP | Ducted CEE Tier 1
216051830 | Central HP <5.4 tons | FRIEDRICH | HRCU-A-CB (Split System: Heat Pump with Remote Outdoor Unit-Air-Source) | WFPU17Z243C | ADP |  | F,PE*TT3931 | 0 | 22000 | 16 | 9 | 21400 | 16500 | 77.1% | 2.05 | 0 | 10 |  |  |  |  | R-410A | 1.8333 | Residential & Commercial | USHP | Ducted CEE Tier 1
214312437 | Central HP <5.4 tons | FRIEDRICH | HRCU-A-C (Split System: Heat Pump with Remote Outdoor Unit with No Indoor Fan --Air Source) | WFPU18Z483C | ADP |  | H,RG50948+TD | 0 | 41500 | 15.5 | 8.55 | 40000 | 34200 | 85.5% | 1.94 | 0 | 11.3 |  |  |  |  | R-410A | 3.4583 | Residential & Commercial | USHP | Ducted CEE Tier 1
214567069 | Central HP <5.4 tons | FRIEDRICH | HRCU-A-C (Split System: Heat Pump with Remote Outdoor Unit with No Indoor Fan --Air Source) | WFPU18Z483C | ADP |  | H,RE84948+TD | 0 | 41500 | 15.2 | 8.55 | 40000 | 34200 | 85.5% | 1.94 | 0 | 11 |  |  |  |  | R-410A | 3.4583 | Residential & Commercial | USHP | Ducted CEE Tier 1
215407207 | Central HP <5.4 tons | FRIEDRICH | HRCU-A-CB (Split System: Heat Pump with Remote Outdoor Unit-Air-Source) | WFPU17Z243C | ADP |  | CE3005A+TXV | 0 | 21400 | 16 | 8.75 | 21400 | 16500 | 77.1% | 2 | 0 | 9.5 |  |  |  |  | R-410A | 1.7833 | Residential & Commercial | USHP
214243171 | Central HP <5.4 tons | DAY & NIGHT | HRCU-A-CB (Split System: Heat Pump with Remote Outdoor Unit-Air-Source) | CVH825GKA2* |  |  | EN(A,D,W)4X48L21**+WALLCON | *96CTN0601714B* | 24000 | 16.5 | 8.1 | 21400 | 16700 | 78.04% | 2 | 0 | 11 |  |  |  |  | R-410A | 2 | Residential & Commercial | USHP | Ducted CEE Tier 1
214861581 | Central HP <5.4 tons | MDV | HRCU-A-CB (Split System: Heat Pump with Remote Outdoor Unit-Air-Source) | MOX430-18HFN10-M1 |  |  | MVBC-18HWFN10-MB1-D | 0 | 18000 | 18.5 | 9.8 | 18000 | 13000 | 72.22% | 2.3 | 0 | 12.1 |  |  |  |  | R-454B | 1.5 | Residential & Commercial | USHP | Ducted CEE Tier 1
214771633 | Central HP <5.4 tons | ECOER | HRCU-A-CB (Split System: Heat Pump with Remote Outdoor Unit-Air-Source) | EODA19H-2436A | ADP |  | HG7J924+AEFE3A* | 0 | 23000 | 20 | 9.25 | 22400 | 19200 | 85.71% | 2.06 | 0 | 12.5 |  |  |  |  | R-410A | 1.9167 | Residential & Commercial | USHP | Ducted CEE Tier 1
214861548 | Central HP <5.4 tons | MDV | HRCU-A-CB (Split System: Heat Pump with Remote Outdoor Unit-Air-Source) | MOX630-48HFN10-M3X |  |  | MVBDM-48HWFN10-WC3 | 0 | 48000 | 17.5 | 9.5 | 48000 | 48000 | 100% | 2 | 0 | 12 |  |  |  |  | R-454B | 4 | Residential & Commercial | USHP | Ducted CEE Tier 1
214779005 | Central HP <5.4 tons | ECOER | HRCU-A-CB (Split System: Heat Pump with Remote Outdoor Unit-Air-Source) | EODA19H-4860AA* | ADP |  | HG52960+AEFE5* | 0 | 53500 | 18 | 9.5 | 53000 | 38000 | 71.7% | 1.9 | 0 | 11.7 |  |  |  |  | R-410A | 4.4583 | Residential & Commercial | USHP | Ducted CEE Tier 1
216788578 | Central HP <5.4 tons | BOSCH | HRCU-A-CB (Split System: Heat Pump with Remote Outdoor Unit-Air-Source) | BOVA-36RTB-M20S | ADP |  | H,RG34*36+TXV+AEFE4B* | 0 | 23800 | 20 | 9.45 | 22400 | 17000 | 75.89% | 2 | 0 | 13 |  |  |  |  | R-454B | 1.9833 | Residential & Commercial | USHP | Ducted CEE Tier 1
214312424 | Central HP <5.4 tons | FRIEDRICH | HRCU-A-C (Split System: Heat Pump with Remote Outdoor Unit with No Indoor Fan --Air Source) | WFPU18Z483C | ADP |  | H,RG52960+TD | 0 | 42000 | 15.5 | 8.55 | 40000 | 34200 | 85.5% | 1.94 | 0 | 11.4 |  |  |  |  | R-410A | 3.5 | Residential & Commercial | USHP | Ducted CEE Tier 1
214312426 | Central HP <5.4 tons | FRIEDRICH | HRCU-A-C (Split System: Heat Pump with Remote Outdoor Unit with No Indoor Fan --Air Source) | WFPU18Z483C | ADP |  | H,RG88960+TD | 0 | 42000 | 15.5 | 8.55 | 40000 | 34200 | 85.5% | 1.94 | 0 | 11.4 |  |  |  |  | R-410A | 3.5 | Residential & Commercial | USHP | Ducted CEE Tier 1
214295812 | Central HP <5.4 tons | BOSCH | HRCU-A-CB (Split System: Heat Pump with Remote Outdoor Unit-Air-Source) | BOVC-36HDN1-M20G | ADP |  | F,PE*G32936 | 0 | 32400 | 18 | 9.05 | 32200 | 23600 | 73.29% | 1.82 | 0 | 11 |  |  |  |  | R-410A | 2.7 | Residential & Commercial | USHP | Ducted CEE Tier 1
214295814 | Central HP <5.4 tons | BOSCH | HRCU-A-CB (Split System: Heat Pump with Remote Outdoor Unit-Air-Source) | BOVD-36HDN1-M20G | ADP |  | F,PE*G32936 | 0 | 32400 | 18 | 9.05 | 32200 | 23600 | 73.29% | 1.82 | 0 | 11 |  |  |  |  | R-410A | 2.7 | Residential & Commercial | USHP | Ducted CEE Tier 1
215431150 | Central HP <5.4 tons | FRIEDRICH | HRCU-A-CB (Split System: Heat Pump with Remote Outdoor Unit-Air-Source) | WFPU18Z363C | ADP |  | V,R36H175P159+AEFE4B* | 0 | 34000 | 18 | 9.45 | 33400 | 25600 | 76.65% | 2.04 | 0 | 10 |  |  |  |  | R-410A | 2.8333 | Residential & Commercial | USHP | Ducted CEE Tier 1
215412948 | Central HP <5.4 tons | FRIEDRICH | HRCU-A-CB (Split System: Heat Pump with Remote Outdoor Unit-Air-Source) | WFPU17Z243C | ADP |  | H,RG9J936+AEFE3A* | 0 | 22000 | 16 | 9 | 21400 | 16500 | 77.1% | 2.05 | 0 | 10 |  |  |  |  | R-410A | 1.8333 | Residential & Commercial | USHP | Ducted CEE Tier 1
215389835 | Central HP <5.4 tons | ECOER | HRCU-A-C (Split System: Heat Pump with Remote Outdoor Unit with No Indoor Fan --Air Source) | EODA19H-2436A | ADP |  | PL36H***P449+TD | 0 | 23200 | 15.2 | 8.8 | 21400 | 18200 | 85.05% | 1.9 | 0 | 11.7 |  |  |  |  | R-410A | 1.9333 | Residential & Commercial | USHP | Ducted CEE Tier 1
216767043 | Central HP <5.4 tons | TRANE | HRCU-A-CB (Split System: Heat Pump with Remote Outdoor Unit-Air-Source) | 5TWX7036A1 |  |  | 5TXCB006AS3 | S9X1B080D4PSB | 31600 | 15.2 | 8.7 | 31800 | 23800 | 74.84% | 2.13 | 0 | 11.2 |  |  |  |  | R-454B | 2.6333 | Residential & Commercial | USHP | Ducted CEE Tier 1
215565251 | Central HP <5.4 tons | COLEMAN | HRCU-A-C (Split System: Heat Pump with Remote Outdoor Unit with No Indoor Fan --Air Source) | HH836E2S11 | ASPEN |  | D(A,C,E)49B3J+TDR | 0 | 31600 | 15.2 | 8.5 | 31000 | 31600 | 101.9% | 2.56 | 0 | 10 |  |  |  |  | R-454B | 2.6333 | Residential & Commercial | USHP | Ducted CEE Tier 1
214777842 | Central HP <5.4 tons | FRIEDRICH | HRCU-A-CB (Split System: Heat Pump with Remote Outdoor Unit-Air-Source) | WFPU18Z363C | ADP |  | F,PE*E34936 | 0 | 33200 | 17 | 9.3 | 33400 | 25600 | 76.65% | 2.02 | 0 | 9.5 |  |  |  |  | R-410A | 2.7667 | Residential & Commercial | USHP
215431148 | Central HP <5.4 tons | FRIEDRICH | HRCU-A-CB (Split System: Heat Pump with Remote Outdoor Unit-Air-Source) | WFPU18Z363C | ADP |  | PL36H175P159+AEFE4B* | 0 | 34000 | 18 | 9.45 | 33400 | 25600 | 76.65% | 2.04 | 0 | 10 |  |  |  |  | R-410A | 2.8333 | Residential & Commercial | USHP | Ducted CEE Tier 1
216800654 | Central HP <5.4 tons | BOSCH | HRCU-A-CB (Split System: Heat Pump with Remote Outdoor Unit-Air-Source) | BOVA-60MTB-M19E | ADP |  | A60VGA*+TXV | BGH96M080C4C | 43500 | 16 | 9.5 | 44000 | 40000 | 90.91% | 1.8 | 0 | 11.7 |  |  |  |  | R-454B | 3.625 | Residential & Commercial | USHP | Ducted CEE Tier 1
216093482 | Central HP <5.4 tons | BOSCH | HRCU-A-CB (Split System: Heat Pump with Remote Outdoor Unit-Air-Source) | BOVA-60MTB-M19E | ADP |  | FE*TT4*60+TXV | 0 | 48500 | 19 | 10 | 46500 | 48000 | 103.2% | 2.1 | 0 | 12 |  |  |  |  | R-454B | 4.0417 | Residential & Commercial | USHP | Ducted CEE Tier 1
214238984 | Central HP <5.4 tons | BRYANT HEATING AND COOLING SYSTEMS | HRCU-A-CB (Split System: Heat Pump with Remote Outdoor Unit-Air-Source) | 288BNV037*0**B* |  |  | CNPV*4217AL*+UI | 88*TB48090C17*** | 32000 | 17 | 8.1 | 33000 | 24600 | 74.55% | 1.9 | 0 | 11.5 |  |  |  |  | R-410A | 2.6667 | Residential & Commercial | USHP | Ducted CEE Tier 1
215387295 | Central HP <5.4 tons | FRIEDRICH | HRCU-A-CB (Split System: Heat Pump with Remote Outdoor Unit-Air-Source) | WFPU18Z483C | ADP |  | F,PE*TT6960 | 0 | 45500 | 17 | 8.2 | 45000 | 32600 | 72.44% | 1.84 | 0 | 9.5 |  |  |  |  | R-410A | 3.7917 | Residential & Commercial | USHP
216800802 | Central HP <5.4 tons | BOSCH | HRCU-A-CB (Split System: Heat Pump with Remote Outdoor Unit-Air-Source) | BOVA-60RXB-M15S | ADP |  | HG37*48+TXV | BGH96M080C4C | 42500 | 16 | 8.5 | 43000 | 31200 | 72.56% | 1.85 | 0 | 10 |  |  |  |  | R-454B | 3.5417 | Residential & Commercial | USHP | Ducted CEE Tier 1
216981047 | Central HP <5.4 tons | CHAMPION HEATING AND COOLING | HRCU-A-CB (Split System: Heat Pump with Remote Outdoor Unit-Air-Source) | HH860E2S11 | ADP |  | H,YG84*60+TXV | TM9V100C16MP12 | 43500 | 18 | 9 | 42000 | 32800 | 78.1% | 2 | 0 | 11.7 |  |  |  |  | R-454B | 3.625 | Residential & Commercial | USHP | Ducted CEE Tier 1
214312423 | Central HP <5.4 tons | FRIEDRICH | HRCU-A-C (Split System: Heat Pump with Remote Outdoor Unit with No Indoor Fan --Air Source) | WFPU18Z483C | ADP |  | V,R60H210P199+TD | 0 | 42000 | 15.5 | 8.55 | 40000 | 34200 | 85.5% | 1.94 | 0 | 11.4 |  |  |  |  | R-410A | 3.5 | Residential & Commercial | USHP | Ducted CEE Tier 1
215383030 | Central HP <5.4 tons | FRIEDRICH | HRCU-A-C (Split System: Heat Pump with Remote Outdoor Unit with No Indoor Fan --Air Source) | WFPU18Z483C | ADP |  | H,RG74948+TD | 0 | 41000 | 15.2 | 8.55 | 40000 | 34200 | 85.5% | 1.94 | 0 | 11 |  |  |  |  | R-410A | 3.4167 | Residential & Commercial | USHP | Ducted CEE Tier 1
216619286 | Central HP <5.4 tons | FRIEDRICH | HRCU-A-CB (Split System: Heat Pump with Remote Outdoor Unit-Air-Source) | WFPU18Z483C | ADP |  | H,RG86960+AEFE5* | 0 | 47500 | 17 | 8.45 | 45000 | 32600 | 72.44% | 1.9 | 0 | 10 |  |  |  |  | R-410A | 3.9583 | Residential & Commercial | USHP | Ducted CEE Tier 1
215407205 | Central HP <5.4 tons | FRIEDRICH | HRCU-A-CB (Split System: Heat Pump with Remote Outdoor Unit-Air-Source) | WFPU17Z243C | ADP |  | CE2403C+TXV | 0 | 21000 | 16 | 8.7 | 21400 | 16500 | 77.1% | 1.98 | 0 | 9.5 |  |  |  |  | R-410A | 1.75 | Residential & Commercial | USHP
215851307 | Central HP <5.4 tons | COLEMAN | HRCU-A-CB (Split System: Heat Pump with Remote Outdoor Unit-Air-Source) | HH860E2S11 | ASPEN |  | C(A,C,D,E)60A3K+TDR | Z8ES130D20SMPS1 | 41500 | 18 | 9 | 44500 | 33600 | 75.51% | 2 | 0 | 11.7 |  |  |  |  | R-454B | 3.4583 | Residential & Commercial | USHP | Ducted CEE Tier 1
215711557 | Central HP <5.4 tons | CHAMPION HEATING AND COOLING | HRCU-A-CB (Split System: Heat Pump with Remote Outdoor Unit-Air-Source) | HH860E2S11 | ADP |  | BV**C4*48+TXV | 0 | 46000 | 19 | 9 | 44000 | 33600 | 76.36% | 2.1 | 0 | 12 |  |  |  |  | R-454B | 3.8333 | Residential & Commercial | USHP | Ducted CEE Tier 1
215727924 | Central HP <5.4 tons | CHAMPION HEATING AND COOLING | HRCU-A-CB (Split System: Heat Pump with Remote Outdoor Unit-Air-Source) | HH860E2S11 | ADP |  | H,YE36(1,2)60+TXV | TM8E130D20MP11 | 52500 | 18 | 8.3 | 53000 | 39500 | 74.53% | 1.96 | 0 | 10.5 |  |  |  |  | R-454B | 4.375 | Residential & Commercial | USHP | Ducted CEE Tier 1
215677225 | Central HP <5.4 tons | HEIL | HRCU-A-CB (Split System: Heat Pump with Remote Outdoor Unit-Air-Source) | H5H0V60*K*AAA* |  |  | EVM5X61M24A*+WALLCON | *80CTL0702120B* | 57000 | 18.5 | 9 | 64000 | 45000 | 70.31% | 2.08 | 0 | 9 |  |  |  |  | R-454B | 4.75 | Residential & Commercial | USHP
215431166 | Central HP <5.4 tons | FRIEDRICH | HRCU-A-CB (Split System: Heat Pump with Remote Outdoor Unit-Air-Source) | WFPU18Z483C | ADP |  | PL60H210P199+AEFE5* | 0 | 47500 | 17 | 8.45 | 45000 | 32600 | 72.44% | 1.9 | 0 | 10 |  |  |  |  | R-410A | 3.9583 | Residential & Commercial | USHP | Ducted CEE Tier 1
215387296 | Central HP <5.4 tons | FRIEDRICH | HRCU-A-CB (Split System: Heat Pump with Remote Outdoor Unit-Air-Source) | WFPU18Z483C | ADP |  | F,PE*TT9960 | 0 | 46500 | 17 | 8.35 | 45000 | 32600 | 72.44% | 1.88 | 0 | 9.5 |  |  |  |  | R-410A | 3.875 | Residential & Commercial | USHP
216800200 | Central HP <5.4 tons | BOSCH | HRCU-A-CB (Split System: Heat Pump with Remote Outdoor Unit-Air-Source) | BOVD-36HDN1-M20G | ADP |  | H,YG9J936+AEFE3A* | 0 | 23800 | 19 | 9.5 | 22400 | 17200 | 76.79% | 2 | 0 | 13 |  |  |  |  | R-410A | 1.9833 | Residential & Commercial | USHP | Ducted CEE Tier 1
203449864 | Central HP <5.4 tons | BOSCH | HRCU-A-CB (Split System: Heat Pump with Remote Outdoor Unit-Air-Source) | BOVA-36HDN1-M20G | ADP |  | CP3005A+TXV+TD | 0 | 22800 | 17 | 9.3 | 22400 | 17200 | 76.79% | 1.96 | 11.5 | 12 |  |  |  |  | R-410A | 1.9 | Residential & Commercial | USHP | Ducted CEE Tier 1
215431151 | Central HP <5.4 tons | FRIEDRICH | HRCU-A-CB (Split System: Heat Pump with Remote Outdoor Unit-Air-Source) | WFPU18Z363C | ADP |  | PL36H***P449+AEFE3A* | 0 | 33600 | 17 | 9.45 | 33400 | 25600 | 76.65% | 2.04 | 0 | 10 |  |  |  |  | R-410A | 2.8 | Residential & Commercial | USHP | Ducted CEE Tier 1
211782038 | Central HP <5.4 tons | KEEPRITE | HRCU-A-CB (Split System: Heat Pump with Remote Outdoor Unit-Air-Source) | DLCURAH24ABK | ADP |  | H,GE22936 | *92ESN0601714A* | 23000 | 16 | 8.5 | 25200 | 23000 | 91.27% | 1.94 | 0 | 9.5 |  |  |  |  | R-410A | 1.9167 | Residential & Commercial | USHP
215412963 | Central HP <5.4 tons | BOSCH | HRCU-A-CB (Split System: Heat Pump with Remote Outdoor Unit-Air-Source) | BOVD-36HDN1-M20G | ADP |  | V,R36H***P449+AEFE3A* | 0 | 23800 | 19 | 9.5 | 22400 | 17200 | 76.79% | 2 | 0 | 13 |  |  |  |  | R-410A | 1.9833 | Residential & Commercial | USHP | Ducted CEE Tier 1
203449870 | Central HP <5.4 tons | BOSCH | HRCU-A-CB (Split System: Heat Pump with Remote Outdoor Unit-Air-Source) | BOVA-36HDN1-M20G | ADP |  | CE3005A+TXV | 0 | 23200 | 19 | 9.3 | 22400 | 17200 | 76.79% | 1.96 | 11.7 | 12.5 |  |  |  |  | R-410A | 1.9333 | Residential & Commercial | USHP | Ducted CEE Tier 1
216618735 | Central HP <5.4 tons | FRIEDRICH | HRCU-A-CB (Split System: Heat Pump with Remote Outdoor Unit-Air-Source) | WFPU17Z243C | ADP |  | V,G36H***D129+AEFE3A* | 0 | 21200 | 16 | 8.75 | 21400 | 16500 | 77.1% | 2 | 0 | 9.5 |  |  |  |  | R-410A | 1.7667 | Residential & Commercial | USHP
215387293 | Central HP <5.4 tons | FRIEDRICH | HRCU-A-CB (Split System: Heat Pump with Remote Outdoor Unit-Air-Source) | WFPU17Z243C | ADP |  | F,PE*G32925 | 0 | 21400 | 16 | 8.75 | 21400 | 16500 | 77.1% | 2 | 0 | 9.5 |  |  |  |  | R-410A | 1.7833 | Residential & Commercial | USHP
213258291 | Central HP <5.4 tons | KEEPRITE | HRCU-A-CB (Split System: Heat Pump with Remote Outdoor Unit-Air-Source) | DLCURAH24ABK | ADP |  | H,GE31930 | *96VSN0401410A* | 23000 | 15.2 | 8.5 | 25000 | 23600 | 94.4% | 1.96 | 0 | 9.5 |  |  |  |  | R-410A | 1.9167 | Residential & Commercial | USHP
213258293 | Central HP <5.4 tons | KEEPRITE | HRCU-A-CB (Split System: Heat Pump with Remote Outdoor Unit-Air-Source) | DLCURAH24ABK | ADP |  | H,GE32936 | *96VSN0401410A* | 22600 | 16 | 8.5 | 24200 | 23800 | 98.35% | 2.02 | 0 | 9.5 |  |  |  |  | R-410A | 1.8833 | Residential & Commercial | USHP
213258325 | Central HP <5.4 tons | KEEPRITE | HRCU-A-CB (Split System: Heat Pump with Remote Outdoor Unit-Air-Source) | DLCURAH24ABK | ADP |  | H,GE30924 | *96VSN0601714A* | 23200 | 16 | 8.5 | 25200 | 23600 | 93.65% | 1.98 | 0 | 9.5 |  |  |  |  | R-410A | 1.9333 | Residential & Commercial | USHP
203449868 | Central HP <5.4 tons | BOSCH | HRCU-A-CB (Split System: Heat Pump with Remote Outdoor Unit-Air-Source) | BOVA-36HDN1-M20G | ADP |  | CE2403C+TXV | 0 | 22800 | 19 | 9.2 | 22200 | 17200 | 77.48% | 1.94 | 11.5 | 12 |  |  |  |  | R-410A | 1.9 | Residential & Commercial | USHP | Ducted CEE Tier 1
216618341 | Central HP <5.4 tons | FRIEDRICH | HRCU-A-CB (Split System: Heat Pump with Remote Outdoor Unit-Air-Source) | WFPU17Z243C | ADP |  | H,RG8J*36+TXV+AEFE3A* | 0 | 21600 | 16 | 9 | 21400 | 16500 | 77.1% | 2.05 | 0 | 10 |  |  |  |  | R-410A | 1.8 | Residential & Commercial | USHP | Ducted CEE Tier 1
215412964 | Central HP <5.4 tons | BOSCH | HRCU-A-CB (Split System: Heat Pump with Remote Outdoor Unit-Air-Source) | BOVD-36HDN1-M20G | ADP |  | H,RG8J936+AEFE4B* | 0 | 23600 | 20 | 9.5 | 22400 | 17200 | 76.79% | 2 | 0 | 12.5 |  |  |  |  | R-410A | 1.9667 | Residential & Commercial | USHP | Ducted CEE Tier 1
215413746 | Central HP <5.4 tons | BOSCH | HRCU-A-CB (Split System: Heat Pump with Remote Outdoor Unit-Air-Source) | BOVD-36HDN1-M20G | ADP |  | PL36H***P449+AEFE3A* | 0 | 23800 | 19 | 9.5 | 22400 | 17200 | 76.79% | 2 | 0 | 13 |  |  |  |  | R-410A | 1.9833 | Residential & Commercial | USHP | Ducted CEE Tier 1
213753689 | Central HP <5.4 tons | CARRIER | HRCU-A-CB (Split System: Heat Pump with Remote Outdoor Unit-Air-Source) | 38MURAQ36AB3* | ASPEN |  | D(A,C,E)42B34+TDR | 58S(B,C)*B090M24**20 | 35200 | 16.5 | 8.1 | 38500 | 31800 | 82.6% | 2.72 | 0 | 10.5 |  |  |  |  | R-410A | 2.9333 | Residential & Commercial | USHP | Ducted CEE Tier 1
216992525 | Central HP <5.4 tons | BRYANT HEATING AND COOLING SYSTEMS | HRCU-A-CB (Split System: Heat Pump with Remote Outdoor Unit-Air-Source) | 293VAN048**AA* | ADP |  | H,PG48*60+TXV | 88*TB48090C17*** | 44000 | 20 | 9 | 47000 | 35400 | 75.32% | 1.86 | 0 | 11.5 |  |  |  |  | R-454B | 3.6667 | Residential & Commercial | USHP | Ducted CEE Tier 1
215431147 | Central HP <5.4 tons | FRIEDRICH | HRCU-A-CB (Split System: Heat Pump with Remote Outdoor Unit-Air-Source) | WFPU18Z363C | ADP |  | V,R36H175P149+AEFE4B* | 0 | 33400 | 18 | 9.3 | 33400 | 25600 | 76.65% | 2.02 | 0 | 10 |  |  |  |  | R-410A | 2.7833 | Residential & Commercial | USHP | Ducted CEE Tier 1
215932660 | Central HP <5.4 tons | DAY & NIGHT | HRCU-A-CB (Split System: Heat Pump with Remote Outdoor Unit-Air-Source) | C5H3V36*K*AAA* |  |  | EA*5X61M21A*+WALLCON | *80CSU0401712A* | 34400 | 20.5 | 9 | 34600 | 26200 | 75.72% | 1.94 | 0 | 11.7 |  |  |  |  | R-454B | 2.8667 | Residential & Commercial | USHP | Ducted CEE Tier 1
215932760 | Central HP <5.4 tons | DAY & NIGHT | HRCU-A-CB (Split System: Heat Pump with Remote Outdoor Unit-Air-Source) | C5H3V36*K*AAA* |  |  | EA*5X61M21A*+WALLCON | *95CSU0802120B* | 34400 | 20 | 9 | 34400 | 26200 | 76.16% | 1.96 | 0 | 11.7 |  |  |  |  | R-454B | 2.8667 | Residential & Commercial | USHP | Ducted CEE Tier 1
215677695 | Central HP <5.4 tons | HEIL | HRCU-A-CB (Split System: Heat Pump with Remote Outdoor Unit-Air-Source) | H5H0V60*K*AAA* |  |  | EVD5X61M24A*+WALLCON | *97CMN0802120B* | 57500 | 18.5 | 9 | 64000 | 45000 | 70.31% | 2.06 | 0 | 9 |  |  |  |  | R-454B | 4.7917 | Residential & Commercial | USHP
215677345 | Central HP <5.4 tons | HEIL | HRCU-A-CB (Split System: Heat Pump with Remote Outdoor Unit-Air-Source) | H5H0V60*K*AAA* |  |  | EVD5X60M21A*+WALLCON | *80CTL0702120B* | 56500 | 18 | 9 | 64000 | 45000 | 70.31% | 2.06 | 0 | 9 |  |  |  |  | R-454B | 4.7083 | Residential & Commercial | USHP
215677395 | Central HP <5.4 tons | HEIL | HRCU-A-CB (Split System: Heat Pump with Remote Outdoor Unit-Air-Source) | H5H0V60*K*AAA* |  |  | EVD5X60M21A*+WALLCON | *97CMN0602120B* | 55500 | 17.5 | 8.5 | 64000 | 46000 | 71.88% | 1.94 | 0 | 8.5 |  |  |  |  | R-454B | 4.625 | Residential & Commercial | USHP
215677045 | Central HP <5.4 tons | HEIL | HRCU-A-CB (Split System: Heat Pump with Remote Outdoor Unit-Air-Source) | H5H0V60*K*AAA* |  |  | EVM5X60M21A*+WALLCON | *97CMN0602120B* | 55500 | 17.5 | 8.5 | 65000 | 46000 | 70.77% | 1.94 | 0 | 8.5 |  |  |  |  | R-454B | 4.625 | Residential & Commercial | USHP
214803070 | Central HP <5.4 tons | FRIEDRICH | HRCU-A-CB (Split System: Heat Pump with Remote Outdoor Unit-Air-Source) | WFPU18Z483C | ADP |  | BV**C4948 | 0 | 46500 | 16 | 8.3 | 45000 | 32600 | 72.44% | 1.86 | 0 | 9.5 |  |  |  |  | R-410A | 3.875 | Residential & Commercial | USHP
215431158 | Central HP <5.4 tons | FRIEDRICH | HRCU-A-CB (Split System: Heat Pump with Remote Outdoor Unit-Air-Source) | WFPU18Z483C | ADP |  | A48VGA+TXV+AEFE5* | 0 | 46000 | 17 | 8.25 | 45000 | 32600 | 72.44% | 1.86 | 0 | 9.5 |  |  |  |  | R-410A | 3.8333 | Residential & Commercial | USHP
216581445 | Central HP <5.4 tons | BRYANT HEATING AND COOLING SYSTEMS | HRCU-A-CB (Split System: Heat Pump with Remote Outdoor Unit-Air-Source) | 284ANV048*0**B* |  |  | CAP**6024AL*+UI | 987TA66100C21*** | 44500 | 21 | 9 | 45500 | 35800 | 78.68% | 2 | 0 | 11 |  |  |  |  | R-410A | 3.7083 | Residential & Commercial | USHP | Ducted CEE Tier 1
215405105 | Central HP <5.4 tons | ECOER | HRCU-A-CB (Split System: Heat Pump with Remote Outdoor Unit-Air-Source) | EODA19H-2436AA* | ADP |  | HG7J924+AEFE4B* | 0 | 23200 | 20 | 9.25 | 22400 | 19200 | 85.71% | 2.06 | 0 | 12.5 |  |  |  |  | R-410A | 1.9333 | Residential & Commercial | USHP | Ducted CEE Tier 1
215431126 | Central HP <5.4 tons | FRIEDRICH | HRCU-A-CB (Split System: Heat Pump with Remote Outdoor Unit-Air-Source) | WFPU17Z243C | ADP |  | V,R36H175P159+AEFE4B* | 0 | 22000 | 16 | 9 | 21400 | 16500 | 77.1% | 2.05 | 0 | 10 |  |  |  |  | R-410A | 1.8333 | Residential & Commercial | USHP | Ducted CEE Tier 1
213753379 | Central HP <5.4 tons | CARRIER | HRCU-A-CB (Split System: Heat Pump with Remote Outdoor Unit-Air-Source) | 38MURAQ30AB3* | ASPEN |  | D(A,C,E)30B34+TDR | 59SC2E080M21**20 | 28200 | 15.2 | 8.3 | 33200 | 24000 | 72.29% | 2.76 | 0 | 8.7 |  |  |  |  | R-410A | 2.35 | Residential & Commercial | USHP
213281368 | Central HP <5.4 tons | BOSCH | HRCU-A-CB (Split System: Heat Pump with Remote Outdoor Unit-Air-Source) | BOVB-36HDN1-M20G | ADP |  | V36H***P449+AEFE3A* | 0 | 23800 | 19 | 9.5 | 22400 | 17200 | 76.79% | 2 | 0 | 13 |  |  |  |  | R-410A | 1.9833 | Residential & Commercial | USHP | Ducted CEE Tier 1
215727951 | Central HP <5.4 tons | CHAMPION HEATING AND COOLING | HRCU-A-CB (Split System: Heat Pump with Remote Outdoor Unit-Air-Source) | HH860E2S11 | ADP |  | H,YE48(1,2)60+TXV | TM9E120D20MP12 | 53000 | 18 | 8.5 | 52500 | 39000 | 74.29% | 2 | 0 | 11 |  |  |  |  | R-454B | 4.4167 | Residential & Commercial | USHP | Ducted CEE Tier 1
215727969 | Central HP <5.4 tons | CHAMPION HEATING AND COOLING | HRCU-A-CB (Split System: Heat Pump with Remote Outdoor Unit-Air-Source) | HH860E2S11 | ADP |  | H,YE48(1,2)60+TXV | Z8ES080C16SMPS1 | 44500 | 18 | 8.5 | 42500 | 33000 | 77.65% | 2 | 0 | 12 |  |  |  |  | R-454B | 3.7083 | Residential & Commercial | USHP | Ducted CEE Tier 1
215727983 | Central HP <5.4 tons | CHAMPION HEATING AND COOLING | HRCU-A-CB (Split System: Heat Pump with Remote Outdoor Unit-Air-Source) | HH860E2S11 | ADP |  | H,YE48(1,2)60+TXV | Z9ES080C16SMPS1 | 45000 | 18 | 8.5 | 45000 | 33400 | 74.22% | 2 | 0 | 11.7 |  |  |  |  | R-454B | 3.75 | Residential & Commercial | USHP | Ducted CEE Tier 1
215728019 | Central HP <5.4 tons | CHAMPION HEATING AND COOLING | HRCU-A-CB (Split System: Heat Pump with Remote Outdoor Unit-Air-Source) | HH824E2S11 | ADP |  | H,YE7J(1,2)36+TXV | TM9V080B12MP12 | 22400 | 17 | 8.8 | 21400 | 17300 | 80.84% | 1.96 | 0 | 11.5 |  |  |  |  | R-454B | 1.8667 | Residential & Commercial | USHP | Ducted CEE Tier 1
215728028 | Central HP <5.4 tons | CHAMPION HEATING AND COOLING | HRCU-A-CB (Split System: Heat Pump with Remote Outdoor Unit-Air-Source) | HH824E2S11 | ADP |  | H,YE31(1,2)30+TXV | Z8ES080B12SMPS1 | 21800 | 18 | 8.95 | 21200 | 17500 | 82.55% | 1.9 | 0 | 11 |  |  |  |  | R-454B | 1.8167 | Residential & Commercial | USHP | Ducted CEE Tier 1
209880025 | Central HP <5.4 tons | FUJITSU | HRCU-A-CB (Split System: Heat Pump with Remote Outdoor Unit-Air-Source) | FOP1824MJAZCA |  |  | FCCA2421HZEA | FF98MV306017UPS*A | 22800 | 20 | 8.5 | 22800 | 26000 | 114% | 2.1 | 0 | 12.5 |  |  |  |  | R-410A | 1.9 | Residential & Commercial | USHP | Ducted CEE Tier 1
216030933 | Central HP <5.4 tons | MDV | HRCU-A-CB (Split System: Heat Pump with Remote Outdoor Unit-Air-Source) | MOX430-24HFN10-M3X |  |  | MVBDM-24HWFN10-WA3-MAS | 0 | 24000 | 18.6 | 10 | 24000 | 20600 | 85.83% | 2.14 | 0 | 12 |  |  |  |  | R-454B | 2 | Residential & Commercial | USHP | Ducted CEE Tier 1
213258950 | Central HP <5.4 tons | KEEPRITE | HRCU-A-CB (Split System: Heat Pump with Remote Outdoor Unit-Air-Source) | DLCURAH24ABK | ADP |  | H,GE7J936 | *96VTN0601412A* | 23200 | 16 | 8.5 | 24800 | 24200 | 97.58% | 2.04 | 0 | 10 |  |  |  |  | R-410A | 1.9333 | Residential & Commercial | USHP | Ducted CEE Tier 1
215383024 | Central HP <5.4 tons | FRIEDRICH | HRCU-A-C (Split System: Heat Pump with Remote Outdoor Unit with No Indoor Fan --Air Source) | WFPU18Z483C | ADP |  | H,RG72960+TD | 0 | 40500 | 15.2 | 8.55 | 40000 | 34200 | 85.5% | 1.94 | 0 | 11 |  |  |  |  | R-410A | 3.375 | Residential & Commercial | USHP | Ducted CEE Tier 1
213752554 | Central HP <5.4 tons | CARRIER | HRCU-A-CB (Split System: Heat Pump with Remote Outdoor Unit-Air-Source) | 38MURAQ24AA3* | ASPEN |  | D(A,C,E)30C44+TDR | 59SP6A100V21**20 | 23800 | 16 | 8.1 | 25000 | 22400 | 89.6% | 2.88 | 0 | 9.5 |  |  |  |  | R-410A | 1.9833 | Residential & Commercial | USHP
215935100 | Central HP <5.4 tons | DAY & NIGHT | HRCU-A-CB (Split System: Heat Pump with Remote Outdoor Unit-Air-Source) | C5H3V36*K*AAA* |  |  | EVM5X49M21A*+WALLCON | *97CMN0801714B* | 35400 | 21.5 | 8.5 | 38500 | 29000 | 75.32% | 2.02 | 0 | 12 |  |  |  |  | R-454B | 2.95 | Residential & Commercial | USHP | Ducted CEE Tier 1
216990367 | Central HP <5.4 tons | BRYANT HEATING AND COOLING SYSTEMS | HRCU-A-CB (Split System: Heat Pump with Remote Outdoor Unit-Air-Source) | 290VAN060**AA* | ADP |  | A60VHA*+TXV | 88*TB60090C21*** | 56000 | 19 | 9 | 57500 | 41000 | 71.3% | 2.02 | 0 | 9 |  |  |  |  | R-454B | 4.6667 | Residential & Commercial | USHP
213753715 | Central HP <5.4 tons | CARRIER | HRCU-A-CB (Split System: Heat Pump with Remote Outdoor Unit-Air-Source) | 38MURAQ36AB3* | ASPEN |  | D(A,C,E)42B34+TDR | 58TP*B045V14**12 | 35200 | 16 | 8.1 | 38500 | 32200 | 83.64% | 2.64 | 0 | 10 |  |  |  |  | R-410A | 2.9333 | Residential & Commercial | USHP | Ducted CEE Tier 1
213753758 | Central HP <5.4 tons | CARRIER | HRCU-A-CB (Split System: Heat Pump with Remote Outdoor Unit-Air-Source) | 38MURAQ36AB3* | ASPEN |  | D(A,C,E)36B34+TDR | 59SC2E080M17**16 | 33800 | 16.4 | 8.5 | 37800 | 31800 | 84.13% | 2.74 | 0 | 9.8 |  |  |  |  | R-410A | 2.8167 | Residential & Commercial | USHP
215413740 | Central HP <5.4 tons | BOSCH | HRCU-A-CB (Split System: Heat Pump with Remote Outdoor Unit-Air-Source) | BOVD-36HDN1-M20G | ADP |  | A24VBA+TXV+AEFE3A* | 0 | 23200 | 19 | 9.35 | 22400 | 17200 | 76.79% | 1.98 | 0 | 12.5 |  |  |  |  | R-410A | 1.9333 | Residential & Commercial | USHP | Ducted CEE Tier 1
215382879 | Central HP <5.4 tons | AMERISTAR | HRCU-A-CB (Split System: Heat Pump with Remote Outdoor Unit-Air-Source) | E4HL5024A1000A | ADP |  | F,PE*G32925 | 0 | 24000 | 15.2 | 8.1 | 22400 | 17600 | 78.57% | 1.94 | 0 | 9 |  |  |  |  | R-410A | 2 | Residential & Commercial | USHP
215431121 | Central HP <5.4 tons | FRIEDRICH | HRCU-A-CB (Split System: Heat Pump with Remote Outdoor Unit-Air-Source) | WFPU17Z243C | ADP |  | PL36H175P149+AEFE4B* | 0 | 22000 | 16 | 9 | 21400 | 16500 | 77.1% | 2.04 | 0 | 10 |  |  |  |  | R-410A | 1.8333 | Residential & Commercial | USHP | Ducted CEE Tier 1
216800682 | Central HP <5.4 tons | BOSCH | HRCU-A-CB (Split System: Heat Pump with Remote Outdoor Unit-Air-Source) | BOVA-60RXB-M15S | ADP |  | V60H210P19*+TXV | BGH96M100C5C | 44500 | 16 | 8.5 | 45000 | 32600 | 72.44% | 1.85 | 0 | 10.5 |  |  |  |  | R-454B | 3.7083 | Residential & Commercial | USHP | Ducted CEE Tier 1
213214822 | Central HP <5.4 tons | MDV | HRCU-A-CB (Split System: Heat Pump with Remote Outdoor Unit-Air-Source) | MOX430U-24HFN1-MR0 |  |  | MVC-18HWFN1-M | 0 | 18200 | 18.4 | 9.8 | 22200 | 16600 | 74.77% | 1.9 | 0 | 12.5 |  |  |  |  | R-410A | 1.5167 | Residential & Commercial | USHP | Ducted CEE Tier 1
211780574 | Central HP <5.4 tons | KEEPRITE | HRCU-A-CB (Split System: Heat Pump with Remote Outdoor Unit-Air-Source) | DLCURAH24ABK | ADP |  | H,GE31930 | *92ESN0601714A* | 23800 | 16 | 8.5 | 25200 | 23800 | 94.44% | 1.96 | 0 | 10 |  |  |  |  | R-410A | 1.9833 | Residential & Commercial | USHP | Ducted CEE Tier 1
212391591 | Central HP <5.4 tons | KEEPRITE | HRCU-A-CB (Split System: Heat Pump with Remote Outdoor Unit-Air-Source) | DLCURAH24ABK | ADP |  | H,GE31(1,2)24+TXV | *92ESN0801716A* | 23800 | 17 | 8.5 | 25200 | 23400 | 92.86% | 1.96 | 0 | 10 |  |  |  |  | R-410A | 1.9833 | Residential & Commercial | USHP | Ducted CEE Tier 1
215565314 | Central HP <5.4 tons | COLEMAN | HRCU-A-CB (Split System: Heat Pump with Remote Outdoor Unit-Air-Source) | HH824E2S11 | ASPEN |  | D(A,C,E)37E2J+TDR | TP9C080B12MP13 | 22200 | 17 | 9 | 23000 | 18300 | 79.57% | 2 | 0 | 12 |  |  |  |  | R-454B | 1.85 | Residential & Commercial | USHP | Ducted CEE Tier 1
215934720 | Central HP <5.4 tons | DAY & NIGHT | HRCU-A-CB (Split System: Heat Pump with Remote Outdoor Unit-Air-Source) | C5H3V36*K*AAA* |  |  | EVM5X36M17A*+WALLCON | *97CMN0601714B* | 34000 | 20 | 8.1 | 38000 | 27200 | 71.58% | 2 | 0 | 11 |  |  |  |  | R-454B | 2.8333 | Residential & Commercial | USHP | Ducted CEE Tier 1
215934740 | Central HP <5.4 tons | DAY & NIGHT | HRCU-A-CB (Split System: Heat Pump with Remote Outdoor Unit-Air-Source) | C5H3V36*K*AAA* |  |  | EVM5X42M21A*+WALLCON | *97CMN0601714B* | 34000 | 20 | 8.1 | 38000 | 27000 | 71.05% | 2 | 0 | 11 |  |  |  |  | R-454B | 2.8333 | Residential & Commercial | USHP | Ducted CEE Tier 1
215934770 | Central HP <5.4 tons | DAY & NIGHT | HRCU-A-CB (Split System: Heat Pump with Remote Outdoor Unit-Air-Source) | C5H3V36*K*AAA* |  |  | EVM5X43M21A*+WALLCON | *96CTN0601714B* | 34600 | 20.5 | 8.5 | 38000 | 27600 | 72.63% | 2.06 | 0 | 11.5 |  |  |  |  | R-454B | 2.8833 | Residential & Commercial | USHP | Ducted CEE Tier 1
215934820 | Central HP <5.4 tons | DAY & NIGHT | HRCU-A-CB (Split System: Heat Pump with Remote Outdoor Unit-Air-Source) | C5H3V36*K*AAA* |  |  | EVM5X44M21A*+WALLCON | *80CTL0701716B* | 35400 | 21.5 | 8.5 | 38500 | 29000 | 75.32% | 2.02 | 0 | 12 |  |  |  |  | R-454B | 2.95 | Residential & Commercial | USHP | Ducted CEE Tier 1
215852714 | Central HP <5.4 tons | FRIEDRICH | HRCU-A-CB (Split System: Heat Pump with Remote Outdoor Unit-Air-Source) | WFPU18Z363C | ADP |  | H,GE8J936+AEFE3A* | 0 | 33200 | 17 | 9.3 | 33400 | 25600 | 76.65% | 2.02 | 0 | 9.5 |  |  |  |  | R-410A | 2.7667 | Residential & Commercial | USHP
215382874 | Central HP <5.4 tons | FRIEDRICH | HRCU-A-CB (Split System: Heat Pump with Remote Outdoor Unit-Air-Source) | WFPU18Z363C | ADP |  | F,PE*G34936 | 0 | 33200 | 17 | 9.3 | 33400 | 25600 | 76.65% | 2.02 | 0 | 9.5 |  |  |  |  | R-410A | 2.7667 | Residential & Commercial | USHP
214242628 | Central HP <5.4 tons | AIRQUEST | HRCU-A-CB (Split System: Heat Pump with Remote Outdoor Unit-Air-Source) | HVH825GKA2* |  |  | EN(A,D)4X30L17**+WALLCON | *96CTN0801714B* | 23400 | 16.5 | 8.1 | 21600 | 16700 | 77.31% | 1.92 | 0 | 11 |  |  |  |  | R-410A | 1.95 | Residential & Commercial | USHP | Ducted CEE Tier 1
215850130 | Central HP <5.4 tons | COLEMAN | HRCU-A-CB (Split System: Heat Pump with Remote Outdoor Unit-Air-Source) | HH824E2S11 | ASPEN |  | D(A,C,E)36A3K+TDR | TPLC080B12MP13 | 22400 | 17 | 8.1 | 22600 | 17700 | 78.32% | 2 | 0 | 12 |  |  |  |  | R-454B | 1.8667 | Residential & Commercial | USHP | Ducted CEE Tier 1
215281575 | Central HP <5.4 tons | FRIEDRICH | HRCU-A-CB (Split System: Heat Pump with Remote Outdoor Unit-Air-Source) | WFPU18Z363C | ADP |  | SM6937 | 0 | 32400 | 17 | 9.35 | 33400 | 25600 | 76.65% | 2.02 | 0 | 10 |  |  |  |  | R-410A | 2.7 | Residential & Commercial | USHP | Ducted CEE Tier 1
216618739 | Central HP <5.4 tons | FRIEDRICH | HRCU-A-CB (Split System: Heat Pump with Remote Outdoor Unit-Air-Source) | WFPU18Z363C | ADP |  | V,G36H175D149+AEFE4B* | 0 | 33400 | 18 | 9.3 | 33400 | 25600 | 76.65% | 2.02 | 0 | 10 |  |  |  |  | R-410A | 2.7833 | Residential & Commercial | USHP | Ducted CEE Tier 1
214826157 | Central HP <5.4 tons | CHAMPION HEATING AND COOLING | HRCU-A-CB (Split System: Heat Pump with Remote Outdoor Unit-Air-Source) | HH824E2S11 | ADP |  | V,Y36H***P21*+TXV+AEFE3A* | 0 | 24000 | 19 | 9.5 | 22400 | 16600 | 74.11% | 2.1 | 0 | 12 |  |  |  |  | R-454B | 2 | Residential & Commercial | USHP | Ducted CEE Tier 1
214242225 | Central HP <5.4 tons | CARRIER | HRCU-A-CB (Split System: Heat Pump with Remote Outdoor Unit-Air-Source) | 25VNA825A*032* |  |  | CNPV*4821AL*+UI | 58TN*B090C17**16 | 24200 | 17 | 8.1 | 21200 | 16600 | 78.3% | 2 | 0 | 11 |  |  |  |  | R-410A | 2.0167 | Residential & Commercial | USHP | Ducted CEE Tier 1
216619277 | Central HP <5.4 tons | CARRIER | HRCU-A-CB (Split System: Heat Pump with Remote Outdoor Unit-Air-Source) | 25VNA448A*031* | ADP |  | C60A***L16*+TXV | 59MN7C080C21**20 | 43500 | 21 | 9 | 44500 | 36000 | 80.9% | 2.26 | 0 | 11.7 |  |  |  |  | R-410A | 3.625 | Residential & Commercial | USHP | Ducted CEE Tier 1
215224762 | Central HP <5.4 tons | CARRIER | HRCU-A-CB (Split System: Heat Pump with Remote Outdoor Unit-Air-Source) | 25VNA448A*031* | ADP |  | H,PG48960 | 59MN7C060C21**20 | 44000 | 20 | 9 | 44500 | 36400 | 81.8% | 2.22 | 0 | 11.5 |  |  |  |  | R-410A | 3.6667 | Residential & Commercial | USHP | Ducted CEE Tier 1
214271745 | Central HP <5.4 tons | CARRIER | HRCU-A-CB (Split System: Heat Pump with Remote Outdoor Unit-Air-Source) | 25VNA448A*031* | ADP |  | C48A***L539 | 58TN*B070C17**16 | 45000 | 21 | 9.5 | 44500 | 36400 | 81.8% | 2.32 | 0 | 11 |  |  |  |  | R-410A | 3.75 | Residential & Commercial | USHP | Ducted CEE Tier 1
214271850 | Central HP <5.4 tons | CARRIER | HRCU-A-CB (Split System: Heat Pump with Remote Outdoor Unit-Air-Source) | 25VNA825A*031* | ADP |  | PL36H175P149 | 58TN*B045C17**12 | 23600 | 16 | 8.1 | 20000 | 16300 | 81.5% | 1.94 | 0 | 10.5 |  |  |  |  | R-410A | 1.9667 | Residential & Commercial | USHP | Ducted CEE Tier 1
214271870 | Central HP <5.4 tons | CARRIER | HRCU-A-CB (Split System: Heat Pump with Remote Outdoor Unit-Air-Source) | 25VNA825A*031* | ADP |  | C36A***L159 | 58TN*B070C14**12 | 24000 | 17 | 8.1 | 19600 | 16200 | 82.65% | 2.02 | 0 | 10.5 |  |  |  |  | R-410A | 2 | Residential & Commercial | USHP | Ducted CEE Tier 1
212623997 | Central HP <5.4 tons | COLEMAN | HRCU-A-CB (Split System: Heat Pump with Remote Outdoor Unit-Air-Source) | HMH72B341 | ASPEN |  | D(A,C,E)42C24+TDR | TM9Y080B12MP11 | 30200 | 17.5 | 8.1 | 34000 | 28000 | 82.35% | 2.41 | 0 | 9.1 |  |  |  |  | R-410A | 2.5167 | Residential & Commercial | USHP
212623998 | Central HP <5.4 tons | COLEMAN | HRCU-A-CB (Split System: Heat Pump with Remote Outdoor Unit-Air-Source) | HMH72B341 | ASPEN |  | D(A,C,E)42C34+TDR | TM9Y080B12MP11 | 32800 | 18 | 8.1 | 34000 | 28000 | 82.35% | 2.41 | 0 | 9.5 |  |  |  |  | R-410A | 2.7333 | Residential & Commercial | USHP
212624048 | Central HP <5.4 tons | COLEMAN | HRCU-A-CB (Split System: Heat Pump with Remote Outdoor Unit-Air-Source) | HMH72B341 | ASPEN |  | D(A,C,E)48C24+TDR | TMLE080B12MP11 | 30600 | 17.7 | 8.1 | 34000 | 28000 | 82.35% | 2.41 | 0 | 9 |  |  |  |  | R-410A | 2.55 | Residential & Commercial | USHP
212624101 | Central HP <5.4 tons | COLEMAN | HRCU-A-CB (Split System: Heat Pump with Remote Outdoor Unit-Air-Source) | HMH72B341 | ASPEN |  | D(A,C,E)48D24+TDR | TM9Y100C16MP11 | 32400 | 18 | 8.4 | 34000 | 28400 | 83.53% | 2.75 | 0 | 10 |  |  |  |  | R-410A | 2.7 | Residential & Commercial | USHP | Ducted CEE Tier 1
212624117 | Central HP <5.4 tons | COLEMAN | HRCU-A-CB (Split System: Heat Pump with Remote Outdoor Unit-Air-Source) | HMH72B341 | ASPEN |  | C(A,C,D,E)42C24+TDR | TPLC060A12MP13 | 31600 | 17.5 | 8.1 | 33400 | 28800 | 86.23% | 2.49 | 0 | 9.5 |  |  |  |  | R-410A | 2.6333 | Residential & Commercial | USHP
212624132 | Central HP <5.4 tons | COLEMAN | HRCU-A-CB (Split System: Heat Pump with Remote Outdoor Unit-Air-Source) | HMH72B341 | ASPEN |  | C(A,C,D,E)42C24+TDR | CP9C080B12MP13 | 31400 | 17 | 8.1 | 33600 | 29600 | 88.1% | 2.45 | 0 | 9.5 |  |  |  |  | R-410A | 2.6167 | Residential & Commercial | USHP
212624183 | Central HP <5.4 tons | COLEMAN | HRCU-A-CB (Split System: Heat Pump with Remote Outdoor Unit-Air-Source) | HMH72B341 | ASPEN |  | D(A,C,E)42B34+TDR | TM9Y100C20MP11 | 32400 | 15.5 | 8.1 | 34000 | 27800 | 81.76% | 2.38 | 0 | 9.5 |  |  |  |  | R-410A | 2.7 | Residential & Commercial | USHP
216619282 | Central HP <5.4 tons | FRIEDRICH | HRCU-A-CB (Split System: Heat Pump with Remote Outdoor Unit-Air-Source) | WFPU17Z243C | ADP |  | H,RG33936+AEFE4B* | 0 | 21600 | 16 | 8.85 | 21400 | 16500 | 77.1% | 2.02 | 0 | 10 |  |  |  |  | R-410A | 1.8 | Residential & Commercial | USHP | Ducted CEE Tier 1
214861596 | Central HP <5.4 tons | MDV | HRCU-A-CB (Split System: Heat Pump with Remote Outdoor Unit-Air-Source) | MOE30-60HFN10-M3X |  |  | MVBC-60HWFN10-MD3E-D | 0 | 54000 | 16 | 9 | 56000 | 52000 | 92.86% | 1.8 | 0 | 10 |  |  |  |  | R-454B | 4.5 | Residential & Commercial | USHP | Ducted CEE Tier 1
215438144 | Central HP <5.4 tons | BOSCH | HRCU-A-CB (Split System: Heat Pump with Remote Outdoor Unit-Air-Source) | BOVA-60MTB-M19E | ADP |  | FE*TT7*60+TXV | 0 | 43500 | 15.2 | 8.5 | 44000 | 40000 | 90.91% | 1.8 | 0 | 11.7 |  |  |  |  | R-454B | 3.625 | Residential & Commercial | USHP | Ducted CEE Tier 1
215934840 | Central HP <5.4 tons | DAY & NIGHT | HRCU-A-CB (Split System: Heat Pump with Remote Outdoor Unit-Air-Source) | C5H3V36*K*AAA* |  |  | EVM5X44M21A*+WALLCON | *80CTL0901716B* | 35600 | 22 | 8.5 | 38000 | 28600 | 75.26% | 2.02 | 0 | 12 |  |  |  |  | R-454B | 2.9667 | Residential & Commercial | USHP | Ducted CEE Tier 1
215934890 | Central HP <5.4 tons | DAY & NIGHT | HRCU-A-CB (Split System: Heat Pump with Remote Outdoor Unit-Air-Source) | C5H3V36*K*AAA* |  |  | EVM5X44M21A*+WALLCON | *95CSU1002122B* | 35600 | 22 | 8.5 | 38000 | 28400 | 74.74% | 2.02 | 0 | 12.5 |  |  |  |  | R-454B | 2.9667 | Residential & Commercial | USHP | Ducted CEE Tier 1
216992532 | Central HP <5.4 tons | BRYANT HEATING AND COOLING SYSTEMS | HRCU-A-CB (Split System: Heat Pump with Remote Outdoor Unit-Air-Source) | 293VAN048**AA* | ADP |  | H,PG35*48+TXV | 986TD60080C21*** | 43500 | 20 | 9.5 | 46000 | 36200 | 78.7% | 2 | 0 | 10.5 |  |  |  |  | R-454B | 3.625 | Residential & Commercial | USHP | Ducted CEE Tier 1
216992550 | Central HP <5.4 tons | BRYANT HEATING AND COOLING SYSTEMS | HRCU-A-CB (Split System: Heat Pump with Remote Outdoor Unit-Air-Source) | 293VAN048**AA* | ADP |  | H,PG35*48+TXV | 987TA66120C24*** | 43000 | 21 | 9.35 | 46500 | 36200 | 77.85% | 1.98 | 0 | 10.5 |  |  |  |  | R-454B | 3.5833 | Residential & Commercial | USHP | Ducted CEE Tier 1
216764649 | Central HP <5.4 tons | TRANE | HRCU-A-CB (Split System: Heat Pump with Remote Outdoor Unit-Air-Source) | 5TWR7036A1 |  |  | 5PX*C005AS3 | S8X2C080M5PTC | 33000 | 17.1 | 8.7 | 32800 | 24200 | 73.78% | 2.1 | 0 | 11.7 |  |  |  |  | R-454B | 2.75 | Residential & Commercial | USHP | Ducted CEE Tier 1
216764699 | Central HP <5.4 tons | TRANE | HRCU-A-CB (Split System: Heat Pump with Remote Outdoor Unit-Air-Source) | 5TWR7036A1 |  |  | 5PX*CD09AS3 | S8X2C080M5PTC | 34200 | 17.1 | 9 | 32200 | 24000 | 74.53% | 2.1 | 0 | 12.5 |  |  |  |  | R-454B | 2.85 | Residential & Commercial | USHP | Ducted CEE Tier 1
216035494 | Central HP <5.4 tons | COLEMAN | HRCU-A-CB (Split System: Heat Pump with Remote Outdoor Unit-Air-Source) | HH824E2S11 | ASPEN |  | AE*S+CM30A3J+TDR | 0 | 23000 | 19 | 9 | 22800 | 19900 | 87.28% | 2.67 | 0 | 12 |  |  |  |  | R-454B | 1.9167 | Residential & Commercial | USHP | Ducted CEE Tier 1
209880034 | Central HP <5.4 tons | FUJITSU | HRCU-A-CB (Split System: Heat Pump with Remote Outdoor Unit-Air-Source) | FOP1836MJAZCA |  |  | FCCA6021SZEA | FF96TV510021M4S*A | 34200 | 18 | 8.5 | 34200 | 43000 | 125.7% | 2.2 | 0 | 12.5 |  |  |  |  | R-410A | 2.85 | Residential & Commercial | USHP | Ducted CEE Tier 1
214272322 | Central HP <5.4 tons | CARRIER | HRCU-A-CB (Split System: Heat Pump with Remote Outdoor Unit-Air-Source) | 25VNA837A*030* | ADP |  | V,C36H175P459 | 59MN7C080C17**14 | 32800 | 17 | 8.5 | 31400 | 25000 | 79.62% | 1.98 | 0 | 11 |  |  |  |  | R-410A | 2.7333 | Residential & Commercial | USHP | Ducted CEE Tier 1
214826091 | Central HP <5.4 tons | CHAMPION HEATING AND COOLING | HRCU-A-CB (Split System: Heat Pump with Remote Outdoor Unit-Air-Source) | HH860E2S11 | ADP |  | V,Y60H210P19*+TXV+AEFE5* | 0 | 46000 | 19 | 9 | 44000 | 33600 | 76.36% | 2.1 | 0 | 12 |  |  |  |  | R-454B | 3.8333 | Residential & Commercial | USHP | Ducted CEE Tier 1
216488079 | Central HP <5.4 tons | CHAMPION HEATING AND COOLING | HRCU-A-CB (Split System: Heat Pump with Remote Outdoor Unit-Air-Source) | HH860E2S11 | ADP |  | A60VGA*+TXV | Z8ES080C16SMPS1 | 44500 | 18 | 9 | 42500 | 33000 | 77.65% | 2 | 0 | 12 |  |  |  |  | R-454B | 3.7083 | Residential & Commercial | USHP | Ducted CEE Tier 1
212603148 | Central HP <5.4 tons | DAY & NIGHT | HRCU-A-CB (Split System: Heat Pump with Remote Outdoor Unit-Air-Source) | DLCURAH24ABK | ADP |  | PL36H210P299 | *80VSL0701716A* | 24600 | 17 | 8.5 | 23800 | 20800 | 87.39% | 1.78 | 0 | 10.5 |  |  |  |  | R-410A | 2.05 | Residential & Commercial | USHP | Ducted CEE Tier 1
212603150 | Central HP <5.4 tons | DAY & NIGHT | HRCU-A-CB (Split System: Heat Pump with Remote Outdoor Unit-Air-Source) | DLCURAH24ABK | ADP |  | FG33936 | *80VSL0701716A* | 23800 | 17 | 8.5 | 24400 | 22400 | 91.8% | 1.9 | 0 | 10 |  |  |  |  | R-410A | 1.9833 | Residential & Commercial | USHP | Ducted CEE Tier 1
212603151 | Central HP <5.4 tons | DAY & NIGHT | HRCU-A-CB (Split System: Heat Pump with Remote Outdoor Unit-Air-Source) | DLCURAH24ABK | ADP |  | PL36H175P159 | *80VSL0701716A* | 24000 | 17 | 8.5 | 24400 | 22400 | 91.8% | 1.9 | 0 | 10 |  |  |  |  | R-410A | 2 | Residential & Commercial | USHP | Ducted CEE Tier 1
212603167 | Central HP <5.4 tons | DAY & NIGHT | HRCU-A-CB (Split System: Heat Pump with Remote Outdoor Unit-Air-Source) | DLCURAH24ABK | ADP |  | FG81936 | *80VTL0701716A* | 24400 | 17 | 8.5 | 24000 | 21200 | 88.33% | 1.8 | 0 | 10.5 |  |  |  |  | R-410A | 2.0333 | Residential & Commercial | USHP | Ducted CEE Tier 1
214242325 | Central HP <5.4 tons | CARRIER | HRCU-A-CB (Split System: Heat Pump with Remote Outdoor Unit-Air-Source) | 25VNA825A*032* |  |  | CNPV*4824AL*+UI | 58TN*B090C21**20 | 24200 | 17 | 8.1 | 21200 | 16600 | 78.3% | 2 | 0 | 11 |  |  |  |  | R-410A | 2.0167 | Residential & Commercial | USHP | Ducted CEE Tier 1
210868914 | Central HP <5.4 tons | FUJITSU | HRCU-A-CB (Split System: Heat Pump with Remote Outdoor Unit-Air-Source) | FOP1836MJAZCA |  |  | FCCA6021SZEA | FF75214LT80X | 34200 | 20 | 8.5 | 34200 | 43000 | 125.7% | 2.2 | 0 | 12.5 |  |  |  |  | R-410A | 2.85 | Residential & Commercial | USHP | Ducted CEE Tier 1
215407209 | Central HP <5.4 tons | FRIEDRICH | HRCU-A-CB (Split System: Heat Pump with Remote Outdoor Unit-Air-Source) | WFPU17Z243C | ADP |  | CE3005C+TXV | 0 | 21400 | 16 | 8.75 | 21400 | 16500 | 77.1% | 2 | 0 | 9.5 |  |  |  |  | R-410A | 1.7833 | Residential & Commercial | USHP
215675745 | Central HP <5.4 tons | HEIL | HRCU-A-CB (Split System: Heat Pump with Remote Outdoor Unit-Air-Source) | H5H0V48*K*AAA* |  |  | EVM5X60M21A*+WALLCON | *80CTL1102120B* | 48000 | 19 | 9 | 50000 | 36600 | 73.2% | 2 | 0 | 10.5 |  |  |  |  | R-454B | 4 | Residential & Commercial | USHP | Ducted CEE Tier 1
215389774 | Central HP <5.4 tons | BRYANT HEATING AND COOLING SYSTEMS | HRCU-A-CB (Split System: Heat Pump with Remote Outdoor Unit-Air-Source) | 38MURAQ36AB3* |  |  | CAP**3617AL* | 926TC48060V17*** | 34800 | 15.2 | 8.1 | 38500 | 35200 | 91.43% | 1.8 | 0 | 9.5 |  |  |  |  | R-410A | 2.9 | Residential & Commercial | USHP
213607315 | Central HP <5.4 tons | TOSOT | HRCU-A-CB (Split System: Heat Pump with Remote Outdoor Unit-Air-Source) | TU60-24WADU | ADP |  | F,PE*UU1960 | 0 | 54000 | 15.4 | 9 | 54000 | 41000 | 75.93% | 1.8 | 0 | 10 |  |  |  |  | R-410A | 4.5 | Residential & Commercial | USHP | Ducted CEE Tier 1
215565329 | Central HP <5.4 tons | COLEMAN | HRCU-A-CB (Split System: Heat Pump with Remote Outdoor Unit-Air-Source) | HH860E2S11 | ASPEN |  | D(A,C,E)61A3J+TDR | TL8E100C20UH11 | 42000 | 18 | 8.5 | 45000 | 34000 | 75.56% | 2 | 0 | 11.5 |  |  |  |  | R-454B | 3.5 | Residential & Commercial | USHP | Ducted CEE Tier 1
213753801 | Central HP <5.4 tons | CARRIER | HRCU-A-CB (Split System: Heat Pump with Remote Outdoor Unit-Air-Source) | 38MURAQ36AB3* | ASPEN |  | D(A,C,E)42B34+TDR | 59SC6A100M21**20 | 34400 | 16.5 | 8.5 | 37800 | 31800 | 84.13% | 2.74 | 0 | 9.9 |  |  |  |  | R-410A | 2.8667 | Residential & Commercial | USHP
216990619 | Central HP <5.4 tons | BRYANT HEATING AND COOLING SYSTEMS | HRCU-A-CB (Split System: Heat Pump with Remote Outdoor Unit-Air-Source) | 293VAN048**AA* | ADP |  | C48A***L15*+TXV | 88*TB48090C17*** | 43500 | 20 | 9 | 46500 | 35400 | 76.13% | 1.86 | 0 | 11 |  |  |  |  | R-454B | 3.625 | Residential & Commercial | USHP | Ducted CEE Tier 1
216990628 | Central HP <5.4 tons | BRYANT HEATING AND COOLING SYSTEMS | HRCU-A-CB (Split System: Heat Pump with Remote Outdoor Unit-Air-Source) | 293VAN048**AA* | ADP |  | A60VHA*+TXV | 88*TB60070C21*** | 44500 | 21 | 9.5 | 46500 | 36200 | 77.85% | 2 | 0 | 11 |  |  |  |  | R-454B | 3.7083 | Residential & Commercial | USHP | Ducted CEE Tier 1
216035142 | Central HP <5.4 tons | COLEMAN | HRCU-A-C (Split System: Heat Pump with Remote Outdoor Unit with No Indoor Fan --Air Source) | HH824E2S11 | ASPEN |  | D(A,C,E)24C3J+TDR | 0 | 22400 | 15.2 | 8.5 | 22800 | 21200 | 92.98% | 2.7 | 0 | 11 |  |  |  |  | R-454B | 1.8667 | Residential & Commercial | USHP | Ducted CEE Tier 1
216990521 | Central HP <5.4 tons | BRYANT HEATING AND COOLING SYSTEMS | HRCU-A-CB (Split System: Heat Pump with Remote Outdoor Unit-Air-Source) | 291VAN054**AA* | ADP |  | C60A***L16*+TXV | 88*TB60070C21*** | 48000 | 19 | 10.5 | 51000 | 53500 | 104.9% | 1.92 | 0 | 10.5 |  |  |  |  | R-454B | 4 | Residential & Commercial | USHP | Ducted CEE Tier 1
216990546 | Central HP <5.4 tons | BRYANT HEATING AND COOLING SYSTEMS | HRCU-A-CB (Split System: Heat Pump with Remote Outdoor Unit-Air-Source) | 291VAN054**AA* | ADP |  | C48A***L18*+TXV | 88*TB60110C21*** | 49500 | 19 | 10.5 | 50500 | 52500 | 104% | 1.96 | 0 | 11.5 |  |  |  |  | R-454B | 4.125 | Residential & Commercial | USHP | Ducted CEE Tier 1
212624200 | Central HP <5.4 tons | COLEMAN | HRCU-A-CB (Split System: Heat Pump with Remote Outdoor Unit-Air-Source) | HMH72B341 | ASPEN |  | C(A,C,D,E)48D24+TDR | TM9Y100C16MP11 | 32400 | 18 | 8.5 | 34000 | 28400 | 83.53% | 2.74 | 0 | 10 |  |  |  |  | R-410A | 2.7 | Residential & Commercial | USHP | Ducted CEE Tier 1
212624216 | Central HP <5.4 tons | COLEMAN | HRCU-A-CB (Split System: Heat Pump with Remote Outdoor Unit-Air-Source) | HMH72B341 | ASPEN |  | C(A,C,D,E)48C24+TDR | TM8E040A12MP11 | 32000 | 18 | 8.1 | 33400 | 29000 | 86.83% | 2.48 | 0 | 10 |  |  |  |  | R-410A | 2.6667 | Residential & Commercial | USHP | Ducted CEE Tier 1
212624268 | Central HP <5.4 tons | COLEMAN | HRCU-A-CB (Split System: Heat Pump with Remote Outdoor Unit-Air-Source) | HMH72B341 | ASPEN |  | D(A,C,E)42D34+TDR | TMLE080C16MP11 | 33000 | 18 | 8.1 | 33000 | 29000 | 87.88% | 2.49 | 0 | 10 |  |  |  |  | R-410A | 2.75 | Residential & Commercial | USHP | Ducted CEE Tier 1
212624433 | Central HP <5.4 tons | COLEMAN | HRCU-A-CB (Split System: Heat Pump with Remote Outdoor Unit-Air-Source) | HMH72B341 | ASPEN |  | D(A,C,E)48C34+TDR | TM8E120C16MP11 | 33200 | 18 | 8.5 | 34000 | 28800 | 84.71% | 2.79 | 0 | 10 |  |  |  |  | R-410A | 2.7667 | Residential & Commercial | USHP | Ducted CEE Tier 1
212624498 | Central HP <5.4 tons | COLEMAN | HRCU-A-CB (Split System: Heat Pump with Remote Outdoor Unit-Air-Source) | HMH72B341 | ASPEN |  | D(A,C,E)48C24+TDR | CPLC080C16MP13 | 30600 | 17.2 | 8.1 | 33800 | 27400 | 81.07% | 2.47 | 0 | 9.6 |  |  |  |  | R-410A | 2.55 | Residential & Commercial | USHP
212624518 | Central HP <5.4 tons | COLEMAN | HRCU-A-CB (Split System: Heat Pump with Remote Outdoor Unit-Air-Source) | HMH72B341 | ASPEN |  | C(A,C,D,E)48D24+TDR | CPLC100C16MP13 | 31000 | 17.3 | 8.1 | 33800 | 27400 | 81.07% | 2.47 | 0 | 9.7 |  |  |  |  | R-410A | 2.5833 | Residential & Commercial | USHP
212624532 | Central HP <5.4 tons | COLEMAN | HRCU-A-CB (Split System: Heat Pump with Remote Outdoor Unit-Air-Source) | HMH72B341 | ASPEN |  | D(A,C,E)36D34+TDR | CPLC100C16MP13 | 32800 | 17.5 | 8.1 | 33800 | 27400 | 81.07% | 2.47 | 0 | 10 |  |  |  |  | R-410A | 2.7333 | Residential & Commercial | USHP | Ducted CEE Tier 1
212624582 | Central HP <5.4 tons | COLEMAN | HRCU-A-CB (Split System: Heat Pump with Remote Outdoor Unit-Air-Source) | HMH72B341 | ASPEN |  | D(A,C,E)42A44+TDR | TM8V080C16MP12 | 32400 | 17.5 | 8.5 | 34000 | 27400 | 80.59% | 2.67 | 0 | 10 |  |  |  |  | R-410A | 2.7 | Residential & Commercial | USHP | Ducted CEE Tier 1
214861588 | Central HP <5.4 tons | MDV | HRCU-A-CB (Split System: Heat Pump with Remote Outdoor Unit-Air-Source) | MOX430-24HFN10-M3X |  |  | MVBDM-24HWFN10-WA3-D | 0 | 24000 | 18.6 | 10 | 24000 | 20600 | 85.83% | 2.14 | 0 | 12 |  |  |  |  | R-454B | 2 | Residential & Commercial | USHP | Ducted CEE Tier 1
216990576 | Central HP <5.4 tons | BRYANT HEATING AND COOLING SYSTEMS | HRCU-A-CB (Split System: Heat Pump with Remote Outdoor Unit-Air-Source) | 293VAN036**AA* | ADP |  | V,C36H175P15*+TXV | 88*TB48070C17*** | 32600 | 19 | 9.5 | 33600 | 26600 | 79.17% | 2 | 0 | 11 |  |  |  |  | R-454B | 2.7167 | Residential & Commercial | USHP | Ducted CEE Tier 1
216990594 | Central HP <5.4 tons | BRYANT HEATING AND COOLING SYSTEMS | HRCU-A-CB (Split System: Heat Pump with Remote Outdoor Unit-Air-Source) | 293VAN036**AA* | ADP |  | C36A***L53*+TXV | 88*TB48090C17*** | 33400 | 20 | 9.5 | 33000 | 26000 | 78.79% | 2.04 | 0 | 11.5 |  |  |  |  | R-454B | 2.7833 | Residential & Commercial | USHP | Ducted CEE Tier 1
212391592 | Central HP <5.4 tons | KEEPRITE | HRCU-A-CB (Split System: Heat Pump with Remote Outdoor Unit-Air-Source) | DLCURAH24ABK | ADP |  | H,GE31(1,2)30+TXV | *92ESN0801716A* | 23800 | 17 | 8.5 | 25200 | 23400 | 92.86% | 1.96 | 0 | 10 |  |  |  |  | R-410A | 1.9833 | Residential & Commercial | USHP | Ducted CEE Tier 1
212391624 | Central HP <5.4 tons | KEEPRITE | HRCU-A-CB (Split System: Heat Pump with Remote Outdoor Unit-Air-Source) | DLCURAH24ABK | ADP |  | H,GE22(1,2)24+TXV | *92ESN0601714A* | 23000 | 16 | 8.5 | 25200 | 23400 | 92.86% | 1.96 | 0 | 9.5 |  |  |  |  | R-410A | 1.9167 | Residential & Commercial | USHP
213753358 | Central HP <5.4 tons | CARRIER | HRCU-A-CB (Split System: Heat Pump with Remote Outdoor Unit-Air-Source) | 38MURAQ30AB3* | ASPEN |  | D(A,C,E)30D44+TDR | 59SC2E060M17**14 | 29200 | 15.2 | 8.1 | 33400 | 23800 | 71.26% | 2.77 | 0 | 8.9 |  |  |  |  | R-410A | 2.4333 | Residential & Commercial | USHP
215933610 | Central HP <5.4 tons | DAY & NIGHT | HRCU-A-CB (Split System: Heat Pump with Remote Outdoor Unit-Air-Source) | C5H3V36*K*AAA* |  |  | ESH5X48M12A*+WALLCON | *95CSU0601716B* | 33600 | 19 | 9 | 35200 | 27000 | 76.7% | 1.92 | 0 | 11 |  |  |  |  | R-454B | 2.8 | Residential & Commercial | USHP | Ducted CEE Tier 1
216618738 | Central HP <5.4 tons | FRIEDRICH | HRCU-A-CB (Split System: Heat Pump with Remote Outdoor Unit-Air-Source) | WFPU18Z363C | ADP |  | V,G36H***D129+AEFE3A* | 0 | 32400 | 17 | 9.05 | 33000 | 25600 | 77.58% | 1.96 | 0 | 9.5 |  |  |  |  | R-410A | 2.7 | Residential & Commercial | USHP
216618736 | Central HP <5.4 tons | FRIEDRICH | HRCU-A-CB (Split System: Heat Pump with Remote Outdoor Unit-Air-Source) | WFPU17Z243C | ADP |  | V,G36H175D149+AEFE4B* | 0 | 22000 | 16 | 9 | 21400 | 16500 | 77.1% | 2.04 | 0 | 10 |  |  |  |  | R-410A | 1.8333 | Residential & Commercial | USHP | Ducted CEE Tier 1
215413748 | Central HP <5.4 tons | BOSCH | HRCU-A-CB (Split System: Heat Pump with Remote Outdoor Unit-Air-Source) | BOVD-36HDN1-M20G | ADP |  | HG8J936+AEFE3A* | 0 | 23400 | 19 | 9.5 | 22400 | 17200 | 76.79% | 2 | 0 | 12.5 |  |  |  |  | R-410A | 1.95 | Residential & Commercial | USHP | Ducted CEE Tier 1
214861602 | Central HP <5.4 tons | MDV | HRCU-A-CB (Split System: Heat Pump with Remote Outdoor Unit-Air-Source) | MOX630-60HFN10-M3 |  |  | MVBC-60HWFN10-MD3E-D | 0 | 54000 | 15.2 | 8.4 | 54000 | 38000 | 70.37% | 1.8 | 0 | 8.6 |  |  |  |  | R-454B | 4.5 | Residential & Commercial | USHP
212627944 | Central HP <5.4 tons | COLEMAN | HRCU-A-CB (Split System: Heat Pump with Remote Outdoor Unit-Air-Source) | HMH72B341 | ASPEN |  | D(A,C,E)42B36+TDR | TM8Y080C16MP11 | 32400 | 18.5 | 8.5 | 34000 | 27400 | 80.59% | 2.67 | 0 | 10 |  |  |  |  | R-410A | 2.7 | Residential & Commercial | USHP | Ducted CEE Tier 1
212627958 | Central HP <5.4 tons | COLEMAN | HRCU-A-CB (Split System: Heat Pump with Remote Outdoor Unit-Air-Source) | HMH72B341 | ASPEN |  | C(A,C,D,E)36C36+TDR | TM8Y100C16MP11 | 32400 | 18.5 | 8.5 | 34000 | 27400 | 80.59% | 2.67 | 0 | 10 |  |  |  |  | R-410A | 2.7 | Residential & Commercial | USHP | Ducted CEE Tier 1
214861579 | Central HP <5.4 tons | MDV | HRCU-A-CB (Split System: Heat Pump with Remote Outdoor Unit-Air-Source) | MOE30-48HFN10-M2 |  |  | MVBC-48HWFN10-MD2-D | 0 | 48000 | 17.7 | 10 | 50000 | 35200 | 70.4% | 1.9 | 0 | 10 |  |  |  |  | R-454B | 4 | Residential & Commercial | USHP | Ducted CEE Tier 1
215431143 | Central HP <5.4 tons | FRIEDRICH | HRCU-A-CB (Split System: Heat Pump with Remote Outdoor Unit-Air-Source) | WFPU18Z363C | ADP |  | A36VDA+TXV+AEFE4B* | 0 | 33800 | 18 | 9.4 | 33400 | 25600 | 76.65% | 2.04 | 0 | 10 |  |  |  |  | R-410A | 2.8167 | Residential & Commercial | USHP | Ducted CEE Tier 1
215933050 | Central HP <5.4 tons | DAY & NIGHT | HRCU-A-CB (Split System: Heat Pump with Remote Outdoor Unit-Air-Source) | C5H3V36*K*AAA* |  |  | ESH5X36M12A*+WALLCON | *80CSU1002120A* | 33200 | 18.5 | 9 | 35000 | 26800 | 76.57% | 1.92 | 0 | 11 |  |  |  |  | R-454B | 2.7667 | Residential & Commercial | USHP | Ducted CEE Tier 1
215934800 | Central HP <5.4 tons | DAY & NIGHT | HRCU-A-CB (Split System: Heat Pump with Remote Outdoor Unit-Air-Source) | C5H3V36*K*AAA* |  |  | EVM5X44M21A*+WALLCON | *80CSU1002120A* | 35600 | 21.5 | 8.5 | 38000 | 28800 | 75.79% | 2.02 | 0 | 12 |  |  |  |  | R-454B | 2.9667 | Residential & Commercial | USHP | Ducted CEE Tier 1
215438163 | Central HP <5.4 tons | CHAMPION HEATING AND COOLING | HRCU-A-CB (Split System: Heat Pump with Remote Outdoor Unit-Air-Source) | HH860E2S11 | ADP |  | FE*CC3*60+TXV | 0 | 53000 | 19 | 8.75 | 52000 | 38000 | 73.08% | 1.96 | 0 | 11.4 |  |  |  |  | R-454B | 4.4167 | Residential & Commercial | USHP | Ducted CEE Tier 1
216035492 | Central HP <5.4 tons | COLEMAN | HRCU-A-CB (Split System: Heat Pump with Remote Outdoor Unit-Air-Source) | HH824E2S11 | ASPEN |  | AE*S+CM24A3J+TDR | 0 | 22600 | 19 | 8.5 | 22800 | 20000 | 87.72% | 2.68 | 0 | 12 |  |  |  |  | R-454B | 1.8833 | Residential & Commercial | USHP | Ducted CEE Tier 1
215382918 | Central HP <5.4 tons | FRIEDRICH | HRCU-A-C (Split System: Heat Pump with Remote Outdoor Unit with No Indoor Fan --Air Source) | WFPU18Z483C | ADP |  | H,RG84948+TD | 0 | 41500 | 15.2 | 8.55 | 40000 | 34200 | 85.5% | 1.94 | 0 | 11 |  |  |  |  | R-410A | 3.4583 | Residential & Commercial | USHP | Ducted CEE Tier 1
214771859 | Central HP <5.4 tons | ECOER | HRCU-A-CB (Split System: Heat Pump with Remote Outdoor Unit-Air-Source) | EODA19H-4860A | ADP |  | HG49960+AEFE5* | 0 | 42000 | 15.2 | 8.6 | 41000 | 32000 | 78.05% | 1.9 | 0 | 11.7 |  |  |  |  | R-410A | 3.5 | Residential & Commercial | USHP | Ducted CEE Tier 1
215382919 | Central HP <5.4 tons | FRIEDRICH | HRCU-A-C (Split System: Heat Pump with Remote Outdoor Unit with No Indoor Fan --Air Source) | WFPU18Z483C | ADP |  | H,RG86960+TD | 0 | 41500 | 15.2 | 8.55 | 40000 | 34200 | 85.5% | 1.94 | 0 | 11 |  |  |  |  | R-410A | 3.4583 | Residential & Commercial | USHP | Ducted CEE Tier 1
215431168 | Central HP <5.4 tons | FRIEDRICH | HRCU-A-CB (Split System: Heat Pump with Remote Outdoor Unit-Air-Source) | WFPU18Z483C | ADP |  | V,R60H210P199+AEFE5* | 0 | 47500 | 17 | 8.45 | 45000 | 32600 | 72.44% | 1.9 | 0 | 10 |  |  |  |  | R-410A | 3.9583 | Residential & Commercial | USHP | Ducted CEE Tier 1
215382868 | Central HP <5.4 tons | FRIEDRICH | HRCU-A-CB (Split System: Heat Pump with Remote Outdoor Unit-Air-Source) | WFPU17Z243C | ADP |  | F,PE*E31924 | 0 | 20800 | 16 | 8.6 | 21200 | 16500 | 77.83% | 1.96 | 0 | 9.5 |  |  |  |  | R-410A | 1.7333 | Residential & Commercial | USHP
215382869 | Central HP <5.4 tons | FRIEDRICH | HRCU-A-CB (Split System: Heat Pump with Remote Outdoor Unit-Air-Source) | WFPU17Z243C | ADP |  | F,PE*E32930 | 0 | 21400 | 16 | 8.75 | 21400 | 16500 | 77.1% | 2 | 0 | 9.5 |  |  |  |  | R-410A | 1.7833 | Residential & Commercial | USHP
216774363 | Central HP <5.4 tons | BOSCH | HRCU-A-CB (Split System: Heat Pump with Remote Outdoor Unit-Air-Source) | BOVA-60MTB-M19E | ADP |  | PL48H175P38*+TXV+AEFE4B* | 0 | 47500 | 18 | 9.9 | 46500 | 48000 | 103.2% | 2.08 | 0 | 11.7 |  |  |  |  | R-454B | 3.9583 | Residential & Commercial | USHP | Ducted CEE Tier 1
213753707 | Central HP <5.4 tons | CARRIER | HRCU-A-CB (Split System: Heat Pump with Remote Outdoor Unit-Air-Source) | 38MURAQ36AB3* | ASPEN |  | D(A,C,E)36B34+TDR | 58S(B,C)*B155M24**20 | 35000 | 16.5 | 8.1 | 38500 | 31800 | 82.6% | 2.71 | 0 | 10.5 |  |  |  |  | R-410A | 2.9167 | Residential & Commercial | USHP | Ducted CEE Tier 1
213753748 | Central HP <5.4 tons | CARRIER | HRCU-A-CB (Split System: Heat Pump with Remote Outdoor Unit-Air-Source) | 38MURAQ36AB3* | ASPEN |  | D(A,C,E)36B34+TDR | 59SC2E060M14**12 | 35000 | 15.5 | 8.1 | 38500 | 32400 | 84.16% | 2.51 | 0 | 9 |  |  |  |  | R-410A | 2.9167 | Residential & Commercial | USHP
213753809 | Central HP <5.4 tons | CARRIER | HRCU-A-CB (Split System: Heat Pump with Remote Outdoor Unit-Air-Source) | 38MURAQ36AB3* | ASPEN |  | D(A,C,E)36B34+TDR | 59SC6A120M24**22 | 34600 | 16.5 | 8.1 | 38500 | 31800 | 82.6% | 2.7 | 0 | 10 |  |  |  |  | R-410A | 2.8833 | Residential & Commercial | USHP | Ducted CEE Tier 1
216488085 | Central HP <5.4 tons | CHAMPION HEATING AND COOLING | HRCU-A-CB (Split System: Heat Pump with Remote Outdoor Unit-Air-Source) | HH860E2S11 | ADP |  | A60VGA*+TXV | Z8ES100C20SMPS1 | 44500 | 18 | 9 | 42500 | 33000 | 77.65% | 2 | 0 | 12 |  |  |  |  | R-454B | 3.7083 | Residential & Commercial | USHP | Ducted CEE Tier 1
215818599 | Central HP <5.4 tons | CHAMPION HEATING AND COOLING | HRCU-A-CB (Split System: Heat Pump with Remote Outdoor Unit-Air-Source) | HH860E2S11 | ADP |  | BV**C6*60+TXV | 0 | 53000 | 18 | 8.85 | 52000 | 38000 | 73.08% | 1.98 | 0 | 11 |  |  |  |  | R-454B | 4.4167 | Residential & Commercial | USHP | Ducted CEE Tier 1
213753597 | Central HP <5.4 tons | CARRIER | HRCU-A-CB (Split System: Heat Pump with Remote Outdoor Unit-Air-Source) | 38MURAQ30AB3* | ASPEN |  | D(A,C,E)30C44+TDR | 59TP6C080V21**20 | 29000 | 15.2 | 8.1 | 33400 | 23800 | 71.26% | 2.8 | 0 | 8.9 |  |  |  |  | R-410A | 2.4167 | Residential & Commercial | USHP
213753617 | Central HP <5.4 tons | CARRIER | HRCU-A-CB (Split System: Heat Pump with Remote Outdoor Unit-Air-Source) | 38MURAQ30AB3* | ASPEN |  | D(A,C,E)42B34+TDR | 59TP6C100V21**20 | 29600 | 15.2 | 8.5 | 34200 | 24200 | 70.76% | 2.69 | 0 | 9 |  |  |  |  | R-410A | 2.4667 | Residential & Commercial | USHP
212624601 | Central HP <5.4 tons | COLEMAN | HRCU-A-CB (Split System: Heat Pump with Remote Outdoor Unit-Air-Source) | HMH72B341 | ASPEN |  | C(A,C,D,E)36A44+TDR | TM8V100C16MP12 | 32000 | 17.5 | 8.5 | 34000 | 27400 | 80.59% | 2.67 | 0 | 9.9 |  |  |  |  | R-410A | 2.6667 | Residential & Commercial | USHP
212624633 | Central HP <5.4 tons | COLEMAN | HRCU-A-CB (Split System: Heat Pump with Remote Outdoor Unit-Air-Source) | HMH72B341 | ASPEN |  | D(A,C,E)48D24+TDR | TM8V100C16MP12 | 31000 | 17.3 | 8.5 | 34000 | 27400 | 80.59% | 2.67 | 0 | 9.7 |  |  |  |  | R-410A | 2.5833 | Residential & Commercial | USHP
212624667 | Central HP <5.4 tons | COLEMAN | HRCU-A-CB (Split System: Heat Pump with Remote Outdoor Unit-Air-Source) | HMH72B341 | ASPEN |  | D(A,C,E)42A44+TDR | TMLV100C16MP12 | 32400 | 17.5 | 8.1 | 33800 | 27400 | 81.07% | 2.47 | 0 | 10 |  |  |  |  | R-410A | 2.7 | Residential & Commercial | USHP | Ducted CEE Tier 1
212624669 | Central HP <5.4 tons | COLEMAN | HRCU-A-CB (Split System: Heat Pump with Remote Outdoor Unit-Air-Source) | HMH72B341 | ASPEN |  | D(A,C,E)42C24+TDR | TMLV100C16MP12 | 30200 | 17 | 8.1 | 33800 | 27400 | 81.07% | 2.47 | 0 | 9 |  |  |  |  | R-410A | 2.5167 | Residential & Commercial | USHP
212624699 | Central HP <5.4 tons | COLEMAN | HRCU-A-CB (Split System: Heat Pump with Remote Outdoor Unit-Air-Source) | HMH72B341 | ASPEN |  | D(A,C,E)42C34+TDR | TPLC080C16MP13 | 32800 | 17.5 | 8.1 | 33800 | 27400 | 81.07% | 2.47 | 0 | 10 |  |  |  |  | R-410A | 2.7333 | Residential & Commercial | USHP | Ducted CEE Tier 1
212624767 | Central HP <5.4 tons | COLEMAN | HRCU-A-CB (Split System: Heat Pump with Remote Outdoor Unit-Air-Source) | HMH72B341 | ASPEN |  | C(A,C,D,E)36B34+TDR | TL8E080C16UH11 | 32000 | 17.5 | 8.5 | 34000 | 27800 | 81.76% | 2.68 | 0 | 9.9 |  |  |  |  | R-410A | 2.6667 | Residential & Commercial | USHP
212624783 | Central HP <5.4 tons | COLEMAN | HRCU-A-CB (Split System: Heat Pump with Remote Outdoor Unit-Air-Source) | HMH72B341 | ASPEN |  | D(A,C,E)36A44+TDR | TL8E080C16UH11 | 32000 | 17.5 | 8.5 | 34000 | 27800 | 81.76% | 2.68 | 0 | 9.9 |  |  |  |  | R-410A | 2.6667 | Residential & Commercial | USHP
212624785 | Central HP <5.4 tons | COLEMAN | HRCU-A-CB (Split System: Heat Pump with Remote Outdoor Unit-Air-Source) | HMH72B341 | ASPEN |  | D(A,C,E)36B44+TDR | TL8E080C16UH11 | 33000 | 17.5 | 8.5 | 34000 | 27800 | 81.76% | 2.68 | 0 | 10 |  |  |  |  | R-410A | 2.75 | Residential & Commercial | USHP | Ducted CEE Tier 1
212624851 | Central HP <5.4 tons | COLEMAN | HRCU-A-CB (Split System: Heat Pump with Remote Outdoor Unit-Air-Source) | HMH72B341 | ASPEN |  | D(A,C,E)48D24+TDR | TL9E080C16UH11 | 30800 | 17.3 | 8.5 | 34000 | 28000 | 82.35% | 2.66 | 0 | 9.2 |  |  |  |  | R-410A | 2.5667 | Residential & Commercial | USHP
212624866 | Central HP <5.4 tons | COLEMAN | HRCU-A-CB (Split System: Heat Pump with Remote Outdoor Unit-Air-Source) | HMH72B341 | ASPEN |  | C(A,C,D,E)36A44+TDR | CP9C100C16MP13 | 32000 | 17.5 | 8.1 | 34000 | 27400 | 80.59% | 2.47 | 0 | 9.9 |  |  |  |  | R-410A | 2.6667 | Residential & Commercial | USHP
212624884 | Central HP <5.4 tons | COLEMAN | HRCU-A-CB (Split System: Heat Pump with Remote Outdoor Unit-Air-Source) | HMH72B341 | ASPEN |  | D(A,C,E)36C34+TDR | CP9C100C16MP13 | 32400 | 17.5 | 8.1 | 34000 | 27400 | 80.59% | 2.47 | 0 | 10 |  |  |  |  | R-410A | 2.7 | Residential & Commercial | USHP | Ducted CEE Tier 1
212624885 | Central HP <5.4 tons | COLEMAN | HRCU-A-CB (Split System: Heat Pump with Remote Outdoor Unit-Air-Source) | HMH72B341 | ASPEN |  | D(A,C,E)36D24+TDR | CP9C100C16MP13 | 30200 | 17 | 8.1 | 34000 | 27400 | 80.59% | 2.47 | 0 | 9 |  |  |  |  | R-410A | 2.5167 | Residential & Commercial | USHP
212624902 | Central HP <5.4 tons | COLEMAN | HRCU-A-CB (Split System: Heat Pump with Remote Outdoor Unit-Air-Source) | HMH72B341 | ASPEN |  | C(A,C,D,E)36A44+TDR | TM8Y080C16MP11 | 32000 | 18.5 | 8.5 | 34000 | 27400 | 80.59% | 2.67 | 0 | 9.9 |  |  |  |  | R-410A | 2.6667 | Residential & Commercial | USHP
212624933 | Central HP <5.4 tons | COLEMAN | HRCU-A-CB (Split System: Heat Pump with Remote Outdoor Unit-Air-Source) | HMH72B341 | ASPEN |  | D(A,C,E)36D34+TDR | TM8Y080C16MP11 | 32800 | 18.5 | 8.5 | 34000 | 27400 | 80.59% | 2.67 | 0 | 10 |  |  |  |  | R-410A | 2.7333 | Residential & Commercial | USHP | Ducted CEE Tier 1
212624966 | Central HP <5.4 tons | COLEMAN | HRCU-A-CB (Split System: Heat Pump with Remote Outdoor Unit-Air-Source) | HMH72B341 | ASPEN |  | C(A,C,D,E)36B24+TDR | TM8Y100C16MP11 | 29200 | 17.7 | 8.5 | 34000 | 27400 | 80.59% | 2.67 | 0 | 9.4 |  |  |  |  | R-410A | 2.4333 | Residential & Commercial | USHP
212624986 | Central HP <5.4 tons | COLEMAN | HRCU-A-CB (Split System: Heat Pump with Remote Outdoor Unit-Air-Source) | HMH72B341 | ASPEN |  | C(A,C,D,E)48C24+TDR | TM8Y100C16MP11 | 30600 | 18.1 | 8.5 | 34000 | 27400 | 80.59% | 2.67 | 0 | 9.6 |  |  |  |  | R-410A | 2.55 | Residential & Commercial | USHP
212625020 | Central HP <5.4 tons | COLEMAN | HRCU-A-CB (Split System: Heat Pump with Remote Outdoor Unit-Air-Source) | HMH72B341 | ASPEN |  | D(A,C,E)48C24+TDR | TM8Y100C16MP11 | 30600 | 18.1 | 8.5 | 34000 | 27400 | 80.59% | 2.67 | 0 | 9.6 |  |  |  |  | R-410A | 2.55 | Residential & Commercial | USHP
212625067 | Central HP <5.4 tons | COLEMAN | HRCU-A-CB (Split System: Heat Pump with Remote Outdoor Unit-Air-Source) | HMH72B341 | ASPEN |  | D(A,C,E)42C24+TDR | TM9V100C16MP12 | 30200 | 17 | 8.5 | 34000 | 27400 | 80.59% | 2.67 | 0 | 9 |  |  |  |  | R-410A | 2.5167 | Residential & Commercial | USHP
212625120 | Central HP <5.4 tons | COLEMAN | HRCU-A-CB (Split System: Heat Pump with Remote Outdoor Unit-Air-Source) | HMH72B341 | ASPEN |  | D(A,C,E)36C34+TDR | TP9C100C16MP13 | 32400 | 17.5 | 8.1 | 34000 | 27400 | 80.59% | 2.47 | 0 | 10 |  |  |  |  | R-410A | 2.7 | Residential & Commercial | USHP | Ducted CEE Tier 1
212625135 | Central HP <5.4 tons | COLEMAN | HRCU-A-CB (Split System: Heat Pump with Remote Outdoor Unit-Air-Source) | HMH72B341 | ASPEN |  | D(A,C,E)42C34+TDR | TP9C100C16MP13 | 32800 | 17.5 | 8.1 | 34000 | 27400 | 80.59% | 2.47 | 0 | 10 |  |  |  |  | R-410A | 2.7333 | Residential & Commercial | USHP | Ducted CEE Tier 1
212625150 | Central HP <5.4 tons | COLEMAN | HRCU-A-CB (Split System: Heat Pump with Remote Outdoor Unit-Air-Source) | HMH72B341 | ASPEN |  | D(A,C,E)48D24+TDR | TP9C100C16MP13 | 31000 | 17.3 | 8.1 | 34000 | 27400 | 80.59% | 2.47 | 0 | 9.7 |  |  |  |  | R-410A | 2.5833 | Residential & Commercial | USHP
212625170 | Central HP <5.4 tons | COLEMAN | HRCU-A-CB (Split System: Heat Pump with Remote Outdoor Unit-Air-Source) | HMH72B341 | ASPEN |  | D(A,C,E)42D34+TDR | TL9E100C20UH11 | 33400 | 17 | 8.5 | 34000 | 29200 | 85.88% | 2.81 | 0 | 10 |  |  |  |  | R-410A | 2.7833 | Residential & Commercial | USHP | Ducted CEE Tier 1
212625236 | Central HP <5.4 tons | COLEMAN | HRCU-A-CB (Split System: Heat Pump with Remote Outdoor Unit-Air-Source) | HMH72B341 | ASPEN |  | C(A,C,D,E)36C24+TDR | TL8E100C20UH11 | 29600 | 16.9 | 8.5 | 34000 | 27400 | 80.59% | 2.69 | 0 | 9.5 |  |  |  |  | R-410A | 2.4667 | Residential & Commercial | USHP
212625251 | Central HP <5.4 tons | COLEMAN | HRCU-A-CB (Split System: Heat Pump with Remote Outdoor Unit-Air-Source) | HMH72B341 | ASPEN |  | C(A,C,D,E)48C24+TDR | TL8E100C20UH11 | 30600 | 17.1 | 8.5 | 34000 | 27400 | 80.59% | 2.69 | 0 | 9.6 |  |  |  |  | R-410A | 2.55 | Residential & Commercial | USHP
212625253 | Central HP <5.4 tons | COLEMAN | HRCU-A-CB (Split System: Heat Pump with Remote Outdoor Unit-Air-Source) | HMH72B341 | ASPEN |  | C(A,C,D,E)48D24+TDR | TL8E100C20UH11 | 31000 | 17.3 | 8.5 | 34000 | 27400 | 80.59% | 2.69 | 0 | 9.7 |  |  |  |  | R-410A | 2.5833 | Residential & Commercial | USHP
212625285 | Central HP <5.4 tons | COLEMAN | HRCU-A-CB (Split System: Heat Pump with Remote Outdoor Unit-Air-Source) | HMH72B341 | ASPEN |  | D(A,C,E)48C24+TDR | TL8E100C20UH11 | 30600 | 17.1 | 8.5 | 34000 | 27400 | 80.59% | 2.69 | 0 | 9.6 |  |  |  |  | R-410A | 2.55 | Residential & Commercial | USHP
212625337 | Central HP <5.4 tons | COLEMAN | HRCU-A-CB (Split System: Heat Pump with Remote Outdoor Unit-Air-Source) | HMH72B341 | ASPEN |  | C(A,C,D,E)42D24+TDR | CP9C100C20MP13 | 30400 | 17.1 | 8.1 | 34000 | 28400 | 83.53% | 2.46 | 0 | 9 |  |  |  |  | R-410A | 2.5333 | Residential & Commercial | USHP
212625401 | Central HP <5.4 tons | COLEMAN | HRCU-A-CB (Split System: Heat Pump with Remote Outdoor Unit-Air-Source) | HMH72B341 | ASPEN |  | D(A,C,E)36D34+TDR | TM9V100C20MP12 | 32800 | 17.5 | 8.5 | 34000 | 28400 | 83.53% | 2.7 | 0 | 9.5 |  |  |  |  | R-410A | 2.7333 | Residential & Commercial | USHP
212625437 | Central HP <5.4 tons | COLEMAN | HRCU-A-CB (Split System: Heat Pump with Remote Outdoor Unit-Air-Source) | HMH72B341 | ASPEN |  | C(A,C,D,E)42C24+TDR | TP9C100C20MP13 | 30000 | 17 | 8.1 | 34000 | 28400 | 83.53% | 2.46 | 0 | 9 |  |  |  |  | R-410A | 2.5 | Residential & Commercial | USHP
212625452 | Central HP <5.4 tons | COLEMAN | HRCU-A-CB (Split System: Heat Pump with Remote Outdoor Unit-Air-Source) | HMH72B341 | ASPEN |  | D(A,C,E)36D34+TDR | TP9C100C20MP13 | 32800 | 17.5 | 8.1 | 34000 | 28400 | 83.53% | 2.46 | 0 | 9.5 |  |  |  |  | R-410A | 2.7333 | Residential & Commercial | USHP
212625454 | Central HP <5.4 tons | COLEMAN | HRCU-A-CB (Split System: Heat Pump with Remote Outdoor Unit-Air-Source) | HMH72B341 | ASPEN |  | D(A,C,E)42A44+TDR | TP9C100C20MP13 | 32400 | 17.5 | 8.1 | 34000 | 28400 | 83.53% | 2.46 | 0 | 9.5 |  |  |  |  | R-410A | 2.7 | Residential & Commercial | USHP
212625504 | Central HP <5.4 tons | COLEMAN | HRCU-A-CB (Split System: Heat Pump with Remote Outdoor Unit-Air-Source) | HMH72B341 | ASPEN |  | C(A,C,D,E)48A26+TDR | TM8V120C20MP12 | 29000 | 15.8 | 8.4 | 32000 | 27400 | 85.62% | 2.7 | 0 | 8.5 |  |  |  |  | R-410A | 2.4167 | Residential & Commercial | USHP
213752167 | Central HP <5.4 tons | CARRIER | HRCU-A-CB (Split System: Heat Pump with Remote Outdoor Unit-Air-Source) | 38MURAQ24AA3* | ASPEN |  | D(A,C,E)30B34+TDR | 58S(B,C)*B070M14**12 | 23400 | 16.5 | 8.1 | 24800 | 22400 | 90.32% | 2.9 | 0 | 9.5 |  |  |  |  | R-410A | 1.95 | Residential & Commercial | USHP
213752251 | Central HP <5.4 tons | CARRIER | HRCU-A-CB (Split System: Heat Pump with Remote Outdoor Unit-Air-Source) | 38MURAQ24AA3* | ASPEN |  | D(A,C,E)30C44+TDR | 58S(B,C)*B090M21**20 | 23800 | 16.5 | 8.1 | 24800 | 22400 | 90.32% | 2.89 | 0 | 9 |  |  |  |  | R-410A | 1.9833 | Residential & Commercial | USHP
212625518 | Central HP <5.4 tons | COLEMAN | HRCU-A-CB (Split System: Heat Pump with Remote Outdoor Unit-Air-Source) | HMH72B341 | ASPEN |  | C(A,C,D,E)42A26+TDR | TMLV120C20MP12 | 28600 | 15.6 | 8.1 | 32000 | 27600 | 86.25% | 2.44 | 0 | 8.4 |  |  |  |  | R-410A | 2.3833 | Residential & Commercial | USHP
212625535 | Central HP <5.4 tons | COLEMAN | HRCU-A-CB (Split System: Heat Pump with Remote Outdoor Unit-Air-Source) | HMH72B341 | ASPEN |  | D(A,C,E)42A36+TDR | TM9Y120D20MP11 | 31400 | 16.4 | 8.4 | 32200 | 28000 | 86.96% | 2.74 | 0 | 9.3 |  |  |  |  | R-410A | 2.6167 | Residential & Commercial | USHP
212625568 | Central HP <5.4 tons | COLEMAN | HRCU-A-CB (Split System: Heat Pump with Remote Outdoor Unit-Air-Source) | HMH72B341 | ASPEN |  | C(A,C,D,E)42B36+TDR | TM8V100C20MP12 | 31600 | 16.5 | 8.1 | 32200 | 27600 | 85.71% | 2.44 | 0 | 8.9 |  |  |  |  | R-410A | 2.6333 | Residential & Commercial | USHP
212625570 | Central HP <5.4 tons | COLEMAN | HRCU-A-CB (Split System: Heat Pump with Remote Outdoor Unit-Air-Source) | HMH72B341 | ASPEN |  | C(A,C,D,E)48A36+TDR | TM8V100C20MP12 | 31600 | 16.5 | 8.1 | 32200 | 27600 | 85.71% | 2.44 | 0 | 8.9 |  |  |  |  | R-410A | 2.6333 | Residential & Commercial | USHP
212625586 | Central HP <5.4 tons | COLEMAN | HRCU-A-CB (Split System: Heat Pump with Remote Outdoor Unit-Air-Source) | HMH72B341 | ASPEN |  | D(A,C,E)48A36+TDR | TM8V120C20MP12 | 31600 | 16.5 | 8.5 | 32200 | 27600 | 85.71% | 2.7 | 0 | 8.9 |  |  |  |  | R-410A | 2.6333 | Residential & Commercial | USHP
212625637 | Central HP <5.4 tons | COLEMAN | HRCU-A-CB (Split System: Heat Pump with Remote Outdoor Unit-Air-Source) | HMH72B341 | ASPEN |  | D(A,C,E)36D26+TDR | CPLC100C20MP13 | 29600 | 15.9 | 8.1 | 32400 | 27400 | 84.57% | 2.45 | 0 | 8 |  |  |  |  | R-410A | 2.4667 | Residential & Commercial | USHP
212625655 | Central HP <5.4 tons | COLEMAN | HRCU-A-CB (Split System: Heat Pump with Remote Outdoor Unit-Air-Source) | HMH72B341 | ASPEN |  | C(A,C,D,E)36B26+TDR | TPLC100C20MP13 | 28600 | 15.6 | 8.1 | 32400 | 27400 | 84.57% | 2.45 | 0 | 8.4 |  |  |  |  | R-410A | 2.3833 | Residential & Commercial | USHP
212625685 | Central HP <5.4 tons | COLEMAN | HRCU-A-CB (Split System: Heat Pump with Remote Outdoor Unit-Air-Source) | HMH72B341 | ASPEN |  | C(A,C,D,E)48C26+TDR | CPLC120C20MP13 | 30000 | 16 | 8.1 | 32400 | 27800 | 85.8% | 2.44 | 0 | 8.6 |  |  |  |  | R-410A | 2.5 | Residential & Commercial | USHP
216990538 | Central HP <5.4 tons | BRYANT HEATING AND COOLING SYSTEMS | HRCU-A-CB (Split System: Heat Pump with Remote Outdoor Unit-Air-Source) | 291VAN054**AA* | ADP |  | PL60H210P29*+TXV | 88*TB60110C21*** | 48500 | 19 | 10.5 | 50500 | 52500 | 104% | 1.96 | 0 | 11 |  |  |  |  | R-454B | 4.0417 | Residential & Commercial | USHP | Ducted CEE Tier 1
216990589 | Central HP <5.4 tons | BRYANT HEATING AND COOLING SYSTEMS | HRCU-A-CB (Split System: Heat Pump with Remote Outdoor Unit-Air-Source) | 293VAN036**AA* | ADP |  | V,C36H175P15*+TXV | 88*TB48090C17*** | 33400 | 20 | 9.5 | 33000 | 26000 | 78.79% | 2.04 | 0 | 11.5 |  |  |  |  | R-454B | 2.7833 | Residential & Commercial | USHP | Ducted CEE Tier 1
216990590 | Central HP <5.4 tons | BRYANT HEATING AND COOLING SYSTEMS | HRCU-A-CB (Split System: Heat Pump with Remote Outdoor Unit-Air-Source) | 293VAN036**AA* | ADP |  | PL36H210P74*+TXV | 88*TB48090C17*** | 32800 | 20 | 9.5 | 33000 | 26000 | 78.79% | 2.04 | 0 | 11 |  |  |  |  | R-454B | 2.7333 | Residential & Commercial | USHP | Ducted CEE Tier 1
216800804 | Central HP <5.4 tons | BOSCH | HRCU-A-CB (Split System: Heat Pump with Remote Outdoor Unit-Air-Source) | BOVA-60RXB-M15S | ADP |  | HG37*48+TXV | BGH96M100C5C | 44000 | 16 | 8.5 | 45000 | 32600 | 72.44% | 1.85 | 0 | 10 |  |  |  |  | R-454B | 3.6667 | Residential & Commercial | USHP | Ducted CEE Tier 1
216990608 | Central HP <5.4 tons | BRYANT HEATING AND COOLING SYSTEMS | HRCU-A-CB (Split System: Heat Pump with Remote Outdoor Unit-Air-Source) | 293VAN048**AA* | ADP |  | PL48H210P75*+TXV | 88*TB48070C17*** | 43000 | 20 | 9 | 46500 | 36800 | 79.14% | 2 | 0 | 10.5 |  |  |  |  | R-454B | 3.5833 | Residential & Commercial | USHP | Ducted CEE Tier 1
216990623 | Central HP <5.4 tons | BRYANT HEATING AND COOLING SYSTEMS | HRCU-A-CB (Split System: Heat Pump with Remote Outdoor Unit-Air-Source) | 293VAN048**AA* | ADP |  | PL60H210P17*+TXV | 88*TB48090C17*** | 44000 | 20 | 9 | 47000 | 35400 | 75.32% | 1.86 | 0 | 11.5 |  |  |  |  | R-454B | 3.6667 | Residential & Commercial | USHP | Ducted CEE Tier 1
212625687 | Central HP <5.4 tons | COLEMAN | HRCU-A-CB (Split System: Heat Pump with Remote Outdoor Unit-Air-Source) | HMH72B341 | ASPEN |  | D(A,C,E)36B36+TDR | CPLC120C20MP13 | 31400 | 16.5 | 8.1 | 32400 | 27800 | 85.8% | 2.44 | 0 | 8.9 |  |  |  |  | R-410A | 2.6167 | Residential & Commercial | USHP
212625702 | Central HP <5.4 tons | COLEMAN | HRCU-A-CB (Split System: Heat Pump with Remote Outdoor Unit-Air-Source) | HMH72B341 | ASPEN |  | C(A,C,D,E)36B36+TDR | TM8V100C20MP12 | 31400 | 16.5 | 8.1 | 32400 | 27800 | 85.8% | 2.44 | 0 | 8.9 |  |  |  |  | R-410A | 2.6167 | Residential & Commercial | USHP
212625718 | Central HP <5.4 tons | COLEMAN | HRCU-A-CB (Split System: Heat Pump with Remote Outdoor Unit-Air-Source) | HMH72B341 | ASPEN |  | D(A,C,E)48D26+TDR | TM8V100C20MP12 | 30400 | 16.1 | 8.1 | 32400 | 27800 | 85.8% | 2.44 | 0 | 8 |  |  |  |  | R-410A | 2.5333 | Residential & Commercial | USHP
212625719 | Central HP <5.4 tons | COLEMAN | HRCU-A-CB (Split System: Heat Pump with Remote Outdoor Unit-Air-Source) | HMH72B341 | ASPEN |  | D(A,C,E)48D36+TDR | TM8V100C20MP12 | 32800 | 16.5 | 8.1 | 32400 | 27800 | 85.8% | 2.44 | 0 | 9 |  |  |  |  | R-410A | 2.7333 | Residential & Commercial | USHP
212625737 | Central HP <5.4 tons | COLEMAN | HRCU-A-CB (Split System: Heat Pump with Remote Outdoor Unit-Air-Source) | HMH72B341 | ASPEN |  | D(A,C,E)48D26+TDR | TM8V120C20MP12 | 30400 | 16.1 | 8.5 | 32400 | 27800 | 85.8% | 2.7 | 0 | 8 |  |  |  |  | R-410A | 2.5333 | Residential & Commercial | USHP
212625770 | Central HP <5.4 tons | COLEMAN | HRCU-A-CB (Split System: Heat Pump with Remote Outdoor Unit-Air-Source) | HMH72B341 | ASPEN |  | D(A,C,E)42D26+TDR | TPLC100C20MP13 | 30000 | 16 | 8.1 | 32400 | 27800 | 85.8% | 2.44 | 0 | 8.6 |  |  |  |  | R-410A | 2.5 | Residential & Commercial | USHP
212625786 | Central HP <5.4 tons | COLEMAN | HRCU-A-CB (Split System: Heat Pump with Remote Outdoor Unit-Air-Source) | HMH72B341 | ASPEN |  | D(A,C,E)42A46+TDR | TPLC120C20MP13 | 31800 | 16.5 | 8.1 | 32400 | 27800 | 85.8% | 2.44 | 0 | 8.9 |  |  |  |  | R-410A | 2.65 | Residential & Commercial | USHP
212625802 | Central HP <5.4 tons | COLEMAN | HRCU-A-CB (Split System: Heat Pump with Remote Outdoor Unit-Air-Source) | HMH72B341 | ASPEN |  | C(A,C,D,E)48A36+TDR | TM9Y120D20MP11 | 31800 | 16.5 | 8.5 | 32400 | 28200 | 87.04% | 2.77 | 0 | 9.4 |  |  |  |  | R-410A | 2.65 | Residential & Commercial | USHP
216990640 | Central HP <5.4 tons | BRYANT HEATING AND COOLING SYSTEMS | HRCU-A-CB (Split System: Heat Pump with Remote Outdoor Unit-Air-Source) | 293VAN048**AA* | ADP |  | PL60H210P29*+TXV | 88*TB60090C21*** | 44000 | 21 | 9.5 | 46000 | 35800 | 77.83% | 1.92 | 0 | 11 |  |  |  |  | R-454B | 3.6667 | Residential & Commercial | USHP | Ducted CEE Tier 1
215933560 | Central HP <5.4 tons | DAY & NIGHT | HRCU-A-CB (Split System: Heat Pump with Remote Outdoor Unit-Air-Source) | C5H3V36*K*AAA* |  |  | ESH5X48M12A*+WALLCON | *80CTL0701716B* | 33600 | 19 | 9 | 35000 | 26800 | 76.57% | 1.92 | 0 | 11 |  |  |  |  | R-454B | 2.8 | Residential & Commercial | USHP | Ducted CEE Tier 1
216990756 | Central HP <5.4 tons | BRYANT HEATING AND COOLING SYSTEMS | HRCU-A-CB (Split System: Heat Pump with Remote Outdoor Unit-Air-Source) | 290VAN024**AA* | ADP |  | C36A***L15*+TXV | 88*TB36045C17*** | 23200 | 17 | 9 | 22000 | 16200 | 73.64% | 1.98 | 0 | 9.5 |  |  |  |  | R-454B | 1.9333 | Residential & Commercial | USHP
214312433 | Central HP <5.4 tons | FRIEDRICH | HRCU-A-C (Split System: Heat Pump with Remote Outdoor Unit with No Indoor Fan --Air Source) | WFPU18Z363C | ADP |  | V,R36H***P229+TD | 0 | 29800 | 15.5 | 9.4 | 28400 | 23800 | 83.8% | 2.08 | 0 | 11.3 |  |  |  |  | R-410A | 2.4833 | Residential & Commercial | USHP | Ducted CEE Tier 1
216990655 | Central HP <5.4 tons | BRYANT HEATING AND COOLING SYSTEMS | HRCU-A-CB (Split System: Heat Pump with Remote Outdoor Unit-Air-Source) | 293VAN048**AA* | ADP |  | V,C60H210P29*+TXV | 88*TB60110C21*** | 44000 | 21 | 9.5 | 46000 | 36000 | 78.26% | 1.92 | 0 | 11 |  |  |  |  | R-454B | 3.6667 | Residential & Commercial | USHP | Ducted CEE Tier 1
216990656 | Central HP <5.4 tons | BRYANT HEATING AND COOLING SYSTEMS | HRCU-A-CB (Split System: Heat Pump with Remote Outdoor Unit-Air-Source) | 293VAN048**AA* | ADP |  | A60VHA*+TXV | 88*TB60110C21*** | 45000 | 21 | 9.5 | 46000 | 35800 | 77.83% | 2 | 0 | 11 |  |  |  |  | R-454B | 3.75 | Residential & Commercial | USHP | Ducted CEE Tier 1
212625835 | Central HP <5.4 tons | COLEMAN | HRCU-A-CB (Split System: Heat Pump with Remote Outdoor Unit-Air-Source) | HMH72B341 | ASPEN |  | C(A,C,D,E)36C36+TDR | CP9C120D20MP13 | 32000 | 17 | 8.1 | 32400 | 28200 | 87.04% | 2.51 | 0 | 9.4 |  |  |  |  | R-410A | 2.6667 | Residential & Commercial | USHP
212625854 | Central HP <5.4 tons | COLEMAN | HRCU-A-CB (Split System: Heat Pump with Remote Outdoor Unit-Air-Source) | HMH72B341 | ASPEN |  | C(A,C,D,E)36C26+TDR | TM9V120D20MP12 | 29400 | 16.3 | 8.5 | 32400 | 28200 | 87.04% | 2.79 | 0 | 9 |  |  |  |  | R-410A | 2.45 | Residential & Commercial | USHP
212625855 | Central HP <5.4 tons | COLEMAN | HRCU-A-CB (Split System: Heat Pump with Remote Outdoor Unit-Air-Source) | HMH72B341 | ASPEN |  | C(A,C,D,E)36C36+TDR | TM9V120D20MP12 | 32000 | 17 | 8.5 | 32400 | 28200 | 87.04% | 2.79 | 0 | 9.4 |  |  |  |  | R-410A | 2.6667 | Residential & Commercial | USHP
212625869 | Central HP <5.4 tons | COLEMAN | HRCU-A-CB (Split System: Heat Pump with Remote Outdoor Unit-Air-Source) | HMH72B341 | ASPEN |  | D(A,C,E)48C36+TDR | TM9V120D20MP12 | 32800 | 17 | 8.5 | 32400 | 28200 | 87.04% | 2.79 | 0 | 9.5 |  |  |  |  | R-410A | 2.7333 | Residential & Commercial | USHP
216990659 | Central HP <5.4 tons | BRYANT HEATING AND COOLING SYSTEMS | HRCU-A-CB (Split System: Heat Pump with Remote Outdoor Unit-Air-Source) | 293VAN048**AA* | ADP |  | V,C48H210P75*+TXV | 88*TB60110C21*** | 44000 | 21 | 9.5 | 46000 | 36000 | 78.26% | 1.92 | 0 | 11 |  |  |  |  | R-454B | 3.6667 | Residential & Commercial | USHP | Ducted CEE Tier 1
216992527 | Central HP <5.4 tons | BRYANT HEATING AND COOLING SYSTEMS | HRCU-A-CB (Split System: Heat Pump with Remote Outdoor Unit-Air-Source) | 293VAN048**AA* | ADP |  | H,PG48*60+TXV | 88*TB60090C21*** | 44500 | 21 | 9.5 | 46500 | 36200 | 77.85% | 2 | 0 | 11 |  |  |  |  | R-454B | 3.7083 | Residential & Commercial | USHP | Ducted CEE Tier 1
216990539 | Central HP <5.4 tons | BRYANT HEATING AND COOLING SYSTEMS | HRCU-A-CB (Split System: Heat Pump with Remote Outdoor Unit-Air-Source) | 291VAN054**AA* | ADP |  | V,C60H210P29*+TXV | 88*TB60110C21*** | 48500 | 19 | 10.5 | 50500 | 52500 | 104% | 1.96 | 0 | 11 |  |  |  |  | R-454B | 4.0417 | Residential & Commercial | USHP | Ducted CEE Tier 1
216992511 | Central HP <5.4 tons | BRYANT HEATING AND COOLING SYSTEMS | HRCU-A-CB (Split System: Heat Pump with Remote Outdoor Unit-Air-Source) | 291VAN054**AA* | ADP |  | H,PG48*60+TXV | 986TD60080C21*** | 49000 | 19 | 10.5 | 50500 | 53000 | 105% | 1.94 | 0 | 11 |  |  |  |  | R-454B | 4.0833 | Residential & Commercial | USHP | Ducted CEE Tier 1
212625870 | Central HP <5.4 tons | COLEMAN | HRCU-A-CB (Split System: Heat Pump with Remote Outdoor Unit-Air-Source) | HMH72B341 | ASPEN |  | D(A,C,E)48D26+TDR | TM9V120D20MP12 | 30600 | 16.6 | 8.5 | 32400 | 28200 | 87.04% | 2.79 | 0 | 9 |  |  |  |  | R-410A | 2.55 | Residential & Commercial | USHP
212625921 | Central HP <5.4 tons | COLEMAN | HRCU-A-CB (Split System: Heat Pump with Remote Outdoor Unit-Air-Source) | HMH72B341 | ASPEN |  | D(A,C,E)36D26+TDR | TM9V040A10MP12 | 30000 | 16.6 | 8.1 | 33200 | 27400 | 82.53% | 2.41 | 0 | 9.1 |  |  |  |  | R-410A | 2.5 | Residential & Commercial | USHP
212625922 | Central HP <5.4 tons | COLEMAN | HRCU-A-CB (Split System: Heat Pump with Remote Outdoor Unit-Air-Source) | HMH72B341 | ASPEN |  | D(A,C,E)36D36+TDR | TM9V040A10MP12 | 32200 | 17 | 8.1 | 33200 | 27400 | 82.53% | 2.41 | 0 | 9.5 |  |  |  |  | R-410A | 2.6833 | Residential & Commercial | USHP
212625955 | Central HP <5.4 tons | COLEMAN | HRCU-A-CB (Split System: Heat Pump with Remote Outdoor Unit-Air-Source) | HMH72B341 | ASPEN |  | D(A,C,E)42A46+TDR | TM9E100C20MP12 | 32400 | 15.5 | 8.1 | 33200 | 27000 | 81.33% | 2.43 | 0 | 10 |  |  |  |  | R-410A | 2.7 | Residential & Commercial | USHP | Ducted CEE Tier 1
212626070 | Central HP <5.4 tons | COLEMAN | HRCU-A-CB (Split System: Heat Pump with Remote Outdoor Unit-Air-Source) | HMH72B341 | ASPEN |  | D(A,C,E)36A46+TDR | TM8Y080B12MP11 | 32200 | 18 | 8.5 | 33400 | 27400 | 82.04% | 2.65 | 0 | 9.9 |  |  |  |  | R-410A | 2.6833 | Residential & Commercial | USHP
212626238 | Central HP <5.4 tons | COLEMAN | HRCU-A-CB (Split System: Heat Pump with Remote Outdoor Unit-Air-Source) | HMH72B341 | ASPEN |  | D(A,C,E)36A36+TDR | TM8E080C16MP11 | 33000 | 18 | 8.1 | 33600 | 28200 | 83.93% | 2.64 | 0 | 10 |  |  |  |  | R-410A | 2.75 | Residential & Commercial | USHP | Ducted CEE Tier 1
212626271 | Central HP <5.4 tons | COLEMAN | HRCU-A-CB (Split System: Heat Pump with Remote Outdoor Unit-Air-Source) | HMH72B341 | ASPEN |  | D(A,C,E)48B36+TDR | TM9Y100C16MP11 | 32800 | 18 | 8.2 | 33600 | 28200 | 83.93% | 2.67 | 0 | 10 |  |  |  |  | R-410A | 2.7333 | Residential & Commercial | USHP | Ducted CEE Tier 1
212626323 | Central HP <5.4 tons | COLEMAN | HRCU-A-CB (Split System: Heat Pump with Remote Outdoor Unit-Air-Source) | HMH72B341 | ASPEN |  | C(A,C,D,E)42B36+TDR | TL9E100C20UH11 | 33400 | 17 | 8.1 | 33600 | 29000 | 86.31% | 2.69 | 0 | 10 |  |  |  |  | R-410A | 2.7833 | Residential & Commercial | USHP | Ducted CEE Tier 1
212626337 | Central HP <5.4 tons | COLEMAN | HRCU-A-CB (Split System: Heat Pump with Remote Outdoor Unit-Air-Source) | HMH72B341 | ASPEN |  | D(A,C,E)48A36+TDR | TM8Y100C20MP11 | 33600 | 18 | 8.1 | 33600 | 30000 | 89.29% | 2.72 | 0 | 9.5 |  |  |  |  | R-410A | 2.8 | Residential & Commercial | USHP
212626340 | Central HP <5.4 tons | COLEMAN | HRCU-A-CB (Split System: Heat Pump with Remote Outdoor Unit-Air-Source) | HMH72B341 | ASPEN |  | D(A,C,E)36A36+TDR | TM8Y120C20MP11 | 33600 | 18 | 8.1 | 33600 | 30000 | 89.29% | 2.72 | 0 | 9.5 |  |  |  |  | R-410A | 2.8 | Residential & Commercial | USHP
212626373 | Central HP <5.4 tons | COLEMAN | HRCU-A-CB (Split System: Heat Pump with Remote Outdoor Unit-Air-Source) | HMH72B341 | ASPEN |  | C(A,C,D,E)48A26+TDR | TM9Y080C16MP11 | 29600 | 17.8 | 8.4 | 33600 | 28000 | 83.33% | 2.62 | 0 | 9 |  |  |  |  | R-410A | 2.4667 | Residential & Commercial | USHP
212626672 | Central HP <5.4 tons | COLEMAN | HRCU-A-CB (Split System: Heat Pump with Remote Outdoor Unit-Air-Source) | HMH72B341 | ASPEN |  | D(A,C,E)42D26+TDR | TM9E060A10MP12 | 30600 | 17.2 | 8.1 | 33800 | 27400 | 81.07% | 2.4 | 0 | 9 |  |  |  |  | R-410A | 2.55 | Residential & Commercial | USHP
212626771 | Central HP <5.4 tons | COLEMAN | HRCU-A-CB (Split System: Heat Pump with Remote Outdoor Unit-Air-Source) | HMH72B341 | ASPEN |  | C(A,C,D,E)36A36+TDR | TM8V100C16MP12 | 31400 | 17.4 | 8.2 | 33800 | 27200 | 80.47% | 2.62 | 0 | 9.8 |  |  |  |  | R-410A | 2.6167 | Residential & Commercial | USHP
212626839 | Central HP <5.4 tons | COLEMAN | HRCU-A-CB (Split System: Heat Pump with Remote Outdoor Unit-Air-Source) | HMH72B341 | ASPEN |  | D(A,C,E)36B36+TDR | TM9E080B12MP12 | 32200 | 17.5 | 8.5 | 33800 | 27400 | 81.07% | 2.65 | 0 | 9.9 |  |  |  |  | R-410A | 2.6833 | Residential & Commercial | USHP
212626855 | Central HP <5.4 tons | COLEMAN | HRCU-A-CB (Split System: Heat Pump with Remote Outdoor Unit-Air-Source) | HMH72B341 | ASPEN |  | C(A,C,D,E)42A26+TDR | TM8E080B12MP11 | 29200 | 17.2 | 8.5 | 33800 | 27800 | 82.25% | 2.62 | 0 | 8.9 |  |  |  |  | R-410A | 2.4333 | Residential & Commercial | USHP
212626906 | Central HP <5.4 tons | COLEMAN | HRCU-A-CB (Split System: Heat Pump with Remote Outdoor Unit-Air-Source) | HMH72B341 | ASPEN |  | C(A,C,D,E)36B26+TDR | TM8E100B12MP11 | 29400 | 17.2 | 8.5 | 33800 | 27400 | 81.07% | 2.64 | 0 | 9.4 |  |  |  |  | R-410A | 2.45 | Residential & Commercial | USHP
212626925 | Central HP <5.4 tons | COLEMAN | HRCU-A-CB (Split System: Heat Pump with Remote Outdoor Unit-Air-Source) | HMH72B341 | ASPEN |  | D(A,C,E)48C36+TDR | TM8E100B12MP11 | 33200 | 18 | 8.5 | 33800 | 27400 | 81.07% | 2.64 | 0 | 10 |  |  |  |  | R-410A | 2.7667 | Residential & Commercial | USHP | Ducted CEE Tier 1
212626938 | Central HP <5.4 tons | COLEMAN | HRCU-A-CB (Split System: Heat Pump with Remote Outdoor Unit-Air-Source) | HMH72B341 | ASPEN |  | D(A,C,E)36D26+TDR | TMLE060A12MP11 | 30400 | 17.5 | 8.1 | 33800 | 27400 | 81.07% | 2.44 | 0 | 9 |  |  |  |  | R-410A | 2.5333 | Residential & Commercial | USHP
212380905 | Central HP <5.4 tons | BOSCH | HRCU-A-CB (Split System: Heat Pump with Remote Outdoor Unit-Air-Source) | BOVB-60HDN1-M20G | ADP |  | V,R60H210P179 | BGH96M100C5A | 45000 | 17 | 8.8 | 44500 | 32400 | 72.81% | 1.9 | 0 | 11.7 |  |  |  |  | R-410A | 3.75 | Residential & Commercial | USHP | Ducted CEE Tier 1
212380860 | Central HP <5.4 tons | BOSCH | HRCU-A-CB (Split System: Heat Pump with Remote Outdoor Unit-Air-Source) | BOVB-36HDN1-M20G | ADP |  | H,RG8J936 | BGH96M060B3B | 23600 | 18 | 9 | 22400 | 17000 | 75.89% | 1.9 | 0 | 11.7 |  |  |  |  | R-410A | 1.9667 | Residential & Commercial | USHP | Ducted CEE Tier 1
212380871 | Central HP <5.4 tons | BOSCH | HRCU-A-CB (Split System: Heat Pump with Remote Outdoor Unit-Air-Source) | BOVB-36HDN1-M20G | ADP |  | V,R36H175P159 | BGH96M080B3B | 24000 | 18 | 9 | 22400 | 17000 | 75.89% | 1.9 | 0 | 12 |  |  |  |  | R-410A | 2 | Residential & Commercial | USHP | Ducted CEE Tier 1
212380744 | Central HP <5.4 tons | BOSCH | HRCU-A-CB (Split System: Heat Pump with Remote Outdoor Unit-Air-Source) | BOVA-36HDN1-M20G | ADP |  | V,R36H175P459 | BGH96M080B3A | 24000 | 18 | 9 | 22400 | 17000 | 75.89% | 1.9 | 0 | 12 |  |  |  |  | R-410A | 2 | Residential & Commercial | USHP | Ducted CEE Tier 1
213495250 | Central HP <5.4 tons | CHAMPION HEATING AND COOLING | HRCU-A-CB (Split System: Heat Pump with Remote Outdoor Unit-Air-Source) | HMH72B341 | ASPEN |  | C(A,C,D,E)48A36+TDR | Z8ES040A12SMPS1 | 33200 | 18 | 8.1 | 32600 | 29800 | 91.41% | 2.68 | 0 | 10 |  |  |  |  | R-410A | 2.7667 | Residential & Commercial | USHP | Ducted CEE Tier 1
215413745 | Central HP <5.4 tons | BOSCH | HRCU-A-CB (Split System: Heat Pump with Remote Outdoor Unit-Air-Source) | BOVD-36HDN1-M20G | ADP |  | V36H175P159+AEFE4B* | 0 | 24000 | 20 | 9.5 | 22400 | 17200 | 76.79% | 2 | 0 | 13 |  |  |  |  | R-410A | 2 | Residential & Commercial | USHP | Ducted CEE Tier 1
214295813 | Central HP <5.4 tons | BOSCH | HRCU-A-CB (Split System: Heat Pump with Remote Outdoor Unit-Air-Source) | BOVC-36HDN1-M20G | ADP |  | F,PE*G32924 | 0 | 23000 | 19 | 9.3 | 22400 | 17200 | 76.79% | 1.96 | 0 | 12.5 |  |  |  |  | R-410A | 1.9167 | Residential & Commercial | USHP | Ducted CEE Tier 1
213352878 | Central HP <5.4 tons | MDV | HRCU-A-CB (Split System: Heat Pump with Remote Outdoor Unit-Air-Source) | MOX430U-18HFN1-M |  |  | MVBL-18HWFN1-MH3 | 0 | 18000 | 17 | 9.5 | 19000 | 18000 | 94.74% | 2 | 0 | 12.4 |  |  |  |  | R-410A | 1.5 | Residential & Commercial | USHP | Ducted CEE Tier 1
215399938 | Central HP <5.4 tons | LUXAIRE | HRCU-A-C (Split System: Heat Pump with Remote Outdoor Unit with No Indoor Fan --Air Source) | HH824E2S11 | ASPEN |  | D(A,C,E)36A3K+TDR | 0 | 22400 | 15.2 | 8.5 | 22600 | 21200 | 93.81% | 2.65 | 0 | 11 |  |  |  |  | R-454B | 1.8667 | Residential & Commercial | USHP | Ducted CEE Tier 1
213495284 | Central HP <5.4 tons | CHAMPION HEATING AND COOLING | HRCU-A-CB (Split System: Heat Pump with Remote Outdoor Unit-Air-Source) | HMH72B341 | ASPEN |  | C(A,C,D,E)48A36+TDR | Z8ES080C16SMPS1 | 32200 | 18 | 8.5 | 33200 | 27400 | 82.53% | 2.7 | 0 | 9.9 |  |  |  |  | R-410A | 2.6833 | Residential & Commercial | USHP
212381060 | Central HP <5.4 tons | BOSCH | HRCU-A-CB (Split System: Heat Pump with Remote Outdoor Unit-Air-Source) | BOVB-60HDN1-M20G | ADP |  | H,RG3K960 | BGH96M120D5B | 45500 | 17 | 9 | 45000 | 33000 | 73.33% | 1.9 | 0 | 11.7 |  |  |  |  | R-410A | 3.7917 | Residential & Commercial | USHP | Ducted CEE Tier 1
213184850 | Central HP <5.4 tons | BOSCH | HRCU-A-CB (Split System: Heat Pump with Remote Outdoor Unit-Air-Source) | BOVA-60HDN1-M20G | ADP |  | H,RG48948+AEFE4B* | 0 | 46000 | 18 | 9.35 | 46000 | 33200 | 72.17% | 1.98 | 0 | 11.7 |  |  |  |  | R-410A | 3.8333 | Residential & Commercial | USHP | Ducted CEE Tier 1
213493896 | Central HP <5.4 tons | CHAMPION HEATING AND COOLING | HRCU-A-CB (Split System: Heat Pump with Remote Outdoor Unit-Air-Source) | HMH72B341 | ASPEN |  | C(A,C,D,E)36A34+TDR | Z8ES080C16SMPS1 | 31200 | 17.8 | 8.3 | 33000 | 27600 | 83.64% | 2.68 | 0 | 9.8 |  |  |  |  | R-410A | 2.6 | Residential & Commercial | USHP
216797689 | Central HP <5.4 tons | FRIEDRICH | HRCU-A-CB (Split System: Heat Pump with Remote Outdoor Unit-Air-Source) | WFPU17Y243D | ADP |  | SL6*31+TXV | 0 | 23000 | 18 | 8.8 | 22400 | 17600 | 78.57% | 1.96 | 0 | 10 |  |  |  |  | R-454B | 1.9167 | Residential & Commercial | USHP | Ducted CEE Tier 1
215402626 | Central HP <5.4 tons | DAY & NIGHT | HRCU-A-CB (Split System: Heat Pump with Remote Outdoor Unit-Air-Source) | DLCURAH24AAK | ASPEN |  | L(E,F)W30B4 | 0 | 22600 | 15.2 | 8.5 | 24400 | 22000 | 90.16% | 2.8 | 0 | 9 |  |  |  |  | R-410A | 1.8833 | Residential & Commercial | USHP
213281364 | Central HP <5.4 tons | BOSCH | HRCU-A-CB (Split System: Heat Pump with Remote Outdoor Unit-Air-Source) | BOVA-36HDN1-M20G | ADP |  | V36H175P389+AEFE4B* | 0 | 24000 | 20 | 9.5 | 22400 | 17200 | 76.79% | 2 | 0 | 13 |  |  |  |  | R-410A | 2 | Residential & Commercial | USHP | Ducted CEE Tier 1
213281369 | Central HP <5.4 tons | BOSCH | HRCU-A-CB (Split System: Heat Pump with Remote Outdoor Unit-Air-Source) | BOVB-36HDN1-M20G | ADP |  | V36H175P389+AEFE4B* | 0 | 24000 | 20 | 9.5 | 22400 | 17200 | 76.79% | 2 | 0 | 13 |  |  |  |  | R-410A | 2 | Residential & Commercial | USHP | Ducted CEE Tier 1
215678105 | Central HP <5.4 tons | HEIL | HRCU-A-CB (Split System: Heat Pump with Remote Outdoor Unit-Air-Source) | H5H0V60*K*AAA* |  |  | ESH5X60M12A*+WALLCON | *95CSU0802120B* | 55500 | 16.5 | 8.5 | 60000 | 42000 | 70% | 1.9 | 0 | 8.5 |  |  |  |  | R-454B | 4.625 | Residential & Commercial | USHP
216797257 | Central HP <5.4 tons | LG | HRCU-A-C (Split System: Heat Pump with Remote Outdoor Unit with No Indoor Fan --Air Source) | LUU360HV | ADP |  | H,GG1K936+TD | FG7TC100D-V35C | 35000 | 15.2 | 9 | 40500 | 33800 | 83.46% | 1.8 | 0 | 10.5 |  |  |  |  | R-410A | 2.9167 | Residential & Commercial | USHP | Ducted CEE Tier 1
215431120 | Central HP <5.4 tons | FRIEDRICH | HRCU-A-CB (Split System: Heat Pump with Remote Outdoor Unit-Air-Source) | WFPU17Z243C | ADP |  | A36VDA+TXV+AEFE4B* | 0 | 22000 | 16 | 9 | 21400 | 16500 | 77.1% | 2.05 | 0 | 10 |  |  |  |  | R-410A | 1.8333 | Residential & Commercial | USHP | Ducted CEE Tier 1
214802107 | Central HP <5.4 tons | BOSCH | HRCU-A-CB (Split System: Heat Pump with Remote Outdoor Unit-Air-Source) | BOVB-36HDN1-M20G | ADP |  | H,RG8J936+AEFE4B* | 0 | 23600 | 20 | 9.5 | 22400 | 17200 | 76.79% | 2 | 0 | 12.7 |  |  |  |  | R-410A | 1.9667 | Residential & Commercial | USHP | Ducted CEE Tier 1
215431129 | Central HP <5.4 tons | FRIEDRICH | HRCU-A-CB (Split System: Heat Pump with Remote Outdoor Unit-Air-Source) | WFPU17Z243C | ADP |  | V,R36H***P449+AEFE3A* | 0 | 22000 | 16 | 9 | 21400 | 16500 | 77.1% | 2.05 | 0 | 10 |  |  |  |  | R-410A | 1.8333 | Residential & Commercial | USHP | Ducted CEE Tier 1
215407204 | Central HP <5.4 tons | FRIEDRICH | HRCU-A-CB (Split System: Heat Pump with Remote Outdoor Unit-Air-Source) | WFPU17Z243C | ADP |  | CE2903C+TXV | 0 | 21000 | 16 | 8.7 | 21400 | 16500 | 77.1% | 1.98 | 0 | 9.5 |  |  |  |  | R-410A | 1.75 | Residential & Commercial | USHP
216618742 | Central HP <5.4 tons | FRIEDRICH | HRCU-A-CB (Split System: Heat Pump with Remote Outdoor Unit-Air-Source) | WFPU18Z483C | ADP |  | H,GE48960+AEFE5* | 0 | 46000 | 17 | 8.3 | 45000 | 32600 | 72.44% | 1.86 | 0 | 9.5 |  |  |  |  | R-410A | 3.8333 | Residential & Commercial | USHP
214312422 | Central HP <5.4 tons | FRIEDRICH | HRCU-A-C (Split System: Heat Pump with Remote Outdoor Unit with No Indoor Fan --Air Source) | WFPU18Z483C | ADP |  | H,RG50960+TD | 0 | 41500 | 15.5 | 8.55 | 40000 | 34200 | 85.5% | 1.94 | 0 | 11.3 |  |  |  |  | R-410A | 3.4583 | Residential & Commercial | USHP | Ducted CEE Tier 1
215382870 | Central HP <5.4 tons | FRIEDRICH | HRCU-A-CB (Split System: Heat Pump with Remote Outdoor Unit-Air-Source) | WFPU17Z243C | ADP |  | F,PE*E34930 | 0 | 22000 | 16 | 9 | 21400 | 16500 | 77.1% | 2.04 | 0 | 10 |  |  |  |  | R-410A | 1.8333 | Residential & Commercial | USHP | Ducted CEE Tier 1
215412970 | Central HP <5.4 tons | FRIEDRICH | HRCU-A-CB (Split System: Heat Pump with Remote Outdoor Unit-Air-Source) | WFPU17Z243C | ADP |  | H,RG32924+AEFE4B* | 0 | 21400 | 16 | 8.75 | 21400 | 16500 | 77.1% | 2 | 0 | 9.5 |  |  |  |  | R-410A | 1.7833 | Residential & Commercial | USHP
215389840 | Central HP <5.4 tons | ECOER | HRCU-A-C (Split System: Heat Pump with Remote Outdoor Unit with No Indoor Fan --Air Source) | EODA19H-4860A | ADP |  | PL60H210P199+TD | 0 | 52000 | 15.2 | 8.6 | 51000 | 36800 | 72.16% | 1.9 | 0 | 10.5 |  |  |  |  | R-410A | 4.3333 | Residential & Commercial | USHP | Ducted CEE Tier 1
216055480 | Central HP <5.4 tons | CHAMPION HEATING AND COOLING | HRCU-A-CB (Split System: Heat Pump with Remote Outdoor Unit-Air-Source) | HH824E2S11 | ASPEN |  | D(A,C,E)36A4K+TDR | TM9E026A08MP12 | 21200 | 17 | 8.5 | 23000 | 17600 | 76.52% | 2 | 0 | 10.5 |  |  |  |  | R-454B | 1.7667 | Residential & Commercial | USHP | Ducted CEE Tier 1
213184849 | Central HP <5.4 tons | BOSCH | HRCU-A-CB (Split System: Heat Pump with Remote Outdoor Unit-Air-Source) | BOVA-60HDN1-M20G | ADP |  | H,RG48960+AEFE5* | 0 | 46000 | 18 | 9.35 | 46000 | 33200 | 72.17% | 1.98 | 0 | 11.7 |  |  |  |  | R-410A | 3.8333 | Residential & Commercial | USHP | Ducted CEE Tier 1
216679723 | Central HP <5.4 tons | BRYANT HEATING AND COOLING SYSTEMS | HRCU-A-CB (Split System: Heat Pump with Remote Outdoor Unit-Air-Source) | 38MURAQ18AB3* |  |  | CAP**3017AL* | 927TA48060V17*** | 17600 | 16 | 8.5 | 18100 | 18300 | 101.1% | 2.12 | 0 | 10.5 |  |  |  |  | R-410A | 1.4667 | Residential & Commercial | USHP | Ducted CEE Tier 1
212626942 | Central HP <5.4 tons | COLEMAN | HRCU-A-CB (Split System: Heat Pump with Remote Outdoor Unit-Air-Source) | HMH72B341 | ASPEN |  | D(A,C,E)42C26+TDR | TMLE060A12MP11 | 30400 | 17.5 | 8.1 | 33800 | 27400 | 81.07% | 2.44 | 0 | 9 |  |  |  |  | R-410A | 2.5333 | Residential & Commercial | USHP
212626955 | Central HP <5.4 tons | COLEMAN | HRCU-A-CB (Split System: Heat Pump with Remote Outdoor Unit-Air-Source) | HMH72B341 | ASPEN |  | C(A,C,D,E)36C36+TDR | TMLE100B12MP11 | 32600 | 18 | 8.1 | 33800 | 27400 | 81.07% | 2.44 | 0 | 10 |  |  |  |  | R-410A | 2.7167 | Residential & Commercial | USHP | Ducted CEE Tier 1
212626957 | Central HP <5.4 tons | COLEMAN | HRCU-A-CB (Split System: Heat Pump with Remote Outdoor Unit-Air-Source) | HMH72B341 | ASPEN |  | D(A,C,E)36A46+TDR | TMLE100B12MP11 | 32200 | 18 | 8.1 | 33800 | 27400 | 81.07% | 2.44 | 0 | 9.9 |  |  |  |  | R-410A | 2.6833 | Residential & Commercial | USHP
212626975 | Central HP <5.4 tons | COLEMAN | HRCU-A-CB (Split System: Heat Pump with Remote Outdoor Unit-Air-Source) | HMH72B341 | ASPEN |  | D(A,C,E)48C26+TDR | TM8E120C16MP11 | 32400 | 18 | 8.4 | 33800 | 28800 | 85.21% | 2.75 | 0 | 10 |  |  |  |  | R-410A | 2.7 | Residential & Commercial | USHP | Ducted CEE Tier 1
212627025 | Central HP <5.4 tons | COLEMAN | HRCU-A-CB (Split System: Heat Pump with Remote Outdoor Unit-Air-Source) | HMH72B341 | ASPEN |  | D(A,C,E)42A36+TDR | TM8Y100C16MP11 | 31800 | 18.5 | 8.3 | 33800 | 27400 | 81.07% | 2.63 | 0 | 9.9 |  |  |  |  | R-410A | 2.65 | Residential & Commercial | USHP
212627039 | Central HP <5.4 tons | COLEMAN | HRCU-A-CB (Split System: Heat Pump with Remote Outdoor Unit-Air-Source) | HMH72B341 | ASPEN |  | D(A,C,E)36C36+TDR | CP9C080C16MP13 | 32600 | 17.5 | 8.1 | 33800 | 27400 | 81.07% | 2.45 | 0 | 10 |  |  |  |  | R-410A | 2.7167 | Residential & Commercial | USHP | Ducted CEE Tier 1
212627058 | Central HP <5.4 tons | COLEMAN | HRCU-A-CB (Split System: Heat Pump with Remote Outdoor Unit-Air-Source) | HMH72B341 | ASPEN |  | C(A,C,D,E)48C26+TDR | TM9V080C16MP12 | 30800 | 17.2 | 8.5 | 33800 | 27400 | 81.07% | 2.66 | 0 | 9 |  |  |  |  | R-410A | 2.5667 | Residential & Commercial | USHP
212361596 | Central HP <5.4 tons | BOSCH | HRCU-A-CB (Split System: Heat Pump with Remote Outdoor Unit-Air-Source) | BOVA-60HDN1-M20G | ADP |  | HE35(1,2)48+TXV | BGH96M120D5B | 44500 | 17 | 9 | 45000 | 33000 | 73.33% | 1.9 | 0 | 11.5 |  |  |  |  | R-410A | 3.7083 | Residential & Commercial | USHP | Ducted CEE Tier 1
213281315 | Central HP <5.4 tons | BOSCH | HRCU-A-CB (Split System: Heat Pump with Remote Outdoor Unit-Air-Source) | BOVA-60HDN1-M20G | ADP |  | HG86960+AEFE5* | 0 | 51500 | 17 | 9.45 | 53000 | 38000 | 71.7% | 2.02 | 0 | 11.7 |  |  |  |  | R-410A | 4.2917 | Residential & Commercial | USHP | Ducted CEE Tier 1
203449873 | Central HP <5.4 tons | BOSCH | HRCU-A-CB (Split System: Heat Pump with Remote Outdoor Unit-Air-Source) | BOVA-60HDN1-M20G | ADP |  | F,PE*BB9948 | 0 | 44000 | 16 | 9.05 | 45500 | 33200 | 72.97% | 1.92 | 11.5 | 11 |  |  |  |  | R-410A | 3.6667 | Residential & Commercial | USHP | Ducted CEE Tier 1
213281447 | Central HP <5.4 tons | BOSCH | HRCU-A-CB (Split System: Heat Pump with Remote Outdoor Unit-Air-Source) | BOVB-60HDN1-M20G | ADP |  | V48H175P159+AEFE4B* | 0 | 44500 | 18 | 9.05 | 45500 | 33200 | 72.97% | 1.92 | 0 | 11 |  |  |  |  | R-410A | 3.7083 | Residential & Commercial | USHP | Ducted CEE Tier 1
213281311 | Central HP <5.4 tons | BOSCH | HRCU-A-CB (Split System: Heat Pump with Remote Outdoor Unit-Air-Source) | BOVA-60HDN1-M20G | ADP |  | PL60H210P299+AEFE5* | 0 | 45500 | 18 | 9.35 | 46000 | 33200 | 72.17% | 1.98 | 0 | 11.7 |  |  |  |  | R-410A | 3.7917 | Residential & Commercial | USHP | Ducted CEE Tier 1
213184851 | Central HP <5.4 tons | BOSCH | HRCU-A-CB (Split System: Heat Pump with Remote Outdoor Unit-Air-Source) | BOVA-60HDN1-M20G | ADP |  | H,RG88948+AEFE4B* | 0 | 47000 | 18 | 9.5 | 46000 | 33200 | 72.17% | 2 | 0 | 12 |  |  |  |  | R-410A | 3.9167 | Residential & Commercial | USHP | Ducted CEE Tier 1
216681636 | Central HP <5.4 tons | BRYANT HEATING AND COOLING SYSTEMS | HRCU-A-CB (Split System: Heat Pump with Remote Outdoor Unit-Air-Source) | 38MURAQ18AB3* |  |  | CSPH*3012AL* | 927TA60080V21*** | 17600 | 15.5 | 8.5 | 18100 | 18000 | 99.45% | 1.96 | 0 | 10.5 |  |  |  |  | R-410A | 1.4667 | Residential & Commercial | USHP | Ducted CEE Tier 1
213613883 | Central HP <5.4 tons | TOSOT | HRCU-A-C (Split System: Heat Pump with Remote Outdoor Unit with No Indoor Fan --Air Source) | TU60-48WADU | ADP |  | *E49960 | 0 | 50500 | 15.2 | 8.35 | 51000 | 36800 | 72.16% | 1.78 | 0 | 9.5 |  |  |  |  | R-410A | 4.2083 | Residential & Commercial | USHP
205993424 | Central HP <5.4 tons | BOSCH | HRCU-A-CB (Split System: Heat Pump with Remote Outdoor Unit-Air-Source) | BOVA-60HDN1-M20G | ADP |  | BV**C6960 | 0 | 45000 | 16 | 9.25 | 46000 | 33200 | 72.17% | 1.96 | 11.7 | 11.5 |  |  |  |  | R-410A | 3.75 | Residential & Commercial | USHP | Ducted CEE Tier 1
214861594 | Central HP <5.4 tons | MDV | HRCU-A-CB (Split System: Heat Pump with Remote Outdoor Unit-Air-Source) | MOX630-48HFN10-M3X |  |  | MVBC-48HWFN10-MD3E-D | 0 | 48000 | 16.5 | 9.5 | 50000 | 46000 | 92% | 1.9 | 0 | 10.5 |  |  |  |  | R-454B | 4 | Residential & Commercial | USHP | Ducted CEE Tier 1
213607926 | Central HP <5.4 tons | TOSOT | HRCU-A-CB (Split System: Heat Pump with Remote Outdoor Unit-Air-Source) | TU60-24WADU | ADP |  | F,PE*CC7960 | 0 | 48000 | 16 | 9 | 46000 | 38500 | 83.7% | 1.8 | 0 | 11 |  |  |  |  | R-410A | 4 | Residential & Commercial | USHP | Ducted CEE Tier 1
213753615 | Central HP <5.4 tons | CARRIER | HRCU-A-CB (Split System: Heat Pump with Remote Outdoor Unit-Air-Source) | 38MURAQ30AB3* | ASPEN |  | D(A,C,E)36B34+TDR | 59TP6C100V21**20 | 29600 | 15.2 | 8.5 | 34200 | 24200 | 70.76% | 2.69 | 0 | 9 |  |  |  |  | R-410A | 2.4667 | Residential & Commercial | USHP
212596654 | Central HP <5.4 tons | TOSOT | HRCU-A-CB (Split System: Heat Pump with Remote Outdoor Unit-Air-Source) | TU60-48WADU | ADP |  | F,PC*CC4960+TD | 0 | 47000 | 15.2 | 8.4 | 46000 | 33200 | 72.17% | 1.78 | 0 | 10 |  |  |  |  | R-410A | 3.9167 | Residential & Commercial | USHP | Ducted CEE Tier 1
213362051 | Central HP <5.4 tons | BOSCH | HRCU-A-CB (Split System: Heat Pump with Remote Outdoor Unit-Air-Source) | BOVB-60HDN1-M20G | ADP |  | HG35948 | BGH96M080B3B | 41000 | 16 | 8.8 | 41500 | 30600 | 73.73% | 1.9 | 0 | 11 |  |  |  |  | R-410A | 3.4167 | Residential & Commercial | USHP | Ducted CEE Tier 1
213281328 | Central HP <5.4 tons | BOSCH | HRCU-A-CB (Split System: Heat Pump with Remote Outdoor Unit-Air-Source) | BOVB-60HDN1-M20G | ADP |  | V60H210P199+AEFE5* | 0 | 51500 | 17 | 9.45 | 53000 | 38000 | 71.7% | 2.02 | 0 | 11.7 |  |  |  |  | R-410A | 4.2917 | Residential & Commercial | USHP | Ducted CEE Tier 1
213281353 | Central HP <5.4 tons | BOSCH | HRCU-A-CB (Split System: Heat Pump with Remote Outdoor Unit-Air-Source) | BOVA-60HDN1-M20G | ADP |  | V60H210P179+AEFE5* | 0 | 46000 | 18 | 9.35 | 46000 | 33200 | 72.17% | 1.98 | 0 | 11.7 |  |  |  |  | R-410A | 3.8333 | Residential & Commercial | USHP | Ducted CEE Tier 1
213206231 | Central HP <5.4 tons | CARRIER | HRCU-A-CB (Split System: Heat Pump with Remote Outdoor Unit-Air-Source) | 38MURAQ24AB3* | ASPEN |  | D(A,C,E)30C44+TDR | 58S(B,C)*A045E14**12 | 23800 | 16.5 | 8.1 | 26000 | 20400 | 78.46% | 2.96 | 0 | 10.4 |  |  |  |  | R-410A | 1.9833 | Residential & Commercial | USHP | Ducted CEE Tier 1
213206233 | Central HP <5.4 tons | CARRIER | HRCU-A-CB (Split System: Heat Pump with Remote Outdoor Unit-Air-Source) | 38MURAQ24AB3* | ASPEN |  | D(A,C,E)36B34+TDR | 58S(B,C)*A045E14**12 | 23800 | 16.4 | 8.1 | 26000 | 20400 | 78.46% | 2.98 | 0 | 10.3 |  |  |  |  | R-410A | 1.9833 | Residential & Commercial | USHP | Ducted CEE Tier 1
213206240 | Central HP <5.4 tons | CARRIER | HRCU-A-CB (Split System: Heat Pump with Remote Outdoor Unit-Air-Source) | 38MURAQ24AB3* | ASPEN |  | D(A,C,E)30B34+TDR | 58S(B,C)*A045E17**12 | 23800 | 17 | 8.1 | 26200 | 20200 | 77.1% | 2.98 | 0 | 10 |  |  |  |  | R-410A | 1.9833 | Residential & Commercial | USHP | Ducted CEE Tier 1
213206242 | Central HP <5.4 tons | CARRIER | HRCU-A-CB (Split System: Heat Pump with Remote Outdoor Unit-Air-Source) | 38MURAQ24AB3* | ASPEN |  | D(A,C,E)30C44+TDR | 58S(B,C)*A045E17**12 | 23800 | 17 | 8.1 | 26200 | 20200 | 77.1% | 2.95 | 0 | 10 |  |  |  |  | R-410A | 1.9833 | Residential & Commercial | USHP | Ducted CEE Tier 1
213206265 | Central HP <5.4 tons | CARRIER | HRCU-A-CB (Split System: Heat Pump with Remote Outdoor Unit-Air-Source) | 38MURAQ24AB3* | ASPEN |  | D(A,C,E)30C44+TDR | 58S(B,C)*A070E17**12 | 23400 | 17 | 8.1 | 25600 | 20000 | 78.12% | 2.94 | 0 | 10 |  |  |  |  | R-410A | 1.95 | Residential & Commercial | USHP | Ducted CEE Tier 1
213206415 | Central HP <5.4 tons | CARRIER | HRCU-A-CB (Split System: Heat Pump with Remote Outdoor Unit-Air-Source) | 38MURAQ24AB3* | ASPEN |  | D(A,C,E)30C44+TDR | 59SC2D040E17**12 | 23800 | 16 | 8.1 | 26000 | 20400 | 78.46% | 2.89 | 0 | 10 |  |  |  |  | R-410A | 1.9833 | Residential & Commercial | USHP | Ducted CEE Tier 1
213206422 | Central HP <5.4 tons | CARRIER | HRCU-A-CB (Split System: Heat Pump with Remote Outdoor Unit-Air-Source) | 38MURAQ24AB3* | ASPEN |  | D(A,C,E)24B44+TDR | 59SC2D060E14**12 | 23400 | 17 | 8.1 | 25800 | 20000 | 77.52% | 2.86 | 0 | 10 |  |  |  |  | R-410A | 1.95 | Residential & Commercial | USHP | Ducted CEE Tier 1
213206467 | Central HP <5.4 tons | CARRIER | HRCU-A-CB (Split System: Heat Pump with Remote Outdoor Unit-Air-Source) | 38MURAQ24AB3* | ASPEN |  | D(A,C,E)36C34+TDR | 59SC2D080E21**20 | 23800 | 17 | 8.1 | 26000 | 20200 | 77.69% | 2.96 | 0 | 10.3 |  |  |  |  | R-410A | 1.9833 | Residential & Commercial | USHP | Ducted CEE Tier 1
213206490 | Central HP <5.4 tons | CARRIER | HRCU-A-CB (Split System: Heat Pump with Remote Outdoor Unit-Air-Source) | 38MURAQ24AB3* | ASPEN |  | D(A,C,E)36C34+TDR | 59SC5B026E14**10 | 23200 | 16.5 | 8.1 | 25800 | 20000 | 77.52% | 2.94 | 0 | 10 |  |  |  |  | R-410A | 1.9333 | Residential & Commercial | USHP | Ducted CEE Tier 1
214389572 | Central HP <5.4 tons | CARRIER | HRCU-A-CB (Split System: Heat Pump with Remote Outdoor Unit-Air-Source) | 38MURAQ24AB3* | ASPEN |  | AEW264+TDR | 0 | 23000 | 16 | 8.5 | 26000 | 23400 | 90% | 2.77 | 0 | 10 |  |  |  |  | R-410A | 1.9167 | Residential & Commercial | USHP | Ducted CEE Tier 1
213206244 | Central HP <5.4 tons | CARRIER | HRCU-A-CB (Split System: Heat Pump with Remote Outdoor Unit-Air-Source) | 38MURAQ24AB3* | ASPEN |  | D(A,C,E)36B34+TDR | 58S(B,C)*A045E17**12 | 23800 | 17 | 8.1 | 26200 | 20200 | 77.1% | 2.98 | 0 | 10 |  |  |  |  | R-410A | 1.9833 | Residential & Commercial | USHP | Ducted CEE Tier 1
214861552 | Central HP <5.4 tons | MDV | HRCU-A-CB (Split System: Heat Pump with Remote Outdoor Unit-Air-Source) | MOX430-24HFN10-M3 |  |  | MVBC-24HWFN10-MB3E | 0 | 24000 | 18.2 | 9.7 | 26000 | 21600 | 83.08% | 1.87 | 0 | 11 |  |  |  |  | R-454B | 2 | Residential & Commercial | USHP | Ducted CEE Tier 1
213281354 | Central HP <5.4 tons | BOSCH | HRCU-A-CB (Split System: Heat Pump with Remote Outdoor Unit-Air-Source) | BOVB-60HDN1-M20G | ADP |  | V60H210P179+AEFE5* | 0 | 46000 | 18 | 9.35 | 46000 | 33200 | 72.17% | 1.98 | 0 | 11.7 |  |  |  |  | R-410A | 3.8333 | Residential & Commercial | USHP | Ducted CEE Tier 1
213146779 | Central HP <5.4 tons | BOSCH | HRCU-A-CB (Split System: Heat Pump with Remote Outdoor Unit-Air-Source) | BOVA-60HDN1-M20G | ADP |  | PL48H175P789+AEFE4B* | 0 | 45000 | 18 | 9.15 | 46000 | 33200 | 72.17% | 1.94 | 0 | 11.5 |  |  |  |  | R-410A | 3.75 | Residential & Commercial | USHP | Ducted CEE Tier 1
213146784 | Central HP <5.4 tons | BOSCH | HRCU-A-CB (Split System: Heat Pump with Remote Outdoor Unit-Air-Source) | BOVB-60HDN1-M20G | ADP |  | PL60H210P199+AEFE5* | 0 | 51500 | 17 | 9.45 | 53000 | 38000 | 71.7% | 2.02 | 0 | 11.7 |  |  |  |  | R-410A | 4.2917 | Residential & Commercial | USHP | Ducted CEE Tier 1
213206330 | Central HP <5.4 tons | CARRIER | HRCU-A-CB (Split System: Heat Pump with Remote Outdoor Unit-Air-Source) | 38MURAQ24AB3* | ASPEN |  | D(A,C,E)24B44+TDR | 58TP*A045V14**12 | 23200 | 16.9 | 8.1 | 25600 | 20000 | 78.12% | 2.92 | 0 | 10.3 |  |  |  |  | R-410A | 1.9333 | Residential & Commercial | USHP | Ducted CEE Tier 1
213206277 | Central HP <5.4 tons | CARRIER | HRCU-A-CB (Split System: Heat Pump with Remote Outdoor Unit-Air-Source) | 38MURAQ24AB3* | ASPEN |  | D(A,C,E)30C44+TDR | 58S(B,C)*A070E17**16 | 23800 | 16.5 | 8.1 | 26000 | 20200 | 77.69% | 2.87 | 0 | 10.4 |  |  |  |  | R-410A | 1.9833 | Residential & Commercial | USHP | Ducted CEE Tier 1
213206343 | Central HP <5.4 tons | CARRIER | HRCU-A-CB (Split System: Heat Pump with Remote Outdoor Unit-Air-Source) | 38MURAQ24AB3* | ASPEN |  | D(A,C,E)30B34+TDR | 58TP*A070V14**12 | 23800 | 17 | 8.1 | 26200 | 20200 | 77.1% | 2.86 | 0 | 10 |  |  |  |  | R-410A | 1.9833 | Residential & Commercial | USHP | Ducted CEE Tier 1
213206411 | Central HP <5.4 tons | CARRIER | HRCU-A-CB (Split System: Heat Pump with Remote Outdoor Unit-Air-Source) | 38MURAQ24AB3* | ASPEN |  | D(A,C,E)24B44+TDR | 59SC2D040E17**12 | 23400 | 16 | 8.1 | 26000 | 20400 | 78.46% | 2.89 | 0 | 10 |  |  |  |  | R-410A | 1.95 | Residential & Commercial | USHP | Ducted CEE Tier 1
213206427 | Central HP <5.4 tons | CARRIER | HRCU-A-CB (Split System: Heat Pump with Remote Outdoor Unit-Air-Source) | 38MURAQ24AB3* | ASPEN |  | D(A,C,E)30C44+TDR | 59SC2D060E14**12 | 23400 | 17 | 8.1 | 25800 | 20000 | 77.52% | 2.86 | 0 | 10 |  |  |  |  | R-410A | 1.95 | Residential & Commercial | USHP | Ducted CEE Tier 1
213206443 | Central HP <5.4 tons | CARRIER | HRCU-A-CB (Split System: Heat Pump with Remote Outdoor Unit-Air-Source) | 38MURAQ24AB3* | ASPEN |  | D(A,C,E)36C34+TDR | 59SC2D060E17**14 | 23800 | 17 | 8.1 | 26400 | 20400 | 77.27% | 2.86 | 0 | 10 |  |  |  |  | R-410A | 1.9833 | Residential & Commercial | USHP | Ducted CEE Tier 1
213206462 | Central HP <5.4 tons | CARRIER | HRCU-A-CB (Split System: Heat Pump with Remote Outdoor Unit-Air-Source) | 38MURAQ24AB3* | ASPEN |  | D(A,C,E)30C44+TDR | 59SC2D080E21**20 | 23800 | 17 | 8.1 | 26000 | 20200 | 77.69% | 2.91 | 0 | 10.4 |  |  |  |  | R-410A | 1.9833 | Residential & Commercial | USHP | Ducted CEE Tier 1
213206497 | Central HP <5.4 tons | CARRIER | HRCU-A-CB (Split System: Heat Pump with Remote Outdoor Unit-Air-Source) | 38MURAQ24AB3* | ASPEN |  | D(A,C,E)30C44+TDR | 59SC5B040E14**10 | 23800 | 15.2 | 8.1 | 26200 | 20400 | 77.86% | 2.96 | 0 | 9.9 |  |  |  |  | R-410A | 1.9833 | Residential & Commercial | USHP
213206561 | Central HP <5.4 tons | CARRIER | HRCU-A-CB (Split System: Heat Pump with Remote Outdoor Unit-Air-Source) | 38MURAQ24AB3* | ASPEN |  | D(A,C,E)24B44+TDR | 59TP6B040V14**10 | 23200 | 16 | 8.1 | 25800 | 20200 | 78.29% | 2.63 | 0 | 10 |  |  |  |  | R-410A | 1.9333 | Residential & Commercial | USHP | Ducted CEE Tier 1
213203962 | Central HP <5.4 tons | TEMPSTAR | HRCU-A-CB (Split System: Heat Pump with Remote Outdoor Unit-Air-Source) | DLCURAH18ABK | ASPEN |  | D(A,C,E)30B34+TDR | *92ESN0601412A* | 17300 | 16.3 | 8.5 | 18500 | 15200 | 82.16% | 2.27 | 0 | 10.7 |  |  |  |  | R-410A | 1.4417 | Residential & Commercial | USHP | Ducted CEE Tier 1
213206251 | Central HP <5.4 tons | CARRIER | HRCU-A-CB (Split System: Heat Pump with Remote Outdoor Unit-Air-Source) | 38MURAQ24AB3* | ASPEN |  | D(A,C,E)30B34+TDR | 58S(B,C)*A070E14**12 | 23800 | 17 | 8.1 | 26200 | 20200 | 77.1% | 2.99 | 0 | 10 |  |  |  |  | R-410A | 1.9833 | Residential & Commercial | USHP | Ducted CEE Tier 1
213206436 | Central HP <5.4 tons | CARRIER | HRCU-A-CB (Split System: Heat Pump with Remote Outdoor Unit-Air-Source) | 38MURAQ24AB3* | ASPEN |  | D(A,C,E)30B34+TDR | 59SC2D060E17**14 | 23800 | 17 | 8.1 | 26400 | 20400 | 77.27% | 2.85 | 0 | 10 |  |  |  |  | R-410A | 1.9833 | Residential & Commercial | USHP | Ducted CEE Tier 1
213206520 | Central HP <5.4 tons | CARRIER | HRCU-A-CB (Split System: Heat Pump with Remote Outdoor Unit-Air-Source) | 38MURAQ24AB3* | ASPEN |  | D(A,C,E)30C44+TDR | 59SC5B060E14**12 | 23800 | 16 | 8.1 | 26000 | 20400 | 78.46% | 2.72 | 0 | 9.9 |  |  |  |  | R-410A | 1.9833 | Residential & Commercial | USHP
213206571 | Central HP <5.4 tons | CARRIER | HRCU-A-CB (Split System: Heat Pump with Remote Outdoor Unit-Air-Source) | 38MURAQ24AB3* | ASPEN |  | D(A,C,E)36C34+TDR | 59TP6B040V14**10 | 23200 | 16 | 8.1 | 25800 | 20200 | 78.29% | 2.63 | 0 | 10 |  |  |  |  | R-410A | 1.9333 | Residential & Commercial | USHP | Ducted CEE Tier 1
213206587 | Central HP <5.4 tons | CARRIER | HRCU-A-CB (Split System: Heat Pump with Remote Outdoor Unit-Air-Source) | 38MURAQ24AB3* | ASPEN |  | D(A,C,E)30B34+TDR | 59TP6B060V14**12 | 23200 | 16.5 | 8.1 | 26400 | 20400 | 77.27% | 2.69 | 0 | 10 |  |  |  |  | R-410A | 1.9333 | Residential & Commercial | USHP | Ducted CEE Tier 1
213613384 | Central HP <5.4 tons | CARRIER | HRCU-A-CB (Split System: Heat Pump with Remote Outdoor Unit-Air-Source) | 38MURAQ24AB3* | ASPEN |  | L(E,G)M24G4 | 0 | 23400 | 15.2 | 8.5 | 26400 | 23400 | 88.64% | 1.92 | 0 | 9.8 |  |  |  |  | R-410A | 1.95 | Residential & Commercial | USHP
213206341 | Central HP <5.4 tons | CARRIER | HRCU-A-CB (Split System: Heat Pump with Remote Outdoor Unit-Air-Source) | 38MURAQ24AB3* | ASPEN |  | D(A,C,E)24B44+TDR | 58TP*A070V14**12 | 23800 | 17 | 8.1 | 26200 | 20200 | 77.1% | 2.86 | 0 | 10 |  |  |  |  | R-410A | 1.9833 | Residential & Commercial | USHP | Ducted CEE Tier 1
213206350 | Central HP <5.4 tons | CARRIER | HRCU-A-CB (Split System: Heat Pump with Remote Outdoor Unit-Air-Source) | 38MURAQ24AB3* | ASPEN |  | D(A,C,E)36C34+TDR | 58TP*A070V14**12 | 23800 | 17 | 8.1 | 26200 | 20200 | 77.1% | 2.84 | 0 | 10 |  |  |  |  | R-410A | 1.9833 | Residential & Commercial | USHP | Ducted CEE Tier 1
213206357 | Central HP <5.4 tons | CARRIER | HRCU-A-CB (Split System: Heat Pump with Remote Outdoor Unit-Air-Source) | 38MURAQ24AB3* | ASPEN |  | D(A,C,E)30C44+TDR | 58TP*A070V17**16 | 23800 | 17 | 8.1 | 26200 | 20200 | 77.1% | 2.84 | 0 | 10 |  |  |  |  | R-410A | 1.9833 | Residential & Commercial | USHP | Ducted CEE Tier 1
213206373 | Central HP <5.4 tons | CARRIER | HRCU-A-CB (Split System: Heat Pump with Remote Outdoor Unit-Air-Source) | 38MURAQ24AB3* | ASPEN |  | D(A,C,E)36C34+TDR | 58TP*A090V17**16 | 23800 | 17 | 8.1 | 26000 | 20200 | 77.69% | 2.97 | 0 | 10 |  |  |  |  | R-410A | 1.9833 | Residential & Commercial | USHP | Ducted CEE Tier 1
213206543 | Central HP <5.4 tons | CARRIER | HRCU-A-CB (Split System: Heat Pump with Remote Outdoor Unit-Air-Source) | 38MURAQ24AB3* | ASPEN |  | D(A,C,E)30C44+TDR | 59SC5B080E17**16 | 23800 | 16 | 8.1 | 26200 | 20200 | 77.1% | 2.71 | 0 | 9.9 |  |  |  |  | R-410A | 1.9833 | Residential & Commercial | USHP
216679375 | Central HP <5.4 tons | BRYANT HEATING AND COOLING SYSTEMS | HRCU-A-CB (Split System: Heat Pump with Remote Outdoor Unit-Air-Source) | 38MURAQ24AB3* |  |  | CAP**2417AL* | 927TA48060V17*** | 23200 | 16.5 | 9.5 | 26400 | 25400 | 96.21% | 2.08 | 0 | 10 |  |  |  |  | R-410A | 1.9333 | Residential & Commercial | USHP | Ducted CEE Tier 1
213206573 | Central HP <5.4 tons | CARRIER | HRCU-A-CB (Split System: Heat Pump with Remote Outdoor Unit-Air-Source) | 38MURAQ24AB3* | ASPEN |  | D(A,C,E)24B44+TDR | 59TP6B040V17**12 | 23200 | 16 | 8.1 | 25800 | 20200 | 78.29% | 2.63 | 0 | 10 |  |  |  |  | R-410A | 1.9333 | Residential & Commercial | USHP | Ducted CEE Tier 1
216680527 | Central HP <5.4 tons | BRYANT HEATING AND COOLING SYSTEMS | HRCU-A-CB (Split System: Heat Pump with Remote Outdoor Unit-Air-Source) | 38MURAQ24AB3* |  |  | CAP**3617AL* | 927TA48080V17*** | 23400 | 17 | 9 | 25600 | 23400 | 91.41% | 1.84 | 0 | 10 |  |  |  |  | R-410A | 1.95 | Residential & Commercial | USHP | Ducted CEE Tier 1
207728364 | Central HP <5.4 tons | BOSCH | HRCU-A-CB (Split System: Heat Pump with Remote Outdoor Unit-Air-Source) | BOVB-60HDN1-M20G | ADP |  | F,PE*BB9948 | 0 | 44000 | 16 | 9.05 | 45500 | 33200 | 72.97% | 1.92 | 12.5 | 11 |  |  |  |  | R-410A | 3.6667 | Residential & Commercial | USHP | Ducted CEE Tier 1
213311149 | Central HP <5.4 tons | PAYNE HEATING AND COOLING | HRCU-A-CB (Split System: Heat Pump with Remote Outdoor Unit-Air-Source) | 38MURAQ24AB3* | ADP |  | C36A***L159+CBPE4B* | 0 | 24200 | 18 | 9 | 25000 | 22600 | 90.4% | 1.92 | 0 | 10.5 |  |  |  |  | R-410A | 2.0167 | Residential & Commercial | USHP | Ducted CEE Tier 1
214861530 | Central HP <5.4 tons | MDV | HRCU-A-CB (Split System: Heat Pump with Remote Outdoor Unit-Air-Source) | MOD30-33HFN10-M1X |  |  | MVBC-36HWFN10-MC1 | 0 | 33000 | 16.7 | 10 | 35000 | 34000 | 97.14% | 2 | 0 | 11.7 |  |  |  |  | R-454B | 2.75 | Residential & Commercial | USHP | Ducted CEE Tier 1
213146780 | Central HP <5.4 tons | BOSCH | HRCU-A-CB (Split System: Heat Pump with Remote Outdoor Unit-Air-Source) | BOVA-60HDN1-M20G | ADP |  | PL60H210P179+AEFE5* | 0 | 46000 | 18 | 9.3 | 46000 | 33200 | 72.17% | 1.96 | 0 | 11.7 |  |  |  |  | R-410A | 3.8333 | Residential & Commercial | USHP | Ducted CEE Tier 1
214861598 | Central HP <5.4 tons | MDV | HRCU-A-CB (Split System: Heat Pump with Remote Outdoor Unit-Air-Source) | MOX430-24HFN10-M3 |  |  | MVBC-24HWFN10-MB3E-D | 0 | 24000 | 18.1 | 9.7 | 26000 | 21600 | 83.08% | 1.87 | 0 | 11 |  |  |  |  | R-454B | 2 | Residential & Commercial | USHP | Ducted CEE Tier 1
213613376 | Central HP <5.4 tons | CARRIER | HRCU-A-CB (Split System: Heat Pump with Remote Outdoor Unit-Air-Source) | 38MURAQ24AB3* | ASPEN |  | A(E,F)M244+TDR | 0 | 23000 | 16 | 8.5 | 25800 | 20200 | 78.29% | 2.92 | 0 | 10 |  |  |  |  | R-410A | 1.9167 | Residential & Commercial | USHP | Ducted CEE Tier 1
213613394 | Central HP <5.4 tons | CARRIER | HRCU-A-CB (Split System: Heat Pump with Remote Outdoor Unit-Air-Source) | 38MURAQ24AB3* | ASPEN |  | L(E,G)M36F4 | 0 | 24000 | 16 | 9 | 26400 | 23400 | 88.64% | 1.92 | 0 | 10 |  |  |  |  | R-410A | 2 | Residential & Commercial | USHP | Ducted CEE Tier 1
213206254 | Central HP <5.4 tons | CARRIER | HRCU-A-CB (Split System: Heat Pump with Remote Outdoor Unit-Air-Source) | 38MURAQ24AB3* | ASPEN |  | D(A,C,E)30C44+TDR | 58S(B,C)*A070E14**12 | 23800 | 17 | 8.1 | 26200 | 20200 | 77.1% | 2.97 | 0 | 10 |  |  |  |  | R-410A | 1.9833 | Residential & Commercial | USHP | Ducted CEE Tier 1
213206385 | Central HP <5.4 tons | CARRIER | HRCU-A-CB (Split System: Heat Pump with Remote Outdoor Unit-Air-Source) | 38MURAQ24AB3* | ASPEN |  | D(A,C,E)36C34+TDR | 58TP*A090V21**20 | 23200 | 17 | 8.1 | 25400 | 19800 | 77.95% | 2.94 | 0 | 10.3 |  |  |  |  | R-410A | 1.9333 | Residential & Commercial | USHP | Ducted CEE Tier 1
213206404 | Central HP <5.4 tons | CARRIER | HRCU-A-CB (Split System: Heat Pump with Remote Outdoor Unit-Air-Source) | 38MURAQ24AB3* | ASPEN |  | D(A,C,E)30C44+TDR | 59SC2D040E14**10 | 23600 | 15.5 | 8.1 | 26000 | 20400 | 78.46% | 2.92 | 0 | 9.9 |  |  |  |  | R-410A | 1.9667 | Residential & Commercial | USHP
215431160 | Central HP <5.4 tons | FRIEDRICH | HRCU-A-CB (Split System: Heat Pump with Remote Outdoor Unit-Air-Source) | WFPU18Z483C | ADP |  | A60VHA+TXV+AEFE5* | 0 | 46500 | 17 | 8.35 | 45000 | 32600 | 72.44% | 1.88 | 0 | 9.5 |  |  |  |  | R-410A | 3.875 | Residential & Commercial | USHP
213205912 | Central HP <5.4 tons | CARRIER | HRCU-A-CB (Split System: Heat Pump with Remote Outdoor Unit-Air-Source) | 38MURAQ24AA3* | ASPEN |  | D(A,C,E)30B34+TDR | 58TP*A070V14**12 | 23800 | 16 | 8.1 | 25800 | 22800 | 88.37% | 2.85 | 0 | 9.5 |  |  |  |  | R-410A | 1.9833 | Residential & Commercial | USHP
213205943 | Central HP <5.4 tons | CARRIER | HRCU-A-CB (Split System: Heat Pump with Remote Outdoor Unit-Air-Source) | 38MURAQ24AA3* | ASPEN |  | D(A,C,E)36C34+TDR | 58TP*A090V17**16 | 23600 | 16 | 8.1 | 25200 | 22400 | 88.89% | 2.94 | 0 | 9.5 |  |  |  |  | R-410A | 1.9667 | Residential & Commercial | USHP
213205945 | Central HP <5.4 tons | CARRIER | HRCU-A-CB (Split System: Heat Pump with Remote Outdoor Unit-Air-Source) | 38MURAQ24AA3* | ASPEN |  | D(A,C,E)24B44+TDR | 58TP*A090V21**20 | 23800 | 16 | 8.1 | 25200 | 22400 | 88.89% | 2.94 | 0 | 9 |  |  |  |  | R-410A | 1.9833 | Residential & Commercial | USHP
213206010 | Central HP <5.4 tons | CARRIER | HRCU-A-CB (Split System: Heat Pump with Remote Outdoor Unit-Air-Source) | 38MURAQ24AA3* | ASPEN |  | D(A,C,E)30C44+TDR | 59SC2D060E17**14 | 23800 | 16 | 8.1 | 25800 | 22800 | 88.37% | 2.91 | 0 | 9.5 |  |  |  |  | R-410A | 1.9833 | Residential & Commercial | USHP
212603168 | Central HP <5.4 tons | DAY & NIGHT | HRCU-A-CB (Split System: Heat Pump with Remote Outdoor Unit-Air-Source) | DLCURAH24ABK | ADP |  | FG80936 | *92ESN0401712A* | 23800 | 16 | 8.5 | 24400 | 22600 | 92.62% | 1.88 | 0 | 10 |  |  |  |  | R-410A | 1.9833 | Residential & Commercial | USHP | Ducted CEE Tier 1
213386562 | Central HP <5.4 tons | TOSOT | HRCU-A-C (Split System: Heat Pump with Remote Outdoor Unit with No Indoor Fan --Air Source) | TU60-48WADU | ADP |  | HE86960+TD | 0 | 50500 | 15.2 | 8.5 | 51000 | 36800 | 72.16% | 1.8 | 0 | 9.5 |  |  |  |  | R-410A | 4.2083 | Residential & Commercial | USHP
212693030 | Central HP <5.4 tons | TOSOT | HRCU-A-C (Split System: Heat Pump with Remote Outdoor Unit with No Indoor Fan --Air Source) | TU60-48WADU | ADP |  | HE88960+TD | 0 | 47000 | 15.2 | 8.5 | 46000 | 33200 | 72.17% | 1.8 | 0 | 10 |  |  |  |  | R-410A | 3.9167 | Residential & Commercial | USHP | Ducted CEE Tier 1
213738343 | Central HP <5.4 tons | DAY & NIGHT | HRCU-A-CB (Split System: Heat Pump with Remote Outdoor Unit-Air-Source) | DLCURAH30ABK | ADP |  | PL36H175P069 | *80MS(N,L)0701712A* | 29400 | 15.2 | 8.1 | 32600 | 27200 | 83.44% | 1.8 | 0 | 8.5 |  |  |  |  | R-410A | 2.45 | Residential & Commercial | USHP
213738360 | Central HP <5.4 tons | DAY & NIGHT | HRCU-A-CB (Split System: Heat Pump with Remote Outdoor Unit-Air-Source) | DLCURAH30ABK | ADP |  | V,G36H175P159 | *80MSU0401712A* | 29800 | 15.2 | 8.1 | 32200 | 27200 | 84.47% | 1.8 | 0 | 9 |  |  |  |  | R-410A | 2.4833 | Residential & Commercial | USHP
214239986 | Central HP <5.4 tons | AIRQUEST | HRCU-A-CB (Split System: Heat Pump with Remote Outdoor Unit-Air-Source) | HVH837GKA** |  |  | EN(A,D)4X48L24**+WALLCON | *80CTL1352422B* | 32400 | 17 | 8.1 | 32600 | 24600 | 75.46% | 1.96 | 0 | 11.7 |  |  |  |  | R-410A | 2.7 | Residential & Commercial | USHP | Ducted CEE Tier 1
213206578 | Central HP <5.4 tons | CARRIER | HRCU-A-CB (Split System: Heat Pump with Remote Outdoor Unit-Air-Source) | 38MURAQ24AB3* | ASPEN |  | D(A,C,E)30C44+TDR | 59TP6B040V17**12 | 23200 | 16 | 8.1 | 25800 | 20200 | 78.29% | 2.63 | 0 | 10 |  |  |  |  | R-410A | 1.9333 | Residential & Commercial | USHP | Ducted CEE Tier 1
213206594 | Central HP <5.4 tons | CARRIER | HRCU-A-CB (Split System: Heat Pump with Remote Outdoor Unit-Air-Source) | 38MURAQ24AB3* | ASPEN |  | D(A,C,E)36C34+TDR | 59TP6B060V14**12 | 23200 | 16.5 | 8.1 | 26400 | 20400 | 77.27% | 2.75 | 0 | 10 |  |  |  |  | R-410A | 1.9333 | Residential & Commercial | USHP | Ducted CEE Tier 1
213752643 | Central HP <5.4 tons | CARRIER | HRCU-A-CB (Split System: Heat Pump with Remote Outdoor Unit-Air-Source) | 38MURAQ24AB3* | ASPEN |  | D(A,C,E)30B34+TDR | 58S(B,C)*B070M14**12 | 23400 | 17.5 | 8.5 | 26200 | 20200 | 77.1% | 2.89 | 0 | 10 |  |  |  |  | R-410A | 1.95 | Residential & Commercial | USHP | Ducted CEE Tier 1
213752691 | Central HP <5.4 tons | CARRIER | HRCU-A-CB (Split System: Heat Pump with Remote Outdoor Unit-Air-Source) | 38MURAQ24AB3* | ASPEN |  | D(A,C,E)24B44+TDR | 58S(B,C)*B090M21**16 | 22600 | 17.3 | 8.4 | 25200 | 19900 | 78.97% | 2.96 | 0 | 10.2 |  |  |  |  | R-410A | 1.8833 | Residential & Commercial | USHP | Ducted CEE Tier 1
213752740 | Central HP <5.4 tons | CARRIER | HRCU-A-CB (Split System: Heat Pump with Remote Outdoor Unit-Air-Source) | 38MURAQ24AB3* | ASPEN |  | D(A,C,E)36B34+TDR | 58TP*B070V14**12 | 23800 | 17.5 | 8.5 | 26400 | 20200 | 76.52% | 2.88 | 0 | 10 |  |  |  |  | R-410A | 1.9833 | Residential & Commercial | USHP | Ducted CEE Tier 1
213752776 | Central HP <5.4 tons | CARRIER | HRCU-A-CB (Split System: Heat Pump with Remote Outdoor Unit-Air-Source) | 38MURAQ24AB3* | ASPEN |  | D(A,C,E)30B34+TDR | 58TP*B110V21**22 | 23600 | 17.5 | 8.5 | 26400 | 20200 | 76.52% | 2.91 | 0 | 10 |  |  |  |  | R-410A | 1.9667 | Residential & Commercial | USHP | Ducted CEE Tier 1
213752825 | Central HP <5.4 tons | CARRIER | HRCU-A-CB (Split System: Heat Pump with Remote Outdoor Unit-Air-Source) | 38MURAQ24AB3* | ASPEN |  | D(A,C,E)24B44+TDR | 59SC2E080M21**20 | 23000 | 17.3 | 8.4 | 25600 | 20200 | 78.91% | 2.98 | 0 | 10.2 |  |  |  |  | R-410A | 1.9167 | Residential & Commercial | USHP | Ducted CEE Tier 1
213752908 | Central HP <5.4 tons | CARRIER | HRCU-A-CB (Split System: Heat Pump with Remote Outdoor Unit-Air-Source) | 38MURAQ24AB3* | ASPEN |  | D(A,C,E)30B34+TDR | 59SP6A040V14**10 | 23000 | 16 | 8.5 | 25800 | 20200 | 78.29% | 2.83 | 0 | 10 |  |  |  |  | R-410A | 1.9167 | Residential & Commercial | USHP | Ducted CEE Tier 1
213206418 | Central HP <5.4 tons | CARRIER | HRCU-A-CB (Split System: Heat Pump with Remote Outdoor Unit-Air-Source) | 38MURAQ24AB3* | ASPEN |  | D(A,C,E)36B34+TDR | 59SC2D040E17**12 | 23800 | 16 | 8.1 | 26000 | 20400 | 78.46% | 2.89 | 0 | 10 |  |  |  |  | R-410A | 1.9833 | Residential & Commercial | USHP | Ducted CEE Tier 1
213206455 | Central HP <5.4 tons | CARRIER | HRCU-A-CB (Split System: Heat Pump with Remote Outdoor Unit-Air-Source) | 38MURAQ24AB3* | ASPEN |  | D(A,C,E)36C34+TDR | 59SC2D080E17**16 | 23800 | 17.5 | 8.1 | 25600 | 20000 | 78.12% | 2.91 | 0 | 10.4 |  |  |  |  | R-410A | 1.9833 | Residential & Commercial | USHP | Ducted CEE Tier 1
213206504 | Central HP <5.4 tons | CARRIER | HRCU-A-CB (Split System: Heat Pump with Remote Outdoor Unit-Air-Source) | 38MURAQ24AB3* | ASPEN |  | D(A,C,E)24B44+TDR | 59SC5B040E17**12 | 23800 | 15.2 | 8.1 | 26400 | 20400 | 77.27% | 2.85 | 0 | 9.5 |  |  |  |  | R-410A | 1.9833 | Residential & Commercial | USHP
213206536 | Central HP <5.4 tons | CARRIER | HRCU-A-CB (Split System: Heat Pump with Remote Outdoor Unit-Air-Source) | 38MURAQ24AB3* | ASPEN |  | D(A,C,E)36C34+TDR | 59SC5B060E17**14 | 23800 | 16.5 | 8.1 | 26000 | 20200 | 77.69% | 2.71 | 0 | 10.3 |  |  |  |  | R-410A | 1.9833 | Residential & Commercial | USHP | Ducted CEE Tier 1
213206636 | Central HP <5.4 tons | CARRIER | HRCU-A-CB (Split System: Heat Pump with Remote Outdoor Unit-Air-Source) | 38MURAQ24AB3* | ASPEN |  | D(A,C,E)30C44+TDR | 59TP6B100V21**20 | 23000 | 17 | 8.1 | 25200 | 19900 | 78.97% | 2.7 | 0 | 10.3 |  |  |  |  | R-410A | 1.9167 | Residential & Commercial | USHP | Ducted CEE Tier 1
213752683 | Central HP <5.4 tons | CARRIER | HRCU-A-CB (Split System: Heat Pump with Remote Outdoor Unit-Air-Source) | 38MURAQ24AB3* | ASPEN |  | D(A,C,E)30B34+TDR | 58S(B,C)*B090M17**14 | 23400 | 17.5 | 8.5 | 26200 | 20200 | 77.1% | 2.9 | 0 | 10 |  |  |  |  | R-410A | 1.95 | Residential & Commercial | USHP | Ducted CEE Tier 1
213752735 | Central HP <5.4 tons | CARRIER | HRCU-A-CB (Split System: Heat Pump with Remote Outdoor Unit-Air-Source) | 38MURAQ24AB3* | ASPEN |  | D(A,C,E)30B34+TDR | 58TP*B070V14**12 | 23600 | 17.5 | 8.5 | 26400 | 20200 | 76.52% | 2.88 | 0 | 10 |  |  |  |  | R-410A | 1.9667 | Residential & Commercial | USHP | Ducted CEE Tier 1
213752967 | Central HP <5.4 tons | CARRIER | HRCU-A-CB (Split System: Heat Pump with Remote Outdoor Unit-Air-Source) | 38MURAQ24AB3* | ASPEN |  | D(A,C,E)36B34+TDR | 59SP6A080V21**20 | 23800 | 17 | 8.5 | 26000 | 20200 | 77.69% | 2.92 | 0 | 10 |  |  |  |  | R-410A | 1.9833 | Residential & Commercial | USHP | Ducted CEE Tier 1
213613385 | Central HP <5.4 tons | CARRIER | HRCU-A-CB (Split System: Heat Pump with Remote Outdoor Unit-Air-Source) | 38MURAQ24AB3* | ASPEN |  | L(E,G)M24H4 | 0 | 23800 | 15.2 | 8.5 | 26400 | 23400 | 88.64% | 1.92 | 0 | 9.8 |  |  |  |  | R-410A | 1.9833 | Residential & Commercial | USHP
213752431 | Central HP <5.4 tons | CARRIER | HRCU-A-CB (Split System: Heat Pump with Remote Outdoor Unit-Air-Source) | 38MURAQ24AA3* | ASPEN |  | D(A,C,E)30C44+TDR | 59SC6A026M14**10 | 23400 | 15.5 | 8.1 | 25200 | 22600 | 89.68% | 2.86 | 0 | 9 |  |  |  |  | R-410A | 1.95 | Residential & Commercial | USHP
213752516 | Central HP <5.4 tons | CARRIER | HRCU-A-CB (Split System: Heat Pump with Remote Outdoor Unit-Air-Source) | 38MURAQ24AA3* | ASPEN |  | D(A,C,E)36B34+TDR | 59SP6A060V14**12 | 22800 | 15.9 | 8.1 | 24400 | 22000 | 90.16% | 2.87 | 0 | 9.3 |  |  |  |  | R-410A | 1.9 | Residential & Commercial | USHP
216992464 | Central HP <5.4 tons | BRYANT HEATING AND COOLING SYSTEMS | HRCU-A-CB (Split System: Heat Pump with Remote Outdoor Unit-Air-Source) | 290VAN060**AA* | ADP |  | H,PG48*60+TXV | 88*TB60090C21*** | 55500 | 19 | 9 | 57500 | 41000 | 71.3% | 2.02 | 0 | 8.5 |  |  |  |  | R-454B | 4.625 | Residential & Commercial | USHP
213753653 | Central HP <5.4 tons | CARRIER | HRCU-A-CB (Split System: Heat Pump with Remote Outdoor Unit-Air-Source) | 38MURAQ36AB3* | ASPEN |  | D(A,C,E)42B34+TDR | 58S(B,C)*B070M14**12 | 35200 | 16 | 8.1 | 38500 | 32200 | 83.64% | 2.63 | 0 | 10 |  |  |  |  | R-410A | 2.9333 | Residential & Commercial | USHP | Ducted CEE Tier 1
213753702 | Central HP <5.4 tons | CARRIER | HRCU-A-CB (Split System: Heat Pump with Remote Outdoor Unit-Air-Source) | 38MURAQ36AB3* | ASPEN |  | D(A,C,E)36B34+TDR | 58S(B,C)*B135M24**20 | 34800 | 16.5 | 8.1 | 38500 | 31800 | 82.6% | 2.72 | 0 | 10.5 |  |  |  |  | R-410A | 2.9 | Residential & Commercial | USHP | Ducted CEE Tier 1
213753704 | Central HP <5.4 tons | CARRIER | HRCU-A-CB (Split System: Heat Pump with Remote Outdoor Unit-Air-Source) | 38MURAQ36AB3* | ASPEN |  | D(A,C,E)42B34+TDR | 58S(B,C)*B135M24**20 | 35200 | 16.5 | 8.1 | 38500 | 31800 | 82.6% | 2.72 | 0 | 10.5 |  |  |  |  | R-410A | 2.9333 | Residential & Commercial | USHP | Ducted CEE Tier 1
213753738 | Central HP <5.4 tons | CARRIER | HRCU-A-CB (Split System: Heat Pump with Remote Outdoor Unit-Air-Source) | 38MURAQ36AB3* | ASPEN |  | D(A,C,E)36B34+TDR | 58TP*B110V21**22 | 34000 | 16.4 | 8.5 | 38000 | 31600 | 83.16% | 2.73 | 0 | 9.8 |  |  |  |  | R-410A | 2.8333 | Residential & Commercial | USHP
213281327 | Central HP <5.4 tons | BOSCH | HRCU-A-CB (Split System: Heat Pump with Remote Outdoor Unit-Air-Source) | BOVB-60HDN1-M20G | ADP |  | HG2K960+AEFE5* | 0 | 45500 | 18 | 9.15 | 46000 | 33200 | 72.17% | 1.94 | 0 | 11.7 |  |  |  |  | R-410A | 3.7917 | Residential & Commercial | USHP | Ducted CEE Tier 1
213613378 | Central HP <5.4 tons | CARRIER | HRCU-A-CB (Split System: Heat Pump with Remote Outdoor Unit-Air-Source) | 38MURAQ24AB3* | ASPEN |  | L(E,G)M24A4 | 0 | 22000 | 15.8 | 9 | 26400 | 20400 | 77.27% | 2.88 | 0 | 9.7 |  |  |  |  | R-410A | 1.8333 | Residential & Commercial | USHP
213752648 | Central HP <5.4 tons | CARRIER | HRCU-A-CB (Split System: Heat Pump with Remote Outdoor Unit-Air-Source) | 38MURAQ24AB3* | ASPEN |  | D(A,C,E)36B34+TDR | 58S(B,C)*B070M14**12 | 23600 | 17.5 | 8.5 | 26200 | 20200 | 77.1% | 2.89 | 0 | 10 |  |  |  |  | R-410A | 1.9667 | Residential & Commercial | USHP | Ducted CEE Tier 1
213752701 | Central HP <5.4 tons | CARRIER | HRCU-A-CB (Split System: Heat Pump with Remote Outdoor Unit-Air-Source) | 38MURAQ24AB3* | ASPEN |  | D(A,C,E)24B44+TDR | 58S(B,C)*B090M21**20 | 23400 | 17.5 | 8.5 | 26200 | 20200 | 77.1% | 2.91 | 0 | 10 |  |  |  |  | R-410A | 1.95 | Residential & Commercial | USHP | Ducted CEE Tier 1
213752715 | Central HP <5.4 tons | CARRIER | HRCU-A-CB (Split System: Heat Pump with Remote Outdoor Unit-Air-Source) | 38MURAQ24AB3* | ASPEN |  | D(A,C,E)30B34+TDR | 58S(B,C)*B110M21**20 | 22800 | 17.2 | 8.4 | 25600 | 20000 | 78.12% | 2.96 | 0 | 10 |  |  |  |  | R-410A | 1.9 | Residential & Commercial | USHP | Ducted CEE Tier 1
213752733 | Central HP <5.4 tons | CARRIER | HRCU-A-CB (Split System: Heat Pump with Remote Outdoor Unit-Air-Source) | 38MURAQ24AB3* | ASPEN |  | D(A,C,E)24B44+TDR | 58TP*B070V14**12 | 23800 | 17.5 | 8.5 | 26400 | 20200 | 76.52% | 2.88 | 0 | 10 |  |  |  |  | R-410A | 1.9833 | Residential & Commercial | USHP | Ducted CEE Tier 1
213752799 | Central HP <5.4 tons | CARRIER | HRCU-A-CB (Split System: Heat Pump with Remote Outdoor Unit-Air-Source) | 38MURAQ24AB3* | ASPEN |  | D(A,C,E)30C44+TDR | 59SC2E060M14**12 | 23800 | 17 | 8.5 | 26600 | 20200 | 75.94% | 2.86 | 0 | 10 |  |  |  |  | R-410A | 1.9833 | Residential & Commercial | USHP | Ducted CEE Tier 1
213752801 | Central HP <5.4 tons | CARRIER | HRCU-A-CB (Split System: Heat Pump with Remote Outdoor Unit-Air-Source) | 38MURAQ24AB3* | ASPEN |  | D(A,C,E)36B34+TDR | 59SC2E060M14**12 | 23800 | 17 | 8.5 | 26600 | 20200 | 75.94% | 2.86 | 0 | 10 |  |  |  |  | R-410A | 1.9833 | Residential & Commercial | USHP | Ducted CEE Tier 1
213752882 | Central HP <5.4 tons | CARRIER | HRCU-A-CB (Split System: Heat Pump with Remote Outdoor Unit-Air-Source) | 38MURAQ24AB3* | ASPEN |  | D(A,C,E)36B34+TDR | 59SC6A060M14**12 | 22800 | 17 | 8.5 | 25200 | 20000 | 79.37% | 2.95 | 0 | 9.8 |  |  |  |  | R-410A | 1.9 | Residential & Commercial | USHP
213753036 | Central HP <5.4 tons | CARRIER | HRCU-A-CB (Split System: Heat Pump with Remote Outdoor Unit-Air-Source) | 38MURAQ24AB3* | ASPEN |  | D(A,C,E)30B34+TDR | 59TP6C080V21**20 | 23600 | 17 | 8.5 | 26400 | 20200 | 76.52% | 2.92 | 0 | 10 |  |  |  |  | R-410A | 1.9667 | Residential & Commercial | USHP | Ducted CEE Tier 1
213613390 | Central HP <5.4 tons | CARRIER | HRCU-A-CB (Split System: Heat Pump with Remote Outdoor Unit-Air-Source) | 38MURAQ24AB3* | ASPEN |  | L(E,G)M36B4 | 0 | 23400 | 15.2 | 8.5 | 26400 | 23400 | 88.64% | 1.92 | 0 | 9.8 |  |  |  |  | R-410A | 1.95 | Residential & Commercial | USHP
213752681 | Central HP <5.4 tons | CARRIER | HRCU-A-CB (Split System: Heat Pump with Remote Outdoor Unit-Air-Source) | 38MURAQ24AB3* | ASPEN |  | D(A,C,E)24B44+TDR | 58S(B,C)*B090M17**14 | 23400 | 17.5 | 8.5 | 26200 | 20200 | 77.1% | 2.9 | 0 | 10 |  |  |  |  | R-410A | 1.95 | Residential & Commercial | USHP | Ducted CEE Tier 1
213752781 | Central HP <5.4 tons | CARRIER | HRCU-A-CB (Split System: Heat Pump with Remote Outdoor Unit-Air-Source) | 38MURAQ24AB3* | ASPEN |  | D(A,C,E)36B34+TDR | 58TP*B110V21**22 | 23800 | 17.5 | 8.5 | 26400 | 20200 | 76.52% | 2.91 | 0 | 10 |  |  |  |  | R-410A | 1.9833 | Residential & Commercial | USHP | Ducted CEE Tier 1
213752872 | Central HP <5.4 tons | CARRIER | HRCU-A-CB (Split System: Heat Pump with Remote Outdoor Unit-Air-Source) | 38MURAQ24AB3* | ASPEN |  | D(A,C,E)36B34+TDR | 59SC6A040M17**12 | 23200 | 16 | 8.5 | 26400 | 20400 | 77.27% | 2.84 | 0 | 9 |  |  |  |  | R-410A | 1.9333 | Residential & Commercial | USHP
216680647 | Central HP <5.4 tons | BRYANT HEATING AND COOLING SYSTEMS | HRCU-A-CB (Split System: Heat Pump with Remote Outdoor Unit-Air-Source) | 38MURAQ24AB3* |  |  | CNPV*3621AL* | 927TA48080V17*** | 23400 | 16.5 | 9 | 25800 | 23800 | 92.25% | 1.78 | 0 | 10 |  |  |  |  | R-410A | 1.95 | Residential & Commercial | USHP | Ducted CEE Tier 1
213752630 | Central HP <5.4 tons | CARRIER | HRCU-A-CB (Split System: Heat Pump with Remote Outdoor Unit-Air-Source) | 38MURAQ24AB3* | ASPEN |  | D(A,C,E)24B44+TDR | 58S(B,C)*B045M14**12 | 23400 | 17 | 8.5 | 27000 | 20400 | 75.56% | 2.88 | 0 | 10 |  |  |  |  | R-410A | 1.95 | Residential & Commercial | USHP | Ducted CEE Tier 1
213355932 | Central HP <5.4 tons | BOSCH | HRCU-A-CB (Split System: Heat Pump with Remote Outdoor Unit-Air-Source) | BOVB-60HDN1-M20G | ADP |  | A60VHA+TXV+AEFE5* | 0 | 50000 | 17 | 9.25 | 53000 | 38000 | 71.7% | 1.98 | 0 | 11.2 |  |  |  |  | R-410A | 4.1667 | Residential & Commercial | USHP | Ducted CEE Tier 1
213753831 | Central HP <5.4 tons | CARRIER | HRCU-A-CB (Split System: Heat Pump with Remote Outdoor Unit-Air-Source) | 38MURAQ36AB3* | ASPEN |  | D(A,C,E)42B34+TDR | 59SP6A080V17**16 | 34000 | 16 | 8.1 | 38500 | 31400 | 81.56% | 2.71 | 0 | 9.9 |  |  |  |  | R-410A | 2.8333 | Residential & Commercial | USHP
213753867 | Central HP <5.4 tons | CARRIER | HRCU-A-CB (Split System: Heat Pump with Remote Outdoor Unit-Air-Source) | 38MURAQ36AB3* | ASPEN |  | D(A,C,E)42B34+TDR | 59TP6C080V21**20 | 33800 | 16.5 | 8.1 | 37800 | 31400 | 83.07% | 2.72 | 0 | 9.9 |  |  |  |  | R-410A | 2.8167 | Residential & Commercial | USHP
212984707 | Central HP <5.4 tons | TEMPSTAR | HRCU-A-CB (Split System: Heat Pump with Remote Outdoor Unit-Air-Source) | DLCURAH18ABK |  |  | EA*4X19L17A* | *92MSN0801716A* | 18300 | 16.5 | 8.5 | 18200 | 17700 | 97.25% | 2.14 | 0 | 11 |  |  |  |  | R-410A | 1.525 | Residential & Commercial | USHP | Ducted CEE Tier 1
213752638 | Central HP <5.4 tons | CARRIER | HRCU-A-CB (Split System: Heat Pump with Remote Outdoor Unit-Air-Source) | 38MURAQ24AB3* | ASPEN |  | D(A,C,E)36B34+TDR | 58S(B,C)*B045M14**12 | 23400 | 17 | 8.5 | 27000 | 20400 | 75.56% | 2.88 | 0 | 10 |  |  |  |  | R-410A | 1.95 | Residential & Commercial | USHP | Ducted CEE Tier 1
213752663 | Central HP <5.4 tons | CARRIER | HRCU-A-CB (Split System: Heat Pump with Remote Outdoor Unit-Air-Source) | 38MURAQ24AB3* | ASPEN |  | D(A,C,E)30B34+TDR | 58S(B,C)*B070M17**16 | 22400 | 17.2 | 8.4 | 25200 | 20000 | 79.37% | 2.98 | 0 | 10 |  |  |  |  | R-410A | 1.8667 | Residential & Commercial | USHP | Ducted CEE Tier 1
213752704 | Central HP <5.4 tons | CARRIER | HRCU-A-CB (Split System: Heat Pump with Remote Outdoor Unit-Air-Source) | 38MURAQ24AB3* | ASPEN |  | D(A,C,E)30B34+TDR | 58S(B,C)*B090M21**20 | 23400 | 17.5 | 8.5 | 26200 | 20200 | 77.1% | 2.91 | 0 | 10 |  |  |  |  | R-410A | 1.95 | Residential & Commercial | USHP | Ducted CEE Tier 1
213752745 | Central HP <5.4 tons | CARRIER | HRCU-A-CB (Split System: Heat Pump with Remote Outdoor Unit-Air-Source) | 38MURAQ24AB3* | ASPEN |  | D(A,C,E)30B34+TDR | 58TP*B070V17**16 | 22400 | 17.2 | 8.4 | 25200 | 20000 | 79.37% | 2.98 | 0 | 9 |  |  |  |  | R-410A | 1.8667 | Residential & Commercial | USHP
213752761 | Central HP <5.4 tons | CARRIER | HRCU-A-CB (Split System: Heat Pump with Remote Outdoor Unit-Air-Source) | 38MURAQ24AB3* | ASPEN |  | D(A,C,E)36B34+TDR | 58TP*B090V17**16 | 22400 | 17.4 | 8.5 | 25200 | 19900 | 78.97% | 2.97 | 0 | 9.8 |  |  |  |  | R-410A | 1.8667 | Residential & Commercial | USHP
213752763 | Central HP <5.4 tons | CARRIER | HRCU-A-CB (Split System: Heat Pump with Remote Outdoor Unit-Air-Source) | 38MURAQ24AB3* | ASPEN |  | D(A,C,E)24B44+TDR | 58TP*B090V21**20 | 23200 | 17 | 8.5 | 26200 | 20200 | 77.1% | 2.92 | 0 | 10 |  |  |  |  | R-410A | 1.9333 | Residential & Commercial | USHP | Ducted CEE Tier 1
213752788 | Central HP <5.4 tons | CARRIER | HRCU-A-CB (Split System: Heat Pump with Remote Outdoor Unit-Air-Source) | 38MURAQ24AB3* | ASPEN |  | D(A,C,E)30C44+TDR | 59SC2E040M17**12 | 23400 | 16 | 8.5 | 26400 | 20400 | 77.27% | 2.84 | 0 | 9.5 |  |  |  |  | R-410A | 1.95 | Residential & Commercial | USHP
213752806 | Central HP <5.4 tons | CARRIER | HRCU-A-CB (Split System: Heat Pump with Remote Outdoor Unit-Air-Source) | 38MURAQ24AB3* | ASPEN |  | D(A,C,E)30B34+TDR | 59SC2E060M17**14 | 23400 | 17.5 | 8.5 | 26200 | 20200 | 77.1% | 2.9 | 0 | 10 |  |  |  |  | R-410A | 1.95 | Residential & Commercial | USHP | Ducted CEE Tier 1
213752972 | Central HP <5.4 tons | CARRIER | HRCU-A-CB (Split System: Heat Pump with Remote Outdoor Unit-Air-Source) | 38MURAQ24AB3* | ASPEN |  | D(A,C,E)30B34+TDR | 59SP6A100V21**20 | 23600 | 17 | 8.5 | 26000 | 20000 | 76.92% | 2.89 | 0 | 10 |  |  |  |  | R-410A | 1.9667 | Residential & Commercial | USHP | Ducted CEE Tier 1
213753049 | Central HP <5.4 tons | CARRIER | HRCU-A-CB (Split System: Heat Pump with Remote Outdoor Unit-Air-Source) | 38MURAQ24AB3* | ASPEN |  | D(A,C,E)30C44+TDR | 59TP6C100V21**20 | 23600 | 17.5 | 8.5 | 26200 | 20000 | 76.34% | 2.91 | 0 | 10 |  |  |  |  | R-410A | 1.9667 | Residential & Commercial | USHP | Ducted CEE Tier 1
213753054 | Central HP <5.4 tons | CARRIER | HRCU-A-CB (Split System: Heat Pump with Remote Outdoor Unit-Air-Source) | 38MURAQ24AB3* | ASPEN |  | D(A,C,E)24B44+TDR | 59TP6C100V21**22 | 23800 | 17.5 | 8.5 | 26400 | 20200 | 76.52% | 2.94 | 0 | 10 |  |  |  |  | R-410A | 1.9833 | Residential & Commercial | USHP | Ducted CEE Tier 1
213752655 | Central HP <5.4 tons | CARRIER | HRCU-A-CB (Split System: Heat Pump with Remote Outdoor Unit-Air-Source) | 38MURAQ24AB3* | ASPEN |  | D(A,C,E)30C44+TDR | 58S(B,C)*B070M17**12 | 23400 | 17.5 | 8.5 | 26200 | 20000 | 76.34% | 2.86 | 0 | 10 |  |  |  |  | R-410A | 1.95 | Residential & Commercial | USHP | Ducted CEE Tier 1
213752778 | Central HP <5.4 tons | CARRIER | HRCU-A-CB (Split System: Heat Pump with Remote Outdoor Unit-Air-Source) | 38MURAQ24AB3* | ASPEN |  | D(A,C,E)30C44+TDR | 58TP*B110V21**22 | 23800 | 17.5 | 8.5 | 26400 | 20200 | 76.52% | 2.91 | 0 | 10 |  |  |  |  | R-410A | 1.9833 | Residential & Commercial | USHP | Ducted CEE Tier 1
213752855 | Central HP <5.4 tons | CARRIER | HRCU-A-CB (Split System: Heat Pump with Remote Outdoor Unit-Air-Source) | 38MURAQ24AB3* | ASPEN |  | D(A,C,E)24B44+TDR | 59SC6A040M14**10 | 22400 | 16.3 | 8.5 | 25400 | 20200 | 79.53% | 2.94 | 0 | 9.8 |  |  |  |  | R-410A | 1.8667 | Residential & Commercial | USHP
213752937 | Central HP <5.4 tons | CARRIER | HRCU-A-CB (Split System: Heat Pump with Remote Outdoor Unit-Air-Source) | 38MURAQ24AB3* | ASPEN |  | D(A,C,E)24B44+TDR | 59SP6A060V17**14 | 23400 | 16.5 | 8.5 | 25800 | 20000 | 77.52% | 2.85 | 0 | 10 |  |  |  |  | R-410A | 1.95 | Residential & Commercial | USHP | Ducted CEE Tier 1
213752980 | Central HP <5.4 tons | CARRIER | HRCU-A-CB (Split System: Heat Pump with Remote Outdoor Unit-Air-Source) | 38MURAQ24AB3* | ASPEN |  | D(A,C,E)24B44+TDR | 59TP6C040V14**10 | 23000 | 16 | 8.5 | 27000 | 20600 | 76.3% | 2.85 | 0 | 9.5 |  |  |  |  | R-410A | 1.9167 | Residential & Commercial | USHP
213753023 | Central HP <5.4 tons | CARRIER | HRCU-A-CB (Split System: Heat Pump with Remote Outdoor Unit-Air-Source) | 38MURAQ24AB3* | ASPEN |  | D(A,C,E)24B44+TDR | 59TP6C080V17**16 | 23400 | 17 | 8.5 | 26200 | 20200 | 77.1% | 2.88 | 0 | 10 |  |  |  |  | R-410A | 1.95 | Residential & Commercial | USHP | Ducted CEE Tier 1
213753039 | Central HP <5.4 tons | CARRIER | HRCU-A-CB (Split System: Heat Pump with Remote Outdoor Unit-Air-Source) | 38MURAQ24AB3* | ASPEN |  | D(A,C,E)30C44+TDR | 59TP6C080V21**20 | 23800 | 17 | 8.5 | 26400 | 20200 | 76.52% | 2.92 | 0 | 10 |  |  |  |  | R-410A | 1.9833 | Residential & Commercial | USHP | Ducted CEE Tier 1
213613395 | Central HP <5.4 tons | CARRIER | HRCU-A-CB (Split System: Heat Pump with Remote Outdoor Unit-Air-Source) | 38MURAQ24AB3* | ASPEN |  | L(E,G)M36L4 | 0 | 24000 | 15.2 | 8.5 | 26400 | 23400 | 88.64% | 1.92 | 0 | 9.8 |  |  |  |  | R-410A | 2 | Residential & Commercial | USHP
216679494 | Central HP <5.4 tons | CARRIER | HRCU-A-CB (Split System: Heat Pump with Remote Outdoor Unit-Air-Source) | 38MURAQ24AB3* |  |  | CNPV*2417AL* | 59TP7A060V17**16 | 23200 | 16.5 | 9 | 26400 | 24400 | 92.42% | 1.86 | 0 | 10 |  |  |  |  | R-410A | 1.9333 | Residential & Commercial | USHP | Ducted CEE Tier 1
216680598 | Central HP <5.4 tons | CARRIER | HRCU-A-CB (Split System: Heat Pump with Remote Outdoor Unit-Air-Source) | 38MURAQ24AB3* |  |  | CSPH*3612AL* | 59TP7A080V17**16 | 23800 | 16 | 8.5 | 25200 | 22400 | 88.89% | 1.75 | 0 | 10 |  |  |  |  | R-410A | 1.9833 | Residential & Commercial | USHP | Ducted CEE Tier 1
213206095 | Central HP <5.4 tons | CARRIER | HRCU-A-CB (Split System: Heat Pump with Remote Outdoor Unit-Air-Source) | 38MURAQ24AA3* | ASPEN |  | D(A,C,E)36C34+TDR | 59SC5B060E14**12 | 23800 | 15.2 | 8.1 | 25400 | 22600 | 88.98% | 2.89 | 0 | 9.4 |  |  |  |  | R-410A | 1.9833 | Residential & Commercial | USHP
213772678 | Central HP <5.4 tons | AIRQUEST | HRCU-A-CB (Split System: Heat Pump with Remote Outdoor Unit-Air-Source) | HVH825GKA3* |  |  | EA*4X24L17A*+WALLCON | *97CMN0801714B* | 23200 | 16 | 8.1 | 22000 | 16800 | 76.36% | 1.88 | 0 | 10.5 |  |  |  |  | R-410A | 1.9333 | Residential & Commercial | USHP | Ducted CEE Tier 1
211259644 | Central HP <5.4 tons | DAY & NIGHT | HRCU-A-CB (Split System: Heat Pump with Remote Outdoor Unit-Air-Source) | DLCURAH18ABK |  |  | EA*4X19L17A* | *96VSN0601412A* | 18400 | 16 | 8.5 | 18400 | 17600 | 95.65% | 2.12 | 0 | 11 |  |  |  |  | R-410A | 1.5333 | Residential & Commercial | USHP | Ducted CEE Tier 1
211259862 | Central HP <5.4 tons | DAY & NIGHT | HRCU-A-CB (Split System: Heat Pump with Remote Outdoor Unit-Air-Source) | DLCURAH18ABK |  |  | EA*4X19L17A* | *95ESN0261410A* | 18600 | 16 | 8.5 | 18600 | 17500 | 94.09% | 2.12 | 0 | 11 |  |  |  |  | R-410A | 1.55 | Residential & Commercial | USHP | Ducted CEE Tier 1
211259878 | Central HP <5.4 tons | DAY & NIGHT | HRCU-A-CB (Split System: Heat Pump with Remote Outdoor Unit-Air-Source) | DLCURAH18ABK |  |  | EA*4X19L17A* | *96VTN0601714A* | 18200 | 16 | 8.5 | 18200 | 17700 | 97.25% | 2.14 | 0 | 10.5 |  |  |  |  | R-410A | 1.5167 | Residential & Commercial | USHP | Ducted CEE Tier 1
211260311 | Central HP <5.4 tons | DAY & NIGHT | HRCU-A-CB (Split System: Heat Pump with Remote Outdoor Unit-Air-Source) | DLCURAH18ABK |  |  | EA*4X24L17A* | *96VSN0801716A* | 17400 | 16 | 8.5 | 18300 | 19200 | 104.9% | 2.3 | 0 | 10.5 |  |  |  |  | R-410A | 1.45 | Residential & Commercial | USHP | Ducted CEE Tier 1
213206328 | Central HP <5.4 tons | CARRIER | HRCU-A-CB (Split System: Heat Pump with Remote Outdoor Unit-Air-Source) | 38MURAQ24AB3* | ASPEN |  | D(A,C,E)36C34+TDR | 58S(B,C)*A110E21**20 | 23800 | 16.5 | 8.1 | 26200 | 20200 | 77.1% | 2.98 | 0 | 10.3 |  |  |  |  | R-410A | 1.9833 | Residential & Commercial | USHP | Ducted CEE Tier 1
213752176 | Central HP <5.4 tons | CARRIER | HRCU-A-CB (Split System: Heat Pump with Remote Outdoor Unit-Air-Source) | 38MURAQ24AA3* | ASPEN |  | D(A,C,E)36B34+TDR | 58S(B,C)*B070M14**12 | 23600 | 16.5 | 8.1 | 24800 | 22400 | 90.32% | 2.9 | 0 | 9 |  |  |  |  | R-410A | 1.9667 | Residential & Commercial | USHP
213752210 | Central HP <5.4 tons | CARRIER | HRCU-A-CB (Split System: Heat Pump with Remote Outdoor Unit-Air-Source) | 38MURAQ24AA3* | ASPEN |  | D(A,C,E)30B34+TDR | 58S(B,C)*B070M21**16 | 23600 | 16.5 | 8.5 | 25000 | 22400 | 89.6% | 2.92 | 0 | 9 |  |  |  |  | R-410A | 1.9667 | Residential & Commercial | USHP
213752310 | Central HP <5.4 tons | CARRIER | HRCU-A-CB (Split System: Heat Pump with Remote Outdoor Unit-Air-Source) | 38MURAQ24AA3* | ASPEN |  | D(A,C,E)24B44+TDR | 58TP*B090V17**16 | 23400 | 16 | 8.1 | 25000 | 22400 | 89.6% | 2.87 | 0 | 9.5 |  |  |  |  | R-410A | 1.95 | Residential & Commercial | USHP
213752444 | Central HP <5.4 tons | CARRIER | HRCU-A-CB (Split System: Heat Pump with Remote Outdoor Unit-Air-Source) | 38MURAQ24AA3* | ASPEN |  | D(A,C,E)36B34+TDR | 59SC6A040M14**10 | 22800 | 15.4 | 8.1 | 24400 | 22200 | 90.98% | 2.87 | 0 | 9.3 |  |  |  |  | R-410A | 1.9 | Residential & Commercial | USHP
214279942 | Central HP <5.4 tons | CARRIER | HRCU-A-CB (Split System: Heat Pump with Remote Outdoor Unit-Air-Source) | 38MURAQ24AB3* |  |  | CAP**3721AL* | 59SC6A060M17**16 | 24600 | 17 | 9 | 25400 | 21200 | 83.46% | 1.78 | 0 | 10 |  |  |  |  | R-410A | 2.05 | Residential & Commercial | USHP | Ducted CEE Tier 1
215677095 | Central HP <5.4 tons | HEIL | HRCU-A-CB (Split System: Heat Pump with Remote Outdoor Unit-Air-Source) | H5H0V60*K*AAA* |  |  | EVM5X60M24A*+WALLCON | *80CSU1002120A* | 56500 | 18 | 9 | 63000 | 44500 | 70.63% | 2.08 | 0 | 9 |  |  |  |  | R-454B | 4.7083 | Residential & Commercial | USHP
212927493 | Central HP <5.4 tons | BOSCH | HRCU-A-CB (Split System: Heat Pump with Remote Outdoor Unit-Air-Source) | BOVB-36HDN1-M20G | ADP |  | CE2403C+TXV | 0 | 22800 | 19 | 9.2 | 22200 | 17200 | 77.48% | 1.94 | 0 | 12 |  |  |  |  | R-410A | 1.9 | Residential & Commercial | USHP | Ducted CEE Tier 1
214242258 | Central HP <5.4 tons | AIRQUEST | HRCU-A-CB (Split System: Heat Pump with Remote Outdoor Unit-Air-Source) | HVH825GKA3* |  |  | EN(A,D,W)4X48L21**+WALLCON | *95CSU0601716B* | 24000 | 16.5 | 8.1 | 21400 | 16600 | 77.57% | 2 | 0 | 11 |  |  |  |  | R-410A | 2 | Residential & Commercial | USHP | Ducted CEE Tier 1
211259736 | Central HP <5.4 tons | HEIL | HRCU-A-CB (Split System: Heat Pump with Remote Outdoor Unit-Air-Source) | DLCURAH18ABK |  |  | EA*4X19L17A* | *80ESU0401712A* | 19000 | 17 | 8.5 | 18900 | 17400 | 92.06% | 2.14 | 0 | 11 |  |  |  |  | R-410A | 1.5833 | Residential & Commercial | USHP | Ducted CEE Tier 1
215850482 | Central HP <5.4 tons | COLEMAN | HRCU-A-CB (Split System: Heat Pump with Remote Outdoor Unit-Air-Source) | HH836E2S11 | ASPEN |  | C(A,C,D,E)36B3K+TDR | TM9Y100C16MP11 | 30800 | 18 | 8.5 | 31000 | 25200 | 81.29% | 2 | 0 | 10.5 |  |  |  |  | R-454B | 2.5667 | Residential & Commercial | USHP | Ducted CEE Tier 1
214295856 | Central HP <5.4 tons | CHAMPION HEATING AND COOLING | HRCU-A-CB (Split System: Heat Pump with Remote Outdoor Unit-Air-Source) | HMH72B341 | ADP |  | PL36H210P759 | Z8ES080C16SMPS1 | 34000 | 18 | 8.5 | 31800 | 23800 | 74.84% | 2.14 | 0 | 10 |  |  |  |  | R-410A | 2.8333 | Residential & Commercial | USHP | Ducted CEE Tier 1
213752773 | Central HP <5.4 tons | CARRIER | HRCU-A-CB (Split System: Heat Pump with Remote Outdoor Unit-Air-Source) | 38MURAQ24AB3* | ASPEN |  | D(A,C,E)24B44+TDR | 58TP*B110V21**22 | 23600 | 17.5 | 8.5 | 26400 | 20200 | 76.52% | 2.91 | 0 | 10 |  |  |  |  | R-410A | 1.9667 | Residential & Commercial | USHP | Ducted CEE Tier 1
213752814 | Central HP <5.4 tons | CARRIER | HRCU-A-CB (Split System: Heat Pump with Remote Outdoor Unit-Air-Source) | 38MURAQ24AB3* | ASPEN |  | D(A,C,E)24B44+TDR | 59SC2E080M17**16 | 23400 | 17.5 | 8.5 | 26200 | 20200 | 77.1% | 2.86 | 0 | 10 |  |  |  |  | R-410A | 1.95 | Residential & Commercial | USHP | Ducted CEE Tier 1
212361434 | Central HP <5.4 tons | BOSCH | HRCU-A-CB (Split System: Heat Pump with Remote Outdoor Unit-Air-Source) | BOVA-60HDN1-M20G | ADP |  | HE36(1,2)60+TXV | BGH96M080C4B | 41500 | 16 | 8.8 | 42500 | 31000 | 72.94% | 1.9 | 0 | 11.5 |  |  |  |  | R-410A | 3.4583 | Residential & Commercial | USHP | Ducted CEE Tier 1
212361466 | Central HP <5.4 tons | BOSCH | HRCU-A-CB (Split System: Heat Pump with Remote Outdoor Unit-Air-Source) | BOVA-60HDN1-M20G | ADP |  | HE36960 | BGH96M080C4B | 41500 | 16 | 8.8 | 42500 | 31000 | 72.94% | 1.9 | 0 | 11.5 |  |  |  |  | R-410A | 3.4583 | Residential & Commercial | USHP | Ducted CEE Tier 1
212361477 | Central HP <5.4 tons | BOSCH | HRCU-A-CB (Split System: Heat Pump with Remote Outdoor Unit-Air-Source) | BOVA-60HDN1-M20G | ADP |  | HE35948 | BGH96M100D5A | 44500 | 17 | 9 | 45000 | 32800 | 72.89% | 1.9 | 0 | 11.5 |  |  |  |  | R-410A | 3.7083 | Residential & Commercial | USHP | Ducted CEE Tier 1
212380854 | Central HP <5.4 tons | BOSCH | HRCU-A-CB (Split System: Heat Pump with Remote Outdoor Unit-Air-Source) | BOVB-36HDN1-M20G | ADP |  | H,RG8J936 | BGH96M060B3A | 23600 | 18 | 9 | 22400 | 17000 | 75.89% | 1.9 | 0 | 11.7 |  |  |  |  | R-410A | 1.9667 | Residential & Commercial | USHP | Ducted CEE Tier 1
216800664 | Central HP <5.4 tons | BOSCH | HRCU-A-CB (Split System: Heat Pump with Remote Outdoor Unit-Air-Source) | BOVA-60RTB-M20S | ADP |  | V60H210P19*+TXV | BGH96M100C5C | 51500 | 17 | 8.5 | 51500 | 37200 | 72.23% | 1.8 | 0 | 11 |  |  |  |  | R-454B | 4.2917 | Residential & Commercial | USHP | Ducted CEE Tier 1
213752660 | Central HP <5.4 tons | CARRIER | HRCU-A-CB (Split System: Heat Pump with Remote Outdoor Unit-Air-Source) | 38MURAQ24AB3* | ASPEN |  | D(A,C,E)24B44+TDR | 58S(B,C)*B070M17**16 | 22400 | 17.3 | 8.4 | 25200 | 20000 | 79.37% | 2.97 | 0 | 10 |  |  |  |  | R-410A | 1.8667 | Residential & Commercial | USHP | Ducted CEE Tier 1
213752758 | Central HP <5.4 tons | CARRIER | HRCU-A-CB (Split System: Heat Pump with Remote Outdoor Unit-Air-Source) | 38MURAQ24AB3* | ASPEN |  | D(A,C,E)30C44+TDR | 58TP*B090V17**16 | 22800 | 17.5 | 8.5 | 25200 | 19900 | 78.97% | 2.97 | 0 | 9.8 |  |  |  |  | R-410A | 1.9 | Residential & Commercial | USHP
213752827 | Central HP <5.4 tons | CARRIER | HRCU-A-CB (Split System: Heat Pump with Remote Outdoor Unit-Air-Source) | 38MURAQ24AB3* | ASPEN |  | D(A,C,E)30B34+TDR | 59SC2E080M21**20 | 22800 | 17.2 | 8.4 | 25600 | 20200 | 78.91% | 2.96 | 0 | 10 |  |  |  |  | R-410A | 1.9 | Residential & Commercial | USHP | Ducted CEE Tier 1
213752857 | Central HP <5.4 tons | CARRIER | HRCU-A-CB (Split System: Heat Pump with Remote Outdoor Unit-Air-Source) | 38MURAQ24AB3* | ASPEN |  | D(A,C,E)30B34+TDR | 59SC6A040M14**10 | 22400 | 16.3 | 8.4 | 25400 | 20200 | 79.53% | 2.95 | 0 | 9.8 |  |  |  |  | R-410A | 1.8667 | Residential & Commercial | USHP
213753009 | Central HP <5.4 tons | CARRIER | HRCU-A-CB (Split System: Heat Pump with Remote Outdoor Unit-Air-Source) | 38MURAQ24AB3* | ASPEN |  | D(A,C,E)36B34+TDR | 59TP6C060V14**12 | 23400 | 17 | 8.5 | 26200 | 20200 | 77.1% | 2.89 | 0 | 10 |  |  |  |  | R-410A | 1.95 | Residential & Commercial | USHP | Ducted CEE Tier 1
216487999 | Central HP <5.4 tons | CHAMPION HEATING AND COOLING | HRCU-A-CB (Split System: Heat Pump with Remote Outdoor Unit-Air-Source) | HH824E2S11 | ADP |  | A36VBA*+TXV | TM9Y080B12MP11 | 22400 | 17 | 9.15 | 21200 | 18200 | 85.85% | 1.94 | 0 | 11.5 |  |  |  |  | R-454B | 1.8667 | Residential & Commercial | USHP | Ducted CEE Tier 1
213307133 | Central HP <5.4 tons | BOSCH | HRCU-A-CB (Split System: Heat Pump with Remote Outdoor Unit-Air-Source) | BOVA-60HDN1-M20G | ADP |  | HG2K948+AEFE4B* | 0 | 45000 | 18 | 9.15 | 46000 | 33200 | 72.17% | 1.94 | 0 | 11.5 |  |  |  |  | R-410A | 3.75 | Residential & Commercial | USHP | Ducted CEE Tier 1
213253169 | Central HP <5.4 tons | BOSCH | HRCU-A-CB (Split System: Heat Pump with Remote Outdoor Unit-Air-Source) | BOVB-60HDN1-M20G | ADP |  | HG84960+AEFE5* | 0 | 47000 | 18 | 9.5 | 46000 | 33200 | 72.17% | 2 | 0 | 12 |  |  |  |  | R-410A | 3.9167 | Residential & Commercial | USHP | Ducted CEE Tier 1
215850603 | Central HP <5.4 tons | COLEMAN | HRCU-A-CB (Split System: Heat Pump with Remote Outdoor Unit-Air-Source) | HH836E2S11 | ASPEN |  | C(A,C,D,E)48A3K+TDR | Z9ES080C16SMPS1 | 29800 | 17.5 | 8.5 | 30400 | 23400 | 76.97% | 2 | 0 | 10.5 |  |  |  |  | R-454B | 2.4833 | Residential & Commercial | USHP | Ducted CEE Tier 1
214295843 | Central HP <5.4 tons | CHAMPION HEATING AND COOLING | HRCU-A-CB (Split System: Heat Pump with Remote Outdoor Unit-Air-Source) | HMH72B341 | ADP |  | PL36H210P759 | TM8V060A12MP12 | 34000 | 17 | 8.1 | 32400 | 23800 | 73.46% | 2.06 | 0 | 9.5 |  |  |  |  | R-410A | 2.8333 | Residential & Commercial | USHP
214295852 | Central HP <5.4 tons | CHAMPION HEATING AND COOLING | HRCU-A-CB (Split System: Heat Pump with Remote Outdoor Unit-Air-Source) | HMH72B341 | ADP |  | PL36H***P219 | Z8ES040A12SMPS1 | 33200 | 18 | 8.5 | 31400 | 23000 | 73.25% | 2.06 | 0 | 10 |  |  |  |  | R-410A | 2.7667 | Residential & Commercial | USHP | Ducted CEE Tier 1
215727894 | Central HP <5.4 tons | CHAMPION HEATING AND COOLING | HRCU-A-CB (Split System: Heat Pump with Remote Outdoor Unit-Air-Source) | HH836E2S11 | ADP |  | H,YE9J(1,2)36+TXV | TM9V100C20MP12 | 34200 | 18 | 8.5 | 31000 | 25600 | 82.58% | 2 | 0 | 10 |  |  |  |  | R-454B | 2.85 | Residential & Commercial | USHP | Ducted CEE Tier 1
214295854 | Central HP <5.4 tons | CHAMPION HEATING AND COOLING | HRCU-A-CB (Split System: Heat Pump with Remote Outdoor Unit-Air-Source) | HMH72B341 | ADP |  | PL36H175P159 | Z8ES080B12SMPS1 | 33200 | 18 | 8.5 | 31400 | 23000 | 73.25% | 2.04 | 0 | 10 |  |  |  |  | R-410A | 2.7667 | Residential & Commercial | USHP | Ducted CEE Tier 1
214295855 | Central HP <5.4 tons | CHAMPION HEATING AND COOLING | HRCU-A-CB (Split System: Heat Pump with Remote Outdoor Unit-Air-Source) | HMH72B341 | ADP |  | PL36H210P759 | Z8ES080B12SMPS1 | 33200 | 18 | 8.5 | 31400 | 23000 | 73.25% | 2.04 | 0 | 10 |  |  |  |  | R-410A | 2.7667 | Residential & Commercial | USHP | Ducted CEE Tier 1
215412951 | Central HP <5.4 tons | FRIEDRICH | HRCU-A-CB (Split System: Heat Pump with Remote Outdoor Unit-Air-Source) | WFPU18Z363C | ADP |  | H,RG9J936+AEFE4B* | 0 | 33800 | 18 | 9.45 | 33400 | 25600 | 76.65% | 2.04 | 0 | 10 |  |  |  |  | R-410A | 2.8167 | Residential & Commercial | USHP | Ducted CEE Tier 1
213752895 | Central HP <5.4 tons | CARRIER | HRCU-A-CB (Split System: Heat Pump with Remote Outdoor Unit-Air-Source) | 38MURAQ24AB3* | ASPEN |  | D(A,C,E)24B44+TDR | 59SC6A080M21**20 | 22400 | 17.3 | 8.4 | 25200 | 20000 | 79.37% | 2.95 | 0 | 9.7 |  |  |  |  | R-410A | 1.8667 | Residential & Commercial | USHP
213752913 | Central HP <5.4 tons | CARRIER | HRCU-A-CB (Split System: Heat Pump with Remote Outdoor Unit-Air-Source) | 38MURAQ24AB3* | ASPEN |  | D(A,C,E)36B34+TDR | 59SP6A040V14**10 | 23200 | 16 | 8.5 | 25800 | 20200 | 78.29% | 2.83 | 0 | 10 |  |  |  |  | R-410A | 1.9333 | Residential & Commercial | USHP | Ducted CEE Tier 1
213752929 | Central HP <5.4 tons | CARRIER | HRCU-A-CB (Split System: Heat Pump with Remote Outdoor Unit-Air-Source) | 38MURAQ24AB3* | ASPEN |  | D(A,C,E)30B34+TDR | 59SP6A060V14**12 | 23200 | 16.5 | 8.5 | 26400 | 20400 | 77.27% | 2.86 | 0 | 10 |  |  |  |  | R-410A | 1.9333 | Residential & Commercial | USHP | Ducted CEE Tier 1
213752988 | Central HP <5.4 tons | CARRIER | HRCU-A-CB (Split System: Heat Pump with Remote Outdoor Unit-Air-Source) | 38MURAQ24AB3* | ASPEN |  | D(A,C,E)36B34+TDR | 59TP6C040V14**10 | 23000 | 16 | 8.5 | 27000 | 20600 | 76.3% | 2.85 | 0 | 9.5 |  |  |  |  | R-410A | 1.9167 | Residential & Commercial | USHP
213753004 | Central HP <5.4 tons | CARRIER | HRCU-A-CB (Split System: Heat Pump with Remote Outdoor Unit-Air-Source) | 38MURAQ24AB3* | ASPEN |  | D(A,C,E)30B34+TDR | 59TP6C060V14**12 | 23200 | 17 | 8.5 | 26200 | 20200 | 77.1% | 2.89 | 0 | 10 |  |  |  |  | R-410A | 1.9333 | Residential & Commercial | USHP | Ducted CEE Tier 1
208106496 | Central HP <5.4 tons | BOSCH | HRCU-A-CB (Split System: Heat Pump with Remote Outdoor Unit-Air-Source) | BOVA-60HDN1-M20G | ADP |  | PL60H210P199 | BGH96M080C4B | 42500 | 17 | 8.8 | 42500 | 31000 | 72.94% | 1.9 | 12 | 11.7 |  |  |  |  | R-410A | 3.5417 | Residential & Commercial | USHP | Ducted CEE Tier 1
215588311 | Central HP <5.4 tons | CARRIER | HRCU-A-CB (Split System: Heat Pump with Remote Outdoor Unit-Air-Source) | 27VNA154A*030* |  |  | CVAVA4924XMA*+UI | 58CU*A100C21**20 | 51500 | 19 | 8.1 | 53000 | 46500 | 87.74% | 1.85 | 0 | 11.5 |  |  |  |  | R-454B | 4.2917 | Residential & Commercial | USHP | Ducted CEE Tier 1
215676895 | Central HP <5.4 tons | HEIL | HRCU-A-CB (Split System: Heat Pump with Remote Outdoor Unit-Air-Source) | H5H0V48*K*AAA* |  |  | EVD5X61M24A*+WALLCON | *95CSU1002122B* | 48500 | 19 | 9 | 50000 | 36600 | 73.2% | 2.1 | 0 | 10.5 |  |  |  |  | R-454B | 4.0417 | Residential & Commercial | USHP | Ducted CEE Tier 1
215675925 | Central HP <5.4 tons | HEIL | HRCU-A-CB (Split System: Heat Pump with Remote Outdoor Unit-Air-Source) | H5H0V48*K*AAA* |  |  | EVM5X60M24A*+WALLCON | *97CMN1002122B* | 48000 | 19 | 9 | 50000 | 36600 | 73.2% | 2 | 0 | 10.5 |  |  |  |  | R-454B | 4 | Residential & Commercial | USHP | Ducted CEE Tier 1
212509297 | Central HP <5.4 tons | BOSCH | HRCU-A-CB (Split System: Heat Pump with Remote Outdoor Unit-Air-Source) | BOVB-60HDN1-M20G | ADP |  | F,PE*SS9948 | 0 | 44000 | 16 | 9.05 | 45500 | 33200 | 72.97% | 1.92 | 0 | 11 |  |  |  |  | R-410A | 3.6667 | Residential & Commercial | USHP | Ducted CEE Tier 1
212380761 | Central HP <5.4 tons | BOSCH | HRCU-A-CB (Split System: Heat Pump with Remote Outdoor Unit-Air-Source) | BOVA-60HDN1-M20G | ADP |  | V,R60H210P199 | BGH96M080C4B | 42500 | 17 | 8.8 | 42500 | 31000 | 72.94% | 1.9 | 0 | 11.7 |  |  |  |  | R-410A | 3.5417 | Residential & Commercial | USHP | Ducted CEE Tier 1
212380895 | Central HP <5.4 tons | BOSCH | HRCU-A-CB (Split System: Heat Pump with Remote Outdoor Unit-Air-Source) | BOVB-60HDN1-M20G | ADP |  | H,RG50960 | BGH96M080C4A | 42500 | 17 | 8.8 | 42500 | 31000 | 72.94% | 1.9 | 0 | 11.7 |  |  |  |  | R-410A | 3.5417 | Residential & Commercial | USHP | Ducted CEE Tier 1
212380911 | Central HP <5.4 tons | BOSCH | HRCU-A-CB (Split System: Heat Pump with Remote Outdoor Unit-Air-Source) | BOVB-60HDN1-M20G | ADP |  | V,R60H210P179 | BGH96M100C5B | 45000 | 17 | 8.8 | 44500 | 32400 | 72.81% | 1.9 | 0 | 11.7 |  |  |  |  | R-410A | 3.75 | Residential & Commercial | USHP | Ducted CEE Tier 1
213238536 | Central HP <5.4 tons | CHAMPION HEATING AND COOLING | HRCU-A-CB (Split System: Heat Pump with Remote Outdoor Unit-Air-Source) | THF2B48T21 | ASPEN |  | D(A,C,E)48D44+TDR | TM8E100C16MP11 | 43500 | 16.2 | 8.4 | 44500 | 31200 | 70.11% | 3.21 | 0 | 11 |  |  |  |  | R-410A | 3.625 | Residential & Commercial | USHP | Ducted CEE Tier 1
216992566 | Central HP <5.4 tons | BRYANT HEATING AND COOLING SYSTEMS | HRCU-A-CB (Split System: Heat Pump with Remote Outdoor Unit-Air-Source) | 290VAN024**AA* | ADP |  | H,PG7J*36+TXV | 986TD66120C24*** | 23400 | 16 | 8.5 | 22800 | 16200 | 71.05% | 1.98 | 0 | 9.5 |  |  |  |  | R-454B | 1.95 | Residential & Commercial | USHP
213771355 | Central HP <5.4 tons | CARRIER | HRCU-A-CB (Split System: Heat Pump with Remote Outdoor Unit-Air-Source) | 25VNA825A*031* |  |  | CAP**4221AL*+UI | 59TN6C100C21**22 | 23800 | 16.5 | 8.1 | 21400 | 16600 | 77.57% | 1.96 | 0 | 11 |  |  |  |  | R-410A | 1.9833 | Residential & Commercial | USHP | Ducted CEE Tier 1
211756101 | Central HP <5.4 tons | YORK | HRCU-A-CB (Split System: Heat Pump with Remote Outdoor Unit-Air-Source) | HMH72B341 | ASPEN |  | D(A,C,E)36A46+TDR | TPLC100C16MP13 | 32000 | 17.5 | 8.1 | 33800 | 27400 | 81.07% | 2.54 | 0 | 9.9 |  |  |  |  | R-410A | 2.6667 | Residential & Commercial | USHP
213493988 | Central HP <5.4 tons | CHAMPION HEATING AND COOLING | HRCU-A-CB (Split System: Heat Pump with Remote Outdoor Unit-Air-Source) | HMH72B341 | ASPEN |  | C(A,C,D,E)36A34+TDR | Z8ES120C20SMPS1 | 31200 | 17.4 | 8.3 | 33600 | 28000 | 83.33% | 2.64 | 0 | 9.3 |  |  |  |  | R-410A | 2.6 | Residential & Commercial | USHP
213495317 | Central HP <5.4 tons | CHAMPION HEATING AND COOLING | HRCU-A-CB (Split System: Heat Pump with Remote Outdoor Unit-Air-Source) | HMH72B341 | ASPEN |  | C(A,C,D,E)48A36+TDR | Z8ES100B12SMPS1 | 32200 | 18.5 | 8.1 | 33800 | 27800 | 82.25% | 2.66 | 0 | 9.4 |  |  |  |  | R-410A | 2.6833 | Residential & Commercial | USHP
213495340 | Central HP <5.4 tons | CHAMPION HEATING AND COOLING | HRCU-A-CB (Split System: Heat Pump with Remote Outdoor Unit-Air-Source) | HMH72B341 | ASPEN |  | C(A,C,D,E)48A36+TDR | Z8ES100C20LMPS1 | 32200 | 17.5 | 8.5 | 33200 | 27400 | 82.53% | 2.71 | 0 | 9.4 |  |  |  |  | R-410A | 2.6833 | Residential & Commercial | USHP
215281568 | Central HP <5.4 tons | FRIEDRICH | HRCU-A-CB (Split System: Heat Pump with Remote Outdoor Unit-Air-Source) | WFPU17Z243C | ADP |  | SM3925 | 0 | 20600 | 16 | 8.7 | 21400 | 16500 | 77.1% | 2 | 0 | 10 |  |  |  |  | R-410A | 1.7167 | Residential & Commercial | USHP | Ducted CEE Tier 1
214861543 | Central HP <5.4 tons | MDV | HRCU-A-CB (Split System: Heat Pump with Remote Outdoor Unit-Air-Source) | MOD30-30HFN10-M3X |  |  | MVBC-30HWFN10-MC3E | 0 | 30000 | 16.9 | 10 | 34000 | 32600 | 95.88% | 1.96 | 0 | 11.7 |  |  |  |  | R-454B | 2.5 | Residential & Commercial | USHP | Ducted CEE Tier 1
214279890 | Central HP <5.4 tons | CARRIER | HRCU-A-CB (Split System: Heat Pump with Remote Outdoor Unit-Air-Source) | 38MURAQ24AB3* |  |  | CAP**3017AL* | 59SC6A060M17**16 | 23400 | 16.5 | 9 | 25800 | 24400 | 94.57% | 2.02 | 0 | 10 |  |  |  |  | R-410A | 1.95 | Residential & Commercial | USHP | Ducted CEE Tier 1
214861545 | Central HP <5.4 tons | MDV | HRCU-A-CB (Split System: Heat Pump with Remote Outdoor Unit-Air-Source) | MOD30-36HFN10-M3X |  |  | MVBDM-36HWFN10-WB3 | 0 | 36000 | 17.7 | 10 | 36000 | 32600 | 90.56% | 2.06 | 0 | 12 |  |  |  |  | R-454B | 3 | Residential & Commercial | USHP | Ducted CEE Tier 1
212614019 | Central HP <5.4 tons | MOOVAIR | HRCU-A-C (Split System: Heat Pump with Remote Outdoor Unit with No Indoor Fan --Air Source) | DMA30HOS20230E7 | ADP |  | HG8J936+TD | 0 | 29800 | 15.2 | 9.5 | 31400 | 26600 | 84.71% | 1.82 | 0 | 10.5 |  |  |  |  | R-410A | 2.4833 | Residential & Commercial | USHP | Ducted CEE Tier 1
213752974 | Central HP <5.4 tons | CARRIER | HRCU-A-CB (Split System: Heat Pump with Remote Outdoor Unit-Air-Source) | 38MURAQ24AB3* | ASPEN |  | D(A,C,E)30C44+TDR | 59SP6A100V21**20 | 23800 | 17 | 8.5 | 26000 | 20000 | 76.92% | 2.89 | 0 | 10 |  |  |  |  | R-410A | 1.9833 | Residential & Commercial | USHP | Ducted CEE Tier 1
213753025 | Central HP <5.4 tons | CARRIER | HRCU-A-CB (Split System: Heat Pump with Remote Outdoor Unit-Air-Source) | 38MURAQ24AB3* | ASPEN |  | D(A,C,E)30B34+TDR | 59TP6C080V17**16 | 23200 | 17 | 8.5 | 26200 | 20200 | 77.1% | 2.88 | 0 | 10 |  |  |  |  | R-410A | 1.9333 | Residential & Commercial | USHP | Ducted CEE Tier 1
213753663 | Central HP <5.4 tons | CARRIER | HRCU-A-CB (Split System: Heat Pump with Remote Outdoor Unit-Air-Source) | 38MURAQ36AB3* | ASPEN |  | D(A,C,E)42B34+TDR | 58S(B,C)*B070M17**16 | 35000 | 16.5 | 8.1 | 38500 | 31800 | 82.6% | 2.71 | 0 | 10 |  |  |  |  | R-410A | 2.9167 | Residential & Commercial | USHP | Ducted CEE Tier 1
215281566 | Central HP <5.4 tons | FRIEDRICH | HRCU-A-CB (Split System: Heat Pump with Remote Outdoor Unit-Air-Source) | WFPU17Z243C | ADP |  | SM5931 | 0 | 20200 | 16 | 8.55 | 21200 | 16500 | 77.83% | 1.96 | 0 | 9.5 |  |  |  |  | R-410A | 1.6833 | Residential & Commercial | USHP
213355437 | Central HP <5.4 tons | CHAMPION HEATING AND COOLING | HRCU-A-CB (Split System: Heat Pump with Remote Outdoor Unit-Air-Source) | HMH72B361 | ASPEN |  | L(E,G)M36E6 | 0 | 35000 | 18 | 8.1 | 35400 | 26000 | 73.45% | 2.82 | 0 | 9 |  |  |  |  | R-410A | 2.9167 | Residential & Commercial | USHP
213608429 | Central HP <5.4 tons | TOSOT | HRCU-A-C (Split System: Heat Pump with Remote Outdoor Unit with No Indoor Fan --Air Source) | TU60-48WADU | ADP |  | HE86948+TD | 0 | 47000 | 15.2 | 8.5 | 46000 | 33200 | 72.17% | 1.8 | 0 | 10 |  |  |  |  | R-410A | 3.9167 | Residential & Commercial | USHP | Ducted CEE Tier 1
213366568 | Central HP <5.4 tons | TOSOT | HRCU-A-CB (Split System: Heat Pump with Remote Outdoor Unit-Air-Source) | TU60-48WADU | ADP |  | HE49960+AEFE5* | 0 | 47500 | 16 | 9 | 46000 | 38500 | 83.7% | 1.8 | 0 | 11 |  |  |  |  | R-410A | 3.9583 | Residential & Commercial | USHP | Ducted CEE Tier 1
212361485 | Central HP <5.4 tons | BOSCH | HRCU-A-CB (Split System: Heat Pump with Remote Outdoor Unit-Air-Source) | BOVA-60HDN1-M20G | ADP |  | HE35948 | BGH96M120D5A | 44500 | 17 | 9 | 45000 | 33000 | 73.33% | 1.9 | 0 | 11.5 |  |  |  |  | R-410A | 3.7083 | Residential & Commercial | USHP | Ducted CEE Tier 1
212361490 | Central HP <5.4 tons | BOSCH | HRCU-A-CB (Split System: Heat Pump with Remote Outdoor Unit-Air-Source) | BOVA-60HDN1-M20G | ADP |  | HE36960 | BGH96M120D5B | 45000 | 17 | 9 | 45000 | 33000 | 73.33% | 1.9 | 0 | 11.5 |  |  |  |  | R-410A | 3.75 | Residential & Commercial | USHP | Ducted CEE Tier 1
212361590 | Central HP <5.4 tons | BOSCH | HRCU-A-CB (Split System: Heat Pump with Remote Outdoor Unit-Air-Source) | BOVA-60HDN1-M20G | ADP |  | HE35(1,2)48+TXV | BGH96M100D5A | 44500 | 17 | 9 | 45000 | 32800 | 72.89% | 1.9 | 0 | 11.5 |  |  |  |  | R-410A | 3.7083 | Residential & Commercial | USHP | Ducted CEE Tier 1
212361592 | Central HP <5.4 tons | BOSCH | HRCU-A-CB (Split System: Heat Pump with Remote Outdoor Unit-Air-Source) | BOVA-60HDN1-M20G | ADP |  | HE35(1,2)48+TXV | BGH96M100D5B | 44500 | 17 | 9 | 45000 | 32800 | 72.89% | 1.9 | 0 | 11.5 |  |  |  |  | R-410A | 3.7083 | Residential & Commercial | USHP | Ducted CEE Tier 1
214056970 | Central HP <5.4 tons | TRANE | HRCU-A-C (Split System: Heat Pump with Remote Outdoor Unit with No Indoor Fan --Air Source) | 4TXD2036A10NU** | ASPEN |  | D(A,C,E)24A44+TDR | 0 | 23000 | 15.2 | 8.5 | 24000 | 21600 | 90% | 1.8 | 0 | 11 |  |  |  |  | R-410A | 1.9167 | Residential & Commercial | USHP | Ducted CEE Tier 1
216990244 | Central HP <5.4 tons | BRYANT HEATING AND COOLING SYSTEMS | HRCU-A-CB (Split System: Heat Pump with Remote Outdoor Unit-Air-Source) | 290VAN036**AA* | ADP |  | V,C36H175P15*+TXV | 88*TB36045C17*** | 33400 | 17 | 9 | 33600 | 25000 | 74.4% | 1.88 | 0 | 9.5 |  |  |  |  | R-454B | 2.7833 | Residential & Commercial | USHP
216011838 | Central HP <5.4 tons | COLEMAN | HRCU-A-CB (Split System: Heat Pump with Remote Outdoor Unit-Air-Source) | HMH72B341 | ADP |  | H,YE34936 | CP9C060B12MP13 | 32600 | 17 | 8.1 | 32000 | 23200 | 72.5% | 2.02 | 0 | 9.5 |  |  |  |  | R-410A | 2.7167 | Residential & Commercial | USHP
216011845 | Central HP <5.4 tons | COLEMAN | HRCU-A-CB (Split System: Heat Pump with Remote Outdoor Unit-Air-Source) | HMH72B341 | ADP |  | H,YE33936 | CP9C080C16MP13 | 32800 | 17 | 8.1 | 31800 | 23000 | 72.33% | 2.04 | 0 | 9.5 |  |  |  |  | R-410A | 2.7333 | Residential & Commercial | USHP
215850713 | Central HP <5.4 tons | COLEMAN | HRCU-A-CB (Split System: Heat Pump with Remote Outdoor Unit-Air-Source) | HH860E2S11 | ASPEN |  | C(A,C,D,E)48A3K+TDR | TL9E080C16UH11 | 40000 | 17.5 | 8.1 | 45500 | 34400 | 75.6% | 2 | 0 | 10.5 |  |  |  |  | R-454B | 3.3333 | Residential & Commercial | USHP | Ducted CEE Tier 1
215438165 | Central HP <5.4 tons | CHAMPION HEATING AND COOLING | HRCU-A-CB (Split System: Heat Pump with Remote Outdoor Unit-Air-Source) | HH860E2S11 | ADP |  | FE*TT4*48+TXV | 0 | 46000 | 18 | 9 | 44000 | 33600 | 76.36% | 2.1 | 0 | 12 |  |  |  |  | R-454B | 3.8333 | Residential & Commercial | USHP | Ducted CEE Tier 1
215912364 | Central HP <5.4 tons | YORK | HRCU-A-CB (Split System: Heat Pump with Remote Outdoor Unit-Air-Source) | HH824E2S11 | ASPEN |  | D(A,C,E)36A4K+TDR | TM8E040A12MP11 | 21200 | 17 | 8.5 | 22600 | 17200 | 76.11% | 2 | 0 | 11.7 |  |  |  |  | R-454B | 1.7667 | Residential & Commercial | USHP | Ducted CEE Tier 1
213238572 | Central HP <5.4 tons | CHAMPION HEATING AND COOLING | HRCU-A-CB (Split System: Heat Pump with Remote Outdoor Unit-Air-Source) | THF2B48T21 | ASPEN |  | D(A,C,E)48D44+TDR | TM9E100C16MP12 | 43500 | 16.2 | 8.4 | 44500 | 31200 | 70.11% | 3.21 | 0 | 11 |  |  |  |  | R-410A | 3.625 | Residential & Commercial | USHP | Ducted CEE Tier 1
216800666 | Central HP <5.4 tons | BOSCH | HRCU-A-CB (Split System: Heat Pump with Remote Outdoor Unit-Air-Source) | BOVA-36RTB-M20S | ADP |  | A36VDA*+TXV | BGH96M060B3C | 24000 | 18 | 9 | 22400 | 16800 | 75% | 1.9 | 0 | 12 |  |  |  |  | R-454B | 2 | Residential & Commercial | USHP | Ducted CEE Tier 1
213495374 | Central HP <5.4 tons | CHAMPION HEATING AND COOLING | HRCU-A-CB (Split System: Heat Pump with Remote Outdoor Unit-Air-Source) | HMH72B341 | ASPEN |  | C(A,C,D,E)36A36+TDR | Z8ES120C20SMPS1 | 31200 | 17.4 | 8.3 | 33600 | 28000 | 83.33% | 2.64 | 0 | 9.3 |  |  |  |  | R-410A | 2.6 | Residential & Commercial | USHP
213493893 | Central HP <5.4 tons | CHAMPION HEATING AND COOLING | HRCU-A-CB (Split System: Heat Pump with Remote Outdoor Unit-Air-Source) | HMH72B341 | ASPEN |  | C(A,C,D,E)48A34+TDR | Z8ES080C16LMPS1 | 32200 | 18 | 8.5 | 33200 | 27400 | 82.53% | 2.7 | 0 | 9.9 |  |  |  |  | R-410A | 2.6833 | Residential & Commercial | USHP
213493970 | Central HP <5.4 tons | CHAMPION HEATING AND COOLING | HRCU-A-CB (Split System: Heat Pump with Remote Outdoor Unit-Air-Source) | HMH72B341 | ASPEN |  | C(A,C,D,E)48A34+TDR | Z8ES120C16LMPS1 | 33600 | 18 | 8.1 | 32600 | 30200 | 92.64% | 2.73 | 0 | 9.5 |  |  |  |  | R-410A | 2.8 | Residential & Commercial | USHP
216990260 | Central HP <5.4 tons | BRYANT HEATING AND COOLING SYSTEMS | HRCU-A-CB (Split System: Heat Pump with Remote Outdoor Unit-Air-Source) | 290VAN036**AA* | ADP |  | C36A***L13*+TXV | 88*TB48070C17*** | 33000 | 17 | 9 | 34400 | 25400 | 73.84% | 1.86 | 0 | 9.5 |  |  |  |  | R-454B | 2.75 | Residential & Commercial | USHP
216990267 | Central HP <5.4 tons | BRYANT HEATING AND COOLING SYSTEMS | HRCU-A-CB (Split System: Heat Pump with Remote Outdoor Unit-Air-Source) | 290VAN036**AA* | ADP |  | PL36H***P44*+TXV | 88*TB48070C17*** | 33600 | 18 | 9 | 33600 | 24800 | 73.81% | 1.88 | 0 | 10 |  |  |  |  | R-454B | 2.8 | Residential & Commercial | USHP | Ducted CEE Tier 1
213307711 | Central HP <5.4 tons | TOSOT | HRCU-A-CB (Split System: Heat Pump with Remote Outdoor Unit-Air-Source) | TU60-48WADU | ADP |  | F,PE*CC7960 | 0 | 48000 | 16 | 9 | 46000 | 38500 | 83.7% | 1.8 | 0 | 11 |  |  |  |  | R-410A | 4 | Residential & Commercial | USHP | Ducted CEE Tier 1
212693034 | Central HP <5.4 tons | TOSOT | HRCU-A-C (Split System: Heat Pump with Remote Outdoor Unit with No Indoor Fan --Air Source) | TU60-48WADU | ADP |  | HE88960 | 0 | 50500 | 15.2 | 8.5 | 51000 | 36800 | 72.16% | 1.8 | 0 | 9.5 |  |  |  |  | R-410A | 4.2083 | Residential & Commercial | USHP
216990269 | Central HP <5.4 tons | BRYANT HEATING AND COOLING SYSTEMS | HRCU-A-CB (Split System: Heat Pump with Remote Outdoor Unit-Air-Source) | 290VAN036**AA* | ADP |  | C36A***L53*+TXV | 88*TB48070C17*** | 34400 | 18 | 9 | 33800 | 24800 | 73.37% | 1.9 | 0 | 10 |  |  |  |  | R-454B | 2.8667 | Residential & Commercial | USHP | Ducted CEE Tier 1
216990678 | Central HP <5.4 tons | BRYANT HEATING AND COOLING SYSTEMS | HRCU-A-CB (Split System: Heat Pump with Remote Outdoor Unit-Air-Source) | 293VAN060**AA* | ADP |  | V,C60H210P29*+TXV | 88*TB60090C21*** | 56000 | 18 | 8.1 | 59000 | 45000 | 76.27% | 2 | 0 | 11.5 |  |  |  |  | R-454B | 4.6667 | Residential & Commercial | USHP | Ducted CEE Tier 1
216992557 | Central HP <5.4 tons | BRYANT HEATING AND COOLING SYSTEMS | HRCU-A-CB (Split System: Heat Pump with Remote Outdoor Unit-Air-Source) | 293VAN060**AA* | ADP |  | H,PG48*60+TXV | 987MC60080C21*** | 55500 | 18 | 8.1 | 58500 | 45500 | 77.78% | 1.95 | 0 | 11 |  |  |  |  | R-454B | 4.625 | Residential & Commercial | USHP | Ducted CEE Tier 1
216764767 | Central HP <5.4 tons | TRANE | HRCU-A-CB (Split System: Heat Pump with Remote Outdoor Unit-Air-Source) | 5TWR7048A1 |  |  | 5PX*C009AS3 | S8X1C100M5PTC | 43500 | 17.1 | 9 | 44000 | 32200 | 73.18% | 2.2 | 0 | 12 |  |  |  |  | R-454B | 3.625 | Residential & Commercial | USHP | Ducted CEE Tier 1
216764549 | Central HP <5.4 tons | TRANE | HRCU-A-CB (Split System: Heat Pump with Remote Outdoor Unit-Air-Source) | 5TWR7024A1 |  |  | 5PX*B004AS3 | S8X1B060M4PTC | 23000 | 17.1 | 9 | 21600 | 17100 | 79.17% | 2 | 0 | 12.5 |  |  |  |  | R-454B | 1.9167 | Residential & Commercial | USHP | Ducted CEE Tier 1
216765894 | Central HP <5.4 tons | TRANE | HRCU-A-CB (Split System: Heat Pump with Remote Outdoor Unit-Air-Source) | 5TWR7024A1 |  |  | 5PX*BD06AS3 | S8V2A040M3PDB | 23800 | 17.1 | 8.7 | 22400 | 17500 | 78.12% | 1.98 | 0 | 12.5 |  |  |  |  | R-454B | 1.9833 | Residential & Commercial | USHP | Ducted CEE Tier 1
215412952 | Central HP <5.4 tons | FRIEDRICH | HRCU-A-CB (Split System: Heat Pump with Remote Outdoor Unit-Air-Source) | WFPU18Z363C | ADP |  | H,RG9J936+AEFE3A* | 0 | 33600 | 17 | 9.45 | 33400 | 25600 | 76.65% | 2.04 | 0 | 10 |  |  |  |  | R-410A | 2.8 | Residential & Commercial | USHP | Ducted CEE Tier 1
213366575 | Central HP <5.4 tons | TOSOT | HRCU-A-CB (Split System: Heat Pump with Remote Outdoor Unit-Air-Source) | TU60-48WADU | ADP |  | HE49948+AEFE5* | 0 | 47500 | 16 | 9 | 46000 | 38500 | 83.7% | 1.8 | 0 | 11 |  |  |  |  | R-410A | 3.9583 | Residential & Commercial | USHP | Ducted CEE Tier 1
212596647 | Central HP <5.4 tons | TOSOT | HRCU-A-C (Split System: Heat Pump with Remote Outdoor Unit with No Indoor Fan --Air Source) | TU60-48WADU | ADP |  | HE49960+TD | 0 | 47000 | 15.2 | 8.35 | 46000 | 33200 | 72.17% | 1.78 | 0 | 10 |  |  |  |  | R-410A | 3.9167 | Residential & Commercial | USHP | Ducted CEE Tier 1
203449867 | Central HP <5.4 tons | BOSCH | HRCU-A-CB (Split System: Heat Pump with Remote Outdoor Unit-Air-Source) | BOVA-36HDN1-M20G | ADP |  | CE2903C+TXV | 0 | 22800 | 19 | 9.2 | 22200 | 17200 | 77.48% | 1.94 | 11.5 | 12 |  |  |  |  | R-410A | 1.9 | Residential & Commercial | USHP | Ducted CEE Tier 1
216011841 | Central HP <5.4 tons | COLEMAN | HRCU-A-CB (Split System: Heat Pump with Remote Outdoor Unit-Air-Source) | HMH72B341 | ADP |  | H,YE33936 | CP9C080B12MP13 | 32800 | 17 | 8.3 | 31600 | 23000 | 72.78% | 2 | 0 | 9.5 |  |  |  |  | R-410A | 2.7333 | Residential & Commercial | USHP
216011842 | Central HP <5.4 tons | COLEMAN | HRCU-A-CB (Split System: Heat Pump with Remote Outdoor Unit-Air-Source) | HMH72B341 | ADP |  | H,YE34936 | CP9C080B12MP13 | 33200 | 17 | 8.4 | 31800 | 23000 | 72.33% | 2.02 | 0 | 9.5 |  |  |  |  | R-410A | 2.7667 | Residential & Commercial | USHP
213771725 | Central HP <5.4 tons | CARRIER | HRCU-A-CB (Split System: Heat Pump with Remote Outdoor Unit-Air-Source) | 25VNA825A*031* |  |  | CAP**4824AL*+UI | 59TN6C100C21**22 | 24200 | 16.5 | 8.1 | 21000 | 16500 | 78.57% | 2.02 | 0 | 11 |  |  |  |  | R-410A | 2.0167 | Residential & Commercial | USHP | Ducted CEE Tier 1
215308399 | Central HP <5.4 tons | AMERISTAR | HRCU-A-CB (Split System: Heat Pump with Remote Outdoor Unit-Air-Source) | E4HL5036A1000A | ADP |  | F,PE*G34925 | 0 | 24000 | 15.2 | 8.5 | 22400 | 17600 | 78.57% | 1.9 | 0 | 11 |  |  |  |  | R-410A | 2 | Residential & Commercial | USHP | Ducted CEE Tier 1
212381054 | Central HP <5.4 tons | BOSCH | HRCU-A-CB (Split System: Heat Pump with Remote Outdoor Unit-Air-Source) | BOVB-60HDN1-M20G | ADP |  | H,RG3K960 | BGH96M100D5A | 45500 | 17 | 9 | 45000 | 32800 | 72.89% | 1.9 | 0 | 11.7 |  |  |  |  | R-410A | 3.7917 | Residential & Commercial | USHP | Ducted CEE Tier 1
213281313 | Central HP <5.4 tons | BOSCH | HRCU-A-CB (Split System: Heat Pump with Remote Outdoor Unit-Air-Source) | BOVA-60HDN1-M20G | ADP |  | HG2K960+AEFE5* | 0 | 45500 | 18 | 9.15 | 46000 | 33200 | 72.17% | 1.94 | 0 | 11.7 |  |  |  |  | R-410A | 3.7917 | Residential & Commercial | USHP | Ducted CEE Tier 1
215677055 | Central HP <5.4 tons | HEIL | HRCU-A-CB (Split System: Heat Pump with Remote Outdoor Unit-Air-Source) | H5H0V60*K*AAA* |  |  | EVM5X60M21A*+WALLCON | *97CMN0802120B* | 56500 | 18 | 9 | 64000 | 45000 | 70.31% | 2.06 | 0 | 9 |  |  |  |  | R-454B | 4.7083 | Residential & Commercial | USHP
215677195 | Central HP <5.4 tons | HEIL | HRCU-A-CB (Split System: Heat Pump with Remote Outdoor Unit-Air-Source) | H5H0V60*K*AAA* |  |  | EVM5X60M24A*+WALLCON | *96CTN1002122B* | 56500 | 18.5 | 9 | 63000 | 44500 | 70.63% | 2.08 | 0 | 9 |  |  |  |  | R-454B | 4.7083 | Residential & Commercial | USHP
216011847 | Central HP <5.4 tons | COLEMAN | HRCU-A-CB (Split System: Heat Pump with Remote Outdoor Unit-Air-Source) | HMH72B341 | ADP |  | H,YE35936 | CP9C080C16MP13 | 34000 | 17 | 8.1 | 32200 | 23400 | 72.67% | 2.08 | 0 | 10 |  |  |  |  | R-410A | 2.8333 | Residential & Commercial | USHP | Ducted CEE Tier 1
213307710 | Central HP <5.4 tons | TOSOT | HRCU-A-CB (Split System: Heat Pump with Remote Outdoor Unit-Air-Source) | TU36-24WADU | ADP |  | F,PE*CC4937 | 0 | 34000 | 15.2 | 9 | 33400 | 27600 | 82.63% | 1.8 | 0 | 10 |  |  |  |  | R-410A | 2.8333 | Residential & Commercial | USHP | Ducted CEE Tier 1
213738347 | Central HP <5.4 tons | DAY & NIGHT | HRCU-A-CB (Split System: Heat Pump with Remote Outdoor Unit-Air-Source) | DLCURAH30ABK | ADP |  | PL36H175P159 | *80MS(N,L)0701712A* | 29800 | 15.2 | 8.1 | 32600 | 27200 | 83.44% | 1.8 | 0 | 9 |  |  |  |  | R-410A | 2.4833 | Residential & Commercial | USHP
215940926 | Central HP <5.4 tons | HEIL | HRCU-A-CB (Split System: Heat Pump with Remote Outdoor Unit-Air-Source) | H5H3V36*K*AAA* |  |  | EVD5X61M24A*+WALLCON | *97CTN1202422A* | 36000 | 22 | 8.5 | 37600 | 28400 | 75.53% | 2.04 | 0 | 12.5 |  |  |  |  | R-454B | 3 | Residential & Commercial | USHP | Ducted CEE Tier 1
215940576 | Central HP <5.4 tons | HEIL | HRCU-A-CB (Split System: Heat Pump with Remote Outdoor Unit-Air-Source) | H5H3V36*K*AAA* |  |  | EVD5X38M17A*+WALLCON | *80CSU0401712B* | 35600 | 22 | 8.5 | 38000 | 28600 | 75.26% | 2.04 | 0 | 12.5 |  |  |  |  | R-454B | 2.9667 | Residential & Commercial | USHP | Ducted CEE Tier 1
213386560 | Central HP <5.4 tons | TOSOT | HRCU-A-C (Split System: Heat Pump with Remote Outdoor Unit with No Indoor Fan --Air Source) | TU60-48WADU | ADP |  | *E86960 | 0 | 47000 | 15.2 | 8.5 | 46000 | 33200 | 72.17% | 1.8 | 0 | 10 |  |  |  |  | R-410A | 3.9167 | Residential & Commercial | USHP | Ducted CEE Tier 1
213370123 | Central HP <5.4 tons | TOSOT | HRCU-A-C (Split System: Heat Pump with Remote Outdoor Unit with No Indoor Fan --Air Source) | TU60-48WADU | ADP |  | *E50960 | 0 | 47000 | 15.2 | 8.4 | 46000 | 33200 | 72.17% | 1.78 | 0 | 10 |  |  |  |  | R-410A | 3.9167 | Residential & Commercial | USHP | Ducted CEE Tier 1
215588387 | Central HP <5.4 tons | CARRIER | HRCU-A-CB (Split System: Heat Pump with Remote Outdoor Unit-Air-Source) | 27VNA154A*030* |  |  | CVAVA6121XMA*+UI | 59MN7C080C21**20 | 52500 | 19.5 | 8.5 | 54000 | 45500 | 84.26% | 2 | 0 | 11.7 |  |  |  |  | R-454B | 4.375 | Residential & Commercial | USHP | Ducted CEE Tier 1
213771637 | Central HP <5.4 tons | HEIL | HRCU-A-CB (Split System: Heat Pump with Remote Outdoor Unit-Air-Source) | HVH825GKA2* |  |  | EA*4X48L21A*+WALLCON | *97CMN1002122B* | 24000 | 16.5 | 8.1 | 21000 | 16500 | 78.57% | 2.02 | 0 | 11 |  |  |  |  | R-410A | 2 | Residential & Commercial | USHP | Ducted CEE Tier 1
213163604 | Central HP <5.4 tons | DAY & NIGHT | HRCU-A-CB (Split System: Heat Pump with Remote Outdoor Unit-Air-Source) | DLCURAH36ABK | ADP |  | H,FG82936+AEFE3A* | 0 | 36000 | 16 | 8.1 | 38000 | 35000 | 92.11% | 1.82 | 0 | 10 |  |  |  |  | R-410A | 3 | Residential & Commercial | USHP | Ducted CEE Tier 1
214861600 | Central HP <5.4 tons | MDV | HRCU-A-CB (Split System: Heat Pump with Remote Outdoor Unit-Air-Source) | MOD30-36HFN10-M3 |  |  | MVBC-36HWFN10-MC3E-D | 0 | 36000 | 16.1 | 8.7 | 36000 | 27000 | 75% | 2 | 0 | 10 |  |  |  |  | R-454B | 3 | Residential & Commercial | USHP | Ducted CEE Tier 1
213187950 | Central HP <5.4 tons | AMERISTAR | HRCU-A-C (Split System: Heat Pump with Remote Outdoor Unit with No Indoor Fan --Air Source) | E4HL5030A1000A | ADP |  | V,T36H175P149+TD | 0 | 24000 | 15.2 | 8.1 | 22400 | 19100 | 85.27% | 1.75 | 0 | 10 |  |  |  |  | R-410A | 2 | Residential & Commercial | USHP | Ducted CEE Tier 1
213187957 | Central HP <5.4 tons | AMERISTAR | HRCU-A-C (Split System: Heat Pump with Remote Outdoor Unit with No Indoor Fan --Air Source) | E4HL5030A1000A | ADP |  | V,T36H175P459+TD | 0 | 24000 | 15.2 | 8.1 | 22400 | 19100 | 85.27% | 1.75 | 0 | 10 |  |  |  |  | R-410A | 2 | Residential & Commercial | USHP | Ducted CEE Tier 1
213249353 | Central HP <5.4 tons | TOSOT | HRCU-A-C (Split System: Heat Pump with Remote Outdoor Unit with No Indoor Fan --Air Source) | TU60-48WADU | ADP |  | *G52960 | 0 | 50500 | 15.2 | 8.5 | 51000 | 36800 | 72.16% | 1.8 | 0 | 9.5 |  |  |  |  | R-410A | 4.2083 | Residential & Commercial | USHP
213249354 | Central HP <5.4 tons | TOSOT | HRCU-A-C (Split System: Heat Pump with Remote Outdoor Unit with No Indoor Fan --Air Source) | TU60-48WADU | ADP |  | *E88960 | 0 | 50500 | 15.2 | 8.5 | 51000 | 36800 | 72.16% | 1.8 | 0 | 9.5 |  |  |  |  | R-410A | 4.2083 | Residential & Commercial | USHP
214242875 | Central HP <5.4 tons | CARRIER | HRCU-A-CB (Split System: Heat Pump with Remote Outdoor Unit-Air-Source) | 25VNA825A*031* |  |  | CNPV*4217AL*+UI | 58TN*B070C17**16 | 24000 | 16.5 | 8.1 | 21400 | 16700 | 78.04% | 1.98 | 0 | 11 |  |  |  |  | R-410A | 2 | Residential & Commercial | USHP | Ducted CEE Tier 1
214242945 | Central HP <5.4 tons | CARRIER | HRCU-A-CB (Split System: Heat Pump with Remote Outdoor Unit-Air-Source) | 25VNA825A*031* |  |  | CNPV*4217AL*+UI | 59TN6C080C17**14 | 24000 | 16.5 | 8.1 | 21400 | 16700 | 78.04% | 1.98 | 0 | 11 |  |  |  |  | R-410A | 2 | Residential & Commercial | USHP | Ducted CEE Tier 1
214861549 | Central HP <5.4 tons | MDV | HRCU-A-CB (Split System: Heat Pump with Remote Outdoor Unit-Air-Source) | MOE30-60HFN10-M3X |  |  | MVBC-60HWFN10-MD3E | 0 | 54000 | 16 | 9 | 56000 | 52000 | 92.86% | 1.8 | 0 | 10 |  |  |  |  | R-454B | 4.5 | Residential & Commercial | USHP | Ducted CEE Tier 1
213608428 | Central HP <5.4 tons | TOSOT | HRCU-A-C (Split System: Heat Pump with Remote Outdoor Unit with No Indoor Fan --Air Source) | TU36-24WADU | ADP |  | HE33936+TD | 0 | 22400 | 15.2 | 8.4 | 22400 | 21200 | 94.64% | 1.78 | 0 | 10.5 |  |  |  |  | R-410A | 1.8667 | Residential & Commercial | USHP | Ducted CEE Tier 1
213249111 | Central HP <5.4 tons | TOSOT | HRCU-A-C (Split System: Heat Pump with Remote Outdoor Unit with No Indoor Fan --Air Source) | TU36-24WADU | ADP |  | *E34936+TD | 0 | 22800 | 15.2 | 8.5 | 22400 | 21200 | 94.64% | 1.8 | 0 | 11 |  |  |  |  | R-410A | 1.9 | Residential & Commercial | USHP | Ducted CEE Tier 1
213249114 | Central HP <5.4 tons | TOSOT | HRCU-A-C (Split System: Heat Pump with Remote Outdoor Unit with No Indoor Fan --Air Source) | TU60-48WADU | ADP |  | *E88960+TD | 0 | 47000 | 15.2 | 8.5 | 46000 | 33200 | 72.17% | 1.8 | 0 | 10 |  |  |  |  | R-410A | 3.9167 | Residential & Commercial | USHP | Ducted CEE Tier 1
212596660 | Central HP <5.4 tons | TOSOT | HRCU-A-CB (Split System: Heat Pump with Remote Outdoor Unit-Air-Source) | TU60-48WADU | ADP |  | BV**C7960 | 0 | 47000 | 15.2 | 8.45 | 46000 | 33200 | 72.17% | 1.8 | 0 | 10 |  |  |  |  | R-410A | 3.9167 | Residential & Commercial | USHP | Ducted CEE Tier 1
216765896 | Central HP <5.4 tons | TRANE | HRCU-A-CB (Split System: Heat Pump with Remote Outdoor Unit-Air-Source) | 5TWR7024A1 |  |  | 5PX*BD06AS3 | S9X1B080D4PSB | 23600 | 17 | 8.5 | 22200 | 17300 | 77.93% | 1.96 | 0 | 12.5 |  |  |  |  | R-454B | 1.9667 | Residential & Commercial | USHP | Ducted CEE Tier 1
207727235 | Central HP <5.4 tons | BOSCH | HRCU-A-CB (Split System: Heat Pump with Remote Outdoor Unit-Air-Source) | BOVB-36HDN1-M20G | ADP |  | BV**B7925 | 0 | 23600 | 18 | 9.45 | 22400 | 17200 | 76.79% | 2 | 13.5 | 12.5 |  |  |  |  | R-410A | 1.9667 | Residential & Commercial | USHP | Ducted CEE Tier 1
207728062 | Central HP <5.4 tons | BOSCH | HRCU-A-CB (Split System: Heat Pump with Remote Outdoor Unit-Air-Source) | BOVB-36HDN1-M20G | ADP |  | F,PE*E34925 | 0 | 23800 | 20 | 9.5 | 22400 | 17200 | 76.79% | 2 | 13.5 | 13 |  |  |  |  | R-410A | 1.9833 | Residential & Commercial | USHP | Ducted CEE Tier 1
212693027 | Central HP <5.4 tons | TOSOT | HRCU-A-C (Split System: Heat Pump with Remote Outdoor Unit with No Indoor Fan --Air Source) | TU60-48WADU | ADP |  | HG52960 | 0 | 50500 | 15.2 | 8.5 | 51000 | 36800 | 72.16% | 1.8 | 0 | 9.5 |  |  |  |  | R-410A | 4.2083 | Residential & Commercial | USHP
213753771 | Central HP <5.4 tons | CARRIER | HRCU-A-CB (Split System: Heat Pump with Remote Outdoor Unit-Air-Source) | 38MURAQ36AB3* | ASPEN |  | D(A,C,E)42B34+TDR | 59SC2E100M21**20 | 35000 | 16.5 | 8.1 | 38500 | 32200 | 83.64% | 2.54 | 0 | 9.5 |  |  |  |  | R-410A | 2.9167 | Residential & Commercial | USHP
213752718 | Central HP <5.4 tons | CARRIER | HRCU-A-CB (Split System: Heat Pump with Remote Outdoor Unit-Air-Source) | 38MURAQ24AB3* | ASPEN |  | D(A,C,E)30C44+TDR | 58S(B,C)*B110M21**20 | 23400 | 17.5 | 8.5 | 25600 | 20000 | 78.12% | 3.01 | 0 | 10.3 |  |  |  |  | R-410A | 1.95 | Residential & Commercial | USHP | Ducted CEE Tier 1
213752783 | Central HP <5.4 tons | CARRIER | HRCU-A-CB (Split System: Heat Pump with Remote Outdoor Unit-Air-Source) | 38MURAQ24AB3* | ASPEN |  | D(A,C,E)24B44+TDR | 59SC2E040M17**12 | 23400 | 16 | 8.5 | 26400 | 20400 | 77.27% | 2.84 | 0 | 9.5 |  |  |  |  | R-410A | 1.95 | Residential & Commercial | USHP
213752900 | Central HP <5.4 tons | CARRIER | HRCU-A-CB (Split System: Heat Pump with Remote Outdoor Unit-Air-Source) | 38MURAQ24AB3* | ASPEN |  | D(A,C,E)30C44+TDR | 59SC6A080M21**20 | 23000 | 17.5 | 8.5 | 25200 | 20000 | 79.37% | 2.97 | 0 | 9.8 |  |  |  |  | R-410A | 1.9167 | Residential & Commercial | USHP
213752934 | Central HP <5.4 tons | CARRIER | HRCU-A-CB (Split System: Heat Pump with Remote Outdoor Unit-Air-Source) | 38MURAQ24AB3* | ASPEN |  | D(A,C,E)36B34+TDR | 59SP6A060V14**12 | 23200 | 16.5 | 8.5 | 26400 | 20400 | 77.27% | 2.86 | 0 | 10 |  |  |  |  | R-410A | 1.9333 | Residential & Commercial | USHP | Ducted CEE Tier 1
213753001 | Central HP <5.4 tons | CARRIER | HRCU-A-CB (Split System: Heat Pump with Remote Outdoor Unit-Air-Source) | 38MURAQ24AB3* | ASPEN |  | D(A,C,E)24B44+TDR | 59TP6C060V14**12 | 23200 | 17 | 8.5 | 26200 | 20200 | 77.1% | 2.89 | 0 | 10 |  |  |  |  | R-410A | 1.9333 | Residential & Commercial | USHP | Ducted CEE Tier 1
215431118 | Central HP <5.4 tons | FRIEDRICH | HRCU-A-CB (Split System: Heat Pump with Remote Outdoor Unit-Air-Source) | WFPU17Z243C | ADP |  | A24VBA+TXV+AEFE3A* | 0 | 21400 | 16 | 8.8 | 21400 | 16500 | 77.1% | 2 | 0 | 9.5 |  |  |  |  | R-410A | 1.7833 | Residential & Commercial | USHP
216800657 | Central HP <5.4 tons | BOSCH | HRCU-A-CB (Split System: Heat Pump with Remote Outdoor Unit-Air-Source) | BOVA-60MTB-M19E | ADP |  | A60VGA*+TXV | BGH96M100C5C | 50500 | 17 | 9.5 | 53000 | 47500 | 89.62% | 1.94 | 0 | 11 |  |  |  |  | R-454B | 4.2083 | Residential & Commercial | USHP | Ducted CEE Tier 1
216766340 | Central HP <5.4 tons | TRANE | HRCU-A-CB (Split System: Heat Pump with Remote Outdoor Unit-Air-Source) | 5TWR7036A1 |  |  | 5TXCB006AS3 | S8V2B060M4PDB | 33200 | 16.5 | 8.7 | 32600 | 24000 | 73.62% | 2.16 | 0 | 12 |  |  |  |  | R-454B | 2.7667 | Residential & Commercial | USHP | Ducted CEE Tier 1
215431155 | Central HP <5.4 tons | FRIEDRICH | HRCU-A-CB (Split System: Heat Pump with Remote Outdoor Unit-Air-Source) | WFPU18Z363C | ADP |  | H,RG80936+AEFE4B* | 0 | 34000 | 18 | 9.5 | 33400 | 25600 | 76.65% | 2.05 | 0 | 10 |  |  |  |  | R-410A | 2.8333 | Residential & Commercial | USHP | Ducted CEE Tier 1
215431128 | Central HP <5.4 tons | FRIEDRICH | HRCU-A-CB (Split System: Heat Pump with Remote Outdoor Unit-Air-Source) | WFPU17Z243C | ADP |  | PL36H***P449+AEFE3A* | 0 | 22000 | 16 | 9 | 21400 | 16500 | 77.1% | 2.05 | 0 | 10 |  |  |  |  | R-410A | 1.8333 | Residential & Commercial | USHP | Ducted CEE Tier 1
215431130 | Central HP <5.4 tons | FRIEDRICH | HRCU-A-CB (Split System: Heat Pump with Remote Outdoor Unit-Air-Source) | WFPU17Z243C | ADP |  | H,RG8J936+AEFE4B* | 0 | 21800 | 16 | 9 | 21400 | 16500 | 77.1% | 2.05 | 0 | 10 |  |  |  |  | R-410A | 1.8167 | Residential & Commercial | USHP | Ducted CEE Tier 1
212693015 | Central HP <5.4 tons | TOSOT | HRCU-A-C (Split System: Heat Pump with Remote Outdoor Unit with No Indoor Fan --Air Source) | TU36-24WADU | ADP |  | HG34936 | 0 | 31600 | 15.2 | 8.5 | 32400 | 23600 | 72.84% | 1.8 | 0 | 9 |  |  |  |  | R-410A | 2.6333 | Residential & Commercial | USHP
213386559 | Central HP <5.4 tons | TOSOT | HRCU-A-C (Split System: Heat Pump with Remote Outdoor Unit with No Indoor Fan --Air Source) | TU60-48WADU | ADP |  | HE86960 | 0 | 47000 | 15.2 | 8.5 | 46000 | 33200 | 72.17% | 1.8 | 0 | 10 |  |  |  |  | R-410A | 3.9167 | Residential & Commercial | USHP | Ducted CEE Tier 1
215940676 | Central HP <5.4 tons | HEIL | HRCU-A-CB (Split System: Heat Pump with Remote Outdoor Unit-Air-Source) | H5H3V36*K*AAA* |  |  | EVD5X42M21A*+WALLCON | *97CTN1002122A* | 34400 | 21 | 8.5 | 38500 | 28000 | 72.73% | 2.06 | 0 | 12 |  |  |  |  | R-454B | 2.8667 | Residential & Commercial | USHP | Ducted CEE Tier 1
215940726 | Central HP <5.4 tons | HEIL | HRCU-A-CB (Split System: Heat Pump with Remote Outdoor Unit-Air-Source) | H5H3V36*K*AAA* |  |  | EVD5X48M24A*+WALLCON | *96CTN0802120B* | 35000 | 21 | 8.5 | 38500 | 28400 | 73.77% | 2.04 | 0 | 12 |  |  |  |  | R-454B | 2.9167 | Residential & Commercial | USHP | Ducted CEE Tier 1
215939806 | Central HP <5.4 tons | HEIL | HRCU-A-CB (Split System: Heat Pump with Remote Outdoor Unit-Air-Source) | H5H3V36*K*AAA* |  |  | EA*5X60M24A*+WALLCON | *97CTN1002122A* | 34000 | 20.5 | 9.5 | 34000 | 25800 | 75.88% | 2.06 | 0 | 12 |  |  |  |  | R-454B | 2.8333 | Residential & Commercial | USHP | Ducted CEE Tier 1
215941576 | Central HP <5.4 tons | HEIL | HRCU-A-CB (Split System: Heat Pump with Remote Outdoor Unit-Air-Source) | H5H3V48*K*AAA* |  |  | EVD5X48M21A*+WALLCON | *97CTN1002122A* | 44500 | 20 | 8.1 | 52000 | 38500 | 74.04% | 2 | 0 | 11 |  |  |  |  | R-454B | 3.7083 | Residential & Commercial | USHP | Ducted CEE Tier 1
215941646 | Central HP <5.4 tons | HEIL | HRCU-A-CB (Split System: Heat Pump with Remote Outdoor Unit-Air-Source) | H5H3V48*K*AAA* |  |  | EVD5X49M24A*+WALLCON | *97CTN1002122A* | 45500 | 20.5 | 8.1 | 52500 | 38000 | 72.38% | 1.9 | 0 | 11.5 |  |  |  |  | R-454B | 3.7917 | Residential & Commercial | USHP | Ducted CEE Tier 1
216981044 | Central HP <5.4 tons | CHAMPION HEATING AND COOLING | HRCU-A-CB (Split System: Heat Pump with Remote Outdoor Unit-Air-Source) | HH836E2S11 | ADP |  | V,Y36H175P15*+TXV | TM9V060B12MP12 | 33000 | 17 | 8.5 | 29400 | 24800 | 84.35% | 2 | 0 | 11 |  |  |  |  | R-454B | 2.75 | Residential & Commercial | USHP | Ducted CEE Tier 1
215224773 | Central HP <5.4 tons | CARRIER | HRCU-A-CB (Split System: Heat Pump with Remote Outdoor Unit-Air-Source) | 25VNA436A*031* | ADP |  | H,PG9J936 | 59MN7C080C21**20 | 33200 | 19 | 9 | 35200 | 25600 | 72.73% | 2.04 | 0 | 12 |  |  |  |  | R-410A | 2.7667 | Residential & Commercial | USHP | Ducted CEE Tier 1
216990238 | Central HP <5.4 tons | BRYANT HEATING AND COOLING SYSTEMS | HRCU-A-CB (Split System: Heat Pump with Remote Outdoor Unit-Air-Source) | 290VAN036**AA* | ADP |  | PL36H210P29*+TXV | 88*TB36045C17*** | 34000 | 17 | 9 | 34000 | 25000 | 73.53% | 1.86 | 0 | 9.5 |  |  |  |  | R-454B | 2.8333 | Residential & Commercial | USHP
216990690 | Central HP <5.4 tons | BRYANT HEATING AND COOLING SYSTEMS | HRCU-A-CB (Split System: Heat Pump with Remote Outdoor Unit-Air-Source) | 293VAN060**AA* | ADP |  | V,C60H210P17*+TXV | 88*TB60110C21*** | 55500 | 19 | 8.5 | 58500 | 46000 | 78.63% | 2.02 | 0 | 11 |  |  |  |  | R-454B | 4.625 | Residential & Commercial | USHP | Ducted CEE Tier 1
215389770 | Central HP <5.4 tons | ECOER | HRCU-A-C (Split System: Heat Pump with Remote Outdoor Unit with No Indoor Fan --Air Source) | EODA19H-2436A | ADP |  | PL36H175P159+TD | 0 | 31000 | 15.2 | 8.8 | 32000 | 23200 | 72.5% | 1.9 | 0 | 10.5 |  |  |  |  | R-410A | 2.5833 | Residential & Commercial | USHP | Ducted CEE Tier 1
213281361 | Central HP <5.4 tons | BOSCH | HRCU-A-CB (Split System: Heat Pump with Remote Outdoor Unit-Air-Source) | BOVA-36HDN1-M20G | ADP |  | V36H175P789+AEFE4B* | 0 | 24000 | 20 | 9.5 | 22400 | 17200 | 76.79% | 2 | 0 | 13 |  |  |  |  | R-410A | 2 | Residential & Commercial | USHP | Ducted CEE Tier 1
214861595 | Central HP <5.4 tons | MDV | HRCU-A-CB (Split System: Heat Pump with Remote Outdoor Unit-Air-Source) | MOE30-48HFN10-M3X-D |  |  | MVBC-48HWFN10-MD3E-DD | 0 | 48000 | 16.3 | 9 | 56000 | 52000 | 92.86% | 1.8 | 0 | 11.7 |  |  |  |  | R-454B | 4 | Residential & Commercial | USHP | Ducted CEE Tier 1
216679950 | Central HP <5.4 tons | CARRIER | HRCU-A-CB (Split System: Heat Pump with Remote Outdoor Unit-Air-Source) | 38MURAQ36AB3* |  |  | CNPV*4217AL* | 59TP7A080V17**16 | 35600 | 15.2 | 8.5 | 39000 | 34600 | 88.72% | 1.8 | 0 | 10 |  |  |  |  | R-410A | 2.9667 | Residential & Commercial | USHP | Ducted CEE Tier 1
214810780 | Central HP <5.4 tons | ECOER | HRCU-A-CB (Split System: Heat Pump with Remote Outdoor Unit-Air-Source) | EODA19H-2436AA* | ADP |  | HG82936+AEFE4B* | 0 | 34200 | 19.5 | 9.5 | 34400 | 24800 | 72.09% | 2 | 0 | 12 |  |  |  |  | R-410A | 2.85 | Residential & Commercial | USHP | Ducted CEE Tier 1
214312430 | Central HP <5.4 tons | FRIEDRICH | HRCU-A-C (Split System: Heat Pump with Remote Outdoor Unit with No Indoor Fan --Air Source) | WFPU18Z363C | ADP |  | V,R36H210P759+TD | 0 | 29400 | 15.2 | 9.4 | 28400 | 23800 | 83.8% | 2.08 | 0 | 11 |  |  |  |  | R-410A | 2.45 | Residential & Commercial | USHP | Ducted CEE Tier 1
215438167 | Central HP <5.4 tons | CHAMPION HEATING AND COOLING | HRCU-A-CB (Split System: Heat Pump with Remote Outdoor Unit-Air-Source) | HH824E2S11 | ADP |  | FE*G32*24+TXV | 0 | 24000 | 19 | 9.4 | 22400 | 16600 | 74.11% | 2.08 | 0 | 12 |  |  |  |  | R-454B | 2 | Residential & Commercial | USHP | Ducted CEE Tier 1
214861601 | Central HP <5.4 tons | MDV | HRCU-A-CB (Split System: Heat Pump with Remote Outdoor Unit-Air-Source) | MOX630-48HFN10-M3 |  |  | MVBC-48HWFN10-MD3E-D | 0 | 48000 | 16 | 8.5 | 48000 | 38000 | 79.17% | 1.85 | 0 | 10 |  |  |  |  | R-454B | 4 | Residential & Commercial | USHP | Ducted CEE Tier 1
213771217 | Central HP <5.4 tons | HEIL | HRCU-A-CB (Split System: Heat Pump with Remote Outdoor Unit-Air-Source) | HVH825GKA2* |  |  | EA*4X37L21A*+WALLCON | *96CTN0601714B* | 24400 | 16.5 | 8.1 | 21200 | 16700 | 78.77% | 2.02 | 0 | 11 |  |  |  |  | R-410A | 2.0333 | Residential & Commercial | USHP | Ducted CEE Tier 1
213771267 | Central HP <5.4 tons | HEIL | HRCU-A-CB (Split System: Heat Pump with Remote Outdoor Unit-Air-Source) | HVH825GKA2* |  |  | EA*4X42L21A*+WALLCON | *80CTL0901716B* | 23800 | 16.5 | 8.1 | 21400 | 16600 | 77.57% | 1.96 | 0 | 10.5 |  |  |  |  | R-410A | 1.9833 | Residential & Commercial | USHP | Ducted CEE Tier 1
212603251 | Central HP <5.4 tons | DAY & NIGHT | HRCU-A-CB (Split System: Heat Pump with Remote Outdoor Unit-Air-Source) | DLCURAH36ABK | ADP |  | FG80936 | *80ES(N,L)0701712A* | 36000 | 15.2 | 8.5 | 36800 | 34400 | 93.48% | 2.06 | 0 | 10 |  |  |  |  | R-410A | 3 | Residential & Commercial | USHP | Ducted CEE Tier 1
212603267 | Central HP <5.4 tons | DAY & NIGHT | HRCU-A-CB (Split System: Heat Pump with Remote Outdoor Unit-Air-Source) | DLCURAH36ABK | ADP |  | FG80936 | *96VSN0801716A* | 35600 | 16 | 8.1 | 36800 | 34200 | 92.93% | 2.04 | 0 | 10 |  |  |  |  | R-410A | 2.9667 | Residential & Commercial | USHP | Ducted CEE Tier 1
213738478 | Central HP <5.4 tons | DAY & NIGHT | HRCU-A-CB (Split System: Heat Pump with Remote Outdoor Unit-Air-Source) | DLCURAH36ABK | ADP |  | FG81936 | *80MS(N,L)0701712A* | 35600 | 16 | 8.1 | 36800 | 34600 | 94.02% | 1.94 | 0 | 10 |  |  |  |  | R-410A | 2.9667 | Residential & Commercial | USHP | Ducted CEE Tier 1
213738511 | Central HP <5.4 tons | DAY & NIGHT | HRCU-A-CB (Split System: Heat Pump with Remote Outdoor Unit-Air-Source) | DLCURAH36ABK | ADP |  | FG80936 | *80VSL0451412B* | 35400 | 16 | 8.1 | 36800 | 34600 | 94.02% | 1.94 | 0 | 10 |  |  |  |  | R-410A | 2.95 | Residential & Commercial | USHP | Ducted CEE Tier 1
213738529 | Central HP <5.4 tons | DAY & NIGHT | HRCU-A-CB (Split System: Heat Pump with Remote Outdoor Unit-Air-Source) | DLCURAH36ABK | ADP |  | FG80936 | *92MSN0601412A* | 36000 | 15.2 | 8.5 | 36800 | 34800 | 94.57% | 2 | 0 | 10 |  |  |  |  | R-410A | 3 | Residential & Commercial | USHP | Ducted CEE Tier 1
213738544 | Central HP <5.4 tons | DAY & NIGHT | HRCU-A-CB (Split System: Heat Pump with Remote Outdoor Unit-Air-Source) | DLCURAH36ABK | ADP |  | PL36H210P299 | *95MSU0401712A* | 36200 | 15.2 | 8.5 | 36800 | 34600 | 94.02% | 2.04 | 0 | 10 |  |  |  |  | R-410A | 3.0167 | Residential & Commercial | USHP | Ducted CEE Tier 1
215932980 | Central HP <5.4 tons | DAY & NIGHT | HRCU-A-CB (Split System: Heat Pump with Remote Outdoor Unit-Air-Source) | C5H3V36*K*AAA* |  |  | ESH5X24M12A*+WALLCON | *96CTN0401410B* | 31200 | 16 | 9 | 34800 | 26600 | 76.44% | 1.92 | 0 | 10 |  |  |  |  | R-454B | 2.6 | Residential & Commercial | USHP | Ducted CEE Tier 1
215933080 | Central HP <5.4 tons | DAY & NIGHT | HRCU-A-CB (Split System: Heat Pump with Remote Outdoor Unit-Air-Source) | C5H3V36*K*AAA* |  |  | ESH5X36M12A*+WALLCON | *80CTL0701716B* | 33200 | 18.5 | 9 | 35200 | 27000 | 76.7% | 1.92 | 0 | 11 |  |  |  |  | R-454B | 2.7667 | Residential & Commercial | USHP | Ducted CEE Tier 1
215933130 | Central HP <5.4 tons | DAY & NIGHT | HRCU-A-CB (Split System: Heat Pump with Remote Outdoor Unit-Air-Source) | C5H3V36*K*AAA* |  |  | ESH5X36M12A*+WALLCON | *80CTL1352422B* | 33400 | 19 | 9 | 34800 | 26600 | 76.44% | 1.92 | 0 | 11.5 |  |  |  |  | R-454B | 2.7833 | Residential & Commercial | USHP | Ducted CEE Tier 1
215933230 | Central HP <5.4 tons | DAY & NIGHT | HRCU-A-CB (Split System: Heat Pump with Remote Outdoor Unit-Air-Source) | C5H3V36*K*AAA* |  |  | ESH5X36M12A*+WALLCON | *96CTN0401410B* | 31800 | 17 | 9 | 34000 | 26200 | 77.06% | 1.94 | 0 | 10.5 |  |  |  |  | R-454B | 2.65 | Residential & Commercial | USHP | Ducted CEE Tier 1
215933430 | Central HP <5.4 tons | DAY & NIGHT | HRCU-A-CB (Split System: Heat Pump with Remote Outdoor Unit-Air-Source) | C5H3V36*K*AAA* |  |  | ESH5X42M12A*+WALLCON | *97CMN0802120B* | 33600 | 19 | 9 | 34800 | 26600 | 76.44% | 1.94 | 0 | 11.5 |  |  |  |  | R-454B | 2.8 | Residential & Commercial | USHP | Ducted CEE Tier 1
215281572 | Central HP <5.4 tons | FRIEDRICH | HRCU-A-CB (Split System: Heat Pump with Remote Outdoor Unit-Air-Source) | WFPU17Z243C | ADP |  | SM7925 | 0 | 20800 | 16 | 8.75 | 21400 | 16500 | 77.1% | 2 | 0 | 10 |  |  |  |  | R-410A | 1.7333 | Residential & Commercial | USHP | Ducted CEE Tier 1
212596783 | Central HP <5.4 tons | TOSOT | HRCU-A-C (Split System: Heat Pump with Remote Outdoor Unit with No Indoor Fan --Air Source) | TU36-24WADU | ADP |  | HG33936+TD | 0 | 22400 | 15.2 | 8.4 | 22400 | 21200 | 94.64% | 1.78 | 0 | 10.5 |  |  |  |  | R-410A | 1.8667 | Residential & Commercial | USHP | Ducted CEE Tier 1
211599532 | Central HP <5.4 tons | CHAMPION HEATING AND COOLING | HRCU-A-CB (Split System: Heat Pump with Remote Outdoor Unit-Air-Source) | THF2B42T21 | ASPEN |  | LEM48C4 | 0 | 39000 | 16 | 8.1 | 40500 | 29000 | 71.6% | 3.33 | 0 | 12.5 |  |  |  |  | R-410A | 3.25 | Residential & Commercial | USHP | Ducted CEE Tier 1
207728056 | Central HP <5.4 tons | BOSCH | HRCU-A-CB (Split System: Heat Pump with Remote Outdoor Unit-Air-Source) | BOVB-36HDN1-M20G | ADP |  | F,PE*G34925 | 0 | 23800 | 20 | 9.5 | 22400 | 17200 | 76.79% | 2 | 13.5 | 13 |  |  |  |  | R-410A | 1.9833 | Residential & Commercial | USHP | Ducted CEE Tier 1
213362465 | Central HP <5.4 tons | BOSCH | HRCU-A-CB (Split System: Heat Pump with Remote Outdoor Unit-Air-Source) | BOVA-36HDN1-M20G | ADP |  | HG35936 | BGH96M060B3B | 24000 | 18 | 9 | 22400 | 17000 | 75.89% | 1.9 | 0 | 12 |  |  |  |  | R-410A | 2 | Residential & Commercial | USHP | Ducted CEE Tier 1
216573778 | Central HP <5.4 tons | COLEMAN | HRCU-A-C (Split System: Heat Pump with Remote Outdoor Unit with No Indoor Fan --Air Source) | HH836E2S11 | ASPEN |  | CM36B3K+TDR | 0 | 30600 | 15.2 | 8.1 | 31000 | 31600 | 101.9% | 2.56 | 0 | 10.5 |  |  |  |  | R-454B | 2.55 | Residential & Commercial | USHP | Ducted CEE Tier 1
214861586 | Central HP <5.4 tons | MDV | HRCU-A-CB (Split System: Heat Pump with Remote Outdoor Unit-Air-Source) | MOX430-18HFN10-M3X |  |  | MVBDM-18HWFN10-WA3-D | 0 | 18000 | 19 | 10.1 | 18000 | 18600 | 103.3% | 2.12 | 0 | 12.5 |  |  |  |  | R-454B | 1.5 | Residential & Commercial | USHP | Ducted CEE Tier 1
212367400 | Central HP <5.4 tons | BOSCH | HRCU-A-CB (Split System: Heat Pump with Remote Outdoor Unit-Air-Source) | BOVA-36HDN1-M20G | ADP |  | HG82936 | BGH96M080B3B | 24000 | 18 | 9 | 22400 | 17000 | 75.89% | 1.9 | 0 | 12 |  |  |  |  | R-410A | 2 | Residential & Commercial | USHP | Ducted CEE Tier 1
215934040 | Central HP <5.4 tons | DAY & NIGHT | HRCU-A-CB (Split System: Heat Pump with Remote Outdoor Unit-Air-Source) | C5H3V48*K*AAA* |  |  | EA*5X48M21A*+WALLCON | *95CSU1002122B* | 44000 | 21 | 9.5 | 48000 | 36200 | 75.42% | 2 | 0 | 11 |  |  |  |  | R-454B | 3.6667 | Residential & Commercial | USHP | Ducted CEE Tier 1
215438142 | Central HP <5.4 tons | BOSCH | HRCU-A-CB (Split System: Heat Pump with Remote Outdoor Unit-Air-Source) | BOVA-60MTB-M19E | ADP |  | FE*TT6*60+TXV | 0 | 43500 | 15.2 | 8.5 | 44000 | 40000 | 90.91% | 1.8 | 0 | 11.7 |  |  |  |  | R-454B | 3.625 | Residential & Commercial | USHP | Ducted CEE Tier 1
213493883 | Central HP <5.4 tons | CHAMPION HEATING AND COOLING | HRCU-A-CB (Split System: Heat Pump with Remote Outdoor Unit-Air-Source) | HMH72B341 | ASPEN |  | C(A,C,D,E)48A34+TDR | Z8ES080B12SMPS1 | 33000 | 18 | 8.1 | 32600 | 29400 | 90.18% | 2.66 | 0 | 9.5 |  |  |  |  | R-410A | 2.75 | Residential & Commercial | USHP
214777844 | Central HP <5.4 tons | FRIEDRICH | HRCU-A-CB (Split System: Heat Pump with Remote Outdoor Unit-Air-Source) | WFPU17Z243C | ADP |  | F,PE*E33930 | 0 | 21600 | 16 | 8.85 | 21400 | 16500 | 77.1% | 2.02 | 0 | 10 |  |  |  |  | R-410A | 1.8 | Residential & Commercial | USHP | Ducted CEE Tier 1
212596784 | Central HP <5.4 tons | TOSOT | HRCU-A-C (Split System: Heat Pump with Remote Outdoor Unit with No Indoor Fan --Air Source) | TU36-24WADU | ADP |  | HE7J936+TD | 0 | 22200 | 15.2 | 8.4 | 22400 | 21200 | 94.64% | 1.78 | 0 | 10.5 |  |  |  |  | R-410A | 1.85 | Residential & Commercial | USHP | Ducted CEE Tier 1
213370120 | Central HP <5.4 tons | TOSOT | HRCU-A-C (Split System: Heat Pump with Remote Outdoor Unit with No Indoor Fan --Air Source) | TU36-24WADU | ADP |  | *G35936+TD | 0 | 31800 | 15.2 | 8.5 | 32400 | 23600 | 72.84% | 1.8 | 0 | 9 |  |  |  |  | R-410A | 2.65 | Residential & Commercial | USHP
213752969 | Central HP <5.4 tons | CARRIER | HRCU-A-CB (Split System: Heat Pump with Remote Outdoor Unit-Air-Source) | 38MURAQ24AB3* | ASPEN |  | D(A,C,E)24B44+TDR | 59SP6A100V21**20 | 23600 | 17 | 8.5 | 26000 | 20000 | 76.92% | 2.89 | 0 | 10 |  |  |  |  | R-410A | 1.9667 | Residential & Commercial | USHP | Ducted CEE Tier 1
213753017 | Central HP <5.4 tons | CARRIER | HRCU-A-CB (Split System: Heat Pump with Remote Outdoor Unit-Air-Source) | 38MURAQ24AB3* | ASPEN |  | D(A,C,E)30C44+TDR | 59TP6C060V17**16 | 23200 | 16.5 | 8.5 | 26800 | 20400 | 76.12% | 2.88 | 0 | 10 |  |  |  |  | R-410A | 1.9333 | Residential & Commercial | USHP | Ducted CEE Tier 1
216679471 | Central HP <5.4 tons | BRYANT HEATING AND COOLING SYSTEMS | HRCU-A-CB (Split System: Heat Pump with Remote Outdoor Unit-Air-Source) | 38MURAQ24AB3* |  |  | CSPH*3012AL* | 927TA48060V17*** | 23600 | 16 | 9 | 25800 | 23200 | 89.92% | 1.8 | 0 | 10 |  |  |  |  | R-410A | 1.9667 | Residential & Commercial | USHP | Ducted CEE Tier 1
216680539 | Central HP <5.4 tons | BRYANT HEATING AND COOLING SYSTEMS | HRCU-A-CB (Split System: Heat Pump with Remote Outdoor Unit-Air-Source) | 38MURAQ24AB3* |  |  | CAP**3621AL* | 927TA48080V17*** | 23600 | 17 | 9 | 25600 | 23200 | 90.62% | 1.84 | 0 | 10 |  |  |  |  | R-410A | 1.9667 | Residential & Commercial | USHP | Ducted CEE Tier 1
215438143 | Central HP <5.4 tons | BOSCH | HRCU-A-CB (Split System: Heat Pump with Remote Outdoor Unit-Air-Source) | BOVA-60MTB-M19E | ADP |  | FE*CC6*60+TXV | 0 | 43500 | 15.2 | 8.5 | 44000 | 40000 | 90.91% | 1.8 | 0 | 11.7 |  |  |  |  | R-454B | 3.625 | Residential & Commercial | USHP | Ducted CEE Tier 1
215281569 | Central HP <5.4 tons | FRIEDRICH | HRCU-A-CB (Split System: Heat Pump with Remote Outdoor Unit-Air-Source) | WFPU17Z243C | ADP |  | SM7931 | 0 | 20800 | 16 | 8.75 | 21400 | 16500 | 77.1% | 2 | 0 | 10 |  |  |  |  | R-410A | 1.7333 | Residential & Commercial | USHP | Ducted CEE Tier 1
213370129 | Central HP <5.4 tons | TOSOT | HRCU-A-C (Split System: Heat Pump with Remote Outdoor Unit with No Indoor Fan --Air Source) | TU36-24WADU | ADP |  | *G35936 | 0 | 23000 | 15.2 | 8.5 | 22400 | 21200 | 94.64% | 1.8 | 0 | 11 |  |  |  |  | R-410A | 1.9167 | Residential & Commercial | USHP | Ducted CEE Tier 1
215676995 | Central HP <5.4 tons | HEIL | HRCU-A-CB (Split System: Heat Pump with Remote Outdoor Unit-Air-Source) | H5H0V60*K*AAA* |  |  | EVM5X60M21A*+WALLCON | *80CTL0702120B* | 56500 | 18 | 9 | 64000 | 45000 | 70.31% | 2.06 | 0 | 9 |  |  |  |  | R-454B | 4.7083 | Residential & Commercial | USHP
213206513 | Central HP <5.4 tons | CARRIER | HRCU-A-CB (Split System: Heat Pump with Remote Outdoor Unit-Air-Source) | 38MURAQ24AB3* | ASPEN |  | D(A,C,E)36C34+TDR | 59SC5B040E17**12 | 23800 | 15.2 | 8.1 | 26400 | 20400 | 77.27% | 2.73 | 0 | 9.5 |  |  |  |  | R-410A | 1.9833 | Residential & Commercial | USHP
212627073 | Central HP <5.4 tons | COLEMAN | HRCU-A-CB (Split System: Heat Pump with Remote Outdoor Unit-Air-Source) | HMH72B341 | ASPEN |  | D(A,C,E)48C36+TDR | TM9V080C16MP12 | 33200 | 17.5 | 8.5 | 33800 | 27400 | 81.07% | 2.66 | 0 | 10 |  |  |  |  | R-410A | 2.7667 | Residential & Commercial | USHP | Ducted CEE Tier 1
212627141 | Central HP <5.4 tons | COLEMAN | HRCU-A-CB (Split System: Heat Pump with Remote Outdoor Unit-Air-Source) | HMH72B341 | ASPEN |  | C(A,C,D,E)42A26+TDR | TL8E080C16UH11 | 29200 | 16.7 | 8.5 | 33800 | 27400 | 81.07% | 2.68 | 0 | 9.4 |  |  |  |  | R-410A | 2.4333 | Residential & Commercial | USHP
212627209 | Central HP <5.4 tons | COLEMAN | HRCU-A-CB (Split System: Heat Pump with Remote Outdoor Unit-Air-Source) | HMH72B341 | ASPEN |  | D(A,C,E)48C36+TDR | TM9Y060B12MP11 | 32600 | 17.5 | 8.1 | 34000 | 29400 | 86.47% | 2.43 | 0 | 9.5 |  |  |  |  | R-410A | 2.7167 | Residential & Commercial | USHP
212627240 | Central HP <5.4 tons | COLEMAN | HRCU-A-CB (Split System: Heat Pump with Remote Outdoor Unit-Air-Source) | HMH72B341 | ASPEN |  | C(A,C,D,E)36B36+TDR | TL9E060B12UH11 | 32000 | 18 | 8.1 | 34000 | 27800 | 81.76% | 2.4 | 0 | 9.4 |  |  |  |  | R-410A | 2.6667 | Residential & Commercial | USHP
212627273 | Central HP <5.4 tons | COLEMAN | HRCU-A-CB (Split System: Heat Pump with Remote Outdoor Unit-Air-Source) | HMH72B341 | ASPEN |  | C(A,C,D,E)36C36+TDR | TM9E060B12MP12 | 32600 | 17.5 | 8.1 | 34000 | 28000 | 82.35% | 2.39 | 0 | 9.5 |  |  |  |  | R-410A | 2.7167 | Residential & Commercial | USHP
212627274 | Central HP <5.4 tons | COLEMAN | HRCU-A-CB (Split System: Heat Pump with Remote Outdoor Unit-Air-Source) | HMH72B341 | ASPEN |  | C(A,C,D,E)48C26+TDR | TM9E060B12MP12 | 30800 | 17.2 | 8.1 | 34000 | 28000 | 82.35% | 2.39 | 0 | 9 |  |  |  |  | R-410A | 2.5667 | Residential & Commercial | USHP
212627289 | Central HP <5.4 tons | COLEMAN | HRCU-A-CB (Split System: Heat Pump with Remote Outdoor Unit-Air-Source) | HMH72B341 | ASPEN |  | D(A,C,E)48C36+TDR | TM9E060B12MP12 | 33200 | 17.5 | 8.1 | 34000 | 28000 | 82.35% | 2.39 | 0 | 9 |  |  |  |  | R-410A | 2.7667 | Residential & Commercial | USHP
216051831 | Central HP <5.4 tons | FRIEDRICH | HRCU-A-CB (Split System: Heat Pump with Remote Outdoor Unit-Air-Source) | WFPU17Z243C | ADP |  | F,PE*E34(1,2)25+TXV | 0 | 22000 | 16 | 9 | 21400 | 16500 | 77.1% | 2.04 | 0 | 10 |  |  |  |  | R-410A | 1.8333 | Residential & Commercial | USHP | Ducted CEE Tier 1
213386561 | Central HP <5.4 tons | TOSOT | HRCU-A-C (Split System: Heat Pump with Remote Outdoor Unit with No Indoor Fan --Air Source) | TU60-48WADU | ADP |  | *E86960+TD | 0 | 50500 | 15.2 | 8.5 | 51000 | 36800 | 72.16% | 1.8 | 0 | 9.5 |  |  |  |  | R-410A | 4.2083 | Residential & Commercial | USHP
214606949 | Central HP <5.4 tons | COLEMAN | HRCU-A-CB (Split System: Heat Pump with Remote Outdoor Unit-Air-Source) | HMH72B341 | ADP |  | F,PE*SS9937 | 0 | 34000 | 18 | 8.7 | 31600 | 22800 | 72.15% | 2.1 | 0 | 10.5 |  |  |  |  | R-410A | 2.8333 | Residential & Commercial | USHP | Ducted CEE Tier 1
213370128 | Central HP <5.4 tons | TOSOT | HRCU-A-C (Split System: Heat Pump with Remote Outdoor Unit with No Indoor Fan --Air Source) | TU36-24WADU | ADP |  | *E33936 | 0 | 22400 | 15.2 | 8.4 | 22400 | 21200 | 94.64% | 1.78 | 0 | 10.5 |  |  |  |  | R-410A | 1.8667 | Residential & Commercial | USHP | Ducted CEE Tier 1
213307709 | Central HP <5.4 tons | TOSOT | HRCU-A-CB (Split System: Heat Pump with Remote Outdoor Unit-Air-Source) | TU36-24WADU | ADP |  | F,PE*E34925 | 0 | 23600 | 17 | 9 | 22400 | 21600 | 96.43% | 1.8 | 0 | 11.7 |  |  |  |  | R-410A | 1.9667 | Residential & Commercial | USHP | Ducted CEE Tier 1
214861533 | Central HP <5.4 tons | MDV | HRCU-A-CB (Split System: Heat Pump with Remote Outdoor Unit-Air-Source) | MOE30-48HFN10-M2 |  |  | MVBC-48HWFN10-MD2 | 0 | 48000 | 17.8 | 10 | 50000 | 35200 | 70.4% | 1.9 | 0 | 10 |  |  |  |  | R-454B | 4 | Residential & Commercial | USHP | Ducted CEE Tier 1
212361565 | Central HP <5.4 tons | BOSCH | HRCU-A-CB (Split System: Heat Pump with Remote Outdoor Unit-Air-Source) | BOVA-36HDN1-M20G | ADP |  | HE32(1,2)36+TXV | BGH96M080B3A | 23000 | 18 | 8.8 | 22400 | 17000 | 75.89% | 1.86 | 0 | 11.5 |  |  |  |  | R-410A | 1.9167 | Residential & Commercial | USHP | Ducted CEE Tier 1
212361569 | Central HP <5.4 tons | BOSCH | HRCU-A-CB (Split System: Heat Pump with Remote Outdoor Unit-Air-Source) | BOVA-36HDN1-M20G | ADP |  | HE33(1,2)36+TXV | BGH96M080B3B | 23400 | 18 | 8.95 | 22400 | 17000 | 75.89% | 1.9 | 0 | 11.7 |  |  |  |  | R-410A | 1.95 | Residential & Commercial | USHP | Ducted CEE Tier 1
216992986 | Central HP <5.4 tons | BRYANT HEATING AND COOLING SYSTEMS | HRCU-A-CB (Split System: Heat Pump with Remote Outdoor Unit-Air-Source) | 37MUHAQ24AA3 | ADP |  | H,PG7J*36+TXV | 916SA60100M21*** | 22600 | 15.2 | 8.1 | 19400 | 18500 | 95.36% | 1.85 | 0 | 10.5 |  |  |  |  | R-454B | 1.8833 | Residential & Commercial | USHP | Ducted CEE Tier 1
216992991 | Central HP <5.4 tons | BRYANT HEATING AND COOLING SYSTEMS | HRCU-A-CB (Split System: Heat Pump with Remote Outdoor Unit-Air-Source) | 37MUHAQ24AA3 | ADP |  | H,PG7J*36+TXV | 927TA48060V17*** | 22000 | 16 | 8.5 | 19400 | 18700 | 96.39% | 1.96 | 0 | 10.5 |  |  |  |  | R-454B | 1.8333 | Residential & Commercial | USHP | Ducted CEE Tier 1
213249352 | Central HP <5.4 tons | TOSOT | HRCU-A-C (Split System: Heat Pump with Remote Outdoor Unit with No Indoor Fan --Air Source) | TU36-24WADU | ADP |  | *E34936 | 0 | 31600 | 15.2 | 8.5 | 32400 | 23600 | 72.84% | 1.8 | 0 | 9 |  |  |  |  | R-410A | 2.6333 | Residential & Commercial | USHP
213362466 | Central HP <5.4 tons | BOSCH | HRCU-A-CB (Split System: Heat Pump with Remote Outdoor Unit-Air-Source) | BOVA-36HDN1-M20G | ADP |  | HG9J936 | BGH96M060B3B | 23800 | 18 | 9 | 22400 | 17000 | 75.89% | 1.9 | 0 | 12 |  |  |  |  | R-410A | 1.9833 | Residential & Commercial | USHP | Ducted CEE Tier 1
215934530 | Central HP <5.4 tons | DAY & NIGHT | HRCU-A-CB (Split System: Heat Pump with Remote Outdoor Unit-Air-Source) | C5H3V48*K*AAA* |  |  | ESH5X48M12A*+WALLCON | *96CTN1002122B* | 44000 | 20 | 9 | 48500 | 36400 | 75.05% | 1.82 | 0 | 10.5 |  |  |  |  | R-454B | 3.6667 | Residential & Commercial | USHP | Ducted CEE Tier 1
214302677 | Central HP <5.4 tons | BOSCH | HRCU-A-CB (Split System: Heat Pump with Remote Outdoor Unit-Air-Source) | BOVC-36HDN1-M20G | ADP |  | F,PE*G33936 | 0 | 33000 | 18 | 9.2 | 32400 | 23600 | 72.84% | 1.86 | 0 | 11.7 |  |  |  |  | R-410A | 2.75 | Residential & Commercial | USHP | Ducted CEE Tier 1
212361443 | Central HP <5.4 tons | BOSCH | HRCU-A-CB (Split System: Heat Pump with Remote Outdoor Unit-Air-Source) | BOVA-36HDN1-M20G | ADP |  | HE33936 | BGH96M060B3A | 23400 | 18 | 8.95 | 22400 | 17000 | 75.89% | 1.88 | 0 | 11.7 |  |  |  |  | R-410A | 1.95 | Residential & Commercial | USHP | Ducted CEE Tier 1
212361568 | Central HP <5.4 tons | BOSCH | HRCU-A-CB (Split System: Heat Pump with Remote Outdoor Unit-Air-Source) | BOVA-36HDN1-M20G | ADP |  | HE32(1,2)36+TXV | BGH96M080B3B | 23000 | 18 | 8.8 | 22400 | 17000 | 75.89% | 1.86 | 0 | 11.5 |  |  |  |  | R-410A | 1.9167 | Residential & Commercial | USHP | Ducted CEE Tier 1
213249350 | Central HP <5.4 tons | TOSOT | HRCU-A-C (Split System: Heat Pump with Remote Outdoor Unit with No Indoor Fan --Air Source) | TU36-24WADU | ADP |  | *E7J936+TD | 0 | 22200 | 15.2 | 8.4 | 22400 | 21200 | 94.64% | 1.78 | 0 | 10.5 |  |  |  |  | R-410A | 1.85 | Residential & Commercial | USHP | Ducted CEE Tier 1
214569302 | Central HP <5.4 tons | MOOVAIR | HRCU-A-CB (Split System: Heat Pump with Remote Outdoor Unit-Air-Source) | DMA36HOS20230E7 | ADP |  | SL5937 | 0 | 32800 | 15.2 | 9.3 | 36800 | 31600 | 85.87% | 1.88 | 0 | 9.5 |  |  |  |  | R-410A | 2.7333 | Residential & Commercial | USHP
212596659 | Central HP <5.4 tons | TOSOT | HRCU-A-CB (Split System: Heat Pump with Remote Outdoor Unit-Air-Source) | TU60-48WADU | ADP |  | F,PE*CC4960 | 0 | 47000 | 15.2 | 8.4 | 46000 | 33200 | 72.17% | 1.78 | 0 | 10 |  |  |  |  | R-410A | 3.9167 | Residential & Commercial | USHP | Ducted CEE Tier 1
213370126 | Central HP <5.4 tons | TOSOT | HRCU-A-C (Split System: Heat Pump with Remote Outdoor Unit with No Indoor Fan --Air Source) | TU60-48WADU | ADP |  | *E51960+TD | 0 | 50500 | 15.2 | 8.45 | 51000 | 36800 | 72.16% | 1.78 | 0 | 9.5 |  |  |  |  | R-410A | 4.2083 | Residential & Commercial | USHP
216619283 | Central HP <5.4 tons | FRIEDRICH | HRCU-A-CB (Split System: Heat Pump with Remote Outdoor Unit-Air-Source) | WFPU17Z243C | ADP |  | H,RG33936+AEFE3A* | 0 | 21600 | 16 | 8.85 | 21400 | 16500 | 77.1% | 2.02 | 0 | 10 |  |  |  |  | R-410A | 1.8 | Residential & Commercial | USHP | Ducted CEE Tier 1
212596657 | Central HP <5.4 tons | TOSOT | HRCU-A-CB (Split System: Heat Pump with Remote Outdoor Unit-Air-Source) | TU36-24WADU | ADP |  | BV**C1937 | 0 | 32000 | 15.2 | 8.5 | 32400 | 23600 | 72.84% | 1.8 | 0 | 9.5 |  |  |  |  | R-410A | 2.6667 | Residential & Commercial | USHP
215281573 | Central HP <5.4 tons | FRIEDRICH | HRCU-A-CB (Split System: Heat Pump with Remote Outdoor Unit-Air-Source) | WFPU17Z243C | ADP |  | SM6931 | 0 | 21000 | 16 | 8.85 | 21400 | 16500 | 77.1% | 2.02 | 0 | 10 |  |  |  |  | R-410A | 1.75 | Residential & Commercial | USHP | Ducted CEE Tier 1
212693012 | Central HP <5.4 tons | TOSOT | HRCU-A-C (Split System: Heat Pump with Remote Outdoor Unit with No Indoor Fan --Air Source) | TU36-24WADU | ADP |  | HG34936+TD | 0 | 22800 | 15.2 | 8.5 | 22400 | 21200 | 94.64% | 1.8 | 0 | 11 |  |  |  |  | R-410A | 1.9 | Residential & Commercial | USHP | Ducted CEE Tier 1
212689688 | Central HP <5.4 tons | TOSOT | HRCU-A-C (Split System: Heat Pump with Remote Outdoor Unit with No Indoor Fan --Air Source) | TU36-24WADU | ADP |  | HE34936+TD | 0 | 22800 | 15.2 | 8.5 | 22400 | 21200 | 94.64% | 1.8 | 0 | 11 |  |  |  |  | R-410A | 1.9 | Residential & Commercial | USHP | Ducted CEE Tier 1
214861573 | Central HP <5.4 tons | MDV | HRCU-A-CB (Split System: Heat Pump with Remote Outdoor Unit-Air-Source) | MOD30-24HFN10-M1X |  |  | MVBC-24HWFN10-MB1-D | 0 | 23000 | 18.7 | 10 | 26000 | 23600 | 90.77% | 2.16 | 0 | 12 |  |  |  |  | R-454B | 1.9167 | Residential & Commercial | USHP | Ducted CEE Tier 1
213156951 | Central HP <5.4 tons | MDV | HRCU-A-CB (Split System: Heat Pump with Remote Outdoor Unit-Air-Source) | MOX430U-18HFN1-M |  |  | MVBE-18HWFN1-MM3E | 0 | 18000 | 19.3 | 10.8 | 19000 | 18800 | 98.95% | 2.3 | 0 | 12.1 |  |  |  |  | R-410A | 1.5 | Residential & Commercial | USHP | Ducted CEE Tier 1
213493914 | Central HP <5.4 tons | CHAMPION HEATING AND COOLING | HRCU-A-CB (Split System: Heat Pump with Remote Outdoor Unit-Air-Source) | HMH72B341 | ASPEN |  | C(A,C,D,E)48A34+TDR | Z8ES080C20SMPS1 | 32200 | 18 | 8.5 | 33200 | 28200 | 84.94% | 2.71 | 0 | 9.9 |  |  |  |  | R-410A | 2.6833 | Residential & Commercial | USHP
213493934 | Central HP <5.4 tons | CHAMPION HEATING AND COOLING | HRCU-A-CB (Split System: Heat Pump with Remote Outdoor Unit-Air-Source) | HMH72B341 | ASPEN |  | C(A,C,D,E)36A34+TDR | Z8ES100C16LMPS1 | 31200 | 17.8 | 8.3 | 33000 | 28200 | 85.45% | 2.66 | 0 | 9.3 |  |  |  |  | R-410A | 2.6 | Residential & Commercial | USHP
213494015 | Central HP <5.4 tons | CHAMPION HEATING AND COOLING | HRCU-A-CB (Split System: Heat Pump with Remote Outdoor Unit-Air-Source) | HMH72B341 | ASPEN |  | C(A,C,D,E)48A34+TDR | Z8ET100C16LMPS1 | 32200 | 18 | 8.5 | 33200 | 27800 | 83.73% | 2.7 | 0 | 9.4 |  |  |  |  | R-410A | 2.6833 | Residential & Commercial | USHP
213495405 | Central HP <5.4 tons | CHAMPION HEATING AND COOLING | HRCU-A-CB (Split System: Heat Pump with Remote Outdoor Unit-Air-Source) | HMH72B341 | ASPEN |  | C(A,C,D,E)36A36+TDR | Z8ET100C20LMPS1 | 31200 | 18.3 | 8.3 | 33000 | 27600 | 83.64% | 2.68 | 0 | 9.3 |  |  |  |  | R-410A | 2.6 | Residential & Commercial | USHP
212693020 | Central HP <5.4 tons | TOSOT | HRCU-A-C (Split System: Heat Pump with Remote Outdoor Unit with No Indoor Fan --Air Source) | TU36-24WADU | ADP |  | HE34936 | 0 | 31600 | 15.2 | 8.5 | 32400 | 23600 | 72.84% | 1.8 | 0 | 9 |  |  |  |  | R-410A | 2.6333 | Residential & Commercial | USHP
212627960 | Central HP <5.4 tons | COLEMAN | HRCU-A-CB (Split System: Heat Pump with Remote Outdoor Unit-Air-Source) | HMH72B341 | ASPEN |  | D(A,C,E)36A46+TDR | TM8Y100C16MP11 | 32000 | 18.5 | 8.5 | 34000 | 27400 | 80.59% | 2.67 | 0 | 9.9 |  |  |  |  | R-410A | 2.6667 | Residential & Commercial | USHP
215438161 | Central HP <5.4 tons | CHAMPION HEATING AND COOLING | HRCU-A-CB (Split System: Heat Pump with Remote Outdoor Unit-Air-Source) | HH836E2S11 | ADP |  | FE*SS9*37+TXV | 0 | 33800 | 19 | 8.5 | 29400 | 24600 | 83.67% | 2 | 0 | 11.7 |  |  |  |  | R-454B | 2.8167 | Residential & Commercial | USHP | Ducted CEE Tier 1
213607927 | Central HP <5.4 tons | TOSOT | HRCU-A-CB (Split System: Heat Pump with Remote Outdoor Unit-Air-Source) | TU60-24WADU | ADP |  | HE86948+AEFE4B* | 0 | 48000 | 16 | 9 | 46000 | 38500 | 83.7% | 1.8 | 0 | 11 |  |  |  |  | R-410A | 4 | Residential & Commercial | USHP | Ducted CEE Tier 1
213317994 | Central HP <5.4 tons | TOSOT | HRCU-A-CB (Split System: Heat Pump with Remote Outdoor Unit-Air-Source) | TU60-48WADU | ADP |  | F,PE*UU1960 | 0 | 54000 | 15.4 | 9 | 54000 | 41000 | 75.93% | 1.8 | 0 | 10 |  |  |  |  | R-410A | 4.5 | Residential & Commercial | USHP | Ducted CEE Tier 1
212596656 | Central HP <5.4 tons | TOSOT | HRCU-A-CB (Split System: Heat Pump with Remote Outdoor Unit-Air-Source) | TU36-24WADU | ADP |  | F,PE*E32936 | 0 | 31000 | 15.2 | 8.25 | 32200 | 23600 | 73.29% | 1.76 | 0 | 9 |  |  |  |  | R-410A | 2.5833 | Residential & Commercial | USHP
214295845 | Central HP <5.4 tons | CHAMPION HEATING AND COOLING | HRCU-A-CB (Split System: Heat Pump with Remote Outdoor Unit-Air-Source) | HMH72B341 | ADP |  | PL36H***P449 | TM8V060A12MP12 | 34000 | 17 | 8.1 | 32400 | 23800 | 73.46% | 2.04 | 0 | 9.5 |  |  |  |  | R-410A | 2.8333 | Residential & Commercial | USHP
214295815 | Central HP <5.4 tons | BOSCH | HRCU-A-CB (Split System: Heat Pump with Remote Outdoor Unit-Air-Source) | BOVD-36HDN1-M20G | ADP |  | F,PE*G32924 | 0 | 23000 | 19 | 9.3 | 22400 | 17200 | 76.79% | 1.96 | 0 | 12.5 |  |  |  |  | R-410A | 1.9167 | Residential & Commercial | USHP | Ducted CEE Tier 1
213286697 | Central HP <5.4 tons | DAY & NIGHT | HRCU-A-CB (Split System: Heat Pump with Remote Outdoor Unit-Air-Source) | DLCURAH24ABK | ADP |  | CE2301A+TXV | 0 | 23400 | 17 | 8.75 | 25600 | 25400 | 99.22% | 2.12 | 0 | 9.5 |  |  |  |  | R-410A | 1.95 | Residential & Commercial | USHP
214074425 | Central HP <5.4 tons | MOOVAIR | HRCU-A-C (Split System: Heat Pump with Remote Outdoor Unit with No Indoor Fan --Air Source) | DMA36HOS20230E7 | ADP |  | HE32936+TD | 0 | 34800 | 15.2 | 8.2 | 36200 | 31200 | 86.19% | 1.78 | 0 | 9.5 |  |  |  |  | R-410A | 2.9 | Residential & Commercial | USHP
213370124 | Central HP <5.4 tons | TOSOT | HRCU-A-C (Split System: Heat Pump with Remote Outdoor Unit with No Indoor Fan --Air Source) | TU60-48WADU | ADP |  | *E50960+TD | 0 | 50500 | 15.2 | 8.4 | 51000 | 36800 | 72.16% | 1.78 | 0 | 9.5 |  |  |  |  | R-410A | 4.2083 | Residential & Commercial | USHP
203449863 | Central HP <5.4 tons | BOSCH | HRCU-A-CB (Split System: Heat Pump with Remote Outdoor Unit-Air-Source) | BOVA-36HDN1-M20G | ADP |  | CP2505A+TXV+TD | 0 | 22800 | 17 | 9.3 | 22400 | 17200 | 76.79% | 1.96 | 11.5 | 12 |  |  |  |  | R-410A | 1.9 | Residential & Commercial | USHP | Ducted CEE Tier 1
213355423 | Central HP <5.4 tons | CHAMPION HEATING AND COOLING | HRCU-A-CB (Split System: Heat Pump with Remote Outdoor Unit-Air-Source) | HMH72B341 | ASPEN |  | L(E,G)M36E6 | 0 | 32400 | 17 | 8.5 | 32000 | 28000 | 87.5% | 2.88 | 0 | 10 |  |  |  |  | R-410A | 2.7 | Residential & Commercial | USHP | Ducted CEE Tier 1
213355885 | Central HP <5.4 tons | BOSCH | HRCU-A-CB (Split System: Heat Pump with Remote Outdoor Unit-Air-Source) | BOVA-36HDN1-M20G | ADP |  | HG9J936+AEFE3A* | 0 | 23800 | 19 | 9.5 | 22400 | 17200 | 76.79% | 2 | 0 | 13 |  |  |  |  | R-410A | 1.9833 | Residential & Commercial | USHP | Ducted CEE Tier 1
214302679 | Central HP <5.4 tons | BOSCH | HRCU-A-CB (Split System: Heat Pump with Remote Outdoor Unit-Air-Source) | BOVD-36HDN1-M20G | ADP |  | F,PE*G33936 | 0 | 33000 | 18 | 9.2 | 32400 | 23600 | 72.84% | 1.86 | 0 | 11.7 |  |  |  |  | R-410A | 2.75 | Residential & Commercial | USHP | Ducted CEE Tier 1
214505266 | Central HP <5.4 tons | DAIKIN | HRCU-A-CB (Split System: Heat Pump with Remote Outdoor Unit-Air-Source) | DZ6VSA241EA* |  |  | CA*EA3026*4B* | D*97MC0603BNA* | 23000 | 17 | 8.6 | 23000 | 16100 | 70% | 2 | 0 | 10 |  |  |  |  | R-410A | 1.9167 | Residential & Commercial | USHP | Ducted CEE Tier 1
214073859 | Central HP <5.4 tons | TRANE | HRCU-A-C (Split System: Heat Pump with Remote Outdoor Unit with No Indoor Fan --Air Source) | 4TXD2060A10NU** | ADP |  | PL60H210P529+TD | 0 | 47000 | 15.2 | 8.5 | 46000 | 33200 | 72.17% | 1.8 | 0 | 10 |  |  |  |  | R-410A | 3.9167 | Residential & Commercial | USHP | Ducted CEE Tier 1
212555856 | Central HP <5.4 tons | TRANE | HRCU-A-C (Split System: Heat Pump with Remote Outdoor Unit with No Indoor Fan --Air Source) | 4TXD2060A10NU** | ADP |  | H,TG52960 | 0 | 47000 | 15.2 | 8.5 | 46000 | 33200 | 72.17% | 1.8 | 0 | 10 |  |  |  |  | R-410A | 3.9167 | Residential & Commercial | USHP | Ducted CEE Tier 1
212406525 | Central HP <5.4 tons | TRANE | HRCU-A-C (Split System: Heat Pump with Remote Outdoor Unit with No Indoor Fan --Air Source) | 4TXD2036A10NU** | ADP |  | H,TG34930+TD | 0 | 22800 | 15.2 | 8.5 | 22400 | 21200 | 94.64% | 1.8 | 0 | 11 |  |  |  |  | R-410A | 1.9 | Residential & Commercial | USHP | Ducted CEE Tier 1
216035144 | Central HP <5.4 tons | COLEMAN | HRCU-A-C (Split System: Heat Pump with Remote Outdoor Unit with No Indoor Fan --Air Source) | HH836E2S11 | ASPEN |  | D(A,C,E)48B3J+TDR | 0 | 31200 | 15.2 | 8.5 | 31000 | 31600 | 101.9% | 2.53 | 0 | 10 |  |  |  |  | R-454B | 2.6 | Residential & Commercial | USHP | Ducted CEE Tier 1
213366573 | Central HP <5.4 tons | TOSOT | HRCU-A-CB (Split System: Heat Pump with Remote Outdoor Unit-Air-Source) | TU36-24WADU | ADP |  | HE33930+AEFE3A* | 0 | 23200 | 16 | 8.95 | 22400 | 21600 | 96.43% | 1.8 | 0 | 11.7 |  |  |  |  | R-410A | 1.9333 | Residential & Commercial | USHP | Ducted CEE Tier 1
216990328 | Central HP <5.4 tons | BRYANT HEATING AND COOLING SYSTEMS | HRCU-A-CB (Split System: Heat Pump with Remote Outdoor Unit-Air-Source) | 290VAN048**AA* | ADP |  | PL60H210P29*+TXV | 88*TB60090C21*** | 44500 | 18 | 9 | 45500 | 33200 | 72.97% | 2.06 | 0 | 9.5 |  |  |  |  | R-454B | 3.7083 | Residential & Commercial | USHP
216990335 | Central HP <5.4 tons | BRYANT HEATING AND COOLING SYSTEMS | HRCU-A-CB (Split System: Heat Pump with Remote Outdoor Unit-Air-Source) | 290VAN048**AA* | ADP |  | C48A***L16*+TXV | 88*TB60090C21*** | 44500 | 18 | 9 | 46500 | 33600 | 72.26% | 2.06 | 0 | 9.5 |  |  |  |  | R-454B | 3.7083 | Residential & Commercial | USHP
215934550 | Central HP <5.4 tons | DAY & NIGHT | HRCU-A-CB (Split System: Heat Pump with Remote Outdoor Unit-Air-Source) | C5H3V48*K*AAA* |  |  | ESH5X60M12A*+WALLCON | *80CSU1002120A* | 45000 | 20.5 | 9 | 48500 | 36600 | 75.46% | 1.82 | 0 | 11 |  |  |  |  | R-454B | 3.75 | Residential & Commercial | USHP | Ducted CEE Tier 1
212361560 | Central HP <5.4 tons | BOSCH | HRCU-A-CB (Split System: Heat Pump with Remote Outdoor Unit-Air-Source) | BOVA-36HDN1-M20G | ADP |  | HE33(1,2)36+TXV | BGH96M060B3A | 23400 | 18 | 8.95 | 22400 | 17000 | 75.89% | 1.88 | 0 | 11.7 |  |  |  |  | R-410A | 1.95 | Residential & Commercial | USHP | Ducted CEE Tier 1
216488028 | Central HP <5.4 tons | CHAMPION HEATING AND COOLING | HRCU-A-CB (Split System: Heat Pump with Remote Outdoor Unit-Air-Source) | HH836E2S11 | ADP |  | A36VDA*+TXV | TM9V100C16MP12 | 33800 | 18 | 8.5 | 29800 | 25200 | 84.56% | 2 | 0 | 11 |  |  |  |  | R-454B | 2.8167 | Residential & Commercial | USHP | Ducted CEE Tier 1
216488030 | Central HP <5.4 tons | CHAMPION HEATING AND COOLING | HRCU-A-CB (Split System: Heat Pump with Remote Outdoor Unit-Air-Source) | HH836E2S11 | ADP |  | A36VDA*+TXV | TM9V100C20MP12 | 34000 | 18 | 8.95 | 31000 | 25400 | 81.94% | 1.98 | 0 | 10.5 |  |  |  |  | R-454B | 2.8333 | Residential & Commercial | USHP | Ducted CEE Tier 1
213738546 | Central HP <5.4 tons | DAY & NIGHT | HRCU-A-CB (Split System: Heat Pump with Remote Outdoor Unit-Air-Source) | DLCURAH36ABK | ADP |  | FG33936 | *95MSU0401712A* | 35000 | 15.2 | 8.1 | 37400 | 35000 | 93.58% | 1.82 | 0 | 9.5 |  |  |  |  | R-410A | 2.9167 | Residential & Commercial | USHP
215431125 | Central HP <5.4 tons | FRIEDRICH | HRCU-A-CB (Split System: Heat Pump with Remote Outdoor Unit-Air-Source) | WFPU17Z243C | ADP |  | PL36H175P159+AEFE4B* | 0 | 22000 | 16 | 9 | 21400 | 16500 | 77.1% | 2.05 | 0 | 10 |  |  |  |  | R-410A | 1.8333 | Residential & Commercial | USHP | Ducted CEE Tier 1
213249112 | Central HP <5.4 tons | TOSOT | HRCU-A-C (Split System: Heat Pump with Remote Outdoor Unit with No Indoor Fan --Air Source) | TU36-24WADU | ADP |  | *G34936+TD | 0 | 22800 | 15.2 | 8.5 | 22400 | 21200 | 94.64% | 1.8 | 0 | 11 |  |  |  |  | R-410A | 1.9 | Residential & Commercial | USHP | Ducted CEE Tier 1
213753811 | Central HP <5.4 tons | CARRIER | HRCU-A-CB (Split System: Heat Pump with Remote Outdoor Unit-Air-Source) | 38MURAQ36AB3* | ASPEN |  | D(A,C,E)42B34+TDR | 59SC6A120M24**22 | 35000 | 16.5 | 8.1 | 38500 | 31800 | 82.6% | 2.7 | 0 | 10 |  |  |  |  | R-410A | 2.9167 | Residential & Commercial | USHP | Ducted CEE Tier 1
214271625 | Central HP <5.4 tons | CARRIER | HRCU-A-CB (Split System: Heat Pump with Remote Outdoor Unit-Air-Source) | 25VNA436A*031* | ADP |  | PL36H210P299 | 58TN*B045C17**12 | 33600 | 19 | 9 | 35200 | 27400 | 77.84% | 2.02 | 0 | 11.7 |  |  |  |  | R-410A | 2.8 | Residential & Commercial | USHP | Ducted CEE Tier 1
214271684 | Central HP <5.4 tons | CARRIER | HRCU-A-CB (Split System: Heat Pump with Remote Outdoor Unit-Air-Source) | 25VNA436A*031* | ADP |  | PL36H175P149 | 58TN*B090C17**16 | 32600 | 20 | 9 | 35000 | 27200 | 77.71% | 2.04 | 0 | 12 |  |  |  |  | R-410A | 2.7167 | Residential & Commercial | USHP | Ducted CEE Tier 1
213366572 | Central HP <5.4 tons | TOSOT | HRCU-A-CB (Split System: Heat Pump with Remote Outdoor Unit-Air-Source) | TU36-24WADU | ADP |  | HE33936+AEFE4B* | 0 | 23400 | 17 | 8.95 | 22400 | 21600 | 96.43% | 1.8 | 0 | 11.7 |  |  |  |  | R-410A | 1.95 | Residential & Commercial | USHP | Ducted CEE Tier 1
213738465 | Central HP <5.4 tons | DAY & NIGHT | HRCU-A-CB (Split System: Heat Pump with Remote Outdoor Unit-Air-Source) | DLCURAH36ABK | ADP |  | V,G36H***P449 | *80MS(N,L)0701412A* | 35000 | 16 | 8.1 | 36800 | 34600 | 94.02% | 1.94 | 0 | 9.5 |  |  |  |  | R-410A | 2.9167 | Residential & Commercial | USHP
215933940 | Central HP <5.4 tons | DAY & NIGHT | HRCU-A-CB (Split System: Heat Pump with Remote Outdoor Unit-Air-Source) | C5H3V36*K*AAA* |  |  | ESH5X60M12A*+WALLCON | *96CTN1002122B* | 34200 | 19.5 | 9 | 34200 | 26000 | 76.02% | 1.94 | 0 | 11.7 |  |  |  |  | R-454B | 2.85 | Residential & Commercial | USHP | Ducted CEE Tier 1
212361442 | Central HP <5.4 tons | BOSCH | HRCU-A-CB (Split System: Heat Pump with Remote Outdoor Unit-Air-Source) | BOVA-36HDN1-M20G | ADP |  | HE32936 | BGH96M060B3A | 23000 | 18 | 8.8 | 22400 | 17000 | 75.89% | 1.86 | 0 | 11.5 |  |  |  |  | R-410A | 1.9167 | Residential & Commercial | USHP | Ducted CEE Tier 1
212361451 | Central HP <5.4 tons | BOSCH | HRCU-A-CB (Split System: Heat Pump with Remote Outdoor Unit-Air-Source) | BOVA-36HDN1-M20G | ADP |  | HE32936 | BGH96M080B3B | 23000 | 18 | 8.8 | 22400 | 17000 | 75.89% | 1.86 | 0 | 11.5 |  |  |  |  | R-410A | 1.9167 | Residential & Commercial | USHP | Ducted CEE Tier 1
216764510 | Central HP <5.4 tons | TRANE | HRCU-A-CB (Split System: Heat Pump with Remote Outdoor Unit-Air-Source) | 5TWX7060A1 |  |  | 5PX*DD10AS3 | S8X1C100M5PSC | 51000 | 16 | 8.7 | 51000 | 38500 | 75.49% | 2.1 | 0 | 10 |  |  |  |  | R-454B | 4.25 | Residential & Commercial | USHP | Ducted CEE Tier 1
216764933 | Central HP <5.4 tons | TRANE | HRCU-A-CB (Split System: Heat Pump with Remote Outdoor Unit-Air-Source) | 5TWX7036A1 |  |  | 5PX*B004AS3 | S8X2B080M4PTC | 31800 | 17.1 | 8.5 | 32000 | 23800 | 74.38% | 2 | 0 | 11.7 |  |  |  |  | R-454B | 2.65 | Residential & Commercial | USHP | Ducted CEE Tier 1
216764953 | Central HP <5.4 tons | TRANE | HRCU-A-CB (Split System: Heat Pump with Remote Outdoor Unit-Air-Source) | 5TWX7036A1 |  |  | 5PX*BD06AS3 | S8X2B060M4PSC | 33000 | 17.1 | 8.7 | 33200 | 24400 | 73.49% | 2 | 0 | 12 |  |  |  |  | R-454B | 2.75 | Residential & Commercial | USHP | Ducted CEE Tier 1
216764960 | Central HP <5.4 tons | TRANE | HRCU-A-CB (Split System: Heat Pump with Remote Outdoor Unit-Air-Source) | 5TWX7036A1 |  |  | 5PX*BD06AS3 | S8X2B060M4PTC | 33000 | 17.1 | 8.7 | 33200 | 24400 | 73.49% | 2 | 0 | 12 |  |  |  |  | R-454B | 2.75 | Residential & Commercial | USHP | Ducted CEE Tier 1
212627291 | Central HP <5.4 tons | COLEMAN | HRCU-A-CB (Split System: Heat Pump with Remote Outdoor Unit-Air-Source) | HMH72B341 | ASPEN |  | D(A,C,E)48D36+TDR | TM9E060B12MP12 | 33600 | 17.5 | 8.1 | 34000 | 28000 | 82.35% | 2.39 | 0 | 9.5 |  |  |  |  | R-410A | 2.8 | Residential & Commercial | USHP
212627309 | Central HP <5.4 tons | COLEMAN | HRCU-A-CB (Split System: Heat Pump with Remote Outdoor Unit-Air-Source) | HMH72B341 | ASPEN |  | D(A,C,E)42C36+TDR | TM9V080B12MP12 | 32800 | 17 | 8.4 | 34000 | 29400 | 86.47% | 2.71 | 0 | 9.5 |  |  |  |  | R-410A | 2.7333 | Residential & Commercial | USHP
212627324 | Central HP <5.4 tons | COLEMAN | HRCU-A-CB (Split System: Heat Pump with Remote Outdoor Unit-Air-Source) | HMH72B341 | ASPEN |  | D(A,C,E)42A46+TDR | CP9C060B12MP13 | 32600 | 17.5 | 8.1 | 34000 | 27800 | 81.76% | 2.42 | 0 | 9.5 |  |  |  |  | R-410A | 2.7167 | Residential & Commercial | USHP
212627340 | Central HP <5.4 tons | COLEMAN | HRCU-A-CB (Split System: Heat Pump with Remote Outdoor Unit-Air-Source) | HMH72B341 | ASPEN |  | C(A,C,D,E)48C26+TDR | TM9V060B12MP12 | 30800 | 17.2 | 8.1 | 34000 | 27800 | 81.76% | 2.42 | 0 | 9 |  |  |  |  | R-410A | 2.5667 | Residential & Commercial | USHP
212627342 | Central HP <5.4 tons | COLEMAN | HRCU-A-CB (Split System: Heat Pump with Remote Outdoor Unit-Air-Source) | HMH72B341 | ASPEN |  | D(A,C,E)36B36+TDR | TM9V060B12MP12 | 32200 | 17.5 | 8.1 | 34000 | 27800 | 81.76% | 2.42 | 0 | 9.4 |  |  |  |  | R-410A | 2.6833 | Residential & Commercial | USHP
212627440 | Central HP <5.4 tons | COLEMAN | HRCU-A-CB (Split System: Heat Pump with Remote Outdoor Unit-Air-Source) | HMH72B341 | ASPEN |  | C(A,C,D,E)36A46+TDR | TM9Y080B12MP11 | 32000 | 18 | 8.1 | 34000 | 28000 | 82.35% | 2.41 | 0 | 9.4 |  |  |  |  | R-410A | 2.6667 | Residential & Commercial | USHP
212627458 | Central HP <5.4 tons | COLEMAN | HRCU-A-CB (Split System: Heat Pump with Remote Outdoor Unit-Air-Source) | HMH72B341 | ASPEN |  | D(A,C,E)48B36+TDR | TM9Y080B12MP11 | 32600 | 18 | 8.1 | 34000 | 28000 | 82.35% | 2.41 | 0 | 9.5 |  |  |  |  | R-410A | 2.7167 | Residential & Commercial | USHP
212617029 | Central HP <5.4 tons | TOSOT | HRCU-A-C (Split System: Heat Pump with Remote Outdoor Unit with No Indoor Fan --Air Source) | TU60-48WADU | ADP |  | HD19960+TD | 0 | 47000 | 15.2 | 8.5 | 46000 | 33200 | 72.17% | 1.8 | 0 | 10 |  |  |  |  | R-410A | 3.9167 | Residential & Commercial | USHP | Ducted CEE Tier 1
212624527 | Central HP <5.4 tons | COLEMAN | HRCU-A-CB (Split System: Heat Pump with Remote Outdoor Unit-Air-Source) | HMH72B341 | ASPEN |  | D(A,C,E)36C34+TDR | CPLC100C16MP13 | 32400 | 17.5 | 8.1 | 33800 | 27400 | 81.07% | 2.47 | 0 | 10 |  |  |  |  | R-410A | 2.7 | Residential & Commercial | USHP | Ducted CEE Tier 1
212624574 | Central HP <5.4 tons | COLEMAN | HRCU-A-CB (Split System: Heat Pump with Remote Outdoor Unit-Air-Source) | HMH72B341 | ASPEN |  | C(A,C,D,E)48C24+TDR | TM8V080C16MP12 | 30600 | 17.2 | 8.5 | 34000 | 27400 | 80.59% | 2.67 | 0 | 9.6 |  |  |  |  | R-410A | 2.55 | Residential & Commercial | USHP
212624576 | Central HP <5.4 tons | COLEMAN | HRCU-A-CB (Split System: Heat Pump with Remote Outdoor Unit-Air-Source) | HMH72B341 | ASPEN |  | D(A,C,E)36A44+TDR | TM8V080C16MP12 | 32000 | 17.5 | 8.5 | 34000 | 27400 | 80.59% | 2.67 | 0 | 9.9 |  |  |  |  | R-410A | 2.6667 | Residential & Commercial | USHP
215588113 | Central HP <5.4 tons | CARRIER | HRCU-A-CB (Split System: Heat Pump with Remote Outdoor Unit-Air-Source) | 27VNA154A*030* |  |  | CAA**6121AM*+UI | 58TN*B045C17**12 | 48500 | 18 | 10 | 52500 | 52000 | 99.05% | 2 | 0 | 11 |  |  |  |  | R-454B | 4.0417 | Residential & Commercial | USHP | Ducted CEE Tier 1
215588165 | Central HP <5.4 tons | CARRIER | HRCU-A-CB (Split System: Heat Pump with Remote Outdoor Unit-Air-Source) | 27VNA154A*030* |  |  | CSAH*6012AM*+UI | 58TN*B110C21**20 | 50000 | 18.5 | 10.5 | 52500 | 53000 | 101% | 1.94 | 0 | 11.5 |  |  |  |  | R-454B | 4.1667 | Residential & Commercial | USHP | Ducted CEE Tier 1
212624609 | Central HP <5.4 tons | COLEMAN | HRCU-A-CB (Split System: Heat Pump with Remote Outdoor Unit-Air-Source) | HMH72B341 | ASPEN |  | C(A,C,D,E)42C24+TDR | TM8V100C16MP12 | 30200 | 17 | 8.5 | 34000 | 27400 | 80.59% | 2.67 | 0 | 9 |  |  |  |  | R-410A | 2.5167 | Residential & Commercial | USHP
213370125 | Central HP <5.4 tons | TOSOT | HRCU-A-C (Split System: Heat Pump with Remote Outdoor Unit with No Indoor Fan --Air Source) | TU60-48WADU | ADP |  | *E51960 | 0 | 47000 | 15.2 | 8.45 | 46000 | 33200 | 72.17% | 1.78 | 0 | 10 |  |  |  |  | R-410A | 3.9167 | Residential & Commercial | USHP | Ducted CEE Tier 1
212627540 | Central HP <5.4 tons | COLEMAN | HRCU-A-CB (Split System: Heat Pump with Remote Outdoor Unit-Air-Source) | HMH72B341 | ASPEN |  | D(A,C,E)36A46+TDR | TM9Y100C20MP11 | 32000 | 15.5 | 8.1 | 34000 | 27800 | 81.76% | 2.38 | 0 | 9.4 |  |  |  |  | R-410A | 2.6667 | Residential & Commercial | USHP
212627576 | Central HP <5.4 tons | COLEMAN | HRCU-A-CB (Split System: Heat Pump with Remote Outdoor Unit-Air-Source) | HMH72B341 | ASPEN |  | D(A,C,E)48C36+TDR | TMLE040A12MP11 | 32800 | 18 | 8.1 | 33400 | 29000 | 86.83% | 2.48 | 0 | 10 |  |  |  |  | R-410A | 2.7333 | Residential & Commercial | USHP | Ducted CEE Tier 1
212693023 | Central HP <5.4 tons | TOSOT | HRCU-A-C (Split System: Heat Pump with Remote Outdoor Unit with No Indoor Fan --Air Source) | TU60-48WADU | ADP |  | HG52960+TD | 0 | 47000 | 15.2 | 8.5 | 46000 | 33200 | 72.17% | 1.8 | 0 | 10 |  |  |  |  | R-410A | 3.9167 | Residential & Commercial | USHP | Ducted CEE Tier 1
213249113 | Central HP <5.4 tons | TOSOT | HRCU-A-C (Split System: Heat Pump with Remote Outdoor Unit with No Indoor Fan --Air Source) | TU60-48WADU | ADP |  | *G52960+TD | 0 | 47000 | 15.2 | 8.5 | 46000 | 33200 | 72.17% | 1.8 | 0 | 10 |  |  |  |  | R-410A | 3.9167 | Residential & Commercial | USHP | Ducted CEE Tier 1
215413742 | Central HP <5.4 tons | BOSCH | HRCU-A-CB (Split System: Heat Pump with Remote Outdoor Unit-Air-Source) | BOVD-36HDN1-M20G | ADP |  | PL36H175P149+AEFE4B* | 0 | 23800 | 20 | 9.5 | 22400 | 17200 | 76.79% | 2 | 0 | 13 |  |  |  |  | R-410A | 1.9833 | Residential & Commercial | USHP | Ducted CEE Tier 1
212627593 | Central HP <5.4 tons | COLEMAN | HRCU-A-CB (Split System: Heat Pump with Remote Outdoor Unit-Air-Source) | HMH72B341 | ASPEN |  | D(A,C,E)42C36+TDR | TM8E120C16MP11 | 33200 | 18 | 8.4 | 34000 | 28800 | 84.71% | 2.77 | 0 | 10 |  |  |  |  | R-410A | 2.7667 | Residential & Commercial | USHP | Ducted CEE Tier 1
212396764 | Central HP <5.4 tons | TRANE | HRCU-A-C (Split System: Heat Pump with Remote Outdoor Unit with No Indoor Fan --Air Source) | 4TXD2060A10NU** | ADP |  | H,TG52960+TD | 0 | 53000 | 15.2 | 8.5 | 51000 | 37200 | 72.94% | 1.8 | 0 | 9.5 |  |  |  |  | R-410A | 4.4167 | Residential & Commercial | USHP
215934190 | Central HP <5.4 tons | DAY & NIGHT | HRCU-A-CB (Split System: Heat Pump with Remote Outdoor Unit-Air-Source) | C5H3V48*K*AAA* |  |  | EA*5X61M21A*+WALLCON | *80CTL0902120B* | 45500 | 21.5 | 9.5 | 48500 | 36600 | 75.46% | 2 | 0 | 11.5 |  |  |  |  | R-454B | 3.7917 | Residential & Commercial | USHP | Ducted CEE Tier 1
215934240 | Central HP <5.4 tons | DAY & NIGHT | HRCU-A-CB (Split System: Heat Pump with Remote Outdoor Unit-Air-Source) | C5H3V48*K*AAA* |  |  | EA*5X61M21A*+WALLCON | *97CMN0602120B* | 44500 | 20.5 | 9.4 | 49000 | 37400 | 76.33% | 2 | 0 | 10 |  |  |  |  | R-454B | 3.7083 | Residential & Commercial | USHP | Ducted CEE Tier 1
212624624 | Central HP <5.4 tons | COLEMAN | HRCU-A-CB (Split System: Heat Pump with Remote Outdoor Unit-Air-Source) | HMH72B341 | ASPEN |  | D(A,C,E)42C24+TDR | TM8V100C16MP12 | 30200 | 17 | 8.5 | 34000 | 27400 | 80.59% | 2.67 | 0 | 9 |  |  |  |  | R-410A | 2.5167 | Residential & Commercial | USHP
215588181 | Central HP <5.4 tons | CARRIER | HRCU-A-CB (Split System: Heat Pump with Remote Outdoor Unit-Air-Source) | 27VNA154A*030* |  |  | CSAH*6012AM*+UI | 59MN7C100C21**22 | 49500 | 18.5 | 10.5 | 52500 | 53500 | 101.9% | 1.92 | 0 | 11 |  |  |  |  | R-454B | 4.125 | Residential & Commercial | USHP | Ducted CEE Tier 1
215588215 | Central HP <5.4 tons | CARRIER | HRCU-A-CB (Split System: Heat Pump with Remote Outdoor Unit-Air-Source) | 27VNA154A*030* |  |  | CVAMA4921XMA*+UI | 59CU5B080C21**20 | 52000 | 19 | 8.1 | 53500 | 45500 | 85.05% | 1.9 | 0 | 11.5 |  |  |  |  | R-454B | 4.3333 | Residential & Commercial | USHP | Ducted CEE Tier 1
212624674 | Central HP <5.4 tons | COLEMAN | HRCU-A-CB (Split System: Heat Pump with Remote Outdoor Unit-Air-Source) | HMH72B341 | ASPEN |  | D(A,C,E)48C24+TDR | TMLV100C16MP12 | 30600 | 17.2 | 8.1 | 33800 | 27400 | 81.07% | 2.47 | 0 | 9.6 |  |  |  |  | R-410A | 2.55 | Residential & Commercial | USHP
212624676 | Central HP <5.4 tons | COLEMAN | HRCU-A-CB (Split System: Heat Pump with Remote Outdoor Unit-Air-Source) | HMH72B341 | ASPEN |  | D(A,C,E)48D24+TDR | TMLV100C16MP12 | 31000 | 17.3 | 8.1 | 33800 | 27400 | 81.07% | 2.47 | 0 | 9.7 |  |  |  |  | R-410A | 2.5833 | Residential & Commercial | USHP
215588231 | Central HP <5.4 tons | CARRIER | HRCU-A-CB (Split System: Heat Pump with Remote Outdoor Unit-Air-Source) | 27VNA154A*030* |  |  | CVAMA6021XMA*+UI | 59MN7C060C21**20 | 51000 | 18.5 | 8.1 | 54000 | 46500 | 86.11% | 1.86 | 0 | 10.5 |  |  |  |  | R-454B | 4.25 | Residential & Commercial | USHP | Ducted CEE Tier 1
212624691 | Central HP <5.4 tons | COLEMAN | HRCU-A-CB (Split System: Heat Pump with Remote Outdoor Unit-Air-Source) | HMH72B341 | ASPEN |  | D(A,C,E)36B34+TDR | TPLC080C16MP13 | 32000 | 17.5 | 8.1 | 33800 | 27400 | 81.07% | 2.47 | 0 | 9.9 |  |  |  |  | R-410A | 2.6667 | Residential & Commercial | USHP
214521904 | Central HP <5.4 tons | COLEMAN | HRCU-A-CB (Split System: Heat Pump with Remote Outdoor Unit-Air-Source) | HMH72B341 | ASPEN |  | C(A,C,D,E)48A34+TDR | Z8ES040A12LMPS1 | 33200 | 18 | 8.1 | 32600 | 29800 | 91.41% | 2.68 | 0 | 10 |  |  |  |  | R-410A | 2.7667 | Residential & Commercial | USHP | Ducted CEE Tier 1
214521936 | Central HP <5.4 tons | COLEMAN | HRCU-A-CB (Split System: Heat Pump with Remote Outdoor Unit-Air-Source) | HMH72B341 | ASPEN |  | C(A,C,D,E)42A34+TDR | Z8ES100C16SMPS1 | 31800 | 17.9 | 8.4 | 33200 | 28200 | 84.94% | 2.68 | 0 | 9.4 |  |  |  |  | R-410A | 2.65 | Residential & Commercial | USHP
214074426 | Central HP <5.4 tons | MOOVAIR | HRCU-A-C (Split System: Heat Pump with Remote Outdoor Unit with No Indoor Fan --Air Source) | DMA36HOS20230E7 | ADP |  | HG33(1,2)36+TXV+TD | 0 | 35400 | 15.2 | 8.35 | 36200 | 31200 | 86.19% | 1.8 | 0 | 9.5 |  |  |  |  | R-410A | 2.95 | Residential & Commercial | USHP
213368026 | Central HP <5.4 tons | Dettson | HRCU-A-C (Split System: Heat Pump with Remote Outdoor Unit with No Indoor Fan --Air Source) | EVD-36-O | ADP |  | HE32936+TD | 0 | 33800 | 15.2 | 8.2 | 36000 | 31200 | 86.67% | 1.78 | 0 | 9.5 |  |  |  |  | R-410A | 2.8167 | Residential & Commercial | USHP
213369637 | Central HP <5.4 tons | Dettson | HRCU-A-C (Split System: Heat Pump with Remote Outdoor Unit with No Indoor Fan --Air Source) | EVD-36-O | ADP |  | *E32936+TD | 0 | 33800 | 15.2 | 8.2 | 36000 | 31200 | 86.67% | 1.78 | 0 | 9.5 |  |  |  |  | R-410A | 2.8167 | Residential & Commercial | USHP
213369639 | Central HP <5.4 tons | Dettson | HRCU-A-C (Split System: Heat Pump with Remote Outdoor Unit with No Indoor Fan --Air Source) | EVD-36-O | ADP |  | *G8J936+TD | 0 | 34600 | 15.2 | 8.45 | 36400 | 31200 | 85.71% | 1.82 | 0 | 9.5 |  |  |  |  | R-410A | 2.8833 | Residential & Commercial | USHP
216619375 | Central HP <5.4 tons | FRIEDRICH | HRCU-A-C (Split System: Heat Pump with Remote Outdoor Unit with No Indoor Fan --Air Source) | WFPU18Z363C | ADP |  | PL36H***P449+TD | 0 | 29400 | 15.2 | 9.4 | 28400 | 23800 | 83.8% | 2.08 | 0 | 11 |  |  |  |  | R-410A | 2.45 | Residential & Commercial | USHP | Ducted CEE Tier 1
213286704 | Central HP <5.4 tons | DAY & NIGHT | HRCU-A-CB (Split System: Heat Pump with Remote Outdoor Unit-Air-Source) | DLCURAH24ABK | ADP |  | CE2505C+TXV | 0 | 23600 | 17 | 9 | 25600 | 25200 | 98.44% | 2.14 | 0 | 10 |  |  |  |  | R-410A | 1.9667 | Residential & Commercial | USHP | Ducted CEE Tier 1
216991841 | Central HP <5.4 tons | BRYANT HEATING AND COOLING SYSTEMS | HRCU-A-CB (Split System: Heat Pump with Remote Outdoor Unit-Air-Source) | 37MUHAQ24AA3 | ADP |  | PL36H175P15*+TXV | 88*TB36045C17*** | 22200 | 16 | 8.5 | 19200 | 18100 | 94.27% | 1.96 | 0 | 10.5 |  |  |  |  | R-454B | 1.85 | Residential & Commercial | USHP | Ducted CEE Tier 1
216991880 | Central HP <5.4 tons | BRYANT HEATING AND COOLING SYSTEMS | HRCU-A-CB (Split System: Heat Pump with Remote Outdoor Unit-Air-Source) | 37MUHAQ24AA3 | ADP |  | PL36H175P15*+TXV | 912SE36060M14*** | 22600 | 15.2 | 8.5 | 19400 | 18400 | 94.85% | 1.98 | 0 | 11 |  |  |  |  | R-454B | 1.8833 | Residential & Commercial | USHP | Ducted CEE Tier 1
216992448 | Central HP <5.4 tons | BRYANT HEATING AND COOLING SYSTEMS | HRCU-A-CB (Split System: Heat Pump with Remote Outdoor Unit-Air-Source) | 290VAN048**AA* | ADP |  | H,PG35*48+TXV | 986TD66120C24*** | 43000 | 18 | 8.95 | 45500 | 33200 | 72.97% | 2.04 | 0 | 9 |  |  |  |  | R-454B | 3.5833 | Residential & Commercial | USHP
216992959 | Central HP <5.4 tons | BRYANT HEATING AND COOLING SYSTEMS | HRCU-A-CB (Split System: Heat Pump with Remote Outdoor Unit-Air-Source) | 37MUHAQ24AA3 | ADP |  | H,PG7J*36+TXV | 8(0,1)*SB36070M17*** | 22200 | 16 | 8.5 | 19400 | 18800 | 96.91% | 1.96 | 0 | 10.5 |  |  |  |  | R-454B | 1.85 | Residential & Commercial | USHP | Ducted CEE Tier 1
216992961 | Central HP <5.4 tons | BRYANT HEATING AND COOLING SYSTEMS | HRCU-A-CB (Split System: Heat Pump with Remote Outdoor Unit-Air-Source) | 37MUHAQ24AA3 | ADP |  | H,PG7J*36+TXV | 8(0,1)*SB42090M17*** | 22000 | 16 | 8.5 | 19400 | 18700 | 96.39% | 1.98 | 0 | 10.5 |  |  |  |  | R-454B | 1.8333 | Residential & Commercial | USHP | Ducted CEE Tier 1
213286700 | Central HP <5.4 tons | DAY & NIGHT | HRCU-A-CB (Split System: Heat Pump with Remote Outdoor Unit-Air-Source) | DLCURAH24ABK | ADP |  | CE2903C+TXV | 0 | 23800 | 17 | 8.85 | 25600 | 25400 | 99.22% | 2.14 | 0 | 10 |  |  |  |  | R-410A | 1.9833 | Residential & Commercial | USHP | Ducted CEE Tier 1
214826085 | Central HP <5.4 tons | CHAMPION HEATING AND COOLING | HRCU-A-CB (Split System: Heat Pump with Remote Outdoor Unit-Air-Source) | HH824E2S11 | ADP |  | H,YG9J*36+TXV+AEFE4B* | 0 | 24000 | 19 | 9.5 | 22400 | 16600 | 74.11% | 2.1 | 0 | 12 |  |  |  |  | R-454B | 2 | Residential & Commercial | USHP | Ducted CEE Tier 1
213369685 | Central HP <5.4 tons | MOOVAIR | HRCU-A-C (Split System: Heat Pump with Remote Outdoor Unit with No Indoor Fan --Air Source) | DMA30HOS20230E7 | ADP |  | *G8J936+TD | 0 | 29800 | 15.2 | 9.5 | 31400 | 26600 | 84.71% | 1.82 | 0 | 10.5 |  |  |  |  | R-410A | 2.4833 | Residential & Commercial | USHP | Ducted CEE Tier 1
213771735 | Central HP <5.4 tons | CARRIER | HRCU-A-CB (Split System: Heat Pump with Remote Outdoor Unit-Air-Source) | 25VNA825A*031* |  |  | CAP**4824AL*+UI | 59TN6C120C24**22 | 24200 | 17 | 8.1 | 21000 | 16500 | 78.57% | 2.02 | 0 | 11 |  |  |  |  | R-410A | 2.0167 | Residential & Commercial | USHP | Ducted CEE Tier 1
215348774 | Central HP <5.4 tons | TRANE | HRCU-A-C (Split System: Heat Pump with Remote Outdoor Unit with No Indoor Fan --Air Source) | 4TXD2060A10NU** | ADP |  | HE49960+TD | 0 | 50500 | 15.2 | 8.35 | 51000 | 36800 | 72.16% | 1.78 | 0 | 9.5 |  |  |  |  | R-410A | 4.2083 | Residential & Commercial | USHP
212406526 | Central HP <5.4 tons | TRANE | HRCU-A-C (Split System: Heat Pump with Remote Outdoor Unit with No Indoor Fan --Air Source) | 4TXD2060A10NU** | ADP |  | H,TG52948+TD | 0 | 47000 | 15.2 | 8.5 | 46000 | 33200 | 72.17% | 1.8 | 0 | 10 |  |  |  |  | R-410A | 3.9167 | Residential & Commercial | USHP | Ducted CEE Tier 1
215387297 | Central HP <5.4 tons | FRIEDRICH | HRCU-A-CB (Split System: Heat Pump with Remote Outdoor Unit-Air-Source) | WFPU18Z483C | ADP |  | F,PE*TT4948 | 0 | 47000 | 16 | 8.4 | 45000 | 32600 | 72.44% | 1.88 | 0 | 9.5 |  |  |  |  | R-410A | 3.9167 | Residential & Commercial | USHP
212498648 | Central HP <5.4 tons | TRANE | HRCU-A-CB (Split System: Heat Pump with Remote Outdoor Unit-Air-Source) | 4TXD2036A10NU** | ADP |  | CE3005C+TXV | 0 | 23000 | 16 | 8.8 | 22400 | 21600 | 96.43% | 1.78 | 0 | 11.5 |  |  |  |  | R-410A | 1.9167 | Residential & Commercial | USHP | Ducted CEE Tier 1
212396550 | Central HP <5.4 tons | TRANE | HRCU-A-CB (Split System: Heat Pump with Remote Outdoor Unit-Air-Source) | 4TXD2036A10NU** | ADP |  | F,PE*G33930 | 0 | 23400 | 17 | 8.95 | 22400 | 21200 | 94.64% | 1.8 | 0 | 11.5 |  |  |  |  | R-410A | 1.95 | Residential & Commercial | USHP | Ducted CEE Tier 1
212603198 | Central HP <5.4 tons | DAY & NIGHT | HRCU-A-CB (Split System: Heat Pump with Remote Outdoor Unit-Air-Source) | DLCURAH24ABK | ADP |  | FG33936 | *95ESU0601716A* | 24200 | 17 | 8.5 | 24600 | 22000 | 89.43% | 1.86 | 0 | 10 |  |  |  |  | R-410A | 2.0167 | Residential & Commercial | USHP | Ducted CEE Tier 1
212603202 | Central HP <5.4 tons | DAY & NIGHT | HRCU-A-CB (Split System: Heat Pump with Remote Outdoor Unit-Air-Source) | DLCURAH24ABK | ADP |  | FG35936 | *95ESU0601716A* | 24400 | 17 | 8.5 | 24600 | 22000 | 89.43% | 1.86 | 0 | 10 |  |  |  |  | R-410A | 2.0333 | Residential & Commercial | USHP | Ducted CEE Tier 1
212396547 | Central HP <5.4 tons | TRANE | HRCU-A-CB (Split System: Heat Pump with Remote Outdoor Unit-Air-Source) | 4TXD2036A10NU** | ADP |  | F,PE*E32925 | 0 | 23000 | 16 | 8.85 | 22400 | 21200 | 94.64% | 1.8 | 0 | 11.5 |  |  |  |  | R-410A | 1.9167 | Residential & Commercial | USHP | Ducted CEE Tier 1
215932160 | Central HP <5.4 tons | DAY & NIGHT | HRCU-A-CB (Split System: Heat Pump with Remote Outdoor Unit-Air-Source) | C5H3V36*K*AAA* |  |  | EA*5X37M17A*+WALLCON | *96CTN0601714B* | 33200 | 19 | 9.5 | 34400 | 26400 | 76.74% | 2.06 | 0 | 10.5 |  |  |  |  | R-454B | 2.7667 | Residential & Commercial | USHP | Ducted CEE Tier 1
215932560 | Central HP <5.4 tons | DAY & NIGHT | HRCU-A-CB (Split System: Heat Pump with Remote Outdoor Unit-Air-Source) | C5H3V36*K*AAA* |  |  | EA*5X60M24A*+WALLCON | *80CTL1102120B* | 34000 | 20.5 | 9.5 | 34000 | 25800 | 75.88% | 2.04 | 0 | 12 |  |  |  |  | R-454B | 2.8333 | Residential & Commercial | USHP | Ducted CEE Tier 1
215932610 | Central HP <5.4 tons | DAY & NIGHT | HRCU-A-CB (Split System: Heat Pump with Remote Outdoor Unit-Air-Source) | C5H3V36*K*AAA* |  |  | EA*5X60M24A*+WALLCON | *97CMN0802120B* | 34000 | 20 | 9.5 | 34200 | 26000 | 76.02% | 2.06 | 0 | 11.7 |  |  |  |  | R-454B | 2.8333 | Residential & Commercial | USHP | Ducted CEE Tier 1
215932710 | Central HP <5.4 tons | DAY & NIGHT | HRCU-A-CB (Split System: Heat Pump with Remote Outdoor Unit-Air-Source) | C5H3V36*K*AAA* |  |  | EA*5X61M21A*+WALLCON | *80CTL0702120B* | 34400 | 20.5 | 9 | 34400 | 26200 | 76.16% | 1.96 | 0 | 11.7 |  |  |  |  | R-454B | 2.8667 | Residential & Commercial | USHP | Ducted CEE Tier 1
213368027 | Central HP <5.4 tons | Dettson | HRCU-A-C (Split System: Heat Pump with Remote Outdoor Unit with No Indoor Fan --Air Source) | EVD-36-O | ADP |  | HG33936+TD | 0 | 34400 | 15.2 | 8.3 | 36200 | 31200 | 86.19% | 1.8 | 0 | 9.5 |  |  |  |  | R-410A | 2.8667 | Residential & Commercial | USHP
213356021 | Central HP <5.4 tons | BOSCH | HRCU-A-CB (Split System: Heat Pump with Remote Outdoor Unit-Air-Source) | BOVB-36HDN1-M20G | ADP |  | HG32924+AEFE4B* | 0 | 23200 | 20 | 9.3 | 22400 | 17200 | 76.79% | 1.96 | 0 | 12.5 |  |  |  |  | R-410A | 1.9333 | Residential & Commercial | USHP | Ducted CEE Tier 1
213362471 | Central HP <5.4 tons | BOSCH | HRCU-A-CB (Split System: Heat Pump with Remote Outdoor Unit-Air-Source) | BOVB-36HDN1-M20G | ADP |  | HG35936 | BGH96M060B3B | 24000 | 18 | 9 | 22400 | 17000 | 75.89% | 1.9 | 0 | 12 |  |  |  |  | R-410A | 2 | Residential & Commercial | USHP | Ducted CEE Tier 1
213362472 | Central HP <5.4 tons | BOSCH | HRCU-A-CB (Split System: Heat Pump with Remote Outdoor Unit-Air-Source) | BOVB-36HDN1-M20G | ADP |  | HG9J936 | BGH96M060B3B | 23800 | 18 | 9 | 22400 | 17000 | 75.89% | 1.9 | 0 | 12 |  |  |  |  | R-410A | 1.9833 | Residential & Commercial | USHP | Ducted CEE Tier 1
212627642 | Central HP <5.4 tons | COLEMAN | HRCU-A-CB (Split System: Heat Pump with Remote Outdoor Unit-Air-Source) | HMH72B341 | ASPEN |  | C(A,C,D,E)48A36+TDR | TL8E080C16UH11 | 32200 | 17.5 | 8.4 | 34000 | 27800 | 81.76% | 2.66 | 0 | 9.9 |  |  |  |  | R-410A | 2.6833 | Residential & Commercial | USHP
212627644 | Central HP <5.4 tons | COLEMAN | HRCU-A-CB (Split System: Heat Pump with Remote Outdoor Unit-Air-Source) | HMH72B341 | ASPEN |  | C(A,C,D,E)36B26+TDR | TM9Y080C16MP11 | 29200 | 17.7 | 8.5 | 34000 | 27800 | 81.76% | 2.66 | 0 | 8.9 |  |  |  |  | R-410A | 2.4333 | Residential & Commercial | USHP
212627657 | Central HP <5.4 tons | COLEMAN | HRCU-A-CB (Split System: Heat Pump with Remote Outdoor Unit-Air-Source) | HMH72B341 | ASPEN |  | D(A,C,E)42B36+TDR | TM9Y080C16MP11 | 32400 | 18.5 | 8.5 | 34000 | 28000 | 82.35% | 2.66 | 0 | 9.5 |  |  |  |  | R-410A | 2.7 | Residential & Commercial | USHP
212627674 | Central HP <5.4 tons | COLEMAN | HRCU-A-CB (Split System: Heat Pump with Remote Outdoor Unit-Air-Source) | HMH72B341 | ASPEN |  | D(A,C,E)48D36+TDR | TMLE120C16MP11 | 33200 | 18 | 8.1 | 33000 | 29200 | 88.48% | 2.5 | 0 | 10 |  |  |  |  | R-410A | 2.7667 | Residential & Commercial | USHP | Ducted CEE Tier 1
212627693 | Central HP <5.4 tons | COLEMAN | HRCU-A-CB (Split System: Heat Pump with Remote Outdoor Unit-Air-Source) | HMH72B341 | ASPEN |  | C(A,C,D,E)36A46+TDR | CPLC080C16MP13 | 32000 | 17.5 | 8.1 | 33800 | 27400 | 81.07% | 2.47 | 0 | 9.9 |  |  |  |  | R-410A | 2.6667 | Residential & Commercial | USHP
212627710 | Central HP <5.4 tons | COLEMAN | HRCU-A-CB (Split System: Heat Pump with Remote Outdoor Unit-Air-Source) | HMH72B341 | ASPEN |  | D(A,C,E)42D36+TDR | CPLC080C16MP13 | 33200 | 17.5 | 8.1 | 33800 | 27400 | 81.07% | 2.47 | 0 | 10 |  |  |  |  | R-410A | 2.7667 | Residential & Commercial | USHP | Ducted CEE Tier 1
212627725 | Central HP <5.4 tons | COLEMAN | HRCU-A-CB (Split System: Heat Pump with Remote Outdoor Unit-Air-Source) | HMH72B341 | ASPEN |  | D(A,C,E)36C36+TDR | CPLC100C16MP13 | 32400 | 17.5 | 8.1 | 33800 | 27400 | 81.07% | 2.47 | 0 | 10 |  |  |  |  | R-410A | 2.7 | Residential & Commercial | USHP | Ducted CEE Tier 1
212627759 | Central HP <5.4 tons | COLEMAN | HRCU-A-CB (Split System: Heat Pump with Remote Outdoor Unit-Air-Source) | HMH72B341 | ASPEN |  | D(A,C,E)48C26+TDR | TM8V080C16MP12 | 30600 | 17.2 | 8.5 | 34000 | 27400 | 80.59% | 2.67 | 0 | 9.6 |  |  |  |  | R-410A | 2.55 | Residential & Commercial | USHP
216055863 | Central HP <5.4 tons | CHAMPION HEATING AND COOLING | HRCU-A-CB (Split System: Heat Pump with Remote Outdoor Unit-Air-Source) | HH860E2S11 | ASPEN |  | C(A,C,D,E)60A3K+TDR | TM8E100C16MP11 | 41000 | 18 | 8.5 | 45000 | 34200 | 76% | 2 | 0 | 10.5 |  |  |  |  | R-454B | 3.4167 | Residential & Commercial | USHP | Ducted CEE Tier 1
213369682 | Central HP <5.4 tons | MOOVAIR | HRCU-A-C (Split System: Heat Pump with Remote Outdoor Unit with No Indoor Fan --Air Source) | DMA30HOS20230E7 | ADP |  | *E32936+TD | 0 | 29000 | 15.2 | 9.2 | 31200 | 26600 | 85.26% | 1.78 | 0 | 10 |  |  |  |  | R-410A | 2.4167 | Residential & Commercial | USHP | Ducted CEE Tier 1
213258337 | Central HP <5.4 tons | KEEPRITE | HRCU-A-CB (Split System: Heat Pump with Remote Outdoor Unit-Air-Source) | DLCURAH24ABK | ADP |  | H,GE32936 | *96VTN0401410A* | 22600 | 16 | 8.5 | 24200 | 23800 | 98.35% | 2.02 | 0 | 9.5 |  |  |  |  | R-410A | 1.8833 | Residential & Commercial | USHP
213258338 | Central HP <5.4 tons | KEEPRITE | HRCU-A-CB (Split System: Heat Pump with Remote Outdoor Unit-Air-Source) | DLCURAH24ABK | ADP |  | H,GG33936 | *96VTN0401410A* | 23000 | 16 | 8.5 | 24000 | 23400 | 97.5% | 1.96 | 0 | 9.5 |  |  |  |  | R-410A | 1.9167 | Residential & Commercial | USHP
213258339 | Central HP <5.4 tons | KEEPRITE | HRCU-A-CB (Split System: Heat Pump with Remote Outdoor Unit-Air-Source) | DLCURAH24ABK | ADP |  | H,GE33936 | *96VTN0401410A* | 23000 | 16 | 8.5 | 24000 | 23400 | 97.5% | 1.96 | 0 | 9.5 |  |  |  |  | R-410A | 1.9167 | Residential & Commercial | USHP
213258352 | Central HP <5.4 tons | KEEPRITE | HRCU-A-CB (Split System: Heat Pump with Remote Outdoor Unit-Air-Source) | DLCURAH24ABK | ADP |  | H,GG31930 | *96VTN0601412A* | 22800 | 16 | 8.5 | 24800 | 25200 | 101.6% | 2.14 | 0 | 9.5 |  |  |  |  | R-410A | 1.9 | Residential & Commercial | USHP
216990759 | Central HP <5.4 tons | BRYANT HEATING AND COOLING SYSTEMS | HRCU-A-CB (Split System: Heat Pump with Remote Outdoor Unit-Air-Source) | 290VAN024**AA* | ADP |  | V,C36H***P03*+TXV | 88*TB36070C14*** | 22000 | 16 | 9 | 22400 | 16500 | 73.66% | 1.94 | 0 | 9.5 |  |  |  |  | R-454B | 1.8333 | Residential & Commercial | USHP
216990321 | Central HP <5.4 tons | BRYANT HEATING AND COOLING SYSTEMS | HRCU-A-CB (Split System: Heat Pump with Remote Outdoor Unit-Air-Source) | 290VAN048**AA* | ADP |  | C48A***L16*+TXV | 88*TB60070C21*** | 44000 | 17 | 9 | 45500 | 33200 | 72.97% | 2.08 | 0 | 9.5 |  |  |  |  | R-454B | 3.6667 | Residential & Commercial | USHP
216990323 | Central HP <5.4 tons | BRYANT HEATING AND COOLING SYSTEMS | HRCU-A-CB (Split System: Heat Pump with Remote Outdoor Unit-Air-Source) | 290VAN048**AA* | ADP |  | PL60H210P17*+TXV | 88*TB60070C21*** | 45000 | 18 | 9 | 45500 | 33200 | 72.97% | 2.08 | 0 | 10 |  |  |  |  | R-454B | 3.75 | Residential & Commercial | USHP | Ducted CEE Tier 1
216990338 | Central HP <5.4 tons | BRYANT HEATING AND COOLING SYSTEMS | HRCU-A-CB (Split System: Heat Pump with Remote Outdoor Unit-Air-Source) | 290VAN048**AA* | ADP |  | V,C60H210P17*+TXV | 88*TB60090C21*** | 45000 | 18 | 9 | 45500 | 33000 | 72.53% | 2.08 | 0 | 10 |  |  |  |  | R-454B | 3.75 | Residential & Commercial | USHP | Ducted CEE Tier 1
215934120 | Central HP <5.4 tons | DAY & NIGHT | HRCU-A-CB (Split System: Heat Pump with Remote Outdoor Unit-Air-Source) | C5H3V48*K*AAA* |  |  | EA*5X60M24A*+WALLCON | *80CTL1352422B* | 45000 | 21.5 | 9.5 | 48000 | 36200 | 75.42% | 2 | 0 | 11.5 |  |  |  |  | R-454B | 3.75 | Residential & Commercial | USHP | Ducted CEE Tier 1
215934570 | Central HP <5.4 tons | DAY & NIGHT | HRCU-A-CB (Split System: Heat Pump with Remote Outdoor Unit-Air-Source) | C5H3V48*K*AAA* |  |  | ESH5X60M12A*+WALLCON | *80CTL0901716B* | 44000 | 20.5 | 9 | 49000 | 35800 | 73.06% | 1.86 | 0 | 11.5 |  |  |  |  | R-454B | 3.6667 | Residential & Commercial | USHP | Ducted CEE Tier 1
215933720 | Central HP <5.4 tons | DAY & NIGHT | HRCU-A-CB (Split System: Heat Pump with Remote Outdoor Unit-Air-Source) | C5H3V36*K*AAA* |  |  | ESH5X60M12A*+WALLCON | *80CSU0401712A* | 34200 | 20 | 9 | 34400 | 26200 | 76.16% | 1.94 | 0 | 11.7 |  |  |  |  | R-454B | 2.85 | Residential & Commercial | USHP | Ducted CEE Tier 1
215934940 | Central HP <5.4 tons | DAY & NIGHT | HRCU-A-CB (Split System: Heat Pump with Remote Outdoor Unit-Air-Source) | C5H3V36*K*AAA* |  |  | EVM5X44M21A*+WALLCON | *96CTN0801714B* | 35400 | 21.5 | 8.5 | 38500 | 28800 | 74.81% | 2.02 | 0 | 12 |  |  |  |  | R-454B | 2.95 | Residential & Commercial | USHP | Ducted CEE Tier 1
213366571 | Central HP <5.4 tons | TOSOT | HRCU-A-CB (Split System: Heat Pump with Remote Outdoor Unit-Air-Source) | TU36-24WADU | ADP |  | HE33930+AEFE4B* | 0 | 23400 | 17 | 8.95 | 22400 | 21600 | 96.43% | 1.8 | 0 | 11.7 |  |  |  |  | R-410A | 1.95 | Residential & Commercial | USHP | Ducted CEE Tier 1
213370122 | Central HP <5.4 tons | TOSOT | HRCU-A-C (Split System: Heat Pump with Remote Outdoor Unit with No Indoor Fan --Air Source) | TU36-24WADU | ADP |  | *E35936+TD | 0 | 31800 | 15.2 | 8.5 | 32400 | 23600 | 72.84% | 1.8 | 0 | 9 |  |  |  |  | R-410A | 2.65 | Residential & Commercial | USHP
213249351 | Central HP <5.4 tons | TOSOT | HRCU-A-C (Split System: Heat Pump with Remote Outdoor Unit with No Indoor Fan --Air Source) | TU36-24WADU | ADP |  | *G34936 | 0 | 31600 | 15.2 | 8.5 | 32400 | 23600 | 72.84% | 1.8 | 0 | 9 |  |  |  |  | R-410A | 2.6333 | Residential & Commercial | USHP
212361558 | Central HP <5.4 tons | BOSCH | HRCU-A-CB (Split System: Heat Pump with Remote Outdoor Unit-Air-Source) | BOVA-36HDN1-M20G | ADP |  | HE31(1,2)30+TXV | BGH96M060B3A | 22800 | 18 | 8.65 | 22200 | 17000 | 76.58% | 1.84 | 0 | 11.5 |  |  |  |  | R-410A | 1.9 | Residential & Commercial | USHP | Ducted CEE Tier 1
214295842 | Central HP <5.4 tons | CHAMPION HEATING AND COOLING | HRCU-A-CB (Split System: Heat Pump with Remote Outdoor Unit-Air-Source) | HMH72B341 | ADP |  | PL36H175P159 | TM8V060A12MP12 | 34000 | 17 | 8.1 | 32400 | 23800 | 73.46% | 2.04 | 0 | 9.5 |  |  |  |  | R-410A | 2.8333 | Residential & Commercial | USHP
215934090 | Central HP <5.4 tons | DAY & NIGHT | HRCU-A-CB (Split System: Heat Pump with Remote Outdoor Unit-Air-Source) | C5H3V48*K*AAA* |  |  | EA*5X60M24A*+WALLCON | *80CSU1002120A* | 44500 | 21 | 9.5 | 48500 | 36400 | 75.05% | 2 | 0 | 11 |  |  |  |  | R-454B | 3.7083 | Residential & Commercial | USHP | Ducted CEE Tier 1
215934490 | Central HP <5.4 tons | DAY & NIGHT | HRCU-A-CB (Split System: Heat Pump with Remote Outdoor Unit-Air-Source) | C5H3V48*K*AAA* |  |  | ESH5X48M12A*+WALLCON | *97CMN0802120B* | 44000 | 20 | 9 | 48500 | 36600 | 75.46% | 1.8 | 0 | 10.5 |  |  |  |  | R-454B | 3.6667 | Residential & Commercial | USHP | Ducted CEE Tier 1
212627760 | Central HP <5.4 tons | COLEMAN | HRCU-A-CB (Split System: Heat Pump with Remote Outdoor Unit-Air-Source) | HMH72B341 | ASPEN |  | D(A,C,E)48C36+TDR | TM8V080C16MP12 | 33200 | 17.5 | 8.5 | 34000 | 27400 | 80.59% | 2.67 | 0 | 10 |  |  |  |  | R-410A | 2.7667 | Residential & Commercial | USHP | Ducted CEE Tier 1
212627775 | Central HP <5.4 tons | COLEMAN | HRCU-A-CB (Split System: Heat Pump with Remote Outdoor Unit-Air-Source) | HMH72B341 | ASPEN |  | D(A,C,E)42A46+TDR | TM8V100C16MP12 | 32400 | 17.5 | 8.5 | 34000 | 27400 | 80.59% | 2.67 | 0 | 10 |  |  |  |  | R-410A | 2.7 | Residential & Commercial | USHP | Ducted CEE Tier 1
212627777 | Central HP <5.4 tons | COLEMAN | HRCU-A-CB (Split System: Heat Pump with Remote Outdoor Unit-Air-Source) | HMH72B341 | ASPEN |  | D(A,C,E)42C26+TDR | TM8V100C16MP12 | 30200 | 17 | 8.5 | 34000 | 27400 | 80.59% | 2.67 | 0 | 9 |  |  |  |  | R-410A | 2.5167 | Residential & Commercial | USHP
212596658 | Central HP <5.4 tons | TOSOT | HRCU-A-CB (Split System: Heat Pump with Remote Outdoor Unit-Air-Source) | TU36-24WADU | ADP |  | SK3925 | 0 | 21800 | 15.2 | 8.2 | 22400 | 21200 | 94.64% | 1.76 | 0 | 11 |  |  |  |  | R-410A | 1.8167 | Residential & Commercial | USHP | Ducted CEE Tier 1
212627792 | Central HP <5.4 tons | COLEMAN | HRCU-A-CB (Split System: Heat Pump with Remote Outdoor Unit-Air-Source) | HMH72B341 | ASPEN |  | C(A,C,D,E)36C26+TDR | TMLV100C16MP12 | 29800 | 16.9 | 8.1 | 33800 | 27400 | 81.07% | 2.47 | 0 | 9.5 |  |  |  |  | R-410A | 2.4833 | Residential & Commercial | USHP
212627827 | Central HP <5.4 tons | COLEMAN | HRCU-A-CB (Split System: Heat Pump with Remote Outdoor Unit-Air-Source) | HMH72B341 | ASPEN |  | D(A,C,E)42C26+TDR | TPLC080C16MP13 | 30200 | 17 | 8.1 | 33800 | 27400 | 81.07% | 2.47 | 0 | 9 |  |  |  |  | R-410A | 2.5167 | Residential & Commercial | USHP
213355886 | Central HP <5.4 tons | BOSCH | HRCU-A-CB (Split System: Heat Pump with Remote Outdoor Unit-Air-Source) | BOVB-36HDN1-M20G | ADP |  | HG9J936+AEFE4B* | 0 | 24000 | 20 | 9.5 | 22400 | 17200 | 76.79% | 2 | 0 | 13 |  |  |  |  | R-410A | 2 | Residential & Commercial | USHP | Ducted CEE Tier 1
212498647 | Central HP <5.4 tons | TRANE | HRCU-A-CB (Split System: Heat Pump with Remote Outdoor Unit-Air-Source) | 4TXD2036A10NU** | ADP |  | CP3005C+TXV+TD | 0 | 22400 | 15.2 | 8.25 | 22400 | 21200 | 94.64% | 1.76 | 0 | 10.5 |  |  |  |  | R-410A | 1.8667 | Residential & Commercial | USHP | Ducted CEE Tier 1
213368028 | Central HP <5.4 tons | Dettson | HRCU-A-C (Split System: Heat Pump with Remote Outdoor Unit with No Indoor Fan --Air Source) | EVD-36-O | ADP |  | HG8J936+TD | 0 | 34600 | 15.2 | 8.45 | 36400 | 31200 | 85.71% | 1.82 | 0 | 9.5 |  |  |  |  | R-410A | 2.8833 | Residential & Commercial | USHP
215934880 | Central HP <5.4 tons | DAY & NIGHT | HRCU-A-CB (Split System: Heat Pump with Remote Outdoor Unit-Air-Source) | C5H3V36*K*AAA* |  |  | EVM5X44M21A*+WALLCON | *95CSU0802120B* | 35600 | 21.5 | 8.5 | 38000 | 28600 | 75.26% | 2.04 | 0 | 12 |  |  |  |  | R-454B | 2.9667 | Residential & Commercial | USHP | Ducted CEE Tier 1
215935130 | Central HP <5.4 tons | DAY & NIGHT | HRCU-A-CB (Split System: Heat Pump with Remote Outdoor Unit-Air-Source) | C5H3V36*K*AAA* |  |  | EVM5X49M21A*+WALLCON | *96CTN0801714B* | 35400 | 21.5 | 8.5 | 38500 | 28800 | 74.81% | 2.02 | 0 | 12 |  |  |  |  | R-454B | 2.95 | Residential & Commercial | USHP | Ducted CEE Tier 1
215438169 | Central HP <5.4 tons | CHAMPION HEATING AND COOLING | HRCU-A-CB (Split System: Heat Pump with Remote Outdoor Unit-Air-Source) | HH824E2S11 | ADP |  | FE*E33*30+TXV | 0 | 24000 | 19 | 9.5 | 22400 | 16600 | 74.11% | 2.1 | 0 | 12 |  |  |  |  | R-454B | 2 | Residential & Commercial | USHP | Ducted CEE Tier 1
213206515 | Central HP <5.4 tons | CARRIER | HRCU-A-CB (Split System: Heat Pump with Remote Outdoor Unit-Air-Source) | 38MURAQ24AB3* | ASPEN |  | D(A,C,E)24B44+TDR | 59SC5B060E14**12 | 23200 | 15.9 | 8.1 | 26000 | 20400 | 78.46% | 2.72 | 0 | 9.8 |  |  |  |  | R-410A | 1.9333 | Residential & Commercial | USHP
213206592 | Central HP <5.4 tons | CARRIER | HRCU-A-CB (Split System: Heat Pump with Remote Outdoor Unit-Air-Source) | 38MURAQ24AB3* | ASPEN |  | D(A,C,E)36B34+TDR | 59TP6B060V14**12 | 23200 | 16.5 | 8.1 | 26400 | 20400 | 77.27% | 2.69 | 0 | 10 |  |  |  |  | R-410A | 1.9333 | Residential & Commercial | USHP | Ducted CEE Tier 1
213206601 | Central HP <5.4 tons | CARRIER | HRCU-A-CB (Split System: Heat Pump with Remote Outdoor Unit-Air-Source) | 38MURAQ24AB3* | ASPEN |  | D(A,C,E)30C44+TDR | 59TP6B060V17**14 | 23800 | 16.5 | 8.1 | 26200 | 20200 | 77.1% | 2.78 | 0 | 10 |  |  |  |  | R-410A | 1.9833 | Residential & Commercial | USHP | Ducted CEE Tier 1
213613379 | Central HP <5.4 tons | CARRIER | HRCU-A-CB (Split System: Heat Pump with Remote Outdoor Unit-Air-Source) | 38MURAQ24AB3* | ASPEN |  | L(E,G)M24B4 | 0 | 22800 | 16 | 8.8 | 26400 | 20400 | 77.27% | 2.84 | 0 | 9.9 |  |  |  |  | R-410A | 1.9 | Residential & Commercial | USHP
213366566 | Central HP <5.4 tons | TOSOT | HRCU-A-CB (Split System: Heat Pump with Remote Outdoor Unit-Air-Source) | TU36-24WADU | ADP |  | HE33936+AEFE3A* | 0 | 23200 | 16 | 8.95 | 22400 | 21600 | 96.43% | 1.8 | 0 | 11.7 |  |  |  |  | R-410A | 1.9333 | Residential & Commercial | USHP | Ducted CEE Tier 1
213249110 | Central HP <5.4 tons | TOSOT | HRCU-A-C (Split System: Heat Pump with Remote Outdoor Unit with No Indoor Fan --Air Source) | TU36-24WADU | ADP |  | *G33936+TD | 0 | 22400 | 15.2 | 8.4 | 22400 | 21200 | 94.64% | 1.78 | 0 | 10.5 |  |  |  |  | R-410A | 1.8667 | Residential & Commercial | USHP | Ducted CEE Tier 1
215935090 | Central HP <5.4 tons | DAY & NIGHT | HRCU-A-CB (Split System: Heat Pump with Remote Outdoor Unit-Air-Source) | C5H3V36*K*AAA* |  |  | EVM5X49M21A*+WALLCON | *97CMN0602120B* | 35400 | 21 | 8.5 | 38500 | 29000 | 75.32% | 2.02 | 0 | 12 |  |  |  |  | R-454B | 2.95 | Residential & Commercial | USHP | Ducted CEE Tier 1
213355887 | Central HP <5.4 tons | BOSCH | HRCU-A-CB (Split System: Heat Pump with Remote Outdoor Unit-Air-Source) | BOVB-36HDN1-M20G | ADP |  | HG9J936+AEFE3A* | 0 | 23800 | 19 | 9.5 | 22400 | 17200 | 76.79% | 2 | 0 | 13 |  |  |  |  | R-410A | 1.9833 | Residential & Commercial | USHP | Ducted CEE Tier 1
212627842 | Central HP <5.4 tons | COLEMAN | HRCU-A-CB (Split System: Heat Pump with Remote Outdoor Unit-Air-Source) | HMH72B341 | ASPEN |  | D(A,C,E)36A46+TDR | TPLC100C16MP13 | 32000 | 17.5 | 8.1 | 33800 | 27400 | 81.07% | 2.47 | 0 | 9.9 |  |  |  |  | R-410A | 2.6667 | Residential & Commercial | USHP
212627910 | Central HP <5.4 tons | COLEMAN | HRCU-A-CB (Split System: Heat Pump with Remote Outdoor Unit-Air-Source) | HMH72B341 | ASPEN |  | C(A,C,D,E)36B36+TDR | CP9C100C16MP13 | 32000 | 17.5 | 8.1 | 34000 | 27400 | 80.59% | 2.47 | 0 | 9.9 |  |  |  |  | R-410A | 2.6667 | Residential & Commercial | USHP
212627977 | Central HP <5.4 tons | COLEMAN | HRCU-A-CB (Split System: Heat Pump with Remote Outdoor Unit-Air-Source) | HMH72B341 | ASPEN |  | C(A,C,D,E)36A46+TDR | TM9V100C16MP12 | 32000 | 17.5 | 8.5 | 34000 | 27400 | 80.59% | 2.67 | 0 | 9.9 |  |  |  |  | R-410A | 2.6667 | Residential & Commercial | USHP
212627995 | Central HP <5.4 tons | COLEMAN | HRCU-A-CB (Split System: Heat Pump with Remote Outdoor Unit-Air-Source) | HMH72B341 | ASPEN |  | D(A,C,E)48B36+TDR | TM9V100C16MP12 | 32600 | 17.5 | 8.5 | 34000 | 27400 | 80.59% | 2.67 | 0 | 10 |  |  |  |  | R-410A | 2.7167 | Residential & Commercial | USHP | Ducted CEE Tier 1
214295851 | Central HP <5.4 tons | CHAMPION HEATING AND COOLING | HRCU-A-CB (Split System: Heat Pump with Remote Outdoor Unit-Air-Source) | HMH72B341 | ADP |  | PL36H210P759 | Z8ES040A12SMPS1 | 34000 | 18 | 8.5 | 31800 | 23800 | 74.84% | 2.1 | 0 | 10 |  |  |  |  | R-410A | 2.8333 | Residential & Commercial | USHP | Ducted CEE Tier 1
213369681 | Central HP <5.4 tons | MOOVAIR | HRCU-A-C (Split System: Heat Pump with Remote Outdoor Unit with No Indoor Fan --Air Source) | DMA30HOS20230E7 | ADP |  | *E31930+TD | 0 | 28600 | 15.2 | 9.05 | 31000 | 26600 | 85.81% | 1.76 | 0 | 10 |  |  |  |  | R-410A | 2.3833 | Residential & Commercial | USHP | Ducted CEE Tier 1
213369613 | Central HP <5.4 tons | TRANE | HRCU-A-C (Split System: Heat Pump with Remote Outdoor Unit with No Indoor Fan --Air Source) | 4TXD2036A10NU** | ADP |  | *G33936 | 0 | 22400 | 15.2 | 8.4 | 22400 | 21200 | 94.64% | 1.78 | 0 | 10.5 |  |  |  |  | R-410A | 1.8667 | Residential & Commercial | USHP | Ducted CEE Tier 1
212396765 | Central HP <5.4 tons | TRANE | HRCU-A-C (Split System: Heat Pump with Remote Outdoor Unit with No Indoor Fan --Air Source) | 4TXD2060A10NU** | ADP |  | H,TE86960+TD | 0 | 53000 | 15.2 | 8.5 | 51000 | 37200 | 72.94% | 1.8 | 0 | 9.5 |  |  |  |  | R-410A | 4.4167 | Residential & Commercial | USHP
212555858 | Central HP <5.4 tons | TRANE | HRCU-A-C (Split System: Heat Pump with Remote Outdoor Unit with No Indoor Fan --Air Source) | 4TXD2060A10NU** | ADP |  | H,TE86960 | 0 | 47000 | 15.2 | 8.5 | 46000 | 33200 | 72.17% | 1.8 | 0 | 10 |  |  |  |  | R-410A | 3.9167 | Residential & Commercial | USHP | Ducted CEE Tier 1
214312420 | Central HP <5.4 tons | FRIEDRICH | HRCU-A-C (Split System: Heat Pump with Remote Outdoor Unit with No Indoor Fan --Air Source) | WFPU18Z363C | ADP |  | V,R36H***P449+TD | 0 | 29400 | 15.2 | 9.4 | 28400 | 23800 | 83.8% | 2.08 | 0 | 11 |  |  |  |  | R-410A | 2.45 | Residential & Commercial | USHP | Ducted CEE Tier 1
212624694 | Central HP <5.4 tons | COLEMAN | HRCU-A-CB (Split System: Heat Pump with Remote Outdoor Unit-Air-Source) | HMH72B341 | ASPEN |  | D(A,C,E)36D24+TDR | TPLC080C16MP13 | 30200 | 17 | 8.1 | 33800 | 27400 | 81.07% | 2.47 | 0 | 9 |  |  |  |  | R-410A | 2.5167 | Residential & Commercial | USHP
215588279 | Central HP <5.4 tons | CARRIER | HRCU-A-CB (Split System: Heat Pump with Remote Outdoor Unit-Air-Source) | 27VNA154A*030* |  |  | CVAMA6124XMA*+UI | 59MN7C060C21**20 | 51500 | 18.5 | 8.1 | 54500 | 46500 | 85.32% | 1.86 | 0 | 11 |  |  |  |  | R-454B | 4.2917 | Residential & Commercial | USHP | Ducted CEE Tier 1
215588265 | Central HP <5.4 tons | CARRIER | HRCU-A-CB (Split System: Heat Pump with Remote Outdoor Unit-Air-Source) | 27VNA154A*030* |  |  | CVAMA6124XMA*+UI | 58CU*A080C21**20 | 53000 | 20 | 8.5 | 53000 | 46000 | 86.79% | 2 | 0 | 12.5 |  |  |  |  | R-454B | 4.4167 | Residential & Commercial | USHP | Ducted CEE Tier 1
215588281 | Central HP <5.4 tons | CARRIER | HRCU-A-CB (Split System: Heat Pump with Remote Outdoor Unit-Air-Source) | 27VNA154A*030* |  |  | CVAMA6124XMA*+UI | 59MN7C080C21**20 | 52500 | 19.5 | 8.5 | 53500 | 45500 | 85.05% | 2 | 0 | 12 |  |  |  |  | R-454B | 4.375 | Residential & Commercial | USHP | Ducted CEE Tier 1
212624709 | Central HP <5.4 tons | COLEMAN | HRCU-A-CB (Split System: Heat Pump with Remote Outdoor Unit-Air-Source) | HMH72B341 | ASPEN |  | C(A,C,D,E)36A44+TDR | TPLC100C16MP13 | 32000 | 17.5 | 8.1 | 33800 | 27400 | 81.07% | 2.47 | 0 | 9.9 |  |  |  |  | R-410A | 2.6667 | Residential & Commercial | USHP
212624711 | Central HP <5.4 tons | COLEMAN | HRCU-A-CB (Split System: Heat Pump with Remote Outdoor Unit-Air-Source) | HMH72B341 | ASPEN |  | C(A,C,D,E)36B34+TDR | TPLC100C16MP13 | 32000 | 17.5 | 8.1 | 33800 | 27400 | 81.07% | 2.47 | 0 | 9.9 |  |  |  |  | R-410A | 2.6667 | Residential & Commercial | USHP
212361452 | Central HP <5.4 tons | BOSCH | HRCU-A-CB (Split System: Heat Pump with Remote Outdoor Unit-Air-Source) | BOVA-36HDN1-M20G | ADP |  | HE33936 | BGH96M080B3B | 23400 | 18 | 8.95 | 22400 | 17000 | 75.89% | 1.9 | 0 | 11.7 |  |  |  |  | R-410A | 1.95 | Residential & Commercial | USHP | Ducted CEE Tier 1
212361559 | Central HP <5.4 tons | BOSCH | HRCU-A-CB (Split System: Heat Pump with Remote Outdoor Unit-Air-Source) | BOVA-36HDN1-M20G | ADP |  | HE32(1,2)36+TXV | BGH96M060B3A | 23000 | 18 | 8.8 | 22400 | 17000 | 75.89% | 1.86 | 0 | 11.5 |  |  |  |  | R-410A | 1.9167 | Residential & Commercial | USHP | Ducted CEE Tier 1
214796642 | Central HP <5.4 tons | CHAMPION HEATING AND COOLING | HRCU-A-C (Split System: Heat Pump with Remote Outdoor Unit with No Indoor Fan --Air Source) | HH836E2S11 | ADP |  | H,YE9J*36+TXV+TD | 0 | 33600 | 15.2 | 8.5 | 30600 | 23000 | 75.16% | 2 | 0 | 10 |  |  |  |  | R-454B | 2.8 | Residential & Commercial | USHP | Ducted CEE Tier 1
214505171 | Central HP <5.4 tons | DAIKIN | HRCU-A-CB (Split System: Heat Pump with Remote Outdoor Unit-Air-Source) | DZ6VSA241EA* |  |  | CA*EA2422*4B* | D*80SC0604BUA* | 23000 | 17 | 8.6 | 23000 | 16100 | 70% | 2 | 0 | 10 |  |  |  |  | R-410A | 1.9167 | Residential & Commercial | USHP | Ducted CEE Tier 1
216764985 | Central HP <5.4 tons | TRANE | HRCU-A-CB (Split System: Heat Pump with Remote Outdoor Unit-Air-Source) | 5TWX7036A1 |  |  | 5PX*CD07AS3 | S8X1C080M5PTC | 33800 | 17.1 | 8.7 | 33400 | 24400 | 73.05% | 2.1 | 0 | 12 |  |  |  |  | R-454B | 2.8167 | Residential & Commercial | USHP | Ducted CEE Tier 1
214295846 | Central HP <5.4 tons | CHAMPION HEATING AND COOLING | HRCU-A-CB (Split System: Heat Pump with Remote Outdoor Unit-Air-Source) | HMH72B341 | ADP |  | H,YG9J936 | TM8V060A12MP12 | 34000 | 17 | 8.1 | 32400 | 23800 | 73.46% | 2.06 | 0 | 9.5 |  |  |  |  | R-410A | 2.8333 | Residential & Commercial | USHP
212628045 | Central HP <5.4 tons | COLEMAN | HRCU-A-CB (Split System: Heat Pump with Remote Outdoor Unit-Air-Source) | HMH72B341 | ASPEN |  | C(A,C,D,E)36A46+TDR | TL8E100C20UH11 | 32000 | 17.5 | 8.5 | 34000 | 27400 | 80.59% | 2.69 | 0 | 9.9 |  |  |  |  | R-410A | 2.6667 | Residential & Commercial | USHP
214074424 | Central HP <5.4 tons | MOOVAIR | HRCU-A-C (Split System: Heat Pump with Remote Outdoor Unit with No Indoor Fan --Air Source) | DMA36HOS20230E7 | ADP |  | HE32(1,2)36+TXV+TD | 0 | 34800 | 15.2 | 8.2 | 36200 | 31200 | 86.19% | 1.78 | 0 | 9.5 |  |  |  |  | R-410A | 2.9 | Residential & Commercial | USHP
216765019 | Central HP <5.4 tons | TRANE | HRCU-A-CB (Split System: Heat Pump with Remote Outdoor Unit-Air-Source) | 5TWX7036A1 |  |  | 5TXCC007AS3 | S8X1C080M5PTC | 33800 | 17.5 | 8.7 | 32800 | 24200 | 73.78% | 2.1 | 0 | 12 |  |  |  |  | R-454B | 2.8167 | Residential & Commercial | USHP | Ducted CEE Tier 1
216765042 | Central HP <5.4 tons | TRANE | HRCU-A-CB (Split System: Heat Pump with Remote Outdoor Unit-Air-Source) | 5TWX7048A1 |  |  | 5PX*D008AS3 | S8X2C100M5PTC | 43500 | 17 | 9 | 45000 | 33000 | 73.33% | 2.1 | 0 | 11.7 |  |  |  |  | R-454B | 3.625 | Residential & Commercial | USHP | Ducted CEE Tier 1
216765051 | Central HP <5.4 tons | TRANE | HRCU-A-CB (Split System: Heat Pump with Remote Outdoor Unit-Air-Source) | 5TWX7048A1 |  |  | 5PX*D010AS3 | S8X1C080M5PTC | 43500 | 17 | 9 | 44000 | 32200 | 73.18% | 2.2 | 0 | 12 |  |  |  |  | R-454B | 3.625 | Residential & Commercial | USHP | Ducted CEE Tier 1
216765058 | Central HP <5.4 tons | TRANE | HRCU-A-CB (Split System: Heat Pump with Remote Outdoor Unit-Air-Source) | 5TWX7048A1 |  |  | 5PX*DD10AS3 | S8X2D120M5PTC | 43500 | 17.1 | 9 | 44500 | 32600 | 73.26% | 2.1 | 0 | 11.7 |  |  |  |  | R-454B | 3.625 | Residential & Commercial | USHP | Ducted CEE Tier 1
216765083 | Central HP <5.4 tons | TRANE | HRCU-A-CB (Split System: Heat Pump with Remote Outdoor Unit-Air-Source) | 5TWX7060A1 |  |  | 5PX*D008AS3 | S8X1C100M5PTC | 51000 | 16.5 | 8.7 | 52000 | 39000 | 75% | 2.1 | 0 | 10 |  |  |  |  | R-454B | 4.25 | Residential & Commercial | USHP | Ducted CEE Tier 1
216765085 | Central HP <5.4 tons | TRANE | HRCU-A-CB (Split System: Heat Pump with Remote Outdoor Unit-Air-Source) | 5TWX7060A1 |  |  | 5PX*D008AS3 | S8X2D120M5PSC | 51500 | 16.5 | 8.7 | 51500 | 39000 | 75.73% | 2.1 | 0 | 11 |  |  |  |  | R-454B | 4.2917 | Residential & Commercial | USHP | Ducted CEE Tier 1
214295850 | Central HP <5.4 tons | CHAMPION HEATING AND COOLING | HRCU-A-CB (Split System: Heat Pump with Remote Outdoor Unit-Air-Source) | HMH72B341 | ADP |  | PL36H175P159 | Z8ES040A12SMPS1 | 34000 | 18 | 8.5 | 31800 | 23800 | 74.84% | 2.1 | 0 | 10 |  |  |  |  | R-410A | 2.8333 | Residential & Commercial | USHP | Ducted CEE Tier 1
212627923 | Central HP <5.4 tons | COLEMAN | HRCU-A-CB (Split System: Heat Pump with Remote Outdoor Unit-Air-Source) | HMH72B341 | ASPEN |  | D(A,C,E)42C36+TDR | CP9C100C16MP13 | 32800 | 17.5 | 8.1 | 34000 | 27400 | 80.59% | 2.47 | 0 | 10 |  |  |  |  | R-410A | 2.7333 | Residential & Commercial | USHP | Ducted CEE Tier 1
212396546 | Central HP <5.4 tons | TRANE | HRCU-A-CB (Split System: Heat Pump with Remote Outdoor Unit-Air-Source) | 4TXD2036A10NU** | ADP |  | F,PE*E32930 | 0 | 23000 | 16 | 8.85 | 22400 | 21200 | 94.64% | 1.8 | 0 | 11.5 |  |  |  |  | R-410A | 1.9167 | Residential & Commercial | USHP | Ducted CEE Tier 1
212627937 | Central HP <5.4 tons | COLEMAN | HRCU-A-CB (Split System: Heat Pump with Remote Outdoor Unit-Air-Source) | HMH72B341 | ASPEN |  | D(A,C,E)36A46+TDR | TM8Y080C16MP11 | 32000 | 18.5 | 8.5 | 34000 | 27400 | 80.59% | 2.67 | 0 | 9.9 |  |  |  |  | R-410A | 2.6667 | Residential & Commercial | USHP
212627939 | Central HP <5.4 tons | COLEMAN | HRCU-A-CB (Split System: Heat Pump with Remote Outdoor Unit-Air-Source) | HMH72B341 | ASPEN |  | D(A,C,E)36B46+TDR | TM8Y080C16MP11 | 33000 | 18.5 | 8.5 | 34000 | 27400 | 80.59% | 2.67 | 0 | 10 |  |  |  |  | R-410A | 2.75 | Residential & Commercial | USHP | Ducted CEE Tier 1
215588329 | Central HP <5.4 tons | CARRIER | HRCU-A-CB (Split System: Heat Pump with Remote Outdoor Unit-Air-Source) | 27VNA154A*030* |  |  | CVAVA4924XMA*+UI | 59MN7C120C24**22 | 51500 | 19 | 8.1 | 53000 | 46500 | 87.74% | 1.85 | 0 | 11.5 |  |  |  |  | R-454B | 4.2917 | Residential & Commercial | USHP | Ducted CEE Tier 1
215588399 | Central HP <5.4 tons | CARRIER | HRCU-A-CB (Split System: Heat Pump with Remote Outdoor Unit-Air-Source) | 27VNA154A*030* |  |  | CVAVA6124XMA*+UI | 58TN*B135C24**22 | 53000 | 20 | 8.5 | 53000 | 46000 | 86.79% | 1.95 | 0 | 12.5 |  |  |  |  | R-454B | 4.4167 | Residential & Commercial | USHP | Ducted CEE Tier 1
215588415 | Central HP <5.4 tons | CARRIER | HRCU-A-CB (Split System: Heat Pump with Remote Outdoor Unit-Air-Source) | 27VNA154A*030* |  |  | CVAVA6124XMA*+UI | 59TN6C120C24**22 | 53000 | 19.5 | 8.5 | 53500 | 46500 | 86.92% | 1.95 | 0 | 12 |  |  |  |  | R-454B | 4.4167 | Residential & Commercial | USHP | Ducted CEE Tier 1
215588431 | Central HP <5.4 tons | CARRIER | HRCU-A-CB (Split System: Heat Pump with Remote Outdoor Unit-Air-Source) | 27VNA154A*030* |  |  | CAA**6024AM*+UI | 59TN7A100C21**22 | 49000 | 19 | 10.5 | 52500 | 53500 | 101.9% | 1.96 | 0 | 11 |  |  |  |  | R-454B | 4.0833 | Residential & Commercial | USHP | Ducted CEE Tier 1
212624743 | Central HP <5.4 tons | COLEMAN | HRCU-A-CB (Split System: Heat Pump with Remote Outdoor Unit-Air-Source) | HMH72B341 | ASPEN |  | D(A,C,E)42D34+TDR | TPLC100C16MP13 | 33200 | 17.5 | 8.1 | 33800 | 27400 | 81.07% | 2.47 | 0 | 10 |  |  |  |  | R-410A | 2.7667 | Residential & Commercial | USHP | Ducted CEE Tier 1
212624758 | Central HP <5.4 tons | COLEMAN | HRCU-A-CB (Split System: Heat Pump with Remote Outdoor Unit-Air-Source) | HMH72B341 | ASPEN |  | C(A,C,D,E)48B24+TDR | TL9E080C16UH11 | 30000 | 17 | 8.5 | 34000 | 27800 | 81.76% | 2.65 | 0 | 9 |  |  |  |  | R-410A | 2.5 | Residential & Commercial | USHP
212624760 | Central HP <5.4 tons | COLEMAN | HRCU-A-CB (Split System: Heat Pump with Remote Outdoor Unit-Air-Source) | HMH72B341 | ASPEN |  | D(A,C,E)36D24+TDR | TL9E080C16UH11 | 30000 | 17 | 8.5 | 34000 | 27800 | 81.76% | 2.65 | 0 | 9 |  |  |  |  | R-410A | 2.5 | Residential & Commercial | USHP
213258332 | Central HP <5.4 tons | KEEPRITE | HRCU-A-CB (Split System: Heat Pump with Remote Outdoor Unit-Air-Source) | DLCURAH24ABK | ADP |  | H,GE33936 | *96VSN1002120A* | 23800 | 17 | 8.5 | 24400 | 22400 | 91.8% | 1.9 | 0 | 10 |  |  |  |  | R-410A | 1.9833 | Residential & Commercial | USHP | Ducted CEE Tier 1
213258334 | Central HP <5.4 tons | KEEPRITE | HRCU-A-CB (Split System: Heat Pump with Remote Outdoor Unit-Air-Source) | DLCURAH24ABK | ADP |  | H,GG31930 | *96VTN0401410A* | 23000 | 15.2 | 8.5 | 25000 | 23600 | 94.4% | 1.96 | 0 | 9.5 |  |  |  |  | R-410A | 1.9167 | Residential & Commercial | USHP
213258357 | Central HP <5.4 tons | KEEPRITE | HRCU-A-CB (Split System: Heat Pump with Remote Outdoor Unit-Air-Source) | DLCURAH24ABK | ADP |  | H,GE33936 | *96VTN0601412A* | 23200 | 16 | 8.5 | 24800 | 24200 | 97.58% | 2.04 | 0 | 10 |  |  |  |  | R-410A | 1.9333 | Residential & Commercial | USHP | Ducted CEE Tier 1
213258309 | Central HP <5.4 tons | KEEPRITE | HRCU-A-CB (Split System: Heat Pump with Remote Outdoor Unit-Air-Source) | DLCURAH24ABK | ADP |  | H,GE31930 | *96VSN0601412A* | 22800 | 16 | 8.5 | 24800 | 25200 | 101.6% | 2.14 | 0 | 9.5 |  |  |  |  | R-410A | 1.9 | Residential & Commercial | USHP
213258323 | Central HP <5.4 tons | KEEPRITE | HRCU-A-CB (Split System: Heat Pump with Remote Outdoor Unit-Air-Source) | DLCURAH24ABK | ADP |  | H,GG34936 | *96VSN0601714A* | 23800 | 16 | 8.5 | 25200 | 23600 | 93.65% | 1.98 | 0 | 10 |  |  |  |  | R-410A | 1.9833 | Residential & Commercial | USHP | Ducted CEE Tier 1
213881422 | Central HP <5.4 tons | CARRIER | HRCU-A-CB (Split System: Heat Pump with Remote Outdoor Unit-Air-Source) | 38MURAQ36AB3* | ADP |  | PL36H175P149 | 58TP*B070V17**16 | 34600 | 16 | 8.5 | 36200 | 34400 | 95.03% | 2.02 | 0 | 9.5 |  |  |  |  | R-410A | 2.8833 | Residential & Commercial | USHP
213881424 | Central HP <5.4 tons | CARRIER | HRCU-A-CB (Split System: Heat Pump with Remote Outdoor Unit-Air-Source) | 38MURAQ36AB3* | ADP |  | PL36H175P159 | 58TP*B070V17**16 | 35200 | 16 | 8.1 | 36800 | 34600 | 94.02% | 1.94 | 0 | 10 |  |  |  |  | R-410A | 2.9333 | Residential & Commercial | USHP | Ducted CEE Tier 1
214861544 | Central HP <5.4 tons | MDV | HRCU-A-CB (Split System: Heat Pump with Remote Outdoor Unit-Air-Source) | MOD30-30HFN10-M3X |  |  | MVBDM-30HWFN10-WB3 | 0 | 30000 | 17.2 | 10.8 | 33000 | 33200 | 100.6% | 1.97 | 0 | 12.1 |  |  |  |  | R-454B | 2.5 | Residential & Commercial | USHP | Ducted CEE Tier 1
212624775 | Central HP <5.4 tons | COLEMAN | HRCU-A-CB (Split System: Heat Pump with Remote Outdoor Unit-Air-Source) | HMH72B341 | ASPEN |  | C(A,C,D,E)36D24+TDR | TL8E080C16UH11 | 30200 | 17 | 8.5 | 34000 | 27800 | 81.76% | 2.68 | 0 | 9 |  |  |  |  | R-410A | 2.5167 | Residential & Commercial | USHP
212624843 | Central HP <5.4 tons | COLEMAN | HRCU-A-CB (Split System: Heat Pump with Remote Outdoor Unit-Air-Source) | HMH72B341 | ASPEN |  | D(A,C,E)42B34+TDR | TL9E080C16UH11 | 32400 | 17.5 | 8.5 | 34000 | 28000 | 82.35% | 2.66 | 0 | 9.5 |  |  |  |  | R-410A | 2.7 | Residential & Commercial | USHP
212624874 | Central HP <5.4 tons | COLEMAN | HRCU-A-CB (Split System: Heat Pump with Remote Outdoor Unit-Air-Source) | HMH72B341 | ASPEN |  | C(A,C,D,E)36D24+TDR | CP9C100C16MP13 | 30200 | 17 | 8.1 | 34000 | 27400 | 80.59% | 2.47 | 0 | 9 |  |  |  |  | R-410A | 2.5167 | Residential & Commercial | USHP
212624892 | Central HP <5.4 tons | COLEMAN | HRCU-A-CB (Split System: Heat Pump with Remote Outdoor Unit-Air-Source) | HMH72B341 | ASPEN |  | D(A,C,E)42C34+TDR | CP9C100C16MP13 | 32800 | 17.5 | 8.1 | 34000 | 27400 | 80.59% | 2.47 | 0 | 10 |  |  |  |  | R-410A | 2.7333 | Residential & Commercial | USHP | Ducted CEE Tier 1
212624893 | Central HP <5.4 tons | COLEMAN | HRCU-A-CB (Split System: Heat Pump with Remote Outdoor Unit-Air-Source) | HMH72B341 | ASPEN |  | D(A,C,E)42D24+TDR | CP9C100C16MP13 | 30600 | 17.2 | 8.1 | 34000 | 27400 | 80.59% | 2.47 | 0 | 9.6 |  |  |  |  | R-410A | 2.55 | Residential & Commercial | USHP
215348775 | Central HP <5.4 tons | TRANE | HRCU-A-C (Split System: Heat Pump with Remote Outdoor Unit with No Indoor Fan --Air Source) | 4TXD2060A10NU** | ADP |  | H,TE49960 | 0 | 50500 | 15.2 | 8.35 | 51000 | 36800 | 72.16% | 1.78 | 0 | 9.5 |  |  |  |  | R-410A | 4.2083 | Residential & Commercial | USHP
212624341 | Central HP <5.4 tons | COLEMAN | HRCU-A-CB (Split System: Heat Pump with Remote Outdoor Unit-Air-Source) | HMH72B341 | ASPEN |  | C(A,C,D,E)48A34+TDR | TM8V080C16MP12 | 32200 | 17.5 | 8.4 | 34000 | 27400 | 80.59% | 2.65 | 0 | 9.9 |  |  |  |  | R-410A | 2.6833 | Residential & Commercial | USHP
216765094 | Central HP <5.4 tons | TRANE | HRCU-A-CB (Split System: Heat Pump with Remote Outdoor Unit-Air-Source) | 5TWX7060A1 |  |  | 5PX*D010AS3 | S8X2D120M5PSC | 52500 | 16.5 | 9 | 51000 | 38500 | 75.49% | 2.2 | 0 | 11 |  |  |  |  | R-454B | 4.375 | Residential & Commercial | USHP | Ducted CEE Tier 1
216765119 | Central HP <5.4 tons | TRANE | HRCU-A-CB (Split System: Heat Pump with Remote Outdoor Unit-Air-Source) | 5TWX7060A1 |  |  | 5TXCD010AS3 | S8X1D120M5PTC | 52000 | 16.5 | 8.7 | 51000 | 38500 | 75.49% | 2.2 | 0 | 11.2 |  |  |  |  | R-454B | 4.3333 | Residential & Commercial | USHP | Ducted CEE Tier 1
216764783 | Central HP <5.4 tons | TRANE | HRCU-A-CB (Split System: Heat Pump with Remote Outdoor Unit-Air-Source) | 5TWR7048A1 |  |  | 5PX*D008AS3 | S8X2D120M5PSC | 43500 | 17.1 | 9 | 44500 | 32800 | 73.71% | 2.2 | 0 | 12 |  |  |  |  | R-454B | 3.625 | Residential & Commercial | USHP | Ducted CEE Tier 1
213366574 | Central HP <5.4 tons | TOSOT | HRCU-A-CB (Split System: Heat Pump with Remote Outdoor Unit-Air-Source) | TU60-24WADU | ADP |  | HE49948+AEFE5* | 0 | 47500 | 16 | 9 | 46000 | 38500 | 83.7% | 1.8 | 0 | 11 |  |  |  |  | R-410A | 3.9583 | Residential & Commercial | USHP | Ducted CEE Tier 1
216764910 | Central HP <5.4 tons | TRANE | HRCU-A-CB (Split System: Heat Pump with Remote Outdoor Unit-Air-Source) | 5TWX7024A1 |  |  | 5PX*B004AS3 | S8X1B040M2PTC | 22800 | 17.5 | 8.7 | 21600 | 17100 | 79.17% | 1.9 | 0 | 12.5 |  |  |  |  | R-454B | 1.9 | Residential & Commercial | USHP | Ducted CEE Tier 1
216764917 | Central HP <5.4 tons | TRANE | HRCU-A-CB (Split System: Heat Pump with Remote Outdoor Unit-Air-Source) | 5TWX7024A1 |  |  | 5PX*B004AS3 | S8X2A040M3PSC | 23000 | 17.5 | 8.7 | 21800 | 17200 | 78.9% | 2 | 0 | 12 |  |  |  |  | R-454B | 1.9167 | Residential & Commercial | USHP | Ducted CEE Tier 1
215934000 | Central HP <5.4 tons | DAY & NIGHT | HRCU-A-CB (Split System: Heat Pump with Remote Outdoor Unit-Air-Source) | C5H3V48*K*AAA* |  |  | EA*5X48M21A*+WALLCON | *80CTL0702120B* | 43500 | 20.5 | 9.5 | 48000 | 36600 | 76.25% | 2 | 0 | 10.5 |  |  |  |  | R-454B | 3.625 | Residential & Commercial | USHP | Ducted CEE Tier 1
215934050 | Central HP <5.4 tons | DAY & NIGHT | HRCU-A-CB (Split System: Heat Pump with Remote Outdoor Unit-Air-Source) | C5H3V48*K*AAA* |  |  | EA*5X48M21A*+WALLCON | *97CMN0602120B* | 43000 | 20 | 9.5 | 48500 | 37200 | 76.7% | 1.88 | 0 | 10 |  |  |  |  | R-454B | 3.5833 | Residential & Commercial | USHP | Ducted CEE Tier 1
215934250 | Central HP <5.4 tons | DAY & NIGHT | HRCU-A-CB (Split System: Heat Pump with Remote Outdoor Unit-Air-Source) | C5H3V48*K*AAA* |  |  | EA*5X61M21A*+WALLCON | *97CMN0801714B* | 44500 | 20.5 | 9.5 | 49000 | 36600 | 74.69% | 2 | 0 | 11 |  |  |  |  | R-454B | 3.7083 | Residential & Commercial | USHP | Ducted CEE Tier 1
212627948 | Central HP <5.4 tons | COLEMAN | HRCU-A-CB (Split System: Heat Pump with Remote Outdoor Unit-Air-Source) | HMH72B341 | ASPEN |  | D(A,C,E)42D36+TDR | TM8Y080C16MP11 | 33200 | 18.5 | 8.5 | 34000 | 27400 | 80.59% | 2.67 | 0 | 10 |  |  |  |  | R-410A | 2.7667 | Residential & Commercial | USHP | Ducted CEE Tier 1
212627971 | Central HP <5.4 tons | COLEMAN | HRCU-A-CB (Split System: Heat Pump with Remote Outdoor Unit-Air-Source) | HMH72B341 | ASPEN |  | D(A,C,E)42D36+TDR | TM8Y100C16MP11 | 33200 | 18.5 | 8.5 | 34000 | 27400 | 80.59% | 2.67 | 0 | 10 |  |  |  |  | R-410A | 2.7667 | Residential & Commercial | USHP | Ducted CEE Tier 1
212628087 | Central HP <5.4 tons | COLEMAN | HRCU-A-CB (Split System: Heat Pump with Remote Outdoor Unit-Air-Source) | HMH72B341 | ASPEN |  | D(A,C,E)42B36+TDR | CP9C100C20MP13 | 32400 | 17.5 | 8.1 | 34000 | 28400 | 83.53% | 2.46 | 0 | 9.5 |  |  |  |  | R-410A | 2.7 | Residential & Commercial | USHP
212628098 | Central HP <5.4 tons | COLEMAN | HRCU-A-CB (Split System: Heat Pump with Remote Outdoor Unit-Air-Source) | HMH72B341 | ASPEN |  | C(A,C,D,E)36C26+TDR | TM9V100C20MP12 | 29600 | 16.9 | 8.5 | 34000 | 28400 | 83.53% | 2.7 | 0 | 9 |  |  |  |  | R-410A | 2.4667 | Residential & Commercial | USHP
212628107 | Central HP <5.4 tons | COLEMAN | HRCU-A-CB (Split System: Heat Pump with Remote Outdoor Unit-Air-Source) | HMH72B341 | ASPEN |  | D(A,C,E)42B36+TDR | TM9V100C20MP12 | 32400 | 17.5 | 8.5 | 34000 | 28400 | 83.53% | 2.7 | 0 | 9.5 |  |  |  |  | R-410A | 2.7 | Residential & Commercial | USHP
212628114 | Central HP <5.4 tons | COLEMAN | HRCU-A-CB (Split System: Heat Pump with Remote Outdoor Unit-Air-Source) | HMH72B341 | ASPEN |  | D(A,C,E)48D26+TDR | TM9V100C20MP12 | 30800 | 17.3 | 8.5 | 34000 | 28400 | 83.53% | 2.7 | 0 | 9.2 |  |  |  |  | R-410A | 2.5667 | Residential & Commercial | USHP
213738490 | Central HP <5.4 tons | DAY & NIGHT | HRCU-A-CB (Split System: Heat Pump with Remote Outdoor Unit-Air-Source) | DLCURAH36ABK | ADP |  | FG81936 | *80MS(N,L)0901714A* | 36000 | 16 | 8.1 | 36800 | 34600 | 94.02% | 2 | 0 | 10.5 |  |  |  |  | R-410A | 3 | Residential & Commercial | USHP | Ducted CEE Tier 1
216774744 | Central HP <5.4 tons | TRANE | HRCU-A-C (Split System: Heat Pump with Remote Outdoor Unit with No Indoor Fan --Air Source) | 4TXD2036A10NU** | ADP |  | H,TE7J(1,2)36+TXV+TD | 0 | 22200 | 15.2 | 8.4 | 22400 | 21200 | 94.64% | 1.78 | 0 | 10.5 |  |  |  |  | R-410A | 1.85 | Residential & Commercial | USHP | Ducted CEE Tier 1
212544102 | Central HP <5.4 tons | TRANE | HRCU-A-C (Split System: Heat Pump with Remote Outdoor Unit with No Indoor Fan --Air Source) | 4TXD2036A10NU** | ADP |  | H,TG34936 | 0 | 22800 | 15.2 | 8.5 | 22400 | 21200 | 94.64% | 1.8 | 0 | 11 |  |  |  |  | R-410A | 1.9 | Residential & Commercial | USHP | Ducted CEE Tier 1
216488042 | Central HP <5.4 tons | CHAMPION HEATING AND COOLING | HRCU-A-CB (Split System: Heat Pump with Remote Outdoor Unit-Air-Source) | HH836E2S11 | ADP |  | A36VDA*+TXV | Z8ES080B12SMPS1 | 33200 | 18 | 8.5 | 28800 | 24400 | 84.72% | 2 | 0 | 11.7 |  |  |  |  | R-454B | 2.7667 | Residential & Commercial | USHP | Ducted CEE Tier 1
213739926 | Central HP <5.4 tons | DAY & NIGHT | HRCU-A-CB (Split System: Heat Pump with Remote Outdoor Unit-Air-Source) | DLCURAH24ABK | ADP |  | PL36H***P039 | *96MSN0401410A* | 22400 | 15.2 | 8.5 | 25400 | 24800 | 97.64% | 2.1 | 0 | 9.5 |  |  |  |  | R-410A | 1.8667 | Residential & Commercial | USHP
213739953 | Central HP <5.4 tons | DAY & NIGHT | HRCU-A-CB (Split System: Heat Pump with Remote Outdoor Unit-Air-Source) | DLCURAH24ABK | ADP |  | FG80936 | *96MSN0601412A* | 23600 | 16 | 8.5 | 24600 | 23400 | 95.12% | 1.98 | 0 | 10 |  |  |  |  | R-410A | 1.9667 | Residential & Commercial | USHP | Ducted CEE Tier 1
216681818 | Central HP <5.4 tons | BRYANT HEATING AND COOLING SYSTEMS | HRCU-A-CB (Split System: Heat Pump with Remote Outdoor Unit-Air-Source) | 38MURAQ36AB3* |  |  | CAP**4824AL* | 927TA60100V21*** | 35800 | 16.5 | 9 | 38000 | 34200 | 90% | 1.96 | 0 | 10 |  |  |  |  | R-410A | 2.9833 | Residential & Commercial | USHP | Ducted CEE Tier 1
212628060 | Central HP <5.4 tons | COLEMAN | HRCU-A-CB (Split System: Heat Pump with Remote Outdoor Unit-Air-Source) | HMH72B341 | ASPEN |  | D(A,C,E)42D26+TDR | TL8E100C20UH11 | 30600 | 17.1 | 8.5 | 34000 | 27400 | 80.59% | 2.69 | 0 | 9.6 |  |  |  |  | R-410A | 2.55 | Residential & Commercial | USHP
214295847 | Central HP <5.4 tons | CHAMPION HEATING AND COOLING | HRCU-A-CB (Split System: Heat Pump with Remote Outdoor Unit-Air-Source) | HMH72B341 | ADP |  | PL36H175P159 | TM8V080B12MP12 | 33800 | 17 | 8.1 | 32400 | 23800 | 73.46% | 2.04 | 0 | 9.5 |  |  |  |  | R-410A | 2.8167 | Residential & Commercial | USHP
214802902 | Central HP <5.4 tons | RHEEM | HRCU-A-CB (Split System: Heat Pump with Remote Outdoor Unit-Air-Source) | RP15AZ48AJ2N | ASPEN |  | D(A,C,E)60C34+TDR | R801V0755A21UH | 45000 | 15.6 | 8.1 | 45500 | 34000 | 74.73% | 3 | 0 | 10.1 |  |  |  |  | R-410A | 3.75 | Residential & Commercial | USHP | Ducted CEE Tier 1
214802918 | Central HP <5.4 tons | RHEEM | HRCU-A-CB (Split System: Heat Pump with Remote Outdoor Unit-Air-Source) | RP15AZ48AJ2N | ASPEN |  | D(A,C,E)48D44+TDR | R801V1005A21DZ | 45500 | 15.5 | 8.4 | 46000 | 33800 | 73.48% | 3.1 | 0 | 10.2 |  |  |  |  | R-410A | 3.7917 | Residential & Commercial | USHP | Ducted CEE Tier 1
216774742 | Central HP <5.4 tons | TRANE | HRCU-A-C (Split System: Heat Pump with Remote Outdoor Unit with No Indoor Fan --Air Source) | 4TXD2036A10NU** | ADP |  | H,TG33(1,2)36+TXV+TD | 0 | 22400 | 15.2 | 8.4 | 22400 | 21200 | 94.64% | 1.78 | 0 | 10.5 |  |  |  |  | R-410A | 1.8667 | Residential & Commercial | USHP | Ducted CEE Tier 1
212624408 | Central HP <5.4 tons | COLEMAN | HRCU-A-CB (Split System: Heat Pump with Remote Outdoor Unit-Air-Source) | HMH72B341 | ASPEN |  | D(A,C,E)42C24+TDR | TM9Y080C16MP11 | 30200 | 17.9 | 8.5 | 34000 | 28000 | 82.35% | 2.66 | 0 | 9 |  |  |  |  | R-410A | 2.5167 | Residential & Commercial | USHP
212624443 | Central HP <5.4 tons | COLEMAN | HRCU-A-CB (Split System: Heat Pump with Remote Outdoor Unit-Air-Source) | HMH72B341 | ASPEN |  | D(A,C,E)48C34+TDR | TMLE120C16MP11 | 33200 | 18 | 8.1 | 33000 | 29200 | 88.48% | 2.5 | 0 | 10 |  |  |  |  | R-410A | 2.7667 | Residential & Commercial | USHP | Ducted CEE Tier 1
212624460 | Central HP <5.4 tons | COLEMAN | HRCU-A-CB (Split System: Heat Pump with Remote Outdoor Unit-Air-Source) | HMH72B341 | ASPEN |  | C(A,C,D,E)42B34+TDR | TM8Y100C16MP11 | 32200 | 18.5 | 8.4 | 34000 | 27400 | 80.59% | 2.65 | 0 | 9.9 |  |  |  |  | R-410A | 2.6833 | Residential & Commercial | USHP
212624475 | Central HP <5.4 tons | COLEMAN | HRCU-A-CB (Split System: Heat Pump with Remote Outdoor Unit-Air-Source) | HMH72B341 | ASPEN |  | C(A,C,D,E)36D24+TDR | CPLC080C16MP13 | 30200 | 17 | 8.1 | 33800 | 27400 | 81.07% | 2.47 | 0 | 9 |  |  |  |  | R-410A | 2.5167 | Residential & Commercial | USHP
212624476 | Central HP <5.4 tons | COLEMAN | HRCU-A-CB (Split System: Heat Pump with Remote Outdoor Unit-Air-Source) | HMH72B341 | ASPEN |  | C(A,C,D,E)42C24+TDR | CPLC080C16MP13 | 30200 | 17 | 8.1 | 33800 | 27400 | 81.07% | 2.47 | 0 | 9 |  |  |  |  | R-410A | 2.5167 | Residential & Commercial | USHP
215850950 | Central HP <5.4 tons | COLEMAN | HRCU-A-CB (Split System: Heat Pump with Remote Outdoor Unit-Air-Source) | HH860E2S11 | ASPEN |  | D(A,C,E)60A3K+TDR | TM9V100C16MP12 | 40500 | 16.5 | 8.1 | 43500 | 33200 | 76.32% | 2 | 0 | 11.2 |  |  |  |  | R-454B | 3.375 | Residential & Commercial | USHP | Ducted CEE Tier 1
213369684 | Central HP <5.4 tons | MOOVAIR | HRCU-A-C (Split System: Heat Pump with Remote Outdoor Unit with No Indoor Fan --Air Source) | DMA30HOS20230E7 | ADP |  | *G7J936+TD | 0 | 29400 | 15.2 | 9.35 | 31200 | 26600 | 85.26% | 1.8 | 0 | 10 |  |  |  |  | R-410A | 2.45 | Residential & Commercial | USHP | Ducted CEE Tier 1
212396551 | Central HP <5.4 tons | TRANE | HRCU-A-CB (Split System: Heat Pump with Remote Outdoor Unit-Air-Source) | 4TXD2036A10NU** | ADP |  | F,PE*G33925 | 0 | 23400 | 17 | 8.95 | 22400 | 21200 | 94.64% | 1.8 | 0 | 11.5 |  |  |  |  | R-410A | 1.95 | Residential & Commercial | USHP | Ducted CEE Tier 1
215588499 | Central HP <5.4 tons | CARRIER | HRCU-A-CB (Split System: Heat Pump with Remote Outdoor Unit-Air-Source) | 27VNA154A*030* |  |  | CVAMA6124XMA*+UI | 58CU*B100C21**20 | 53000 | 19 | 8.1 | 53000 | 46000 | 86.79% | 1.85 | 0 | 12 |  |  |  |  | R-454B | 4.4167 | Residential & Commercial | USHP | Ducted CEE Tier 1
215935200 | Central HP <5.4 tons | DAY & NIGHT | HRCU-A-CB (Split System: Heat Pump with Remote Outdoor Unit-Air-Source) | C5H3V36*K*AAA* |  |  | EVM5X60M21A*+WALLCON | *80CTL0702120B* | 35600 | 21.5 | 8.5 | 38000 | 28600 | 75.26% | 2.02 | 0 | 12 |  |  |  |  | R-454B | 2.9667 | Residential & Commercial | USHP | Ducted CEE Tier 1
215935330 | Central HP <5.4 tons | DAY & NIGHT | HRCU-A-CB (Split System: Heat Pump with Remote Outdoor Unit-Air-Source) | C5H3V36*K*AAA* |  |  | EVM5X60M24A*+WALLCON | *80CSU1002120A* | 35400 | 21.5 | 8.5 | 38000 | 28600 | 75.26% | 2.02 | 0 | 12 |  |  |  |  | R-454B | 2.95 | Residential & Commercial | USHP | Ducted CEE Tier 1
215675435 | Central HP <5.4 tons | HEIL | HRCU-A-CB (Split System: Heat Pump with Remote Outdoor Unit-Air-Source) | H5H0V48*K*AAA* |  |  | EVM5X48M21A*+WALLCON | *97CMN0602120B* | 46500 | 18 | 9 | 50000 | 37000 | 74% | 1.98 | 0 | 9.5 |  |  |  |  | R-454B | 3.875 | Residential & Commercial | USHP
214312435 | Central HP <5.4 tons | FRIEDRICH | HRCU-A-C (Split System: Heat Pump with Remote Outdoor Unit with No Indoor Fan --Air Source) | WFPU18Z363C | ADP |  | H,RG1K936+TD | 0 | 29600 | 15.5 | 9.4 | 28400 | 23800 | 83.8% | 2.08 | 0 | 11.2 |  |  |  |  | R-410A | 2.4667 | Residential & Commercial | USHP | Ducted CEE Tier 1
213739962 | Central HP <5.4 tons | DAY & NIGHT | HRCU-A-CB (Split System: Heat Pump with Remote Outdoor Unit-Air-Source) | DLCURAH24ABK | ADP |  | FG80936 | *96VSN0401410B* | 23600 | 16 | 8.5 | 24600 | 23600 | 95.93% | 1.98 | 0 | 10 |  |  |  |  | R-410A | 1.9667 | Residential & Commercial | USHP | Ducted CEE Tier 1
213739996 | Central HP <5.4 tons | DAY & NIGHT | HRCU-A-CB (Split System: Heat Pump with Remote Outdoor Unit-Air-Source) | DLCURAH24ABK | ADP |  | V,G36H175P159 | *96VTN0401712B* | 23400 | 16 | 8.5 | 24600 | 23800 | 96.75% | 2 | 0 | 10 |  |  |  |  | R-410A | 1.95 | Residential & Commercial | USHP | Ducted CEE Tier 1
213740001 | Central HP <5.4 tons | DAY & NIGHT | HRCU-A-CB (Split System: Heat Pump with Remote Outdoor Unit-Air-Source) | DLCURAH24ABK | ADP |  | PL36H***P039 | *96VTN0601412B* | 22400 | 16 | 8.5 | 25200 | 25000 | 99.21% | 2.12 | 0 | 9.5 |  |  |  |  | R-410A | 1.8667 | Residential & Commercial | USHP
213740003 | Central HP <5.4 tons | DAY & NIGHT | HRCU-A-CB (Split System: Heat Pump with Remote Outdoor Unit-Air-Source) | DLCURAH24ABK | ADP |  | FG32936 | *96VTN0601412B* | 23200 | 16 | 8.5 | 25200 | 26400 | 104.8% | 2.28 | 0 | 10 |  |  |  |  | R-410A | 1.9333 | Residential & Commercial | USHP | Ducted CEE Tier 1
213738540 | Central HP <5.4 tons | DAY & NIGHT | HRCU-A-CB (Split System: Heat Pump with Remote Outdoor Unit-Air-Source) | DLCURAH36ABK | ADP |  | FG80936 | *92MSN0601714A* | 35600 | 16 | 8.5 | 36200 | 34400 | 95.03% | 2.02 | 0 | 10 |  |  |  |  | R-410A | 2.9667 | Residential & Commercial | USHP | Ducted CEE Tier 1
214295848 | Central HP <5.4 tons | CHAMPION HEATING AND COOLING | HRCU-A-CB (Split System: Heat Pump with Remote Outdoor Unit-Air-Source) | HMH72B341 | ADP |  | PL36H210P759 | TM8V080B12MP12 | 33800 | 17 | 8.1 | 32400 | 23800 | 73.46% | 2.04 | 0 | 9.5 |  |  |  |  | R-410A | 2.8167 | Residential & Commercial | USHP
212614022 | Central HP <5.4 tons | MOOVAIR | HRCU-A-C (Split System: Heat Pump with Remote Outdoor Unit with No Indoor Fan --Air Source) | DMA18HOS20230E7 | ADP |  | HE20924+TD | 0 | 17100 | 16 | 8.65 | 17000 | 14500 | 85.29% | 2.02 | 0 | 11 |  |  |  |  | R-410A | 1.425 | Residential & Commercial | USHP | Ducted CEE Tier 1
212361446 | Central HP <5.4 tons | BOSCH | HRCU-A-CB (Split System: Heat Pump with Remote Outdoor Unit-Air-Source) | BOVA-36HDN1-M20G | ADP |  | HE33936 | BGH96M060B3B | 23400 | 18 | 8.95 | 22400 | 17000 | 75.89% | 1.88 | 0 | 11.7 |  |  |  |  | R-410A | 1.95 | Residential & Commercial | USHP | Ducted CEE Tier 1
214505238 | Central HP <5.4 tons | DAIKIN | HRCU-A-CB (Split System: Heat Pump with Remote Outdoor Unit-Air-Source) | DZ6VSA241EA* |  |  | CA*EA3026*4B* | D*80VC0803B*A* | 23000 | 17 | 8.6 | 23000 | 16100 | 70% | 2 | 0 | 10 |  |  |  |  | R-410A | 1.9167 | Residential & Commercial | USHP | Ducted CEE Tier 1
214505256 | Central HP <5.4 tons | DAIKIN | HRCU-A-CB (Split System: Heat Pump with Remote Outdoor Unit-Air-Source) | DZ6VSA241EA* |  |  | CA*EA3026*4B* | D*96SC0603BUA* | 23000 | 17 | 8.6 | 23000 | 16100 | 70% | 2 | 0 | 10 |  |  |  |  | R-410A | 1.9167 | Residential & Commercial | USHP | Ducted CEE Tier 1
215932730 | Central HP <5.4 tons | DAY & NIGHT | HRCU-A-CB (Split System: Heat Pump with Remote Outdoor Unit-Air-Source) | C5H3V36*K*AAA* |  |  | EA*5X61M21A*+WALLCON | *80CTL0902120B* | 34400 | 20.5 | 9.5 | 34200 | 26000 | 76.02% | 2.06 | 0 | 12 |  |  |  |  | R-454B | 2.8667 | Residential & Commercial | USHP | Ducted CEE Tier 1
215932530 | Central HP <5.4 tons | DAY & NIGHT | HRCU-A-CB (Split System: Heat Pump with Remote Outdoor Unit-Air-Source) | C5H3V36*K*AAA* |  |  | EA*5X60M24A*+WALLCON | *80CSU1002120A* | 34000 | 20 | 9 | 34200 | 26000 | 76.02% | 1.94 | 0 | 11.7 |  |  |  |  | R-454B | 2.8333 | Residential & Commercial | USHP | Ducted CEE Tier 1
215934180 | Central HP <5.4 tons | DAY & NIGHT | HRCU-A-CB (Split System: Heat Pump with Remote Outdoor Unit-Air-Source) | C5H3V48*K*AAA* |  |  | EA*5X61M21A*+WALLCON | *80CTL0901716B* | 44500 | 21 | 9.5 | 48500 | 36000 | 74.23% | 2 | 0 | 11.5 |  |  |  |  | R-454B | 3.7083 | Residential & Commercial | USHP | Ducted CEE Tier 1
216991844 | Central HP <5.4 tons | BRYANT HEATING AND COOLING SYSTEMS | HRCU-A-CB (Split System: Heat Pump with Remote Outdoor Unit-Air-Source) | 37MUHAQ24AA3 | ADP |  | C36A***L15*+TXV | 88*TB36045C17*** | 22200 | 16 | 8.1 | 19200 | 18300 | 95.31% | 1.85 | 0 | 10.5 |  |  |  |  | R-454B | 1.85 | Residential & Commercial | USHP | Ducted CEE Tier 1
216991878 | Central HP <5.4 tons | BRYANT HEATING AND COOLING SYSTEMS | HRCU-A-CB (Split System: Heat Pump with Remote Outdoor Unit-Air-Source) | 37MUHAQ24AA3 | ADP |  | C36A***L13*+TXV | 912SE36060M14*** | 22400 | 15.2 | 8.5 | 19400 | 18400 | 94.85% | 1.98 | 0 | 11 |  |  |  |  | R-454B | 1.8667 | Residential & Commercial | USHP | Ducted CEE Tier 1
210868917 | Central HP <5.4 tons | FUJITSU | HRCU-A-CB (Split System: Heat Pump with Remote Outdoor Unit-Air-Source) | FOP1848MJAZCA |  |  | FCCA6021SZEA | FF100215LT80X | 44500 | 19 | 8.5 | 43000 | 45000 | 104.7% | 2 | 0 | 11.7 |  |  |  |  | R-410A | 3.7083 | Residential & Commercial | USHP | Ducted CEE Tier 1
212396553 | Central HP <5.4 tons | TRANE | HRCU-A-CB (Split System: Heat Pump with Remote Outdoor Unit-Air-Source) | 4TXD2036A10NU** | ADP |  | F,PE*G34930 | 0 | 23600 | 17 | 9 | 22400 | 21200 | 94.64% | 1.8 | 0 | 11.5 |  |  |  |  | R-410A | 1.9667 | Residential & Commercial | USHP | Ducted CEE Tier 1
213752880 | Central HP <5.4 tons | CARRIER | HRCU-A-CB (Split System: Heat Pump with Remote Outdoor Unit-Air-Source) | 38MURAQ24AB3* | ASPEN |  | D(A,C,E)30C44+TDR | 59SC6A060M14**12 | 23200 | 17 | 8.5 | 25200 | 20000 | 79.37% | 2.95 | 0 | 9.9 |  |  |  |  | R-410A | 1.9333 | Residential & Commercial | USHP
216992982 | Central HP <5.4 tons | BRYANT HEATING AND COOLING SYSTEMS | HRCU-A-CB (Split System: Heat Pump with Remote Outdoor Unit-Air-Source) | 37MUHAQ24AA3 | ADP |  | H,PG7J*36+TXV | 916SA36060M14*** | 22000 | 15.2 | 8.5 | 19400 | 18800 | 96.91% | 1.98 | 0 | 10.5 |  |  |  |  | R-454B | 1.8333 | Residential & Commercial | USHP | Ducted CEE Tier 1
213753033 | Central HP <5.4 tons | CARRIER | HRCU-A-CB (Split System: Heat Pump with Remote Outdoor Unit-Air-Source) | 38MURAQ24AB3* | ASPEN |  | D(A,C,E)24B44+TDR | 59TP6C080V21**20 | 23600 | 17 | 8.5 | 26400 | 20200 | 76.52% | 2.92 | 0 | 10 |  |  |  |  | R-410A | 1.9667 | Residential & Commercial | USHP | Ducted CEE Tier 1
214505177 | Central HP <5.4 tons | DAIKIN | HRCU-A-CB (Split System: Heat Pump with Remote Outdoor Unit-Air-Source) | DZ6VSA241EA* |  |  | CA*EA2422*4B* | D*80VC0804C*A* | 23000 | 17 | 8.6 | 23000 | 16100 | 70% | 2 | 0 | 10 |  |  |  |  | R-410A | 1.9167 | Residential & Commercial | USHP | Ducted CEE Tier 1
215934510 | Central HP <5.4 tons | DAY & NIGHT | HRCU-A-CB (Split System: Heat Pump with Remote Outdoor Unit-Air-Source) | C5H3V48*K*AAA* |  |  | ESH5X48M12A*+WALLCON | *97CMN1202422B* | 44000 | 20 | 9 | 48500 | 36600 | 75.46% | 1.82 | 0 | 10.5 |  |  |  |  | R-454B | 3.6667 | Residential & Commercial | USHP | Ducted CEE Tier 1
215934610 | Central HP <5.4 tons | DAY & NIGHT | HRCU-A-CB (Split System: Heat Pump with Remote Outdoor Unit-Air-Source) | C5H3V48*K*AAA* |  |  | ESH5X60M12A*+WALLCON | *96CTN0801714B* | 43500 | 19.5 | 9 | 49000 | 35600 | 72.65% | 1.92 | 0 | 11.5 |  |  |  |  | R-454B | 3.625 | Residential & Commercial | USHP | Ducted CEE Tier 1
212596653 | Central HP <5.4 tons | TOSOT | HRCU-A-CB (Split System: Heat Pump with Remote Outdoor Unit-Air-Source) | TU60-48WADU | ADP |  | BC**C4960+TD | 0 | 47000 | 15.2 | 8.4 | 46000 | 33200 | 72.17% | 1.78 | 0 | 10 |  |  |  |  | R-410A | 3.9167 | Residential & Commercial | USHP | Ducted CEE Tier 1
215588083 | Central HP <5.4 tons | CARRIER | HRCU-A-CB (Split System: Heat Pump with Remote Outdoor Unit-Air-Source) | 27VNA154A*030* |  |  | CAA**4821AM*+UI | 59MN7C080C21**20 | 48000 | 18.5 | 12 | 52500 | 52000 | 99.05% | 2.02 | 0 | 10.5 |  |  |  |  | R-454B | 4 | Residential & Commercial | USHP | Ducted CEE Tier 1
215588119 | Central HP <5.4 tons | CARRIER | HRCU-A-CB (Split System: Heat Pump with Remote Outdoor Unit-Air-Source) | 27VNA154A*030* |  |  | CAA**6121AM*+UI | 59MN7C060C21**20 | 49000 | 18.5 | 10.5 | 54000 | 53500 | 99.07% | 1.88 | 0 | 10 |  |  |  |  | R-454B | 4.0833 | Residential & Commercial | USHP | Ducted CEE Tier 1
213079423 | Central HP <5.4 tons | CARRIER | HRCU-A-CB (Split System: Heat Pump with Remote Outdoor Unit-Air-Source) | 38MURAQ36AB3* |  |  | CAP**4221AL* | 59SC2E060M17**14 | 35200 | 16 | 8.1 | 38500 | 35200 | 91.43% | 1.88 | 0 | 9.5 |  |  |  |  | R-410A | 2.9333 | Residential & Commercial | USHP
213079471 | Central HP <5.4 tons | CARRIER | HRCU-A-CB (Split System: Heat Pump with Remote Outdoor Unit-Air-Source) | 38MURAQ36AB3* |  |  | CNPV*4217AL* | 59SC2E060M17**14 | 35400 | 16 | 8.1 | 38500 | 35000 | 90.91% | 1.94 | 0 | 10 |  |  |  |  | R-410A | 2.95 | Residential & Commercial | USHP | Ducted CEE Tier 1
213079741 | Central HP <5.4 tons | CARRIER | HRCU-A-CB (Split System: Heat Pump with Remote Outdoor Unit-Air-Source) | 38MURAQ36AB3* |  |  | CAP**3721AL* | 59SC2E100M21**20 | 36600 | 16.5 | 8.5 | 38000 | 34800 | 91.58% | 2.06 | 0 | 10 |  |  |  |  | R-410A | 3.05 | Residential & Commercial | USHP | Ducted CEE Tier 1
213079873 | Central HP <5.4 tons | CARRIER | HRCU-A-CB (Split System: Heat Pump with Remote Outdoor Unit-Air-Source) | 38MURAQ36AB3* |  |  | CAP**4321AL* | 59SC2E100M21**22 | 36200 | 16.5 | 8.5 | 38000 | 34800 | 91.58% | 2.04 | 0 | 10 |  |  |  |  | R-410A | 3.0167 | Residential & Commercial | USHP | Ducted CEE Tier 1
213080375 | Central HP <5.4 tons | CARRIER | HRCU-A-CB (Split System: Heat Pump with Remote Outdoor Unit-Air-Source) | 38MURAQ36AB3* |  |  | CAP**3621AL* | 59SC6A100M21**22 | 35000 | 16 | 8.1 | 38500 | 35200 | 91.43% | 1.82 | 0 | 9.5 |  |  |  |  | R-410A | 2.9167 | Residential & Commercial | USHP
212624492 | Central HP <5.4 tons | COLEMAN | HRCU-A-CB (Split System: Heat Pump with Remote Outdoor Unit-Air-Source) | HMH72B341 | ASPEN |  | D(A,C,E)42C34+TDR | CPLC080C16MP13 | 32800 | 17.5 | 8.1 | 33800 | 27400 | 81.07% | 2.47 | 0 | 10 |  |  |  |  | R-410A | 2.7333 | Residential & Commercial | USHP | Ducted CEE Tier 1
212624993 | Central HP <5.4 tons | COLEMAN | HRCU-A-CB (Split System: Heat Pump with Remote Outdoor Unit-Air-Source) | HMH72B341 | ASPEN |  | D(A,C,E)36B34+TDR | TM8Y100C16MP11 | 32000 | 18.5 | 8.5 | 34000 | 27400 | 80.59% | 2.67 | 0 | 9.9 |  |  |  |  | R-410A | 2.6667 | Residential & Commercial | USHP
213187954 | Central HP <5.4 tons | AMERISTAR | HRCU-A-C (Split System: Heat Pump with Remote Outdoor Unit with No Indoor Fan --Air Source) | E4HL5030A1000A | ADP |  | V,T36H175P139+TD | 0 | 24000 | 15.2 | 8.1 | 22400 | 19100 | 85.27% | 1.75 | 0 | 10 |  |  |  |  | R-410A | 2 | Residential & Commercial | USHP | Ducted CEE Tier 1
215588217 | Central HP <5.4 tons | CARRIER | HRCU-A-CB (Split System: Heat Pump with Remote Outdoor Unit-Air-Source) | 27VNA154A*030* |  |  | CVAMA4921XMA*+UI | 59MN7C060C21**20 | 51000 | 18.5 | 8.1 | 54000 | 46500 | 86.11% | 1.86 | 0 | 10.5 |  |  |  |  | R-454B | 4.25 | Residential & Commercial | USHP | Ducted CEE Tier 1
215588283 | Central HP <5.4 tons | CARRIER | HRCU-A-CB (Split System: Heat Pump with Remote Outdoor Unit-Air-Source) | 27VNA154A*030* |  |  | CVAMA6124XMA*+UI | 59MN7C100C21**22 | 52500 | 19.5 | 8.5 | 53500 | 46500 | 86.92% | 1.95 | 0 | 12 |  |  |  |  | R-454B | 4.375 | Residential & Commercial | USHP | Ducted CEE Tier 1
215588285 | Central HP <5.4 tons | CARRIER | HRCU-A-CB (Split System: Heat Pump with Remote Outdoor Unit-Air-Source) | 27VNA154A*030* |  |  | CVAMA6124XMA*+UI | 59MN7C120C24**22 | 52500 | 19.5 | 8.5 | 53500 | 46500 | 86.92% | 1.95 | 0 | 12 |  |  |  |  | R-454B | 4.375 | Residential & Commercial | USHP | Ducted CEE Tier 1
215588317 | Central HP <5.4 tons | CARRIER | HRCU-A-CB (Split System: Heat Pump with Remote Outdoor Unit-Air-Source) | 27VNA154A*030* |  |  | CVAVA4924XMA*+UI | 58TN*B110C21**20 | 52000 | 19.5 | 8.5 | 52500 | 46500 | 88.57% | 1.95 | 0 | 12 |  |  |  |  | R-454B | 4.3333 | Residential & Commercial | USHP | Ducted CEE Tier 1
215588353 | Central HP <5.4 tons | CARRIER | HRCU-A-CB (Split System: Heat Pump with Remote Outdoor Unit-Air-Source) | 27VNA154A*030* |  |  | CVAVA6024XMA*+UI | 58TN*B070C21**20 | 51500 | 19 | 8.1 | 53000 | 47000 | 88.68% | 1.82 | 0 | 11.5 |  |  |  |  | R-454B | 4.2917 | Residential & Commercial | USHP | Ducted CEE Tier 1
215588403 | Central HP <5.4 tons | CARRIER | HRCU-A-CB (Split System: Heat Pump with Remote Outdoor Unit-Air-Source) | 27VNA154A*030* |  |  | CVAVA6124XMA*+UI | 59CU5B100C21**22 | 53000 | 19.5 | 8.1 | 53000 | 46000 | 86.79% | 1.85 | 0 | 12 |  |  |  |  | R-454B | 4.4167 | Residential & Commercial | USHP | Ducted CEE Tier 1
215588151 | Central HP <5.4 tons | CARRIER | HRCU-A-CB (Split System: Heat Pump with Remote Outdoor Unit-Air-Source) | 27VNA154A*030* |  |  | CSAH*6012AM*+UI | 58CU*A080C21**20 | 50000 | 18.5 | 9.5 | 52000 | 53000 | 101.9% | 1.9 | 0 | 11.5 |  |  |  |  | R-454B | 4.1667 | Residential & Commercial | USHP | Ducted CEE Tier 1
210717749 | Central HP <5.4 tons | CARRIER | HRCU-A-CB (Split System: Heat Pump with Remote Outdoor Unit-Air-Source) | 25VNA448A*031* | ADP |  | H,PG48960 | 59TN6B120C24**22 | 44500 | 21 | 9.5 | 44000 | 35800 | 81.36% | 2.36 | 0 | 12 |  |  |  |  | R-410A | 3.7083 | Residential & Commercial | USHP | Ducted CEE Tier 1
213369683 | Central HP <5.4 tons | MOOVAIR | HRCU-A-C (Split System: Heat Pump with Remote Outdoor Unit with No Indoor Fan --Air Source) | DMA30HOS20230E7 | ADP |  | *G33936+TD | 0 | 29400 | 15.2 | 9.35 | 31200 | 26600 | 85.26% | 1.8 | 0 | 10 |  |  |  |  | R-410A | 2.45 | Residential & Commercial | USHP | Ducted CEE Tier 1
215588363 | Central HP <5.4 tons | CARRIER | HRCU-A-CB (Split System: Heat Pump with Remote Outdoor Unit-Air-Source) | 27VNA154A*030* |  |  | CVAVA6024XMA*+UI | 59MN7C060C21**20 | 51000 | 18.5 | 8.1 | 53500 | 46500 | 86.92% | 1.86 | 0 | 10.5 |  |  |  |  | R-454B | 4.25 | Residential & Commercial | USHP | Ducted CEE Tier 1
215588381 | Central HP <5.4 tons | CARRIER | HRCU-A-CB (Split System: Heat Pump with Remote Outdoor Unit-Air-Source) | 27VNA154A*030* |  |  | CVAVA6121XMA*+UI | 59CU5B080C21**20 | 52500 | 19 | 8.1 | 53500 | 45500 | 85.05% | 1.9 | 0 | 11.7 |  |  |  |  | R-454B | 4.375 | Residential & Commercial | USHP | Ducted CEE Tier 1
212625026 | Central HP <5.4 tons | COLEMAN | HRCU-A-CB (Split System: Heat Pump with Remote Outdoor Unit-Air-Source) | HMH72B341 | ASPEN |  | D(A,C,E)48D34+TDR | TM8Y100C16MP11 | 33400 | 18.5 | 8.5 | 34000 | 27400 | 80.59% | 2.67 | 0 | 10 |  |  |  |  | R-410A | 2.7833 | Residential & Commercial | USHP | Ducted CEE Tier 1
212625076 | Central HP <5.4 tons | COLEMAN | HRCU-A-CB (Split System: Heat Pump with Remote Outdoor Unit-Air-Source) | HMH72B341 | ASPEN |  | D(A,C,E)48B34+TDR | TM9V100C16MP12 | 32600 | 17.5 | 8.5 | 34000 | 27400 | 80.59% | 2.67 | 0 | 10 |  |  |  |  | R-410A | 2.7167 | Residential & Commercial | USHP | Ducted CEE Tier 1
212625092 | Central HP <5.4 tons | COLEMAN | HRCU-A-CB (Split System: Heat Pump with Remote Outdoor Unit-Air-Source) | HMH72B341 | ASPEN |  | C(A,C,D,E)36B34+TDR | TP9C100C16MP13 | 32000 | 17.5 | 8.1 | 34000 | 27400 | 80.59% | 2.47 | 0 | 9.9 |  |  |  |  | R-410A | 2.6667 | Residential & Commercial | USHP
212625211 | Central HP <5.4 tons | COLEMAN | HRCU-A-CB (Split System: Heat Pump with Remote Outdoor Unit-Air-Source) | HMH72B341 | ASPEN |  | C(A,C,D,E)42D24+TDR | TM8Y120C20MP11 | 32600 | 18 | 8.5 | 34000 | 30200 | 88.82% | 2.85 | 0 | 9 |  |  |  |  | R-410A | 2.7167 | Residential & Commercial | USHP
212625228 | Central HP <5.4 tons | COLEMAN | HRCU-A-CB (Split System: Heat Pump with Remote Outdoor Unit-Air-Source) | HMH72B341 | ASPEN |  | C(A,C,D,E)36B24+TDR | TL8E100C20UH11 | 29200 | 16.7 | 8.5 | 34000 | 27000 | 79.41% | 2.68 | 0 | 9.4 |  |  |  |  | R-410A | 2.4333 | Residential & Commercial | USHP
215588483 | Central HP <5.4 tons | CARRIER | HRCU-A-CB (Split System: Heat Pump with Remote Outdoor Unit-Air-Source) | 27VNA154A*030* |  |  | CVAMA6024XMA*+UI | 59TN6C080C21**20 | 51500 | 19 | 8.1 | 53000 | 47000 | 88.68% | 1.85 | 0 | 11.5 |  |  |  |  | R-454B | 4.2917 | Residential & Commercial | USHP | Ducted CEE Tier 1
216992996 | Central HP <5.4 tons | BRYANT HEATING AND COOLING SYSTEMS | HRCU-A-CB (Split System: Heat Pump with Remote Outdoor Unit-Air-Source) | 37MUHAQ24AA3 | ADP |  | H,PG7J*36+TXV | 986TD60080C21*** | 21600 | 15.2 | 8.5 | 19200 | 18100 | 94.27% | 1.98 | 0 | 10 |  |  |  |  | R-454B | 1.8 | Residential & Commercial | USHP | Ducted CEE Tier 1
212624156 | Central HP <5.4 tons | COLEMAN | HRCU-A-CB (Split System: Heat Pump with Remote Outdoor Unit-Air-Source) | HMH72B341 | ASPEN |  | C(A,C,D,E)42C24+TDR | TP9C080B12MP13 | 31400 | 17 | 8.1 | 33600 | 29600 | 88.1% | 2.45 | 0 | 9.5 |  |  |  |  | R-410A | 2.6167 | Residential & Commercial | USHP
212623992 | Central HP <5.4 tons | COLEMAN | HRCU-A-CB (Split System: Heat Pump with Remote Outdoor Unit-Air-Source) | HMH72B341 | ASPEN |  | D(A,C,E)36C34+TDR | TM9Y080B12MP11 | 32400 | 18 | 8.1 | 34000 | 28000 | 82.35% | 2.41 | 0 | 9.5 |  |  |  |  | R-410A | 2.7 | Residential & Commercial | USHP
212624005 | Central HP <5.4 tons | COLEMAN | HRCU-A-CB (Split System: Heat Pump with Remote Outdoor Unit-Air-Source) | HMH72B341 | ASPEN |  | D(A,C,E)48D34+TDR | TM9Y080B12MP11 | 33600 | 18 | 8.1 | 34000 | 28000 | 82.35% | 2.41 | 0 | 9.5 |  |  |  |  | R-410A | 2.8 | Residential & Commercial | USHP
212624091 | Central HP <5.4 tons | COLEMAN | HRCU-A-CB (Split System: Heat Pump with Remote Outdoor Unit-Air-Source) | HMH72B341 | ASPEN |  | C(A,C,D,E)48D24+TDR | TM8V060A12MP12 | 32400 | 17.5 | 8.1 | 33400 | 28800 | 86.23% | 2.49 | 0 | 9.5 |  |  |  |  | R-410A | 2.7 | Residential & Commercial | USHP
212624226 | Central HP <5.4 tons | COLEMAN | HRCU-A-CB (Split System: Heat Pump with Remote Outdoor Unit-Air-Source) | HMH72B341 | ASPEN |  | C(A,C,D,E)48C24+TDR | TMLE040A12MP11 | 32000 | 18 | 8.1 | 33400 | 29000 | 86.83% | 2.48 | 0 | 10 |  |  |  |  | R-410A | 2.6667 | Residential & Commercial | USHP | Ducted CEE Tier 1
212624259 | Central HP <5.4 tons | COLEMAN | HRCU-A-CB (Split System: Heat Pump with Remote Outdoor Unit-Air-Source) | HMH72B341 | ASPEN |  | C(A,C,D,E)36D24+TDR | TMLE080C16MP11 | 31800 | 18 | 8.1 | 33000 | 29000 | 87.88% | 2.49 | 0 | 10 |  |  |  |  | R-410A | 2.65 | Residential & Commercial | USHP | Ducted CEE Tier 1
212625243 | Central HP <5.4 tons | COLEMAN | HRCU-A-CB (Split System: Heat Pump with Remote Outdoor Unit-Air-Source) | HMH72B341 | ASPEN |  | C(A,C,D,E)42C24+TDR | TL8E100C20UH11 | 30200 | 17 | 8.5 | 34000 | 27400 | 80.59% | 2.69 | 0 | 9 |  |  |  |  | R-410A | 2.5167 | Residential & Commercial | USHP
212625361 | Central HP <5.4 tons | COLEMAN | HRCU-A-CB (Split System: Heat Pump with Remote Outdoor Unit-Air-Source) | HMH72B341 | ASPEN |  | D(A,C,E)48C34+TDR | CP9C100C20MP13 | 33000 | 17.5 | 8.1 | 34000 | 28400 | 83.53% | 2.46 | 0 | 9 |  |  |  |  | R-410A | 2.75 | Residential & Commercial | USHP
212625411 | Central HP <5.4 tons | COLEMAN | HRCU-A-CB (Split System: Heat Pump with Remote Outdoor Unit-Air-Source) | HMH72B341 | ASPEN |  | D(A,C,E)42D24+TDR | TM9V100C20MP12 | 30400 | 17.1 | 8.5 | 34000 | 28400 | 83.53% | 2.7 | 0 | 9 |  |  |  |  | R-410A | 2.5333 | Residential & Commercial | USHP
212625428 | Central HP <5.4 tons | COLEMAN | HRCU-A-CB (Split System: Heat Pump with Remote Outdoor Unit-Air-Source) | HMH72B341 | ASPEN |  | C(A,C,D,E)36A44+TDR | TP9C100C20MP13 | 32000 | 17.5 | 8.1 | 34000 | 28400 | 83.53% | 2.46 | 0 | 9.4 |  |  |  |  | R-410A | 2.6667 | Residential & Commercial | USHP
212625578 | Central HP <5.4 tons | COLEMAN | HRCU-A-CB (Split System: Heat Pump with Remote Outdoor Unit-Air-Source) | HMH72B341 | ASPEN |  | D(A,C,E)48B26+TDR | TM8V100C20MP12 | 29600 | 15.9 | 8.1 | 32200 | 27600 | 85.71% | 2.44 | 0 | 8 |  |  |  |  | R-410A | 2.4667 | Residential & Commercial | USHP
216766879 | Central HP <5.4 tons | TRANE | HRCU-A-CB (Split System: Heat Pump with Remote Outdoor Unit-Air-Source) | 5TWX7024A1 |  |  | 5TXCB006AS3 | S9V2B060U4VSB | 23800 | 17.5 | 9 | 21800 | 17400 | 79.82% | 2.06 | 0 | 12.7 |  |  |  |  | R-454B | 1.9833 | Residential & Commercial | USHP | Ducted CEE Tier 1
216737585 | Central HP <5.4 tons | COMFORTMAKER | HRCU-A-CB (Split System: Heat Pump with Remote Outdoor Unit-Air-Source) | D5CUHAH24AAK |  |  | ESH5X30M12A* | *96MSN1002120A* | 22600 | 15.2 | 8.1 | 21000 | 18900 | 90% | 1.85 | 0 | 10.5 |  |  |  |  | R-454B | 1.8833 | Residential & Commercial | USHP | Ducted CEE Tier 1
216737844 | Central HP <5.4 tons | COMFORTMAKER | HRCU-A-CB (Split System: Heat Pump with Remote Outdoor Unit-Air-Source) | D5CUHAH24AAK |  |  | ESH5X30M12A* | *96VTN0801716B* | 22600 | 16 | 8.1 | 21200 | 18900 | 89.15% | 1.85 | 0 | 10.5 |  |  |  |  | R-454B | 1.8833 | Residential & Commercial | USHP | Ducted CEE Tier 1
216738226 | Central HP <5.4 tons | COMFORTMAKER | HRCU-A-CB (Split System: Heat Pump with Remote Outdoor Unit-Air-Source) | D5CUHAH24AAK |  |  | ESH5X36M12A* | *80MSU0802120A* | 22600 | 16 | 8.1 | 20600 | 18400 | 89.32% | 1.85 | 0 | 11 |  |  |  |  | R-454B | 1.8833 | Residential & Commercial | USHP | Ducted CEE Tier 1
216738471 | Central HP <5.4 tons | COMFORTMAKER | HRCU-A-CB (Split System: Heat Pump with Remote Outdoor Unit-Air-Source) | D5CUHAH24AAK |  |  | ESH5X36M12A* | *92MSN0801716A* | 22600 | 16 | 8.1 | 20800 | 18400 | 88.46% | 1.85 | 0 | 10.5 |  |  |  |  | R-454B | 1.8833 | Residential & Commercial | USHP | Ducted CEE Tier 1
212361561 | Central HP <5.4 tons | BOSCH | HRCU-A-CB (Split System: Heat Pump with Remote Outdoor Unit-Air-Source) | BOVA-36HDN1-M20G | ADP |  | HE31(1,2)30+TXV | BGH96M060B3B | 22800 | 18 | 8.65 | 22200 | 17000 | 76.58% | 1.84 | 0 | 11.5 |  |  |  |  | R-410A | 1.9 | Residential & Commercial | USHP | Ducted CEE Tier 1
214295849 | Central HP <5.4 tons | CHAMPION HEATING AND COOLING | HRCU-A-CB (Split System: Heat Pump with Remote Outdoor Unit-Air-Source) | HMH72B341 | ADP |  | H,YG9J936 | TM8V080B12MP12 | 32400 | 17 | 8.1 | 32400 | 23400 | 72.22% | 2 | 0 | 9.5 |  |  |  |  | R-410A | 2.7 | Residential & Commercial | USHP
212624423 | Central HP <5.4 tons | COLEMAN | HRCU-A-CB (Split System: Heat Pump with Remote Outdoor Unit-Air-Source) | HMH72B341 | ASPEN |  | C(A,C,D,E)36D24+TDR | TM8E120C16MP11 | 32000 | 18 | 8.5 | 34000 | 28800 | 84.71% | 2.79 | 0 | 10 |  |  |  |  | R-410A | 2.6667 | Residential & Commercial | USHP | Ducted CEE Tier 1
212624441 | Central HP <5.4 tons | COLEMAN | HRCU-A-CB (Split System: Heat Pump with Remote Outdoor Unit-Air-Source) | HMH72B341 | ASPEN |  | C(A,C,D,E)48D24+TDR | TMLE120C16MP11 | 32800 | 18 | 8.1 | 33000 | 29200 | 88.48% | 2.5 | 0 | 10 |  |  |  |  | R-410A | 2.7333 | Residential & Commercial | USHP | Ducted CEE Tier 1
212624458 | Central HP <5.4 tons | COLEMAN | HRCU-A-CB (Split System: Heat Pump with Remote Outdoor Unit-Air-Source) | HMH72B341 | ASPEN |  | C(A,C,D,E)48A34+TDR | TM8Y080C16MP11 | 32200 | 18.5 | 8.4 | 34000 | 27400 | 80.59% | 2.65 | 0 | 9.9 |  |  |  |  | R-410A | 2.6833 | Residential & Commercial | USHP
212614028 | Central HP <5.4 tons | MOOVAIR | HRCU-A-C (Split System: Heat Pump with Remote Outdoor Unit with No Indoor Fan --Air Source) | DMA24HOS20230E7 | ADP |  | HG21930+TD | 0 | 23000 | 16 | 8.8 | 23000 | 19600 | 85.22% | 1.84 | 0 | 10 |  |  |  |  | R-410A | 1.9167 | Residential & Commercial | USHP | Ducted CEE Tier 1
212624491 | Central HP <5.4 tons | COLEMAN | HRCU-A-CB (Split System: Heat Pump with Remote Outdoor Unit-Air-Source) | HMH72B341 | ASPEN |  | D(A,C,E)42C24+TDR | CPLC080C16MP13 | 30200 | 17 | 8.1 | 33800 | 27400 | 81.07% | 2.47 | 0 | 9 |  |  |  |  | R-410A | 2.5167 | Residential & Commercial | USHP
212624507 | Central HP <5.4 tons | COLEMAN | HRCU-A-CB (Split System: Heat Pump with Remote Outdoor Unit-Air-Source) | HMH72B341 | ASPEN |  | C(A,C,D,E)36D24+TDR | CPLC100C16MP13 | 30200 | 17 | 8.1 | 33800 | 27400 | 81.07% | 2.47 | 0 | 9 |  |  |  |  | R-410A | 2.5167 | Residential & Commercial | USHP
212624541 | Central HP <5.4 tons | COLEMAN | HRCU-A-CB (Split System: Heat Pump with Remote Outdoor Unit-Air-Source) | HMH72B341 | ASPEN |  | D(A,C,E)42D24+TDR | CPLC100C16MP13 | 30600 | 17.2 | 8.1 | 33800 | 27400 | 81.07% | 2.47 | 0 | 9.6 |  |  |  |  | R-410A | 2.55 | Residential & Commercial | USHP
212624543 | Central HP <5.4 tons | COLEMAN | HRCU-A-CB (Split System: Heat Pump with Remote Outdoor Unit-Air-Source) | HMH72B341 | ASPEN |  | D(A,C,E)42D34+TDR | CPLC100C16MP13 | 33200 | 17.5 | 8.1 | 33800 | 27400 | 81.07% | 2.47 | 0 | 10 |  |  |  |  | R-410A | 2.7667 | Residential & Commercial | USHP | Ducted CEE Tier 1
216734373 | Central HP <5.4 tons | DAY & NIGHT | HRCU-A-CB (Split System: Heat Pump with Remote Outdoor Unit-Air-Source) | D5CUHAH24AAK |  |  | EA*5X36M17A* | *80MS(N,L)0451714A* | 22200 | 15.5 | 8.1 | 20800 | 18700 | 89.9% | 1.85 | 0 | 10.5 |  |  |  |  | R-454B | 1.85 | Residential & Commercial | USHP | Ducted CEE Tier 1
214861554 | Central HP <5.4 tons | MDV | HRCU-A-CB (Split System: Heat Pump with Remote Outdoor Unit-Air-Source) | MOD30-36HFN10-M3 |  |  | MVBC-36HWFN10-MC3E | 0 | 36000 | 16.2 | 8.7 | 36000 | 27000 | 75% | 2 | 0 | 10 |  |  |  |  | R-454B | 3 | Residential & Commercial | USHP | Ducted CEE Tier 1
215588515 | Central HP <5.4 tons | CARRIER | HRCU-A-CB (Split System: Heat Pump with Remote Outdoor Unit-Air-Source) | 27VNA154A*030* |  |  | CVAVA4924XMA*+UI | 58CU*B080C21**20 | 52500 | 19.5 | 8.1 | 52000 | 45500 | 87.5% | 1.9 | 0 | 12 |  |  |  |  | R-454B | 4.375 | Residential & Commercial | USHP | Ducted CEE Tier 1
215588549 | Central HP <5.4 tons | CARRIER | HRCU-A-CB (Split System: Heat Pump with Remote Outdoor Unit-Air-Source) | 27VNA154A*030* |  |  | CVAVA6124XMA*+UI | 59TN6C080C21**20 | 52500 | 19.5 | 8.5 | 53500 | 46500 | 86.92% | 1.95 | 0 | 12 |  |  |  |  | R-454B | 4.375 | Residential & Commercial | USHP | Ducted CEE Tier 1
212625596 | Central HP <5.4 tons | COLEMAN | HRCU-A-CB (Split System: Heat Pump with Remote Outdoor Unit-Air-Source) | HMH72B341 | ASPEN |  | C(A,C,D,E)42B36+TDR | TPLC100C20MP13 | 31600 | 16.5 | 8.1 | 32200 | 27600 | 85.71% | 2.44 | 0 | 8.9 |  |  |  |  | R-410A | 2.6333 | Residential & Commercial | USHP
212625661 | Central HP <5.4 tons | COLEMAN | HRCU-A-CB (Split System: Heat Pump with Remote Outdoor Unit-Air-Source) | HMH72B341 | ASPEN |  | D(A,C,E)36D26+TDR | TPLC120C20MP13 | 29600 | 15.9 | 8.1 | 32400 | 27400 | 84.57% | 2.45 | 0 | 8 |  |  |  |  | R-410A | 2.4667 | Residential & Commercial | USHP
213258296 | Central HP <5.4 tons | KEEPRITE | HRCU-A-CB (Split System: Heat Pump with Remote Outdoor Unit-Air-Source) | DLCURAH24ABK | ADP |  | H,GG34936 | *96VSN0401410A* | 23200 | 16 | 8.5 | 24200 | 23800 | 98.35% | 2.02 | 0 | 10 |  |  |  |  | R-410A | 1.9333 | Residential & Commercial | USHP | Ducted CEE Tier 1
212624557 | Central HP <5.4 tons | COLEMAN | HRCU-A-CB (Split System: Heat Pump with Remote Outdoor Unit-Air-Source) | HMH72B341 | ASPEN |  | C(A,C,D,E)36B24+TDR | TL8E080C16UH11 | 29200 | 16.7 | 8.5 | 34000 | 27400 | 80.59% | 2.67 | 0 | 9.4 |  |  |  |  | R-410A | 2.4333 | Residential & Commercial | USHP
213369633 | Central HP <5.4 tons | Dettson | HRCU-A-C (Split System: Heat Pump with Remote Outdoor Unit with No Indoor Fan --Air Source) | EVD-30-O | ADP |  | *E31930+TD | 0 | 28600 | 15.2 | 9.05 | 31000 | 26600 | 85.81% | 1.76 | 0 | 10 |  |  |  |  | R-410A | 2.3833 | Residential & Commercial | USHP | Ducted CEE Tier 1
213369634 | Central HP <5.4 tons | Dettson | HRCU-A-C (Split System: Heat Pump with Remote Outdoor Unit with No Indoor Fan --Air Source) | EVD-30-O | ADP |  | *E32936+TD | 0 | 29000 | 15.2 | 9.2 | 31200 | 26600 | 85.26% | 1.78 | 0 | 10 |  |  |  |  | R-410A | 2.4167 | Residential & Commercial | USHP | Ducted CEE Tier 1
212624559 | Central HP <5.4 tons | COLEMAN | HRCU-A-CB (Split System: Heat Pump with Remote Outdoor Unit-Air-Source) | HMH72B341 | ASPEN |  | C(A,C,D,E)36A44+TDR | TM8V080C16MP12 | 32000 | 17.5 | 8.5 | 34000 | 27400 | 80.59% | 2.67 | 0 | 9.9 |  |  |  |  | R-410A | 2.6667 | Residential & Commercial | USHP
212624577 | Central HP <5.4 tons | COLEMAN | HRCU-A-CB (Split System: Heat Pump with Remote Outdoor Unit-Air-Source) | HMH72B341 | ASPEN |  | D(A,C,E)36B34+TDR | TM8V080C16MP12 | 32000 | 17.5 | 8.5 | 34000 | 27400 | 80.59% | 2.67 | 0 | 9.9 |  |  |  |  | R-410A | 2.6667 | Residential & Commercial | USHP
212624591 | Central HP <5.4 tons | COLEMAN | HRCU-A-CB (Split System: Heat Pump with Remote Outdoor Unit-Air-Source) | HMH72B341 | ASPEN |  | D(A,C,E)48C24+TDR | TM8V080C16MP12 | 30600 | 17.2 | 8.5 | 34000 | 27400 | 80.59% | 2.67 | 0 | 9.6 |  |  |  |  | R-410A | 2.55 | Residential & Commercial | USHP
212406528 | Central HP <5.4 tons | TRANE | HRCU-A-C (Split System: Heat Pump with Remote Outdoor Unit with No Indoor Fan --Air Source) | 4TXD2060A10NU** | ADP |  | H,TE88948+TD | 0 | 47000 | 15.2 | 8.5 | 46000 | 33200 | 72.17% | 1.8 | 0 | 10 |  |  |  |  | R-410A | 3.9167 | Residential & Commercial | USHP | Ducted CEE Tier 1
212624593 | Central HP <5.4 tons | COLEMAN | HRCU-A-CB (Split System: Heat Pump with Remote Outdoor Unit-Air-Source) | HMH72B341 | ASPEN |  | D(A,C,E)48C34+TDR | TM8V080C16MP12 | 33200 | 17.5 | 8.5 | 34000 | 27400 | 80.59% | 2.67 | 0 | 10 |  |  |  |  | R-410A | 2.7667 | Residential & Commercial | USHP | Ducted CEE Tier 1
212624625 | Central HP <5.4 tons | COLEMAN | HRCU-A-CB (Split System: Heat Pump with Remote Outdoor Unit-Air-Source) | HMH72B341 | ASPEN |  | D(A,C,E)42C34+TDR | TM8V100C16MP12 | 32800 | 17.5 | 8.5 | 34000 | 27400 | 80.59% | 2.67 | 0 | 10 |  |  |  |  | R-410A | 2.7333 | Residential & Commercial | USHP | Ducted CEE Tier 1
212624693 | Central HP <5.4 tons | COLEMAN | HRCU-A-CB (Split System: Heat Pump with Remote Outdoor Unit-Air-Source) | HMH72B341 | ASPEN |  | D(A,C,E)36C34+TDR | TPLC080C16MP13 | 32400 | 17.5 | 8.1 | 33800 | 27400 | 81.07% | 2.47 | 0 | 10 |  |  |  |  | R-410A | 2.7 | Residential & Commercial | USHP | Ducted CEE Tier 1
212624708 | Central HP <5.4 tons | COLEMAN | HRCU-A-CB (Split System: Heat Pump with Remote Outdoor Unit-Air-Source) | HMH72B341 | ASPEN |  | D(A,C,E)48D34+TDR | TPLC080C16MP13 | 33400 | 17.5 | 8.1 | 33800 | 27400 | 81.07% | 2.47 | 0 | 10 |  |  |  |  | R-410A | 2.7833 | Residential & Commercial | USHP | Ducted CEE Tier 1
213753620 | Central HP <5.4 tons | CARRIER | HRCU-A-CB (Split System: Heat Pump with Remote Outdoor Unit-Air-Source) | 38MURAQ30AB3* | ASPEN |  | D(A,C,E)30B34+TDR | 59TP6C100V21**22 | 29600 | 15.2 | 8.1 | 34200 | 24200 | 70.76% | 2.65 | 0 | 9 |  |  |  |  | R-410A | 2.4667 | Residential & Commercial | USHP
213258297 | Central HP <5.4 tons | KEEPRITE | HRCU-A-CB (Split System: Heat Pump with Remote Outdoor Unit-Air-Source) | DLCURAH24ABK | ADP |  | H,GE34936 | *96VSN0401410A* | 23200 | 16 | 8.5 | 24200 | 23800 | 98.35% | 2.02 | 0 | 10 |  |  |  |  | R-410A | 1.9333 | Residential & Commercial | USHP | Ducted CEE Tier 1
214861589 | Central HP <5.4 tons | MDV | HRCU-A-CB (Split System: Heat Pump with Remote Outdoor Unit-Air-Source) | MOD30-30HFN10-M3X |  |  | MVBC-30HWFN10-MC3E-D | 0 | 30000 | 16.8 | 10 | 34000 | 32600 | 95.88% | 1.96 | 0 | 11.7 |  |  |  |  | R-454B | 2.5 | Residential & Commercial | USHP | Ducted CEE Tier 1
213258228 | Central HP <5.4 tons | KEEPRITE | HRCU-A-CB (Split System: Heat Pump with Remote Outdoor Unit-Air-Source) | DLCURAH18ABK | ADP |  | H,GG33936 | *96VSN0601412A* | 17900 | 16 | 8.5 | 17200 | 18600 | 108.1% | 2.28 | 0 | 10.5 |  |  |  |  | R-410A | 1.4917 | Residential & Commercial | USHP | Ducted CEE Tier 1
213258310 | Central HP <5.4 tons | KEEPRITE | HRCU-A-CB (Split System: Heat Pump with Remote Outdoor Unit-Air-Source) | DLCURAH24ABK | ADP |  | H,GG32936 | *96VSN0601412A* | 23200 | 16 | 8.5 | 24800 | 25200 | 101.6% | 2.14 | 0 | 10 |  |  |  |  | R-410A | 1.9333 | Residential & Commercial | USHP | Ducted CEE Tier 1
213258311 | Central HP <5.4 tons | KEEPRITE | HRCU-A-CB (Split System: Heat Pump with Remote Outdoor Unit-Air-Source) | DLCURAH24ABK | ADP |  | H,GE32936 | *96VSN0601412A* | 23200 | 16 | 8.5 | 24800 | 25200 | 101.6% | 2.14 | 0 | 10 |  |  |  |  | R-410A | 1.9333 | Residential & Commercial | USHP | Ducted CEE Tier 1
213258313 | Central HP <5.4 tons | KEEPRITE | HRCU-A-CB (Split System: Heat Pump with Remote Outdoor Unit-Air-Source) | DLCURAH24ABK | ADP |  | H,GE33936 | *96VSN0601412A* | 23200 | 16 | 8.5 | 24800 | 24200 | 97.58% | 2.04 | 0 | 10 |  |  |  |  | R-410A | 1.9333 | Residential & Commercial | USHP | Ducted CEE Tier 1
212624710 | Central HP <5.4 tons | COLEMAN | HRCU-A-CB (Split System: Heat Pump with Remote Outdoor Unit-Air-Source) | HMH72B341 | ASPEN |  | C(A,C,D,E)36B24+TDR | TPLC100C16MP13 | 29200 | 16.7 | 8.1 | 33800 | 27400 | 81.07% | 2.47 | 0 | 9.4 |  |  |  |  | R-410A | 2.4333 | Residential & Commercial | USHP
213258329 | Central HP <5.4 tons | KEEPRITE | HRCU-A-CB (Split System: Heat Pump with Remote Outdoor Unit-Air-Source) | DLCURAH24ABK | ADP |  | H,GE32936 | *96VSN0801716A* | 23800 | 16 | 8.5 | 25200 | 23000 | 91.27% | 1.92 | 0 | 10 |  |  |  |  | R-410A | 1.9833 | Residential & Commercial | USHP | Ducted CEE Tier 1
212625663 | Central HP <5.4 tons | COLEMAN | HRCU-A-CB (Split System: Heat Pump with Remote Outdoor Unit-Air-Source) | HMH72B341 | ASPEN |  | C(A,C,D,E)36A46+TDR | CPLC100C20MP13 | 31400 | 16.5 | 8.1 | 32400 | 27800 | 85.8% | 2.44 | 0 | 8.9 |  |  |  |  | R-410A | 2.6167 | Residential & Commercial | USHP
212625677 | Central HP <5.4 tons | COLEMAN | HRCU-A-CB (Split System: Heat Pump with Remote Outdoor Unit-Air-Source) | HMH72B341 | ASPEN |  | D(A,C,E)48B36+TDR | CPLC100C20MP13 | 32000 | 16.5 | 8.1 | 32400 | 27800 | 85.8% | 2.44 | 0 | 8.9 |  |  |  |  | R-410A | 2.6667 | Residential & Commercial | USHP
212625694 | Central HP <5.4 tons | COLEMAN | HRCU-A-CB (Split System: Heat Pump with Remote Outdoor Unit-Air-Source) | HMH72B341 | ASPEN |  | D(A,C,E)42D26+TDR | CPLC120C20MP13 | 30000 | 16 | 8.1 | 32400 | 27800 | 85.8% | 2.44 | 0 | 8.6 |  |  |  |  | R-410A | 2.5 | Residential & Commercial | USHP
212625697 | Central HP <5.4 tons | COLEMAN | HRCU-A-CB (Split System: Heat Pump with Remote Outdoor Unit-Air-Source) | HMH72B341 | ASPEN |  | D(A,C,E)48C26+TDR | CPLC120C20MP13 | 30000 | 16 | 8.1 | 32400 | 27800 | 85.8% | 2.44 | 0 | 8.6 |  |  |  |  | R-410A | 2.5 | Residential & Commercial | USHP
213258379 | Central HP <5.4 tons | KEEPRITE | HRCU-A-CB (Split System: Heat Pump with Remote Outdoor Unit-Air-Source) | DLCURAH24ABK | ADP |  | H,GG33936 | *96VTN1002120A* | 23800 | 17 | 8.5 | 24400 | 22400 | 91.8% | 1.9 | 0 | 10 |  |  |  |  | R-410A | 1.9833 | Residential & Commercial | USHP | Ducted CEE Tier 1
213258380 | Central HP <5.4 tons | KEEPRITE | HRCU-A-CB (Split System: Heat Pump with Remote Outdoor Unit-Air-Source) | DLCURAH24ABK | ADP |  | H,GE33936 | *96VTN1002120A* | 23800 | 17 | 8.5 | 24400 | 22400 | 91.8% | 1.9 | 0 | 10 |  |  |  |  | R-410A | 1.9833 | Residential & Commercial | USHP | Ducted CEE Tier 1
213258946 | Central HP <5.4 tons | KEEPRITE | HRCU-A-CB (Split System: Heat Pump with Remote Outdoor Unit-Air-Source) | DLCURAH24ABK | ADP |  | H,GE7J936 | *96VSN0601714A* | 23800 | 16 | 8.5 | 25200 | 23600 | 93.65% | 1.98 | 0 | 10 |  |  |  |  | R-410A | 1.9833 | Residential & Commercial | USHP | Ducted CEE Tier 1
212624794 | Central HP <5.4 tons | COLEMAN | HRCU-A-CB (Split System: Heat Pump with Remote Outdoor Unit-Air-Source) | HMH72B341 | ASPEN |  | D(A,C,E)42B34+TDR | TL8E080C16UH11 | 32400 | 17.5 | 8.5 | 34000 | 27800 | 81.76% | 2.68 | 0 | 10 |  |  |  |  | R-410A | 2.7 | Residential & Commercial | USHP | Ducted CEE Tier 1
212624809 | Central HP <5.4 tons | COLEMAN | HRCU-A-CB (Split System: Heat Pump with Remote Outdoor Unit-Air-Source) | HMH72B341 | ASPEN |  | D(A,C,E)48C24+TDR | TL8E080C16UH11 | 30600 | 17.1 | 8.5 | 34000 | 27800 | 81.76% | 2.68 | 0 | 9.6 |  |  |  |  | R-410A | 2.55 | Residential & Commercial | USHP
212624827 | Central HP <5.4 tons | COLEMAN | HRCU-A-CB (Split System: Heat Pump with Remote Outdoor Unit-Air-Source) | HMH72B341 | ASPEN |  | C(A,C,D,E)42D24+TDR | TL9E080C16UH11 | 30400 | 17.1 | 8.5 | 34000 | 28000 | 82.35% | 2.66 | 0 | 9 |  |  |  |  | R-410A | 2.5333 | Residential & Commercial | USHP
212624943 | Central HP <5.4 tons | COLEMAN | HRCU-A-CB (Split System: Heat Pump with Remote Outdoor Unit-Air-Source) | HMH72B341 | ASPEN |  | D(A,C,E)42C34+TDR | TM8Y080C16MP11 | 32800 | 18.5 | 8.5 | 34000 | 27400 | 80.59% | 2.67 | 0 | 10 |  |  |  |  | R-410A | 2.7333 | Residential & Commercial | USHP | Ducted CEE Tier 1
212624960 | Central HP <5.4 tons | COLEMAN | HRCU-A-CB (Split System: Heat Pump with Remote Outdoor Unit-Air-Source) | HMH72B341 | ASPEN |  | D(A,C,E)48D34+TDR | TM8Y080C16MP11 | 33400 | 18.5 | 8.5 | 34000 | 27400 | 80.59% | 2.67 | 0 | 10 |  |  |  |  | R-410A | 2.7833 | Residential & Commercial | USHP | Ducted CEE Tier 1
212625008 | Central HP <5.4 tons | COLEMAN | HRCU-A-CB (Split System: Heat Pump with Remote Outdoor Unit-Air-Source) | HMH72B341 | ASPEN |  | D(A,C,E)42B34+TDR | TM8Y100C16MP11 | 32400 | 18.5 | 8.5 | 34000 | 27400 | 80.59% | 2.67 | 0 | 10 |  |  |  |  | R-410A | 2.7 | Residential & Commercial | USHP | Ducted CEE Tier 1
213258947 | Central HP <5.4 tons | KEEPRITE | HRCU-A-CB (Split System: Heat Pump with Remote Outdoor Unit-Air-Source) | DLCURAH24ABK | ADP |  | H,GE7J936 | *96VSN0801716A* | 24200 | 16 | 8.5 | 24600 | 22000 | 89.43% | 1.86 | 0 | 10 |  |  |  |  | R-410A | 2.0167 | Residential & Commercial | USHP | Ducted CEE Tier 1
212625713 | Central HP <5.4 tons | COLEMAN | HRCU-A-CB (Split System: Heat Pump with Remote Outdoor Unit-Air-Source) | HMH72B341 | ASPEN |  | D(A,C,E)42D26+TDR | TM8V100C20MP12 | 30000 | 16 | 8.1 | 32400 | 27800 | 85.8% | 2.44 | 0 | 8.6 |  |  |  |  | R-410A | 2.5 | Residential & Commercial | USHP
212625728 | Central HP <5.4 tons | COLEMAN | HRCU-A-CB (Split System: Heat Pump with Remote Outdoor Unit-Air-Source) | HMH72B341 | ASPEN |  | D(A,C,E)36D36+TDR | TM8V120C20MP12 | 32200 | 16.5 | 8.5 | 32400 | 27800 | 85.8% | 2.7 | 0 | 9 |  |  |  |  | R-410A | 2.6833 | Residential & Commercial | USHP
212625730 | Central HP <5.4 tons | COLEMAN | HRCU-A-CB (Split System: Heat Pump with Remote Outdoor Unit-Air-Source) | HMH72B341 | ASPEN |  | D(A,C,E)42B36+TDR | TM8V120C20MP12 | 31800 | 16.5 | 8.5 | 32400 | 27800 | 85.8% | 2.7 | 0 | 8.9 |  |  |  |  | R-410A | 2.65 | Residential & Commercial | USHP
212625760 | Central HP <5.4 tons | COLEMAN | HRCU-A-CB (Split System: Heat Pump with Remote Outdoor Unit-Air-Source) | HMH72B341 | ASPEN |  | C(A,C,D,E)36C36+TDR | TPLC100C20MP13 | 31800 | 16.5 | 8.1 | 32400 | 27800 | 85.8% | 2.44 | 0 | 8.9 |  |  |  |  | R-410A | 2.65 | Residential & Commercial | USHP
212625763 | Central HP <5.4 tons | COLEMAN | HRCU-A-CB (Split System: Heat Pump with Remote Outdoor Unit-Air-Source) | HMH72B341 | ASPEN |  | D(A,C,E)36B36+TDR | TPLC100C20MP13 | 31400 | 16.5 | 8.1 | 32400 | 27800 | 85.8% | 2.44 | 0 | 8.9 |  |  |  |  | R-410A | 2.6167 | Residential & Commercial | USHP
212625028 | Central HP <5.4 tons | COLEMAN | HRCU-A-CB (Split System: Heat Pump with Remote Outdoor Unit-Air-Source) | HMH72B341 | ASPEN |  | C(A,C,D,E)36A44+TDR | TM9V100C16MP12 | 32000 | 17.5 | 8.5 | 34000 | 27400 | 80.59% | 2.67 | 0 | 9.9 |  |  |  |  | R-410A | 2.6667 | Residential & Commercial | USHP
212625094 | Central HP <5.4 tons | COLEMAN | HRCU-A-CB (Split System: Heat Pump with Remote Outdoor Unit-Air-Source) | HMH72B341 | ASPEN |  | C(A,C,D,E)36C24+TDR | TP9C100C16MP13 | 29800 | 16.9 | 8.1 | 34000 | 27400 | 80.59% | 2.47 | 0 | 9.5 |  |  |  |  | R-410A | 2.4833 | Residential & Commercial | USHP
212625108 | Central HP <5.4 tons | COLEMAN | HRCU-A-CB (Split System: Heat Pump with Remote Outdoor Unit-Air-Source) | HMH72B341 | ASPEN |  | C(A,C,D,E)48C24+TDR | TP9C100C16MP13 | 30600 | 17.2 | 8.1 | 34000 | 27400 | 80.59% | 2.47 | 0 | 9.6 |  |  |  |  | R-410A | 2.55 | Residential & Commercial | USHP
212625145 | Central HP <5.4 tons | COLEMAN | HRCU-A-CB (Split System: Heat Pump with Remote Outdoor Unit-Air-Source) | HMH72B341 | ASPEN |  | D(A,C,E)48C24+TDR | TP9C100C16MP13 | 30600 | 17.2 | 8.1 | 34000 | 27400 | 80.59% | 2.47 | 0 | 9.6 |  |  |  |  | R-410A | 2.55 | Residential & Commercial | USHP
212625293 | Central HP <5.4 tons | COLEMAN | HRCU-A-CB (Split System: Heat Pump with Remote Outdoor Unit-Air-Source) | HMH72B341 | ASPEN |  | C(A,C,D,E)36B24+TDR | CP9C100C20MP13 | 29200 | 16.7 | 8.1 | 34000 | 28000 | 82.35% | 2.47 | 0 | 8.9 |  |  |  |  | R-410A | 2.4333 | Residential & Commercial | USHP
212625312 | Central HP <5.4 tons | COLEMAN | HRCU-A-CB (Split System: Heat Pump with Remote Outdoor Unit-Air-Source) | HMH72B341 | ASPEN |  | C(A,C,D,E)36B24+TDR | TP9C100C20MP13 | 29200 | 16.7 | 8.1 | 34000 | 28000 | 82.35% | 2.47 | 0 | 8.9 |  |  |  |  | R-410A | 2.4333 | Residential & Commercial | USHP
212625328 | Central HP <5.4 tons | COLEMAN | HRCU-A-CB (Split System: Heat Pump with Remote Outdoor Unit-Air-Source) | HMH72B341 | ASPEN |  | C(A,C,D,E)36C24+TDR | CP9C100C20MP13 | 29600 | 16.9 | 8.1 | 34000 | 28400 | 83.53% | 2.46 | 0 | 9 |  |  |  |  | R-410A | 2.4667 | Residential & Commercial | USHP
212625343 | Central HP <5.4 tons | COLEMAN | HRCU-A-CB (Split System: Heat Pump with Remote Outdoor Unit-Air-Source) | HMH72B341 | ASPEN |  | D(A,C,E)36C34+TDR | CP9C100C20MP13 | 32400 | 17.5 | 8.1 | 34000 | 28400 | 83.53% | 2.46 | 0 | 9.5 |  |  |  |  | R-410A | 2.7 | Residential & Commercial | USHP
212625779 | Central HP <5.4 tons | COLEMAN | HRCU-A-CB (Split System: Heat Pump with Remote Outdoor Unit-Air-Source) | HMH72B341 | ASPEN |  | C(A,C,D,E)36C36+TDR | TPLC120C20MP13 | 31800 | 16.5 | 8.1 | 32400 | 27800 | 85.8% | 2.44 | 0 | 8.9 |  |  |  |  | R-410A | 2.65 | Residential & Commercial | USHP
212625780 | Central HP <5.4 tons | COLEMAN | HRCU-A-CB (Split System: Heat Pump with Remote Outdoor Unit-Air-Source) | HMH72B341 | ASPEN |  | C(A,C,D,E)48C26+TDR | TPLC120C20MP13 | 30000 | 16 | 8.1 | 32400 | 27800 | 85.8% | 2.44 | 0 | 8.6 |  |  |  |  | R-410A | 2.5 | Residential & Commercial | USHP
212625796 | Central HP <5.4 tons | COLEMAN | HRCU-A-CB (Split System: Heat Pump with Remote Outdoor Unit-Air-Source) | HMH72B341 | ASPEN |  | C(A,C,D,E)36B26+TDR | TM9Y120D20MP11 | 28800 | 15.6 | 8.5 | 32400 | 27800 | 85.8% | 2.76 | 0 | 8.9 |  |  |  |  | R-410A | 2.4 | Residential & Commercial | USHP
212625797 | Central HP <5.4 tons | COLEMAN | HRCU-A-CB (Split System: Heat Pump with Remote Outdoor Unit-Air-Source) | HMH72B341 | ASPEN |  | C(A,C,D,E)36A46+TDR | TM9Y120D20MP11 | 31600 | 16.5 | 8.5 | 32400 | 28200 | 87.04% | 2.77 | 0 | 9.3 |  |  |  |  | R-410A | 2.6333 | Residential & Commercial | USHP
212625828 | Central HP <5.4 tons | COLEMAN | HRCU-A-CB (Split System: Heat Pump with Remote Outdoor Unit-Air-Source) | HMH72B341 | ASPEN |  | D(A,C,E)42C26+TDR | TM9V120D20MP12 | 29800 | 16.4 | 8.5 | 32400 | 27800 | 85.8% | 2.79 | 0 | 9 |  |  |  |  | R-410A | 2.4833 | Residential & Commercial | USHP
212625829 | Central HP <5.4 tons | COLEMAN | HRCU-A-CB (Split System: Heat Pump with Remote Outdoor Unit-Air-Source) | HMH72B341 | ASPEN |  | C(A,C,D,E)36B26+TDR | TP9C120D20MP13 | 28800 | 16.1 | 8.1 | 32400 | 27800 | 85.8% | 2.52 | 0 | 8.9 |  |  |  |  | R-410A | 2.4 | Residential & Commercial | USHP
212625844 | Central HP <5.4 tons | COLEMAN | HRCU-A-CB (Split System: Heat Pump with Remote Outdoor Unit-Air-Source) | HMH72B341 | ASPEN |  | D(A,C,E)42C36+TDR | CP9C120D20MP13 | 32400 | 17 | 8.1 | 32400 | 28200 | 87.04% | 2.51 | 0 | 9.5 |  |  |  |  | R-410A | 2.7 | Residential & Commercial | USHP
212625845 | Central HP <5.4 tons | COLEMAN | HRCU-A-CB (Split System: Heat Pump with Remote Outdoor Unit-Air-Source) | HMH72B341 | ASPEN |  | D(A,C,E)42D26+TDR | CP9C120D20MP13 | 30200 | 16.5 | 8.1 | 32400 | 28200 | 87.04% | 2.51 | 0 | 9.1 |  |  |  |  | R-410A | 2.5167 | Residential & Commercial | USHP
215821497 | Central HP <5.4 tons | COLEMAN | HRCU-A-CB (Split System: Heat Pump with Remote Outdoor Unit-Air-Source) | HH836E2S11 | ADP |  | A36VDA*+TXV+AEFE4B* | 0 | 33800 | 19 | 8.5 | 29400 | 24600 | 83.67% | 2 | 0 | 11.7 |  |  |  |  | R-454B | 2.8167 | Residential & Commercial | USHP | Ducted CEE Tier 1
213362468 | Central HP <5.4 tons | BOSCH | HRCU-A-CB (Split System: Heat Pump with Remote Outdoor Unit-Air-Source) | BOVA-36HDN1-M20G | ADP |  | HG9J936 | BGH96M080B3B | 23800 | 18 | 9 | 22400 | 17000 | 75.89% | 1.9 | 0 | 12 |  |  |  |  | R-410A | 1.9833 | Residential & Commercial | USHP | Ducted CEE Tier 1
213356018 | Central HP <5.4 tons | BOSCH | HRCU-A-CB (Split System: Heat Pump with Remote Outdoor Unit-Air-Source) | BOVA-36HDN1-M20G | ADP |  | HG32924+AEFE4B* | 0 | 23200 | 20 | 9.3 | 22400 | 17200 | 76.79% | 1.96 | 0 | 12.5 |  |  |  |  | R-410A | 1.9333 | Residential & Commercial | USHP | Ducted CEE Tier 1
214295844 | Central HP <5.4 tons | CHAMPION HEATING AND COOLING | HRCU-A-CB (Split System: Heat Pump with Remote Outdoor Unit-Air-Source) | HMH72B341 | ADP |  | PL36H***P219 | TM8V060A12MP12 | 32800 | 17 | 8.1 | 31800 | 23000 | 72.33% | 2.02 | 0 | 9.5 |  |  |  |  | R-410A | 2.7333 | Residential & Commercial | USHP
214295853 | Central HP <5.4 tons | CHAMPION HEATING AND COOLING | HRCU-A-CB (Split System: Heat Pump with Remote Outdoor Unit-Air-Source) | HMH72B341 | ADP |  | PL36H***P449 | Z8ES040A12SMPS1 | 34000 | 18 | 8.5 | 31800 | 23800 | 74.84% | 2.1 | 0 | 10 |  |  |  |  | R-410A | 2.8333 | Residential & Commercial | USHP | Ducted CEE Tier 1
216055223 | Central HP <5.4 tons | LUXAIRE | HRCU-A-CB (Split System: Heat Pump with Remote Outdoor Unit-Air-Source) | HH860E2S11 | ASPEN |  | C(A,C,D,E)48A3K+TDR | LP9C120D20MP13 | 40000 | 17.5 | 8.1 | 44500 | 33400 | 75.06% | 2 | 0 | 11.2 |  |  |  |  | R-454B | 3.3333 | Residential & Commercial | USHP | Ducted CEE Tier 1
212614016 | Central HP <5.4 tons | MOOVAIR | HRCU-A-C (Split System: Heat Pump with Remote Outdoor Unit with No Indoor Fan --Air Source) | DMA30HOS20230E7 | ADP |  | HE31930+TD | 0 | 28600 | 15.2 | 9.05 | 31000 | 26600 | 85.81% | 1.76 | 0 | 10 |  |  |  |  | R-410A | 2.3833 | Residential & Commercial | USHP | Ducted CEE Tier 1
212396763 | Central HP <5.4 tons | TRANE | HRCU-A-C (Split System: Heat Pump with Remote Outdoor Unit with No Indoor Fan --Air Source) | 4TXD2036A10NU** | ADP |  | H,TG34936+TD | 0 | 33400 | 15.2 | 8.5 | 32400 | 24000 | 74.07% | 1.8 | 0 | 9 |  |  |  |  | R-410A | 2.7833 | Residential & Commercial | USHP
212396554 | Central HP <5.4 tons | TRANE | HRCU-A-CB (Split System: Heat Pump with Remote Outdoor Unit-Air-Source) | 4TXD2036A10NU** | ADP |  | F,PE*G34925 | 0 | 23600 | 17 | 9 | 22400 | 21200 | 94.64% | 1.8 | 0 | 11.5 |  |  |  |  | R-410A | 1.9667 | Residential & Commercial | USHP | Ducted CEE Tier 1
214074423 | Central HP <5.4 tons | MOOVAIR | HRCU-A-C (Split System: Heat Pump with Remote Outdoor Unit with No Indoor Fan --Air Source) | DMA24HOS20230E7 | ADP |  | HE21924+TD | 0 | 23000 | 16 | 8.8 | 23000 | 19600 | 85.22% | 1.84 | 0 | 10 |  |  |  |  | R-410A | 1.9167 | Residential & Commercial | USHP | Ducted CEE Tier 1
213369674 | Central HP <5.4 tons | MOOVAIR | HRCU-A-C (Split System: Heat Pump with Remote Outdoor Unit with No Indoor Fan --Air Source) | DMA18HOS20230E7 | ADP |  | *E20924+TD | 0 | 17100 | 16 | 8.65 | 17000 | 14500 | 85.29% | 2.02 | 0 | 11 |  |  |  |  | R-410A | 1.425 | Residential & Commercial | USHP | Ducted CEE Tier 1
211260393 | Central HP <5.4 tons | DAY & NIGHT | HRCU-A-CB (Split System: Heat Pump with Remote Outdoor Unit-Air-Source) | DLCURAH18ABK |  |  | EA*4X24L17A* | *80VTL0451412A* | 17600 | 16.5 | 8.5 | 18500 | 19100 | 103.2% | 2.3 | 0 | 10.5 |  |  |  |  | R-410A | 1.4667 | Residential & Commercial | USHP | Ducted CEE Tier 1
211261330 | Central HP <5.4 tons | DAY & NIGHT | HRCU-A-CB (Split System: Heat Pump with Remote Outdoor Unit-Air-Source) | DLCURAH18ABK |  |  | EA*4X30L14A* | *95ESN0401410A* | 17900 | 15.5 | 8.5 | 18500 | 18500 | 100% | 2.22 | 0 | 10.5 |  |  |  |  | R-410A | 1.4917 | Residential & Commercial | USHP | Ducted CEE Tier 1
214301900 | Central HP <5.4 tons | CHAMPION HEATING AND COOLING | HRCU-A-CB (Split System: Heat Pump with Remote Outdoor Unit-Air-Source) | HMH72B341 | ADP |  | H,YE9J(1,2)36+TXV | Z8ES120C16LMPS1 | 34000 | 18 | 8.5 | 31800 | 24000 | 75.47% | 2.12 | 0 | 9.5 |  |  |  |  | R-410A | 2.8333 | Residential & Commercial | USHP
213258934 | Central HP <5.4 tons | KEEPRITE | HRCU-A-CB (Split System: Heat Pump with Remote Outdoor Unit-Air-Source) | DLCURAH18ABK | ADP |  | H,GE7J936 | *96VSN0401712A* | 17600 | 15.2 | 8.5 | 17100 | 18700 | 109.4% | 2.28 | 0 | 10.5 |  |  |  |  | R-410A | 1.4667 | Residential & Commercial | USHP | Ducted CEE Tier 1
213258216 | Central HP <5.4 tons | KEEPRITE | HRCU-A-CB (Split System: Heat Pump with Remote Outdoor Unit-Air-Source) | DLCURAH18ABK | ADP |  | H,GE31930 | *96VSN0401712A* | 17200 | 15.2 | 8.5 | 17100 | 18700 | 109.4% | 2.28 | 0 | 10 |  |  |  |  | R-410A | 1.4333 | Residential & Commercial | USHP | Ducted CEE Tier 1
213258223 | Central HP <5.4 tons | KEEPRITE | HRCU-A-CB (Split System: Heat Pump with Remote Outdoor Unit-Air-Source) | DLCURAH18ABK | ADP |  | H,GE30924 | *96VSN0401712A* | 16900 | 15.2 | 8.5 | 17100 | 18400 | 107.6% | 2.26 | 0 | 10 |  |  |  |  | R-410A | 1.4083 | Residential & Commercial | USHP | Ducted CEE Tier 1
216766846 | Central HP <5.4 tons | TRANE | HRCU-A-CB (Split System: Heat Pump with Remote Outdoor Unit-Air-Source) | 5TWX7024A1 |  |  | 5TXCA001AS3 | S8V2A040M3PCB | 21600 | 15.2 | 10 | 21200 | 16100 | 75.94% | 1.89 | 0 | 11.2 |  |  |  |  | R-454B | 1.8 | Residential & Commercial | USHP | Ducted CEE Tier 1
216734894 | Central HP <5.4 tons | DAY & NIGHT | HRCU-A-CB (Split System: Heat Pump with Remote Outdoor Unit-Air-Source) | D5CUHAH24AAK |  |  | EA*5X37M17A* | *80CSU0601716A* | 23600 | 17 | 8.5 | 21200 | 18800 | 88.68% | 1.94 | 0 | 11 |  |  |  |  | R-454B | 1.9667 | Residential & Commercial | USHP | Ducted CEE Tier 1
212361440 | Central HP <5.4 tons | BOSCH | HRCU-A-CB (Split System: Heat Pump with Remote Outdoor Unit-Air-Source) | BOVA-60HDN1-M20G | ADP |  | HE36(1,2)60+TXV | BGH96M120D5B | 45000 | 17 | 9 | 45000 | 33000 | 73.33% | 1.9 | 0 | 11.5 |  |  |  |  | R-410A | 3.75 | Residential & Commercial | USHP | Ducted CEE Tier 1
212361458 | Central HP <5.4 tons | BOSCH | HRCU-A-CB (Split System: Heat Pump with Remote Outdoor Unit-Air-Source) | BOVA-60HDN1-M20G | ADP |  | HE36960 | BGH96M080B3B | 41500 | 16 | 8.8 | 41500 | 30600 | 73.73% | 1.9 | 0 | 11.5 |  |  |  |  | R-410A | 3.4583 | Residential & Commercial | USHP | Ducted CEE Tier 1
216735419 | Central HP <5.4 tons | DAY & NIGHT | HRCU-A-CB (Split System: Heat Pump with Remote Outdoor Unit-Air-Source) | D5CUHAH24AAK |  |  | EA*5X37M21A* | *80CSU0401712A* | 23800 | 17.5 | 8.5 | 21000 | 18600 | 88.57% | 1.96 | 0 | 11 |  |  |  |  | R-454B | 1.9833 | Residential & Commercial | USHP | Ducted CEE Tier 1
207728379 | Central HP <5.4 tons | BOSCH | HRCU-A-CB (Split System: Heat Pump with Remote Outdoor Unit-Air-Source) | BOVB-60HDN1-M20G | ADP |  | F,PE*CC6948 | 0 | 45500 | 17 | 9.25 | 46000 | 33200 | 72.17% | 1.96 | 13 | 11.7 |  |  |  |  | R-410A | 3.7917 | Residential & Commercial | USHP | Ducted CEE Tier 1
212361475 | Central HP <5.4 tons | BOSCH | HRCU-A-CB (Split System: Heat Pump with Remote Outdoor Unit-Air-Source) | BOVA-60HDN1-M20G | ADP |  | HE37960 | BGH96M100C5B | 44500 | 17 | 8.8 | 44500 | 32400 | 72.81% | 1.9 | 0 | 11.5 |  |  |  |  | R-410A | 3.7083 | Residential & Commercial | USHP | Ducted CEE Tier 1
215223124 | Central HP <5.4 tons | BRYANT HEATING AND COOLING SYSTEMS | HRCU-A-CB (Split System: Heat Pump with Remote Outdoor Unit-Air-Source) | 288BNV025*0**C* | ADP |  | H,PG9J930 | 987MB42060C17*** | 23600 | 16 | 8.1 | 19400 | 16300 | 84.02% | 2 | 0 | 10.5 |  |  |  |  | R-410A | 1.9667 | Residential & Commercial | USHP | Ducted CEE Tier 1
215223135 | Central HP <5.4 tons | BRYANT HEATING AND COOLING SYSTEMS | HRCU-A-CB (Split System: Heat Pump with Remote Outdoor Unit-Air-Source) | 288BNV025*0**C* | ADP |  | H,PE7J936 | 987MB66120C24*** | 23400 | 16 | 8.1 | 19800 | 16300 | 82.32% | 1.96 | 0 | 10.5 |  |  |  |  | R-410A | 1.95 | Residential & Commercial | USHP | Ducted CEE Tier 1
212625861 | Central HP <5.4 tons | COLEMAN | HRCU-A-CB (Split System: Heat Pump with Remote Outdoor Unit-Air-Source) | HMH72B341 | ASPEN |  | D(A,C,E)36D36+TDR | TM9V120D20MP12 | 32400 | 17 | 8.5 | 32400 | 28200 | 87.04% | 2.79 | 0 | 9.5 |  |  |  |  | R-410A | 2.7 | Residential & Commercial | USHP
212625877 | Central HP <5.4 tons | COLEMAN | HRCU-A-CB (Split System: Heat Pump with Remote Outdoor Unit-Air-Source) | HMH72B341 | ASPEN |  | D(A,C,E)36A46+TDR | TP9C120D20MP13 | 31600 | 17 | 8.1 | 32400 | 28200 | 87.04% | 2.51 | 0 | 9.3 |  |  |  |  | R-410A | 2.6333 | Residential & Commercial | USHP
212625911 | Central HP <5.4 tons | COLEMAN | HRCU-A-CB (Split System: Heat Pump with Remote Outdoor Unit-Air-Source) | HMH72B341 | ASPEN |  | C(A,C,D,E)36A46+TDR | TM9V040A10MP12 | 31400 | 17 | 8.1 | 33200 | 27400 | 82.53% | 2.41 | 0 | 9.4 |  |  |  |  | R-410A | 2.6167 | Residential & Commercial | USHP
212625912 | Central HP <5.4 tons | COLEMAN | HRCU-A-CB (Split System: Heat Pump with Remote Outdoor Unit-Air-Source) | HMH72B341 | ASPEN |  | C(A,C,D,E)36B26+TDR | TM9V040A10MP12 | 29000 | 16.3 | 8.1 | 33200 | 27400 | 82.53% | 2.41 | 0 | 9 |  |  |  |  | R-410A | 2.4167 | Residential & Commercial | USHP
212625930 | Central HP <5.4 tons | COLEMAN | HRCU-A-CB (Split System: Heat Pump with Remote Outdoor Unit-Air-Source) | HMH72B341 | ASPEN |  | D(A,C,E)48C26+TDR | TM9V040A10MP12 | 30400 | 16.7 | 8.1 | 33200 | 27400 | 82.53% | 2.41 | 0 | 9 |  |  |  |  | R-410A | 2.5333 | Residential & Commercial | USHP
213258230 | Central HP <5.4 tons | KEEPRITE | HRCU-A-CB (Split System: Heat Pump with Remote Outdoor Unit-Air-Source) | DLCURAH18ABK | ADP |  | H,GG34936 | *96VSN0601412A* | 17900 | 16 | 8.5 | 16900 | 18100 | 107.1% | 2.22 | 0 | 10.5 |  |  |  |  | R-410A | 1.4917 | Residential & Commercial | USHP | Ducted CEE Tier 1
216734403 | Central HP <5.4 tons | DAY & NIGHT | HRCU-A-CB (Split System: Heat Pump with Remote Outdoor Unit-Air-Source) | D5CUHAH24AAK |  |  | EA*5X36M17A* | *80MS(N,L)0701716A* | 22400 | 16 | 8.1 | 20800 | 18700 | 89.9% | 1.9 | 0 | 11 |  |  |  |  | R-454B | 1.8667 | Residential & Commercial | USHP | Ducted CEE Tier 1
211656177 | Central HP <5.4 tons | COLEMAN | HRCU-A-CB (Split System: Heat Pump with Remote Outdoor Unit-Air-Source) | HMH72B361 | ASPEN |  | AFM474+TDR | 0 | 35200 | 18 | 8.1 | 36000 | 26000 | 72.22% | 2.81 | 0 | 9 |  |  |  |  | R-410A | 2.9333 | Residential & Commercial | USHP
213355440 | Central HP <5.4 tons | CHAMPION HEATING AND COOLING | HRCU-A-CB (Split System: Heat Pump with Remote Outdoor Unit-Air-Source) | HMH72B361 | ASPEN |  | L(E,G)M48D6 | 0 | 35200 | 18 | 8.2 | 36000 | 26400 | 73.33% | 2.82 | 0 | 9 |  |  |  |  | R-410A | 2.9333 | Residential & Commercial | USHP
212614018 | Central HP <5.4 tons | MOOVAIR | HRCU-A-C (Split System: Heat Pump with Remote Outdoor Unit with No Indoor Fan --Air Source) | DMA30HOS20230E7 | ADP |  | HG7J936+TD | 0 | 29400 | 15.2 | 9.35 | 31200 | 26600 | 85.26% | 1.8 | 0 | 10 |  |  |  |  | R-410A | 2.45 | Residential & Commercial | USHP | Ducted CEE Tier 1
212361594 | Central HP <5.4 tons | BOSCH | HRCU-A-CB (Split System: Heat Pump with Remote Outdoor Unit-Air-Source) | BOVA-60HDN1-M20G | ADP |  | HE35(1,2)48+TXV | BGH96M120D5A | 44500 | 17 | 9 | 45000 | 33000 | 73.33% | 1.9 | 0 | 11.5 |  |  |  |  | R-410A | 3.7083 | Residential & Commercial | USHP | Ducted CEE Tier 1
213258219 | Central HP <5.4 tons | KEEPRITE | HRCU-A-CB (Split System: Heat Pump with Remote Outdoor Unit-Air-Source) | DLCURAH18ABK | ADP |  | H,GG33936 | *96VSN0401712A* | 17700 | 15.2 | 8.5 | 17100 | 18400 | 107.6% | 2.26 | 0 | 10.5 |  |  |  |  | R-410A | 1.475 | Residential & Commercial | USHP | Ducted CEE Tier 1
213258222 | Central HP <5.4 tons | KEEPRITE | HRCU-A-CB (Split System: Heat Pump with Remote Outdoor Unit-Air-Source) | DLCURAH18ABK | ADP |  | H,GE34936 | *96VSN0401712A* | 17700 | 15.2 | 8.5 | 17100 | 18400 | 107.6% | 2.26 | 0 | 10.5 |  |  |  |  | R-410A | 1.475 | Residential & Commercial | USHP | Ducted CEE Tier 1
215941023 | Central HP <5.4 tons | TEMPSTAR | HRCU-A-CB (Split System: Heat Pump with Remote Outdoor Unit-Air-Source) | T5H3V48*K*AAA* |  |  | EA*5X60M24A*+WALLCON | *97CTN1002122A* | 44500 | 21 | 9.5 | 48000 | 36400 | 75.83% | 2 | 0 | 11 |  |  |  |  | R-454B | 3.7083 | Residential & Commercial | USHP | Ducted CEE Tier 1
216734414 | Central HP <5.4 tons | DAY & NIGHT | HRCU-A-CB (Split System: Heat Pump with Remote Outdoor Unit-Air-Source) | D5CUHAH24AAK |  |  | EA*5X36M17A* | *80MS(N,L)0901714A* | 22400 | 16 | 8.1 | 20800 | 18700 | 89.9% | 1.9 | 0 | 11 |  |  |  |  | R-454B | 1.8667 | Residential & Commercial | USHP | Ducted CEE Tier 1
216734545 | Central HP <5.4 tons | DAY & NIGHT | HRCU-A-CB (Split System: Heat Pump with Remote Outdoor Unit-Air-Source) | D5CUHAH24AAK |  |  | EA*5X36M17A* | *95CSU0601716B* | 22200 | 16 | 8.1 | 20800 | 18700 | 89.9% | 1.85 | 0 | 10.5 |  |  |  |  | R-454B | 1.85 | Residential & Commercial | USHP | Ducted CEE Tier 1
216734563 | Central HP <5.4 tons | DAY & NIGHT | HRCU-A-CB (Split System: Heat Pump with Remote Outdoor Unit-Air-Source) | D5CUHAH24AAK |  |  | EA*5X36M17A* | *97CMN0801714B* | 22200 | 16 | 8.1 | 20800 | 18600 | 89.42% | 1.85 | 0 | 10.5 |  |  |  |  | R-454B | 1.85 | Residential & Commercial | USHP | Ducted CEE Tier 1
213369679 | Central HP <5.4 tons | MOOVAIR | HRCU-A-C (Split System: Heat Pump with Remote Outdoor Unit with No Indoor Fan --Air Source) | DMA24HOS20230E7 | ADP |  | *G21924+TD | 0 | 23000 | 16 | 8.8 | 23000 | 19600 | 85.22% | 1.84 | 0 | 10 |  |  |  |  | R-410A | 1.9167 | Residential & Commercial | USHP | Ducted CEE Tier 1
213249109 | Central HP <5.4 tons | TOSOT | HRCU-A-C (Split System: Heat Pump with Remote Outdoor Unit with No Indoor Fan --Air Source) | TU60-48WADU | ADP |  | *E49960+TD | 0 | 47000 | 15.2 | 8.35 | 46000 | 33200 | 72.17% | 1.78 | 0 | 10 |  |  |  |  | R-410A | 3.9167 | Residential & Commercial | USHP | Ducted CEE Tier 1
216678750 | Central HP <5.4 tons | CARRIER | HRCU-A-CB (Split System: Heat Pump with Remote Outdoor Unit-Air-Source) | 38MURAQ36AB3* |  |  | CSPH*3612AL* | 59TP7A060V17**16 | 35600 | 15.2 | 8.5 | 38500 | 34600 | 89.87% | 1.8 | 0 | 9.5 |  |  |  |  | R-410A | 2.9667 | Residential & Commercial | USHP
216734334 | Central HP <5.4 tons | DAY & NIGHT | HRCU-A-CB (Split System: Heat Pump with Remote Outdoor Unit-Air-Source) | D5CUHAH24AAK |  |  | EA*5X30M17A* | OMV112K14A | 22600 | 15.5 | 8.5 | 21400 | 19100 | 89.25% | 1.96 | 0 | 10.5 |  |  |  |  | R-454B | 1.8833 | Residential & Commercial | USHP | Ducted CEE Tier 1
216734625 | Central HP <5.4 tons | DAY & NIGHT | HRCU-A-CB (Split System: Heat Pump with Remote Outdoor Unit-Air-Source) | D5CUHAH24AAK |  |  | EA*5X36M17A* | *96MSN0261410A* | 22200 | 15.5 | 8.1 | 20800 | 18700 | 89.9% | 1.9 | 0 | 10.5 |  |  |  |  | R-454B | 1.85 | Residential & Commercial | USHP | Ducted CEE Tier 1
212361582 | Central HP <5.4 tons | BOSCH | HRCU-A-CB (Split System: Heat Pump with Remote Outdoor Unit-Air-Source) | BOVA-60HDN1-M20G | ADP |  | HE35(1,2)48+TXV | BGH96M080C4A | 41000 | 16 | 8.8 | 42500 | 31000 | 72.94% | 1.9 | 0 | 11 |  |  |  |  | R-410A | 3.4167 | Residential & Commercial | USHP | Ducted CEE Tier 1
213872343 | Central HP <5.4 tons | CHAMPION HEATING AND COOLING | HRCU-A-CB (Split System: Heat Pump with Remote Outdoor Unit-Air-Source) | HMH72B341 | ADP |  | H,YG9J936 | TM9Y100C16MP11 | 32800 | 18 | 8.1 | 31800 | 23000 | 72.33% | 2.04 | 0 | 10 |  |  |  |  | R-410A | 2.7333 | Residential & Commercial | USHP | Ducted CEE Tier 1
215487371 | Central HP <5.4 tons | DAIKIN | HRCU-A-CB (Split System: Heat Pump with Remote Outdoor Unit-Air-Source) | DH7VSA2410A* |  |  | CA*EA3022*3A* | D*96VC0804CNA* | 23200 | 19 | 8.6 | 23200 | 17000 | 73.28% | 2 | 0 | 11 |  |  |  |  | R-32 | 1.9333 | Residential & Commercial | USHP | Ducted CEE Tier 1
213753020 | Central HP <5.4 tons | CARRIER | HRCU-A-CB (Split System: Heat Pump with Remote Outdoor Unit-Air-Source) | 38MURAQ24AB3* | ASPEN |  | D(A,C,E)36B34+TDR | 59TP6C060V17**16 | 23200 | 16.5 | 8.5 | 26800 | 20400 | 76.12% | 2.88 | 0 | 10 |  |  |  |  | R-410A | 1.9333 | Residential & Commercial | USHP | Ducted CEE Tier 1
212361492 | Central HP <5.4 tons | BOSCH | HRCU-A-CB (Split System: Heat Pump with Remote Outdoor Unit-Air-Source) | BOVA-60HDN1-M20G | ADP |  | HE48960 | BGH96M120D5B | 45500 | 17 | 9 | 45000 | 33000 | 73.33% | 1.9 | 0 | 11.7 |  |  |  |  | R-410A | 3.7917 | Residential & Commercial | USHP | Ducted CEE Tier 1
212361583 | Central HP <5.4 tons | BOSCH | HRCU-A-CB (Split System: Heat Pump with Remote Outdoor Unit-Air-Source) | BOVA-60HDN1-M20G | ADP |  | HE48(1,2)60+TXV | BGH96M080C4A | 42500 | 17 | 8.8 | 42500 | 31000 | 72.94% | 1.9 | 0 | 11.7 |  |  |  |  | R-410A | 3.5417 | Residential & Commercial | USHP | Ducted CEE Tier 1
212361585 | Central HP <5.4 tons | BOSCH | HRCU-A-CB (Split System: Heat Pump with Remote Outdoor Unit-Air-Source) | BOVA-60HDN1-M20G | ADP |  | HE48(1,2)60+TXV | BGH96M080C4B | 42500 | 17 | 8.8 | 42500 | 31000 | 72.94% | 1.9 | 0 | 11.7 |  |  |  |  | R-410A | 3.5417 | Residential & Commercial | USHP | Ducted CEE Tier 1
216681338 | Central HP <5.4 tons | CARRIER | HRCU-A-CB (Split System: Heat Pump with Remote Outdoor Unit-Air-Source) | 38MURAQ30AB3* |  |  | CAP**4321AL* | 59TP7A080V21**20 | 30600 | 15.2 | 9 | 33000 | 26000 | 78.79% | 1.78 | 0 | 9 |  |  |  |  | R-410A | 2.55 | Residential & Commercial | USHP
212625446 | Central HP <5.4 tons | COLEMAN | HRCU-A-CB (Split System: Heat Pump with Remote Outdoor Unit-Air-Source) | HMH72B341 | ASPEN |  | D(A,C,E)36B34+TDR | TP9C100C20MP13 | 32000 | 17.5 | 8.1 | 34000 | 28400 | 83.53% | 2.46 | 0 | 9.4 |  |  |  |  | R-410A | 2.6667 | Residential & Commercial | USHP
212625459 | Central HP <5.4 tons | COLEMAN | HRCU-A-CB (Split System: Heat Pump with Remote Outdoor Unit-Air-Source) | HMH72B341 | ASPEN |  | D(A,C,E)42C34+TDR | TP9C100C20MP13 | 32800 | 17.5 | 8.1 | 34000 | 28400 | 83.53% | 2.46 | 0 | 9.5 |  |  |  |  | R-410A | 2.7333 | Residential & Commercial | USHP
212625463 | Central HP <5.4 tons | COLEMAN | HRCU-A-CB (Split System: Heat Pump with Remote Outdoor Unit-Air-Source) | HMH72B341 | ASPEN |  | D(A,C,E)42D34+TDR | TP9C100C20MP13 | 33000 | 17.5 | 8.1 | 34000 | 28400 | 83.53% | 2.46 | 0 | 9 |  |  |  |  | R-410A | 2.75 | Residential & Commercial | USHP
212625511 | Central HP <5.4 tons | COLEMAN | HRCU-A-CB (Split System: Heat Pump with Remote Outdoor Unit-Air-Source) | HMH72B341 | ASPEN |  | C(A,C,D,E)42A26+TDR | CPLC120C20MP13 | 28600 | 15.6 | 8.1 | 32000 | 27600 | 86.25% | 2.44 | 0 | 8.4 |  |  |  |  | R-410A | 2.3833 | Residential & Commercial | USHP
212625644 | Central HP <5.4 tons | COLEMAN | HRCU-A-CB (Split System: Heat Pump with Remote Outdoor Unit-Air-Source) | HMH72B341 | ASPEN |  | C(A,C,D,E)36C26+TDR | TM8V100C20MP12 | 29000 | 15.8 | 8.1 | 32400 | 27400 | 84.57% | 2.45 | 0 | 8.5 |  |  |  |  | R-410A | 2.4167 | Residential & Commercial | USHP
212625646 | Central HP <5.4 tons | COLEMAN | HRCU-A-CB (Split System: Heat Pump with Remote Outdoor Unit-Air-Source) | HMH72B341 | ASPEN |  | D(A,C,E)42C26+TDR | TM8V100C20MP12 | 29600 | 15.9 | 8.1 | 32400 | 27400 | 84.57% | 2.45 | 0 | 8 |  |  |  |  | R-410A | 2.4667 | Residential & Commercial | USHP
212625679 | Central HP <5.4 tons | COLEMAN | HRCU-A-CB (Split System: Heat Pump with Remote Outdoor Unit-Air-Source) | HMH72B341 | ASPEN |  | D(A,C,E)48C36+TDR | CPLC100C20MP13 | 32600 | 16.5 | 8.1 | 32400 | 27800 | 85.8% | 2.44 | 0 | 9 |  |  |  |  | R-410A | 2.7167 | Residential & Commercial | USHP
212625710 | Central HP <5.4 tons | COLEMAN | HRCU-A-CB (Split System: Heat Pump with Remote Outdoor Unit-Air-Source) | HMH72B341 | ASPEN |  | D(A,C,E)42A46+TDR | TM8V100C20MP12 | 31800 | 16.5 | 8.1 | 32400 | 27800 | 85.8% | 2.44 | 0 | 8.9 |  |  |  |  | R-410A | 2.65 | Residential & Commercial | USHP
215487365 | Central HP <5.4 tons | DAIKIN | HRCU-A-CB (Split System: Heat Pump with Remote Outdoor Unit-Air-Source) | DH7VSA2410A* |  |  | CA*EA3022*3A* | D*80VC0804C*A* | 23200 | 19 | 8.6 | 23200 | 17000 | 73.28% | 2 | 0 | 11 |  |  |  |  | R-32 | 1.9333 | Residential & Commercial | USHP | Ducted CEE Tier 1
215487376 | Central HP <5.4 tons | DAIKIN | HRCU-A-CB (Split System: Heat Pump with Remote Outdoor Unit-Air-Source) | DH7VSA2410A* |  |  | CA*EA3626*3A* | D*80VC0804C*A* | 23200 | 19 | 8.6 | 23200 | 17000 | 73.28% | 2 | 0 | 11 |  |  |  |  | R-32 | 1.9333 | Residential & Commercial | USHP | Ducted CEE Tier 1
214575728 | Central HP <5.4 tons | MOOVAIR | HRCU-A-CB (Split System: Heat Pump with Remote Outdoor Unit-Air-Source) | DMA24HOS20230E7 | ADP |  | SK1925 | 0 | 21400 | 16 | 8.35 | 22800 | 19600 | 85.96% | 1.76 | 0 | 10 |  |  |  |  | R-410A | 1.7833 | Residential & Commercial | USHP | Ducted CEE Tier 1
214074421 | Central HP <5.4 tons | MOOVAIR | HRCU-A-C (Split System: Heat Pump with Remote Outdoor Unit with No Indoor Fan --Air Source) | DMA24HOS20230E7 | ADP |  | HG21(1,2)24+TXV+TD | 0 | 23000 | 16 | 8.8 | 23000 | 19600 | 85.22% | 1.84 | 0 | 10 |  |  |  |  | R-410A | 1.9167 | Residential & Commercial | USHP | Ducted CEE Tier 1
213369678 | Central HP <5.4 tons | MOOVAIR | HRCU-A-C (Split System: Heat Pump with Remote Outdoor Unit with No Indoor Fan --Air Source) | DMA24HOS20230E7 | ADP |  | *E20924+TD | 0 | 22400 | 16 | 8.6 | 23000 | 19600 | 85.22% | 1.8 | 0 | 10 |  |  |  |  | R-410A | 1.8667 | Residential & Commercial | USHP | Ducted CEE Tier 1
212361441 | Central HP <5.4 tons | BOSCH | HRCU-A-CB (Split System: Heat Pump with Remote Outdoor Unit-Air-Source) | BOVA-36HDN1-M20G | ADP |  | HE31930 | BGH96M060B3A | 22800 | 18 | 8.65 | 22200 | 17000 | 76.58% | 1.84 | 0 | 11.5 |  |  |  |  | R-410A | 1.9 | Residential & Commercial | USHP | Ducted CEE Tier 1
213370121 | Central HP <5.4 tons | TOSOT | HRCU-A-C (Split System: Heat Pump with Remote Outdoor Unit with No Indoor Fan --Air Source) | TU36-24WADU | ADP |  | *E35936 | 0 | 23000 | 15.2 | 8.5 | 22400 | 21200 | 94.64% | 1.8 | 0 | 11 |  |  |  |  | R-410A | 1.9167 | Residential & Commercial | USHP | Ducted CEE Tier 1
215727926 | Central HP <5.4 tons | CHAMPION HEATING AND COOLING | HRCU-A-CB (Split System: Heat Pump with Remote Outdoor Unit-Air-Source) | HH860E2S11 | ADP |  | H,YE36(1,2)60+TXV | TM8V080C16MP12 | 43000 | 17 | 8.4 | 42000 | 32800 | 78.1% | 1.98 | 0 | 11.5 |  |  |  |  | R-454B | 3.5833 | Residential & Commercial | USHP | Ducted CEE Tier 1
212625711 | Central HP <5.4 tons | COLEMAN | HRCU-A-CB (Split System: Heat Pump with Remote Outdoor Unit-Air-Source) | HMH72B341 | ASPEN |  | D(A,C,E)42B36+TDR | TM8V100C20MP12 | 31800 | 16.5 | 8.1 | 32400 | 27800 | 85.8% | 2.44 | 0 | 8.9 |  |  |  |  | R-410A | 2.65 | Residential & Commercial | USHP
212625744 | Central HP <5.4 tons | COLEMAN | HRCU-A-CB (Split System: Heat Pump with Remote Outdoor Unit-Air-Source) | HMH72B341 | ASPEN |  | D(A,C,E)36B36+TDR | TMLV120C20MP12 | 31400 | 16.5 | 8.1 | 32400 | 27800 | 85.8% | 2.44 | 0 | 8.9 |  |  |  |  | R-410A | 2.6167 | Residential & Commercial | USHP
212625777 | Central HP <5.4 tons | COLEMAN | HRCU-A-CB (Split System: Heat Pump with Remote Outdoor Unit-Air-Source) | HMH72B341 | ASPEN |  | C(A,C,D,E)36A46+TDR | TPLC120C20MP13 | 31400 | 16.5 | 8.1 | 32400 | 27800 | 85.8% | 2.44 | 0 | 8.9 |  |  |  |  | R-410A | 2.6167 | Residential & Commercial | USHP
212625778 | Central HP <5.4 tons | COLEMAN | HRCU-A-CB (Split System: Heat Pump with Remote Outdoor Unit-Air-Source) | HMH72B341 | ASPEN |  | C(A,C,D,E)36B36+TDR | TPLC120C20MP13 | 31400 | 16.5 | 8.1 | 32400 | 27800 | 85.8% | 2.44 | 0 | 8.9 |  |  |  |  | R-410A | 2.6167 | Residential & Commercial | USHP
212625794 | Central HP <5.4 tons | COLEMAN | HRCU-A-CB (Split System: Heat Pump with Remote Outdoor Unit-Air-Source) | HMH72B341 | ASPEN |  | D(A,C,E)48D26+TDR | TPLC120C20MP13 | 30400 | 16.1 | 8.1 | 32400 | 27800 | 85.8% | 2.44 | 0 | 8 |  |  |  |  | R-410A | 2.5333 | Residential & Commercial | USHP
212625878 | Central HP <5.4 tons | COLEMAN | HRCU-A-CB (Split System: Heat Pump with Remote Outdoor Unit-Air-Source) | HMH72B341 | ASPEN |  | D(A,C,E)36B36+TDR | TP9C120D20MP13 | 31600 | 17 | 8.1 | 32400 | 28200 | 87.04% | 2.51 | 0 | 9.3 |  |  |  |  | R-410A | 2.6333 | Residential & Commercial | USHP
216735105 | Central HP <5.4 tons | DAY & NIGHT | HRCU-A-CB (Split System: Heat Pump with Remote Outdoor Unit-Air-Source) | D5CUHAH24AAK |  |  | EA*5X37M17A* | *97CMN0801714B* | 22800 | 16 | 8.5 | 20600 | 18400 | 89.32% | 1.96 | 0 | 11 |  |  |  |  | R-454B | 1.9 | Residential & Commercial | USHP | Ducted CEE Tier 1
212626031 | Central HP <5.4 tons | COLEMAN | HRCU-A-CB (Split System: Heat Pump with Remote Outdoor Unit-Air-Source) | HMH72B341 | ASPEN |  | C(A,C,D,E)36C36+TDR | TM8Y060A12MP11 | 32400 | 18 | 8.1 | 33400 | 27400 | 82.04% | 2.42 | 0 | 10 |  |  |  |  | R-410A | 2.7 | Residential & Commercial | USHP | Ducted CEE Tier 1
212626044 | Central HP <5.4 tons | COLEMAN | HRCU-A-CB (Split System: Heat Pump with Remote Outdoor Unit-Air-Source) | HMH72B341 | ASPEN |  | D(A,C,E)42D36+TDR | TM8Y060A12MP11 | 33200 | 18 | 8.1 | 33400 | 27400 | 82.04% | 2.42 | 0 | 10 |  |  |  |  | R-410A | 2.7667 | Residential & Commercial | USHP | Ducted CEE Tier 1
212361432 | Central HP <5.4 tons | BOSCH | HRCU-A-CB (Split System: Heat Pump with Remote Outdoor Unit-Air-Source) | BOVA-60HDN1-M20G | ADP |  | HE36(1,2)60+TXV | BGH96M080B3B | 41500 | 16 | 8.8 | 41500 | 30600 | 73.73% | 1.9 | 0 | 11.5 |  |  |  |  | R-410A | 3.4583 | Residential & Commercial | USHP | Ducted CEE Tier 1
215727933 | Central HP <5.4 tons | CHAMPION HEATING AND COOLING | HRCU-A-CB (Split System: Heat Pump with Remote Outdoor Unit-Air-Source) | HH860E2S11 | ADP |  | H,YE48(1,2)60+TXV | TM8V120C20MP12 | 44000 | 18 | 8.5 | 42500 | 33200 | 78.12% | 2 | 0 | 11.7 |  |  |  |  | R-454B | 3.6667 | Residential & Commercial | USHP | Ducted CEE Tier 1
215727944 | Central HP <5.4 tons | CHAMPION HEATING AND COOLING | HRCU-A-CB (Split System: Heat Pump with Remote Outdoor Unit-Air-Source) | HH860E2S11 | ADP |  | H,YE36(1,2)60+TXV | TM9E080C20MP12 | 52000 | 18 | 8.3 | 53000 | 39500 | 74.53% | 1.96 | 0 | 10.5 |  |  |  |  | R-454B | 4.3333 | Residential & Commercial | USHP | Ducted CEE Tier 1
215727967 | Central HP <5.4 tons | CHAMPION HEATING AND COOLING | HRCU-A-CB (Split System: Heat Pump with Remote Outdoor Unit-Air-Source) | HH860E2S11 | ADP |  | H,YE48(1,2)60+TXV | TM9Y120D20MP11 | 44000 | 18 | 8.5 | 42000 | 33000 | 78.57% | 2 | 0 | 11.7 |  |  |  |  | R-454B | 3.6667 | Residential & Commercial | USHP | Ducted CEE Tier 1
212498649 | Central HP <5.4 tons | TRANE | HRCU-A-CB (Split System: Heat Pump with Remote Outdoor Unit-Air-Source) | 4TXD2036A10NU** | ADP |  | CE2505C+TXV | 0 | 23000 | 16 | 8.8 | 22400 | 21600 | 96.43% | 1.78 | 0 | 11.5 |  |  |  |  | R-410A | 1.9167 | Residential & Commercial | USHP | Ducted CEE Tier 1
212396548 | Central HP <5.4 tons | TRANE | HRCU-A-CB (Split System: Heat Pump with Remote Outdoor Unit-Air-Source) | 4TXD2036A10NU** | ADP |  | F,PE*E32924 | 0 | 22800 | 16 | 8.85 | 22400 | 21200 | 94.64% | 1.8 | 0 | 11.5 |  |  |  |  | R-410A | 1.9 | Residential & Commercial | USHP | Ducted CEE Tier 1
215383023 | Central HP <5.4 tons | FRIEDRICH | HRCU-A-C (Split System: Heat Pump with Remote Outdoor Unit with No Indoor Fan --Air Source) | WFPU18Z483C | ADP |  | H,RG72948+TD | 0 | 40500 | 15.2 | 8.55 | 40000 | 34200 | 85.5% | 1.94 | 0 | 11 |  |  |  |  | R-410A | 3.375 | Residential & Commercial | USHP | Ducted CEE Tier 1
215931700 | Central HP <5.4 tons | DAY & NIGHT | HRCU-A-CB (Split System: Heat Pump with Remote Outdoor Unit-Air-Source) | C5H3V60*K*AAA* |  |  | EA*5X61M24A*+WALLCON | *80CTL0902120B* | 57000 | 19 | 8.5 | 60500 | 46500 | 76.86% | 2.04 | 0 | 11.5 |  |  |  |  | R-454B | 4.75 | Residential & Commercial | USHP | Ducted CEE Tier 1
215932000 | Central HP <5.4 tons | DAY & NIGHT | HRCU-A-CB (Split System: Heat Pump with Remote Outdoor Unit-Air-Source) | C5H3V36*K*AAA* |  |  | EA*5X30M14A*+WALLCON | *96CTN0401410B* | 30800 | 17 | 9 | 34400 | 26600 | 77.33% | 1.9 | 0 | 10 |  |  |  |  | R-454B | 2.5667 | Residential & Commercial | USHP | Ducted CEE Tier 1
211261414 | Central HP <5.4 tons | DAY & NIGHT | HRCU-A-CB (Split System: Heat Pump with Remote Outdoor Unit-Air-Source) | DLCURAH18ABK |  |  | EA*4X30L14A* | *95ESN0261410A* | 18100 | 15.5 | 8.5 | 18800 | 18500 | 98.4% | 2.22 | 0 | 10.5 |  |  |  |  | R-410A | 1.5083 | Residential & Commercial | USHP | Ducted CEE Tier 1
211262100 | Central HP <5.4 tons | DAY & NIGHT | HRCU-A-CB (Split System: Heat Pump with Remote Outdoor Unit-Air-Source) | DLCURAH18ABK |  |  | EA*4X30L17A* | *92ESN0601714A* | 17900 | 16.5 | 8.5 | 18300 | 18500 | 101.1% | 2.22 | 0 | 10.5 |  |  |  |  | R-410A | 1.4917 | Residential & Commercial | USHP | Ducted CEE Tier 1
212361431 | Central HP <5.4 tons | BOSCH | HRCU-A-CB (Split System: Heat Pump with Remote Outdoor Unit-Air-Source) | BOVA-60HDN1-M20G | ADP |  | HE36(1,2)60+TXV | BGH96M080B3A | 41500 | 16 | 8.8 | 41500 | 30600 | 73.73% | 1.9 | 0 | 11.5 |  |  |  |  | R-410A | 3.4583 | Residential & Commercial | USHP | Ducted CEE Tier 1
212361464 | Central HP <5.4 tons | BOSCH | HRCU-A-CB (Split System: Heat Pump with Remote Outdoor Unit-Air-Source) | BOVA-60HDN1-M20G | ADP |  | HE48960 | BGH96M080C4A | 42500 | 17 | 8.8 | 42500 | 31000 | 72.94% | 1.9 | 0 | 11.7 |  |  |  |  | R-410A | 3.5417 | Residential & Commercial | USHP | Ducted CEE Tier 1
212361479 | Central HP <5.4 tons | BOSCH | HRCU-A-CB (Split System: Heat Pump with Remote Outdoor Unit-Air-Source) | BOVA-60HDN1-M20G | ADP |  | HE37960 | BGH96M100D5A | 45000 | 17 | 9 | 45000 | 32800 | 72.89% | 1.9 | 0 | 11.5 |  |  |  |  | R-410A | 3.75 | Residential & Commercial | USHP | Ducted CEE Tier 1
212361481 | Central HP <5.4 tons | BOSCH | HRCU-A-CB (Split System: Heat Pump with Remote Outdoor Unit-Air-Source) | BOVA-60HDN1-M20G | ADP |  | HE35948 | BGH96M100D5B | 44500 | 17 | 9 | 45000 | 32800 | 72.89% | 1.9 | 0 | 11.5 |  |  |  |  | R-410A | 3.7083 | Residential & Commercial | USHP | Ducted CEE Tier 1
212361578 | Central HP <5.4 tons | BOSCH | HRCU-A-CB (Split System: Heat Pump with Remote Outdoor Unit-Air-Source) | BOVA-60HDN1-M20G | ADP |  | HE35(1,2)48+TXV | BGH96M080B3A | 41000 | 16 | 8.8 | 41500 | 30600 | 73.73% | 1.9 | 0 | 11 |  |  |  |  | R-410A | 3.4167 | Residential & Commercial | USHP | Ducted CEE Tier 1
212625914 | Central HP <5.4 tons | COLEMAN | HRCU-A-CB (Split System: Heat Pump with Remote Outdoor Unit-Air-Source) | HMH72B341 | ASPEN |  | C(A,C,D,E)36C26+TDR | TM9V040A10MP12 | 29600 | 16.4 | 8.1 | 33200 | 27400 | 82.53% | 2.41 | 0 | 9 |  |  |  |  | R-410A | 2.4667 | Residential & Commercial | USHP
212625963 | Central HP <5.4 tons | COLEMAN | HRCU-A-CB (Split System: Heat Pump with Remote Outdoor Unit-Air-Source) | HMH72B341 | ASPEN |  | D(A,C,E)48C36+TDR | TM9E100C20MP12 | 33200 | 15.5 | 8.1 | 33200 | 27000 | 81.33% | 2.43 | 0 | 10 |  |  |  |  | R-410A | 2.7667 | Residential & Commercial | USHP | Ducted CEE Tier 1
212626029 | Central HP <5.4 tons | COLEMAN | HRCU-A-CB (Split System: Heat Pump with Remote Outdoor Unit-Air-Source) | HMH72B341 | ASPEN |  | C(A,C,D,E)36B36+TDR | TM8Y060A12MP11 | 32000 | 18 | 8.1 | 33400 | 27400 | 82.04% | 2.42 | 0 | 9.9 |  |  |  |  | R-410A | 2.6667 | Residential & Commercial | USHP
212626045 | Central HP <5.4 tons | COLEMAN | HRCU-A-CB (Split System: Heat Pump with Remote Outdoor Unit-Air-Source) | HMH72B341 | ASPEN |  | D(A,C,E)48B36+TDR | TM8Y060A12MP11 | 32800 | 18 | 8.1 | 33400 | 27400 | 82.04% | 2.42 | 0 | 10 |  |  |  |  | R-410A | 2.7333 | Residential & Commercial | USHP | Ducted CEE Tier 1
212626062 | Central HP <5.4 tons | COLEMAN | HRCU-A-CB (Split System: Heat Pump with Remote Outdoor Unit-Air-Source) | HMH72B341 | ASPEN |  | C(A,C,D,E)42A26+TDR | TM8Y120C20MP11 | 31200 | 17.9 | 8.1 | 33400 | 29800 | 89.22% | 2.75 | 0 | 9.3 |  |  |  |  | R-410A | 2.6 | Residential & Commercial | USHP
212626079 | Central HP <5.4 tons | COLEMAN | HRCU-A-CB (Split System: Heat Pump with Remote Outdoor Unit-Air-Source) | HMH72B341 | ASPEN |  | D(A,C,E)42C36+TDR | TM8Y080B12MP11 | 33000 | 18 | 8.5 | 33400 | 27400 | 82.04% | 2.65 | 0 | 10 |  |  |  |  | R-410A | 2.75 | Residential & Commercial | USHP | Ducted CEE Tier 1
212626063 | Central HP <5.4 tons | COLEMAN | HRCU-A-CB (Split System: Heat Pump with Remote Outdoor Unit-Air-Source) | HMH72B341 | ASPEN |  | D(A,C,E)48B26+TDR | TM9E100C16MP12 | 30400 | 17.5 | 8.4 | 33400 | 27400 | 82.04% | 2.62 | 0 | 9 |  |  |  |  | R-410A | 2.5333 | Residential & Commercial | USHP
212626163 | Central HP <5.4 tons | COLEMAN | HRCU-A-CB (Split System: Heat Pump with Remote Outdoor Unit-Air-Source) | HMH72B341 | ASPEN |  | D(A,C,E)48B26+TDR | TM9V080B12MP12 | 31400 | 17 | 8.1 | 33600 | 29400 | 87.5% | 2.61 | 0 | 9.5 |  |  |  |  | R-410A | 2.6167 | Residential & Commercial | USHP
212626213 | Central HP <5.4 tons | COLEMAN | HRCU-A-CB (Split System: Heat Pump with Remote Outdoor Unit-Air-Source) | HMH72B341 | ASPEN |  | D(A,C,E)48A36+TDR | TM9Y100C16MP11 | 32800 | 18 | 8.1 | 33600 | 28200 | 83.93% | 2.62 | 0 | 10 |  |  |  |  | R-410A | 2.7333 | Residential & Commercial | USHP | Ducted CEE Tier 1
212626263 | Central HP <5.4 tons | COLEMAN | HRCU-A-CB (Split System: Heat Pump with Remote Outdoor Unit-Air-Source) | HMH72B341 | ASPEN |  | C(A,C,D,E)42B36+TDR | TM8E100C16MP11 | 33000 | 18 | 8.1 | 33600 | 28200 | 83.93% | 2.64 | 0 | 10 |  |  |  |  | R-410A | 2.75 | Residential & Commercial | USHP | Ducted CEE Tier 1
212626265 | Central HP <5.4 tons | COLEMAN | HRCU-A-CB (Split System: Heat Pump with Remote Outdoor Unit-Air-Source) | HMH72B341 | ASPEN |  | D(A,C,E)36A36+TDR | TM8E100C16MP11 | 33000 | 18 | 8.1 | 33600 | 28200 | 83.93% | 2.64 | 0 | 10 |  |  |  |  | R-410A | 2.75 | Residential & Commercial | USHP | Ducted CEE Tier 1
212626314 | Central HP <5.4 tons | COLEMAN | HRCU-A-CB (Split System: Heat Pump with Remote Outdoor Unit-Air-Source) | HMH72B341 | ASPEN |  | C(A,C,D,E)42A36+TDR | TM8E100B12MP11 | 32000 | 17.9 | 8.3 | 33600 | 27600 | 82.14% | 2.61 | 0 | 9.9 |  |  |  |  | R-410A | 2.6667 | Residential & Commercial | USHP
212626331 | Central HP <5.4 tons | COLEMAN | HRCU-A-CB (Split System: Heat Pump with Remote Outdoor Unit-Air-Source) | HMH72B341 | ASPEN |  | D(A,C,E)48B26+TDR | TM8E100B12MP11 | 30400 | 17.5 | 8.4 | 33600 | 27600 | 82.14% | 2.61 | 0 | 9 |  |  |  |  | R-410A | 2.5333 | Residential & Commercial | USHP
214074422 | Central HP <5.4 tons | MOOVAIR | HRCU-A-C (Split System: Heat Pump with Remote Outdoor Unit with No Indoor Fan --Air Source) | DMA24HOS20230E7 | ADP |  | HE21(1,2)24+TXV+TD | 0 | 23000 | 16 | 8.8 | 23000 | 19600 | 85.22% | 1.84 | 0 | 10 |  |  |  |  | R-410A | 1.9167 | Residential & Commercial | USHP | Ducted CEE Tier 1
215932150 | Central HP <5.4 tons | DAY & NIGHT | HRCU-A-CB (Split System: Heat Pump with Remote Outdoor Unit-Air-Source) | C5H3V36*K*AAA* |  |  | EA*5X37M17A*+WALLCON | *96CTN0401410B* | 32200 | 17.5 | 9 | 34000 | 26200 | 77.06% | 1.96 | 0 | 10.5 |  |  |  |  | R-454B | 2.6833 | Residential & Commercial | USHP | Ducted CEE Tier 1
215932370 | Central HP <5.4 tons | DAY & NIGHT | HRCU-A-CB (Split System: Heat Pump with Remote Outdoor Unit-Air-Source) | C5H3V36*K*AAA* |  |  | EA*5X43M21A*+WALLCON | *97CMN0601714B* | 33800 | 19.5 | 9.5 | 34200 | 26200 | 76.61% | 2.06 | 0 | 11 |  |  |  |  | R-454B | 2.8167 | Residential & Commercial | USHP | Ducted CEE Tier 1
215932050 | Central HP <5.4 tons | DAY & NIGHT | HRCU-A-CB (Split System: Heat Pump with Remote Outdoor Unit-Air-Source) | C5H3V36*K*AAA* |  |  | EA*5X36M17A*+WALLCON | *80CSU0601716A* | 32200 | 19.5 | 9.5 | 35000 | 27000 | 77.14% | 2 | 0 | 11 |  |  |  |  | R-454B | 2.6833 | Residential & Commercial | USHP | Ducted CEE Tier 1
215933170 | Central HP <5.4 tons | DAY & NIGHT | HRCU-A-CB (Split System: Heat Pump with Remote Outdoor Unit-Air-Source) | C5H3V36*K*AAA* |  |  | ESH5X36M12A*+WALLCON | *97CMN0601714B* | 33000 | 18.5 | 9 | 34400 | 26200 | 76.16% | 1.92 | 0 | 10.5 |  |  |  |  | R-454B | 2.75 | Residential & Commercial | USHP | Ducted CEE Tier 1
212626380 | Central HP <5.4 tons | COLEMAN | HRCU-A-CB (Split System: Heat Pump with Remote Outdoor Unit-Air-Source) | HMH72B341 | ASPEN |  | C(A,C,D,E)36A46+TDR | TM9E100C16MP12 | 32200 | 18 | 8.5 | 33600 | 27200 | 80.95% | 2.66 | 0 | 9.9 |  |  |  |  | R-410A | 2.6833 | Residential & Commercial | USHP
212626415 | Central HP <5.4 tons | COLEMAN | HRCU-A-CB (Split System: Heat Pump with Remote Outdoor Unit-Air-Source) | HMH72B341 | ASPEN |  | C(A,C,D,E)36B26+TDR | TM8Y100C20MP11 | 31200 | 17.9 | 8.4 | 33600 | 30000 | 89.29% | 2.83 | 0 | 9.3 |  |  |  |  | R-410A | 2.6 | Residential & Commercial | USHP
212626648 | Central HP <5.4 tons | COLEMAN | HRCU-A-CB (Split System: Heat Pump with Remote Outdoor Unit-Air-Source) | HMH72B341 | ASPEN |  | C(A,C,D,E)36C36+TDR | TM9V080B12MP12 | 32800 | 17 | 8.3 | 33800 | 29600 | 87.57% | 2.7 | 0 | 9.5 |  |  |  |  | R-410A | 2.7333 | Residential & Commercial | USHP
212626764 | Central HP <5.4 tons | COLEMAN | HRCU-A-CB (Split System: Heat Pump with Remote Outdoor Unit-Air-Source) | HMH72B341 | ASPEN |  | D(A,C,E)42D26+TDR | TM9V080B12MP12 | 31800 | 17 | 8.4 | 33800 | 29600 | 87.57% | 2.72 | 0 | 9 |  |  |  |  | R-410A | 2.65 | Residential & Commercial | USHP
212626765 | Central HP <5.4 tons | COLEMAN | HRCU-A-CB (Split System: Heat Pump with Remote Outdoor Unit-Air-Source) | HMH72B341 | ASPEN |  | D(A,C,E)48C26+TDR | TM9V080B12MP12 | 31800 | 17 | 8.4 | 33800 | 29600 | 87.57% | 2.72 | 0 | 9 |  |  |  |  | R-410A | 2.65 | Residential & Commercial | USHP
212626781 | Central HP <5.4 tons | COLEMAN | HRCU-A-CB (Split System: Heat Pump with Remote Outdoor Unit-Air-Source) | HMH72B341 | ASPEN |  | D(A,C,E)36A36+TDR | TM9E080B12MP12 | 31600 | 17.5 | 8.4 | 33800 | 27400 | 81.07% | 2.62 | 0 | 9.8 |  |  |  |  | R-410A | 2.6333 | Residential & Commercial | USHP
212626798 | Central HP <5.4 tons | COLEMAN | HRCU-A-CB (Split System: Heat Pump with Remote Outdoor Unit-Air-Source) | HMH72B341 | ASPEN |  | D(A,C,E)48C26+TDR | TM8E080C16MP11 | 32200 | 18 | 8.4 | 33800 | 28600 | 84.62% | 2.73 | 0 | 10 |  |  |  |  | R-410A | 2.6833 | Residential & Commercial | USHP | Ducted CEE Tier 1
212626832 | Central HP <5.4 tons | COLEMAN | HRCU-A-CB (Split System: Heat Pump with Remote Outdoor Unit-Air-Source) | HMH72B341 | ASPEN |  | C(A,C,D,E)36A46+TDR | TM9E080B12MP12 | 32200 | 17.5 | 8.5 | 33800 | 27400 | 81.07% | 2.65 | 0 | 9.9 |  |  |  |  | R-410A | 2.6833 | Residential & Commercial | USHP
214074419 | Central HP <5.4 tons | MOOVAIR | HRCU-A-C (Split System: Heat Pump with Remote Outdoor Unit with No Indoor Fan --Air Source) | DMA18HOS20230E7 | ADP |  | HG21(1,2)18+TXV+TD | 0 | 17700 | 16 | 8.85 | 17100 | 14600 | 85.38% | 2.06 | 0 | 11.5 |  |  |  |  | R-410A | 1.475 | Residential & Commercial | USHP | Ducted CEE Tier 1
214575727 | Central HP <5.4 tons | MOOVAIR | HRCU-A-CB (Split System: Heat Pump with Remote Outdoor Unit-Air-Source) | DMA18HOS20230E7 | ADP |  | SK1925 | 0 | 16200 | 16 | 8.4 | 16900 | 14500 | 85.8% | 1.98 | 0 | 11 |  |  |  |  | R-410A | 1.35 | Residential & Commercial | USHP | Ducted CEE Tier 1
213258217 | Central HP <5.4 tons | KEEPRITE | HRCU-A-CB (Split System: Heat Pump with Remote Outdoor Unit-Air-Source) | DLCURAH18ABK | ADP |  | H,GG32936 | *96VSN0401712A* | 17500 | 15.2 | 8.5 | 17100 | 18700 | 109.4% | 2.28 | 0 | 10 |  |  |  |  | R-410A | 1.4583 | Residential & Commercial | USHP | Ducted CEE Tier 1
213258226 | Central HP <5.4 tons | KEEPRITE | HRCU-A-CB (Split System: Heat Pump with Remote Outdoor Unit-Air-Source) | DLCURAH18ABK | ADP |  | H,GG32936 | *96VSN0601412A* | 17700 | 16 | 8.5 | 17200 | 18600 | 108.1% | 2.28 | 0 | 10 |  |  |  |  | R-410A | 1.475 | Residential & Commercial | USHP | Ducted CEE Tier 1
215588351 | Central HP <5.4 tons | CARRIER | HRCU-A-CB (Split System: Heat Pump with Remote Outdoor Unit-Air-Source) | 27VNA154A*030* |  |  | CVAVA6024XMA*+UI | 58CU*A100C21**20 | 51500 | 19 | 8.1 | 53000 | 46500 | 87.74% | 1.85 | 0 | 11.5 |  |  |  |  | R-454B | 4.2917 | Residential & Commercial | USHP | Ducted CEE Tier 1
215588435 | Central HP <5.4 tons | CARRIER | HRCU-A-CB (Split System: Heat Pump with Remote Outdoor Unit-Air-Source) | 27VNA154A*030* |  |  | CAA**6121AM*+UI | 58CU*B040C17**12 | 50000 | 19 | 10 | 52000 | 51500 | 99.04% | 1.96 | 0 | 12 |  |  |  |  | R-454B | 4.1667 | Residential & Commercial | USHP | Ducted CEE Tier 1
213203988 | Central HP <5.4 tons | TEMPSTAR | HRCU-A-CB (Split System: Heat Pump with Remote Outdoor Unit-Air-Source) | DLCURAH18ABK | ASPEN |  | D(A,C,E)24B44+TDR | *95ESN0601412A* | 17200 | 16.4 | 8.5 | 18300 | 14000 | 76.5% | 2.3 | 0 | 10.8 |  |  |  |  | R-410A | 1.4333 | Residential & Commercial | USHP | Ducted CEE Tier 1
212614021 | Central HP <5.4 tons | MOOVAIR | HRCU-A-C (Split System: Heat Pump with Remote Outdoor Unit with No Indoor Fan --Air Source) | DMA18HOS20230E7 | ADP |  | HE20918+TD | 0 | 17100 | 16 | 8.65 | 17000 | 14500 | 85.29% | 2.02 | 0 | 11 |  |  |  |  | R-410A | 1.425 | Residential & Commercial | USHP | Ducted CEE Tier 1
212614023 | Central HP <5.4 tons | MOOVAIR | HRCU-A-C (Split System: Heat Pump with Remote Outdoor Unit with No Indoor Fan --Air Source) | DMA18HOS20230E7 | ADP |  | HG21918+TD | 0 | 17700 | 16 | 8.85 | 17100 | 14600 | 85.38% | 2.06 | 0 | 11.5 |  |  |  |  | R-410A | 1.475 | Residential & Commercial | USHP | Ducted CEE Tier 1
215487372 | Central HP <5.4 tons | DAIKIN | HRCU-A-CB (Split System: Heat Pump with Remote Outdoor Unit-Air-Source) | DH7VSA2410A* |  |  | CA*EA3022*3A* | D*96VC1005CNA* | 23200 | 19 | 8.6 | 23200 | 17000 | 73.28% | 2 | 0 | 11 |  |  |  |  | R-32 | 1.9333 | Residential & Commercial | USHP | Ducted CEE Tier 1
215487387 | Central HP <5.4 tons | DAIKIN | HRCU-A-CB (Split System: Heat Pump with Remote Outdoor Unit-Air-Source) | DH7VSA2410A* |  |  | CHPEA3026*3A* | D*80VC0804C*A* | 23200 | 19 | 8.6 | 23200 | 17000 | 73.28% | 2 | 0 | 11 |  |  |  |  | R-32 | 1.9333 | Residential & Commercial | USHP | Ducted CEE Tier 1
215487419 | Central HP <5.4 tons | DAIKIN | HRCU-A-CB (Split System: Heat Pump with Remote Outdoor Unit-Air-Source) | DH7VSA4210A* |  |  | CA*EA6030*3A* | D*96VC0804CNA* | 40500 | 16.5 | 8.8 | 41000 | 31000 | 75.61% | 2 | 0 | 10 |  |  |  |  | R-32 | 3.375 | Residential & Commercial | USHP | Ducted CEE Tier 1
215487403 | Central HP <5.4 tons | DAIKIN | HRCU-A-CB (Split System: Heat Pump with Remote Outdoor Unit-Air-Source) | DH7VSA3610A* |  |  | CA*EA6030*3A* | D*80VC1005C*A* | 35000 | 18.5 | 8.5 | 35000 | 28400 | 81.14% | 2 | 0 | 10.5 |  |  |  |  | R-32 | 2.9167 | Residential & Commercial | USHP | Ducted CEE Tier 1
216766877 | Central HP <5.4 tons | TRANE | HRCU-A-CB (Split System: Heat Pump with Remote Outdoor Unit-Air-Source) | 5TWX7024A1 |  |  | 5TXCB006AS3 | S8V2B060M4PCB | 23600 | 17.1 | 8.7 | 21800 | 17300 | 79.36% | 2.03 | 0 | 12.7 |  |  |  |  | R-454B | 1.9667 | Residential & Commercial | USHP | Ducted CEE Tier 1
212406527 | Central HP <5.4 tons | TRANE | HRCU-A-C (Split System: Heat Pump with Remote Outdoor Unit with No Indoor Fan --Air Source) | 4TXD2060A10NU** | ADP |  | H,TE86948+TD | 0 | 47000 | 15.2 | 8.5 | 46000 | 33200 | 72.17% | 1.8 | 0 | 10 |  |  |  |  | R-410A | 3.9167 | Residential & Commercial | USHP | Ducted CEE Tier 1
212396766 | Central HP <5.4 tons | TRANE | HRCU-A-C (Split System: Heat Pump with Remote Outdoor Unit with No Indoor Fan --Air Source) | 4TXD2060A10NU** | ADP |  | H,TE88960+TD | 0 | 53000 | 15.2 | 8.5 | 51000 | 37200 | 72.94% | 1.8 | 0 | 9.5 |  |  |  |  | R-410A | 4.4167 | Residential & Commercial | USHP
213281444 | Central HP <5.4 tons | BOSCH | HRCU-A-CB (Split System: Heat Pump with Remote Outdoor Unit-Air-Source) | BOVA-60HDN1-M20G | ADP |  | V48H175P159+AEFE4B* | 0 | 44500 | 18 | 9.05 | 45500 | 33200 | 72.97% | 1.92 | 0 | 11 |  |  |  |  | R-410A | 3.7083 | Residential & Commercial | USHP | Ducted CEE Tier 1
216488063 | Central HP <5.4 tons | CHAMPION HEATING AND COOLING | HRCU-A-CB (Split System: Heat Pump with Remote Outdoor Unit-Air-Source) | HH836E2S11 | ADP |  | A36VDA*+TXV | Z9ES080C20SMPS1 | 34200 | 18 | 8.5 | 30600 | 26000 | 84.97% | 2 | 0 | 11 |  |  |  |  | R-454B | 2.85 | Residential & Commercial | USHP | Ducted CEE Tier 1
216735446 | Central HP <5.4 tons | DAY & NIGHT | HRCU-A-CB (Split System: Heat Pump with Remote Outdoor Unit-Air-Source) | D5CUHAH24AAK |  |  | EA*5X37M21A* | *80CSU1002120A* | 23800 | 16.5 | 8.5 | 21400 | 18900 | 88.32% | 1.96 | 0 | 11 |  |  |  |  | R-454B | 1.9833 | Residential & Commercial | USHP | Ducted CEE Tier 1
216734451 | Central HP <5.4 tons | DAY & NIGHT | HRCU-A-CB (Split System: Heat Pump with Remote Outdoor Unit-Air-Source) | D5CUHAH24AAK |  |  | EA*5X36M17A* | *80VSL0901716B* | 22200 | 16.5 | 8.1 | 20800 | 18700 | 89.9% | 1.85 | 0 | 10.5 |  |  |  |  | R-454B | 1.85 | Residential & Commercial | USHP | Ducted CEE Tier 1
216734594 | Central HP <5.4 tons | DAY & NIGHT | HRCU-A-CB (Split System: Heat Pump with Remote Outdoor Unit-Air-Source) | D5CUHAH24AAK |  |  | EA*5X36M17A* | *92MSN0601412A* | 22600 | 15.5 | 8.5 | 21000 | 18800 | 89.52% | 1.98 | 0 | 11 |  |  |  |  | R-454B | 1.8833 | Residential & Commercial | USHP | Ducted CEE Tier 1
216734603 | Central HP <5.4 tons | DAY & NIGHT | HRCU-A-CB (Split System: Heat Pump with Remote Outdoor Unit-Air-Source) | D5CUHAH24AAK |  |  | EA*5X36M17A* | *92MSN0601714A* | 22400 | 16 | 8.1 | 20800 | 18700 | 89.9% | 1.9 | 0 | 10.5 |  |  |  |  | R-454B | 1.8667 | Residential & Commercial | USHP | Ducted CEE Tier 1
216734667 | Central HP <5.4 tons | DAY & NIGHT | HRCU-A-CB (Split System: Heat Pump with Remote Outdoor Unit-Air-Source) | D5CUHAH24AAK |  |  | EA*5X36M17A* | *96MSN0601716A* | 22200 | 15.5 | 8.1 | 20800 | 18700 | 89.9% | 1.85 | 0 | 10.5 |  |  |  |  | R-454B | 1.85 | Residential & Commercial | USHP | Ducted CEE Tier 1
216734735 | Central HP <5.4 tons | DAY & NIGHT | HRCU-A-CB (Split System: Heat Pump with Remote Outdoor Unit-Air-Source) | D5CUHAH24AAK |  |  | EA*5X36M17A* | *95MSU0401712A* | 22400 | 16 | 8.5 | 21000 | 18800 | 89.52% | 1.96 | 0 | 10.5 |  |  |  |  | R-454B | 1.8667 | Residential & Commercial | USHP | Ducted CEE Tier 1
216735003 | Central HP <5.4 tons | DAY & NIGHT | HRCU-A-CB (Split System: Heat Pump with Remote Outdoor Unit-Air-Source) | D5CUHAH24AAK |  |  | EA*5X37M17A* | *80MSU0401712A* | 22800 | 16.5 | 8.5 | 20600 | 18400 | 89.32% | 1.96 | 0 | 11 |  |  |  |  | R-454B | 1.9 | Residential & Commercial | USHP | Ducted CEE Tier 1
212361467 | Central HP <5.4 tons | BOSCH | HRCU-A-CB (Split System: Heat Pump with Remote Outdoor Unit-Air-Source) | BOVA-60HDN1-M20G | ADP |  | HE37960 | BGH96M080C4B | 42000 | 17 | 8.8 | 42500 | 31000 | 72.94% | 1.9 | 0 | 11.5 |  |  |  |  | R-410A | 3.5 | Residential & Commercial | USHP | Ducted CEE Tier 1
213771665 | Central HP <5.4 tons | CARRIER | HRCU-A-CB (Split System: Heat Pump with Remote Outdoor Unit-Air-Source) | 25VNA825A*031* |  |  | CAP**4821AL*+UI | 59TN6C100C21**22 | 24000 | 16.5 | 8.1 | 21000 | 16500 | 78.57% | 2.02 | 0 | 11 |  |  |  |  | R-410A | 2 | Residential & Commercial | USHP | Ducted CEE Tier 1
212361435 | Central HP <5.4 tons | BOSCH | HRCU-A-CB (Split System: Heat Pump with Remote Outdoor Unit-Air-Source) | BOVA-60HDN1-M20G | ADP |  | HE36(1,2)60+TXV | BGH96M100C5A | 44500 | 17 | 8.8 | 44500 | 32400 | 72.81% | 1.9 | 0 | 11.5 |  |  |  |  | R-410A | 3.7083 | Residential & Commercial | USHP | Ducted CEE Tier 1
215933950 | Central HP <5.4 tons | DAY & NIGHT | HRCU-A-CB (Split System: Heat Pump with Remote Outdoor Unit-Air-Source) | C5H3V36*K*AAA* |  |  | ESH5X60M12A*+WALLCON | *96CTN1202422B* | 34200 | 19.5 | 9 | 34200 | 26000 | 76.02% | 1.94 | 0 | 11.7 |  |  |  |  | R-454B | 2.85 | Residential & Commercial | USHP | Ducted CEE Tier 1
215935170 | Central HP <5.4 tons | DAY & NIGHT | HRCU-A-CB (Split System: Heat Pump with Remote Outdoor Unit-Air-Source) | C5H3V36*K*AAA* |  |  | EVM5X60M21A*+WALLCON | *80CSU1002120A* | 35600 | 21.5 | 8.5 | 38000 | 28800 | 75.79% | 2.02 | 0 | 12 |  |  |  |  | R-454B | 2.9667 | Residential & Commercial | USHP | Ducted CEE Tier 1
216800683 | Central HP <5.4 tons | BOSCH | HRCU-A-CB (Split System: Heat Pump with Remote Outdoor Unit-Air-Source) | BOVA-60RXB-M15S | ADP |  | HG84*60+TXV | BGH96M100C5C | 44500 | 16 | 8.5 | 45000 | 32600 | 72.44% | 1.85 | 0 | 10.5 |  |  |  |  | R-454B | 3.7083 | Residential & Commercial | USHP | Ducted CEE Tier 1
212614025 | Central HP <5.4 tons | MOOVAIR | HRCU-A-C (Split System: Heat Pump with Remote Outdoor Unit with No Indoor Fan --Air Source) | DMA18HOS20230E7 | ADP |  | HG21930+TD | 0 | 17700 | 16 | 8.85 | 17100 | 14600 | 85.38% | 2.06 | 0 | 11.5 |  |  |  |  | R-410A | 1.475 | Residential & Commercial | USHP | Ducted CEE Tier 1
214074420 | Central HP <5.4 tons | MOOVAIR | HRCU-A-C (Split System: Heat Pump with Remote Outdoor Unit with No Indoor Fan --Air Source) | DMA18HOS20230E7 | ADP |  | HG21(1,2)24+TXV+TD | 0 | 17700 | 16 | 8.85 | 17100 | 14600 | 85.38% | 2.06 | 0 | 11.5 |  |  |  |  | R-410A | 1.475 | Residential & Commercial | USHP | Ducted CEE Tier 1
216766857 | Central HP <5.4 tons | TRANE | HRCU-A-CB (Split System: Heat Pump with Remote Outdoor Unit-Air-Source) | 5TWX7024A1 |  |  | 5TXCB004AS3 | S8V2B080M4PDB | 23200 | 17 | 8.7 | 21800 | 17200 | 78.9% | 2 | 0 | 12 |  |  |  |  | R-454B | 1.9333 | Residential & Commercial | USHP | Ducted CEE Tier 1
213368020 | Central HP <5.4 tons | Dettson | HRCU-A-C (Split System: Heat Pump with Remote Outdoor Unit with No Indoor Fan --Air Source) | EVD-18-O | ADP |  | HG21924+TD | 0 | 17700 | 16 | 8.85 | 17100 | 14600 | 85.38% | 2.06 | 0 | 11.5 |  |  |  |  | R-410A | 1.475 | Residential & Commercial | USHP | Ducted CEE Tier 1
212626179 | Central HP <5.4 tons | COLEMAN | HRCU-A-CB (Split System: Heat Pump with Remote Outdoor Unit-Air-Source) | HMH72B341 | ASPEN |  | D(A,C,E)48B26+TDR | TM9Y100C16MP11 | 31600 | 18 | 8.1 | 33600 | 28200 | 83.93% | 2.63 | 0 | 10 |  |  |  |  | R-410A | 2.6333 | Residential & Commercial | USHP | Ducted CEE Tier 1
212626211 | Central HP <5.4 tons | COLEMAN | HRCU-A-CB (Split System: Heat Pump with Remote Outdoor Unit-Air-Source) | HMH72B341 | ASPEN |  | C(A,C,D,E)48A36+TDR | TM9Y100C16MP11 | 32800 | 18 | 8.1 | 33600 | 28200 | 83.93% | 2.62 | 0 | 10 |  |  |  |  | R-410A | 2.7333 | Residential & Commercial | USHP | Ducted CEE Tier 1
212626212 | Central HP <5.4 tons | COLEMAN | HRCU-A-CB (Split System: Heat Pump with Remote Outdoor Unit-Air-Source) | HMH72B341 | ASPEN |  | D(A,C,E)36A36+TDR | TM9Y100C16MP11 | 32800 | 18 | 8.1 | 33600 | 28200 | 83.93% | 2.62 | 0 | 10 |  |  |  |  | R-410A | 2.7333 | Residential & Commercial | USHP | Ducted CEE Tier 1
212626345 | Central HP <5.4 tons | COLEMAN | HRCU-A-CB (Split System: Heat Pump with Remote Outdoor Unit-Air-Source) | HMH72B341 | ASPEN |  | C(A,C,D,E)42A36+TDR | TM9V080C16MP12 | 31800 | 17.5 | 8.3 | 33600 | 27600 | 82.14% | 2.63 | 0 | 9.9 |  |  |  |  | R-410A | 2.65 | Residential & Commercial | USHP
212626915 | Central HP <5.4 tons | COLEMAN | HRCU-A-CB (Split System: Heat Pump with Remote Outdoor Unit-Air-Source) | HMH72B341 | ASPEN |  | D(A,C,E)36D26+TDR | TM8E100B12MP11 | 30400 | 17.5 | 8.5 | 33800 | 27400 | 81.07% | 2.64 | 0 | 9 |  |  |  |  | R-410A | 2.5333 | Residential & Commercial | USHP
212626917 | Central HP <5.4 tons | COLEMAN | HRCU-A-CB (Split System: Heat Pump with Remote Outdoor Unit-Air-Source) | HMH72B341 | ASPEN |  | D(A,C,E)42A46+TDR | TM8E100B12MP11 | 32600 | 18 | 8.5 | 33800 | 27400 | 81.07% | 2.64 | 0 | 10 |  |  |  |  | R-410A | 2.7167 | Residential & Commercial | USHP | Ducted CEE Tier 1
212626947 | Central HP <5.4 tons | COLEMAN | HRCU-A-CB (Split System: Heat Pump with Remote Outdoor Unit-Air-Source) | HMH72B341 | ASPEN |  | D(A,C,E)48C26+TDR | TMLE060A12MP11 | 30800 | 17.7 | 8.1 | 33800 | 27400 | 81.07% | 2.44 | 0 | 9 |  |  |  |  | R-410A | 2.5667 | Residential & Commercial | USHP
212626964 | Central HP <5.4 tons | COLEMAN | HRCU-A-CB (Split System: Heat Pump with Remote Outdoor Unit-Air-Source) | HMH72B341 | ASPEN |  | D(A,C,E)42B36+TDR | TMLE100B12MP11 | 32600 | 18 | 8.1 | 33800 | 27400 | 81.07% | 2.44 | 0 | 10 |  |  |  |  | R-410A | 2.7167 | Residential & Commercial | USHP | Ducted CEE Tier 1
212627641 | Central HP <5.4 tons | COLEMAN | HRCU-A-CB (Split System: Heat Pump with Remote Outdoor Unit-Air-Source) | HMH72B341 | ASPEN |  | C(A,C,D,E)42B36+TDR | TL8E080C16UH11 | 32200 | 17.5 | 8.4 | 34000 | 27800 | 81.76% | 2.66 | 0 | 9.9 |  |  |  |  | R-410A | 2.6833 | Residential & Commercial | USHP
212627643 | Central HP <5.4 tons | COLEMAN | HRCU-A-CB (Split System: Heat Pump with Remote Outdoor Unit-Air-Source) | HMH72B341 | ASPEN |  | D(A,C,E)48A36+TDR | TL8E080C16UH11 | 32200 | 17.5 | 8.4 | 34000 | 27800 | 81.76% | 2.66 | 0 | 9.9 |  |  |  |  | R-410A | 2.6833 | Residential & Commercial | USHP
212627694 | Central HP <5.4 tons | COLEMAN | HRCU-A-CB (Split System: Heat Pump with Remote Outdoor Unit-Air-Source) | HMH72B341 | ASPEN |  | C(A,C,D,E)36B26+TDR | CPLC080C16MP13 | 29200 | 16.7 | 8.1 | 33800 | 27400 | 81.07% | 2.47 | 0 | 9.4 |  |  |  |  | R-410A | 2.4333 | Residential & Commercial | USHP
204802864 | Central HP <5.4 tons | BOSCH | HRCU-A-CB (Split System: Heat Pump with Remote Outdoor Unit-Air-Source) | BOVA-60HDN1-M20G | ADP |  | F,PE*TT1948 | 0 | 46500 | 17 | 9.45 | 46000 | 33200 | 72.17% | 2 | 13.5 | 11.7 |  |  |  |  | R-410A | 3.875 | Residential & Commercial | USHP | Ducted CEE Tier 1
212361595 | Central HP <5.4 tons | BOSCH | HRCU-A-CB (Split System: Heat Pump with Remote Outdoor Unit-Air-Source) | BOVA-60HDN1-M20G | ADP |  | HE48(1,2)60+TXV | BGH96M120D5A | 45500 | 17 | 9 | 45000 | 33000 | 73.33% | 1.9 | 0 | 11.7 |  |  |  |  | R-410A | 3.7917 | Residential & Commercial | USHP | Ducted CEE Tier 1
212614020 | Central HP <5.4 tons | MOOVAIR | HRCU-A-C (Split System: Heat Pump with Remote Outdoor Unit with No Indoor Fan --Air Source) | DMA36HOS20230E7 | ADP |  | HG8J936+TD | 0 | 34600 | 15.2 | 9.8 | 37400 | 31600 | 84.49% | 1.96 | 0 | 9.5 |  |  |  |  | R-410A | 2.8833 | Residential & Commercial | USHP
215487363 | Central HP <5.4 tons | DAIKIN | HRCU-A-CB (Split System: Heat Pump with Remote Outdoor Unit-Air-Source) | DH7VSA2410A* |  |  | CA*EA3022*3A* | D*80VC0603B*A* | 23200 | 19 | 8.6 | 23200 | 17000 | 73.28% | 2 | 0 | 11 |  |  |  |  | R-32 | 1.9333 | Residential & Commercial | USHP | Ducted CEE Tier 1
215487379 | Central HP <5.4 tons | DAIKIN | HRCU-A-CB (Split System: Heat Pump with Remote Outdoor Unit-Air-Source) | DH7VSA2410A* |  |  | CA*EA3626*3A* | D*96VC0403BNA* | 23200 | 19 | 8.6 | 23200 | 17000 | 73.28% | 2 | 0 | 11 |  |  |  |  | R-32 | 1.9333 | Residential & Commercial | USHP | Ducted CEE Tier 1
213369675 | Central HP <5.4 tons | MOOVAIR | HRCU-A-C (Split System: Heat Pump with Remote Outdoor Unit with No Indoor Fan --Air Source) | DMA18HOS20230E7 | ADP |  | *G21918+TD | 0 | 17700 | 16 | 8.85 | 17100 | 14600 | 85.38% | 2.06 | 0 | 11.5 |  |  |  |  | R-410A | 1.475 | Residential & Commercial | USHP | Ducted CEE Tier 1
213369677 | Central HP <5.4 tons | MOOVAIR | HRCU-A-C (Split System: Heat Pump with Remote Outdoor Unit with No Indoor Fan --Air Source) | DMA18HOS20230E7 | ADP |  | *G21930+TD | 0 | 17700 | 16 | 8.85 | 17100 | 14600 | 85.38% | 2.06 | 0 | 11.5 |  |  |  |  | R-410A | 1.475 | Residential & Commercial | USHP | Ducted CEE Tier 1
212626966 | Central HP <5.4 tons | COLEMAN | HRCU-A-CB (Split System: Heat Pump with Remote Outdoor Unit-Air-Source) | HMH72B341 | ASPEN |  | D(A,C,E)42C36+TDR | TMLE100B12MP11 | 33000 | 18 | 8.1 | 33800 | 27400 | 81.07% | 2.44 | 0 | 10 |  |  |  |  | R-410A | 2.75 | Residential & Commercial | USHP | Ducted CEE Tier 1
212626981 | Central HP <5.4 tons | COLEMAN | HRCU-A-CB (Split System: Heat Pump with Remote Outdoor Unit-Air-Source) | HMH72B341 | ASPEN |  | D(A,C,E)36B36+TDR | TM8Y100C20MP11 | 33600 | 18 | 8.2 | 33800 | 30000 | 88.76% | 2.76 | 0 | 9.5 |  |  |  |  | R-410A | 2.8 | Residential & Commercial | USHP
212627016 | Central HP <5.4 tons | COLEMAN | HRCU-A-CB (Split System: Heat Pump with Remote Outdoor Unit-Air-Source) | HMH72B341 | ASPEN |  | C(A,C,D,E)36C36+TDR | TL9E100C20UH11 | 33400 | 17 | 8.3 | 33800 | 29200 | 86.39% | 2.78 | 0 | 10 |  |  |  |  | R-410A | 2.7833 | Residential & Commercial | USHP | Ducted CEE Tier 1
212627032 | Central HP <5.4 tons | COLEMAN | HRCU-A-CB (Split System: Heat Pump with Remote Outdoor Unit-Air-Source) | HMH72B341 | ASPEN |  | C(A,C,D,E)36B36+TDR | CP9C080C16MP13 | 32200 | 17.5 | 8.1 | 33800 | 27400 | 81.07% | 2.45 | 0 | 9.9 |  |  |  |  | R-410A | 2.6833 | Residential & Commercial | USHP
212627081 | Central HP <5.4 tons | COLEMAN | HRCU-A-CB (Split System: Heat Pump with Remote Outdoor Unit-Air-Source) | HMH72B341 | ASPEN |  | C(A,C,D,E)48C26+TDR | TP9C080C16MP13 | 30800 | 17.2 | 8.1 | 33800 | 27400 | 81.07% | 2.45 | 0 | 9 |  |  |  |  | R-410A | 2.5667 | Residential & Commercial | USHP
212627082 | Central HP <5.4 tons | COLEMAN | HRCU-A-CB (Split System: Heat Pump with Remote Outdoor Unit-Air-Source) | HMH72B341 | ASPEN |  | D(A,C,E)36A46+TDR | TP9C080C16MP13 | 32000 | 17.5 | 8.1 | 33800 | 27400 | 81.07% | 2.45 | 0 | 9.9 |  |  |  |  | R-410A | 2.6667 | Residential & Commercial | USHP
212627098 | Central HP <5.4 tons | COLEMAN | HRCU-A-CB (Split System: Heat Pump with Remote Outdoor Unit-Air-Source) | HMH72B341 | ASPEN |  | D(A,C,E)48D36+TDR | TP9C080C16MP13 | 33600 | 17.5 | 8.1 | 33800 | 27400 | 81.07% | 2.45 | 0 | 10 |  |  |  |  | R-410A | 2.8 | Residential & Commercial | USHP | Ducted CEE Tier 1
212626365 | Central HP <5.4 tons | COLEMAN | HRCU-A-CB (Split System: Heat Pump with Remote Outdoor Unit-Air-Source) | HMH72B341 | ASPEN |  | D(A,C,E)48A36+TDR | TM9E100C16MP12 | 32400 | 18 | 8.4 | 33600 | 27200 | 80.95% | 2.64 | 0 | 9.9 |  |  |  |  | R-410A | 2.7 | Residential & Commercial | USHP
212626850 | Central HP <5.4 tons | COLEMAN | HRCU-A-CB (Split System: Heat Pump with Remote Outdoor Unit-Air-Source) | HMH72B341 | ASPEN |  | D(A,C,E)48B36+TDR | TM9E080B12MP12 | 32800 | 17.5 | 8.5 | 33800 | 27400 | 81.07% | 2.65 | 0 | 10 |  |  |  |  | R-410A | 2.7333 | Residential & Commercial | USHP | Ducted CEE Tier 1
212626865 | Central HP <5.4 tons | COLEMAN | HRCU-A-CB (Split System: Heat Pump with Remote Outdoor Unit-Air-Source) | HMH72B341 | ASPEN |  | D(A,C,E)36B36+TDR | TL9E100C20UH11 | 33400 | 17 | 8.2 | 33800 | 28800 | 85.21% | 2.73 | 0 | 10 |  |  |  |  | R-410A | 2.7833 | Residential & Commercial | USHP | Ducted CEE Tier 1
212626881 | Central HP <5.4 tons | COLEMAN | HRCU-A-CB (Split System: Heat Pump with Remote Outdoor Unit-Air-Source) | HMH72B341 | ASPEN |  | D(A,C,E)48A36+TDR | TM9Y100C20MP11 | 32200 | 15.5 | 8.1 | 33800 | 27400 | 81.07% | 2.38 | 0 | 9.4 |  |  |  |  | R-410A | 2.6833 | Residential & Commercial | USHP
216735295 | Central HP <5.4 tons | DAY & NIGHT | HRCU-A-CB (Split System: Heat Pump with Remote Outdoor Unit-Air-Source) | D5CUHAH24AAK |  |  | EA*5X37M17A* | *96CTN0601714B* | 23000 | 16.5 | 8.5 | 20800 | 18500 | 88.94% | 1.96 | 0 | 11 |  |  |  |  | R-454B | 1.9167 | Residential & Commercial | USHP | Ducted CEE Tier 1
216735145 | Central HP <5.4 tons | DAY & NIGHT | HRCU-A-CB (Split System: Heat Pump with Remote Outdoor Unit-Air-Source) | D5CUHAH24AAK |  |  | EA*5X37M17A* | *92MSN0601714A* | 22800 | 16 | 8.5 | 20600 | 18400 | 89.32% | 1.96 | 0 | 11 |  |  |  |  | R-454B | 1.9 | Residential & Commercial | USHP | Ducted CEE Tier 1
213752462 | Central HP <5.4 tons | CARRIER | HRCU-A-CB (Split System: Heat Pump with Remote Outdoor Unit-Air-Source) | 38MURAQ24AA3* | ASPEN |  | D(A,C,E)30C44+TDR | 59SC6A060M14**12 | 23200 | 16 | 8.1 | 24400 | 22200 | 90.98% | 2.9 | 0 | 9.4 |  |  |  |  | R-410A | 1.9333 | Residential & Commercial | USHP
213369676 | Central HP <5.4 tons | MOOVAIR | HRCU-A-C (Split System: Heat Pump with Remote Outdoor Unit with No Indoor Fan --Air Source) | DMA18HOS20230E7 | ADP |  | *G21924+TD | 0 | 17700 | 16 | 8.85 | 17100 | 14600 | 85.38% | 2.06 | 0 | 11.5 |  |  |  |  | R-410A | 1.475 | Residential & Commercial | USHP | Ducted CEE Tier 1
212614024 | Central HP <5.4 tons | MOOVAIR | HRCU-A-C (Split System: Heat Pump with Remote Outdoor Unit with No Indoor Fan --Air Source) | DMA18HOS20230E7 | ADP |  | HG21924+TD | 0 | 17700 | 16 | 8.85 | 17100 | 14600 | 85.38% | 2.06 | 0 | 11.5 |  |  |  |  | R-410A | 1.475 | Residential & Commercial | USHP | Ducted CEE Tier 1
208106494 | Central HP <5.4 tons | BOSCH | HRCU-A-CB (Split System: Heat Pump with Remote Outdoor Unit-Air-Source) | BOVA-60HDN1-M20G | ADP |  | PL60H210P199 | BGH96M080C4A | 42500 | 17 | 8.8 | 42500 | 31000 | 72.94% | 1.9 | 12 | 11.7 |  |  |  |  | R-410A | 3.5417 | Residential & Commercial | USHP | Ducted CEE Tier 1
216680862 | Central HP <5.4 tons | CARRIER | HRCU-A-CB (Split System: Heat Pump with Remote Outdoor Unit-Air-Source) | 38MURAQ18AB3* |  |  | CAP**3017AL* | 59TP7A080V17**16 | 17400 | 16 | 8.5 | 17900 | 18300 | 102.2% | 2.14 | 0 | 10.5 |  |  |  |  | R-410A | 1.45 | Residential & Commercial | USHP | Ducted CEE Tier 1
216990644 | Central HP <5.4 tons | BRYANT HEATING AND COOLING SYSTEMS | HRCU-A-CB (Split System: Heat Pump with Remote Outdoor Unit-Air-Source) | 293VAN048**AA* | ADP |  | PL48H210P75*+TXV | 88*TB60090C21*** | 44000 | 21 | 9.5 | 46000 | 35800 | 77.83% | 1.92 | 0 | 11 |  |  |  |  | R-454B | 3.6667 | Residential & Commercial | USHP | Ducted CEE Tier 1
215224765 | Central HP <5.4 tons | CARRIER | HRCU-A-CB (Split System: Heat Pump with Remote Outdoor Unit-Air-Source) | 25VNA448A*031* | ADP |  | H,PG49960 | 59MN7C080C21**20 | 44500 | 21 | 9 | 44500 | 36000 | 80.9% | 2.26 | 0 | 12 |  |  |  |  | R-410A | 3.7083 | Residential & Commercial | USHP | Ducted CEE Tier 1
212626381 | Central HP <5.4 tons | COLEMAN | HRCU-A-CB (Split System: Heat Pump with Remote Outdoor Unit-Air-Source) | HMH72B341 | ASPEN |  | C(A,C,D,E)36B26+TDR | TM9E100C16MP12 | 29400 | 17.2 | 8.5 | 33600 | 27200 | 80.95% | 2.66 | 0 | 9.4 |  |  |  |  | R-410A | 2.45 | Residential & Commercial | USHP
212626396 | Central HP <5.4 tons | COLEMAN | HRCU-A-CB (Split System: Heat Pump with Remote Outdoor Unit-Air-Source) | HMH72B341 | ASPEN |  | D(A,C,E)42D26+TDR | TM9E100C16MP12 | 30800 | 17.7 | 8.5 | 33600 | 27200 | 80.95% | 2.66 | 0 | 9 |  |  |  |  | R-410A | 2.5667 | Residential & Commercial | USHP
212626563 | Central HP <5.4 tons | COLEMAN | HRCU-A-CB (Split System: Heat Pump with Remote Outdoor Unit-Air-Source) | HMH72B341 | ASPEN |  | D(A,C,E)36B36+TDR | TM9Y100C16MP11 | 32800 | 18 | 8.2 | 33800 | 28200 | 83.43% | 2.66 | 0 | 10 |  |  |  |  | R-410A | 2.7333 | Residential & Commercial | USHP | Ducted CEE Tier 1
212626599 | Central HP <5.4 tons | COLEMAN | HRCU-A-CB (Split System: Heat Pump with Remote Outdoor Unit-Air-Source) | HMH72B341 | ASPEN |  | C(A,C,D,E)36A46+TDR | TM8E080C16MP11 | 33000 | 18 | 8.2 | 33800 | 28200 | 83.43% | 2.68 | 0 | 10 |  |  |  |  | R-410A | 2.75 | Residential & Commercial | USHP | Ducted CEE Tier 1
212626681 | Central HP <5.4 tons | COLEMAN | HRCU-A-CB (Split System: Heat Pump with Remote Outdoor Unit-Air-Source) | HMH72B341 | ASPEN |  | D(A,C,E)42A36+TDR | TM8E080B12MP11 | 31800 | 17.9 | 8.3 | 33800 | 28200 | 83.43% | 2.59 | 0 | 9.4 |  |  |  |  | R-410A | 2.65 | Residential & Commercial | USHP
212626863 | Central HP <5.4 tons | COLEMAN | HRCU-A-CB (Split System: Heat Pump with Remote Outdoor Unit-Air-Source) | HMH72B341 | ASPEN |  | C(A,C,D,E)36B36+TDR | TL9E100C20UH11 | 33400 | 17 | 8.2 | 33800 | 28800 | 85.21% | 2.73 | 0 | 10 |  |  |  |  | R-410A | 2.7833 | Residential & Commercial | USHP | Ducted CEE Tier 1
212626882 | Central HP <5.4 tons | COLEMAN | HRCU-A-CB (Split System: Heat Pump with Remote Outdoor Unit-Air-Source) | HMH72B341 | ASPEN |  | C(A,C,D,E)36A46+TDR | TM8E060A12MP11 | 32200 | 18 | 8.1 | 33800 | 27400 | 81.07% | 2.44 | 0 | 9.9 |  |  |  |  | R-410A | 2.6833 | Residential & Commercial | USHP
215934660 | Central HP <5.4 tons | DAY & NIGHT | HRCU-A-CB (Split System: Heat Pump with Remote Outdoor Unit-Air-Source) | C5H3V36*K*AAA* |  |  | EVM5X30M17A*+WALLCON | *96CTN0601714B* | 34000 | 20 | 8.1 | 38000 | 27200 | 71.58% | 2 | 0 | 11 |  |  |  |  | R-454B | 2.8333 | Residential & Commercial | USHP | Ducted CEE Tier 1
215934910 | Central HP <5.4 tons | DAY & NIGHT | HRCU-A-CB (Split System: Heat Pump with Remote Outdoor Unit-Air-Source) | C5H3V36*K*AAA* |  |  | EVM5X44M21A*+WALLCON | *97CMN0801714B* | 35400 | 21.5 | 8.5 | 38500 | 29000 | 75.32% | 2.02 | 0 | 12 |  |  |  |  | R-454B | 2.95 | Residential & Commercial | USHP | Ducted CEE Tier 1
215588437 | Central HP <5.4 tons | CARRIER | HRCU-A-CB (Split System: Heat Pump with Remote Outdoor Unit-Air-Source) | 27VNA154A*030* |  |  | CAA**6121AM*+UI | 58CU*B060C17**16 | 49500 | 19 | 10 | 52000 | 51500 | 99.04% | 2 | 0 | 12 |  |  |  |  | R-454B | 4.125 | Residential & Commercial | USHP | Ducted CEE Tier 1
215588451 | Central HP <5.4 tons | CARRIER | HRCU-A-CB (Split System: Heat Pump with Remote Outdoor Unit-Air-Source) | 27VNA154A*030* |  |  | CSAH*6012AM*+UI | 58CU*B060C17**16 | 49500 | 18.5 | 10 | 51500 | 50500 | 98.06% | 2 | 0 | 11.5 |  |  |  |  | R-454B | 4.125 | Residential & Commercial | USHP | Ducted CEE Tier 1
215588519 | Central HP <5.4 tons | CARRIER | HRCU-A-CB (Split System: Heat Pump with Remote Outdoor Unit-Air-Source) | 27VNA154A*030* |  |  | CVAVA4924XMA*+UI | 59TN7A080C21**20 | 51500 | 19 | 8.1 | 53000 | 46500 | 87.74% | 1.85 | 0 | 11.5 |  |  |  |  | R-454B | 4.2917 | Residential & Commercial | USHP | Ducted CEE Tier 1
215588553 | Central HP <5.4 tons | CARRIER | HRCU-A-CB (Split System: Heat Pump with Remote Outdoor Unit-Air-Source) | 27VNA154A*030* |  |  | CVAVA6124XMA*+UI | 58CU*B100C21**20 | 53000 | 19.5 | 8.1 | 53000 | 46000 | 86.79% | 1.85 | 0 | 12 |  |  |  |  | R-454B | 4.4167 | Residential & Commercial | USHP | Ducted CEE Tier 1
214779006 | Central HP <5.4 tons | ECOER | HRCU-A-CB (Split System: Heat Pump with Remote Outdoor Unit-Air-Source) | EODA19H-4860AA* | ADP |  | HG88960+AEFE5* | 0 | 53000 | 18 | 9.5 | 53000 | 38000 | 71.7% | 1.9 | 0 | 11.5 |  |  |  |  | R-410A | 4.4167 | Residential & Commercial | USHP | Ducted CEE Tier 1
212626897 | Central HP <5.4 tons | COLEMAN | HRCU-A-CB (Split System: Heat Pump with Remote Outdoor Unit-Air-Source) | HMH72B341 | ASPEN |  | D(A,C,E)42C36+TDR | TM8E060A12MP11 | 33000 | 18 | 8.1 | 33800 | 27400 | 81.07% | 2.44 | 0 | 10 |  |  |  |  | R-410A | 2.75 | Residential & Commercial | USHP | Ducted CEE Tier 1
212626899 | Central HP <5.4 tons | COLEMAN | HRCU-A-CB (Split System: Heat Pump with Remote Outdoor Unit-Air-Source) | HMH72B341 | ASPEN |  | D(A,C,E)42D36+TDR | TM8E060A12MP11 | 33200 | 18 | 8.1 | 33800 | 27400 | 81.07% | 2.44 | 0 | 10 |  |  |  |  | R-410A | 2.7667 | Residential & Commercial | USHP | Ducted CEE Tier 1
216734805 | Central HP <5.4 tons | DAY & NIGHT | HRCU-A-CB (Split System: Heat Pump with Remote Outdoor Unit-Air-Source) | D5CUHAH24AAK |  |  | EA*5X36M17A* | *96VTN0601412B* | 22200 | 16 | 8.1 | 20800 | 18700 | 89.9% | 1.85 | 0 | 10.5 |  |  |  |  | R-454B | 1.85 | Residential & Commercial | USHP | Ducted CEE Tier 1
216498593 | Central HP <5.4 tons | BOSCH | HRCU-A-CB (Split System: Heat Pump with Remote Outdoor Unit-Air-Source) | BOVD-36HDN1-M20G | ADP |  | PL36H175P149 | BGH96M060B3B | 23800 | 18 | 9 | 22400 | 17000 | 75.89% | 1.9 | 0 | 12 |  |  |  |  | R-410A | 1.9833 | Residential & Commercial | USHP | Ducted CEE Tier 1
212627758 | Central HP <5.4 tons | COLEMAN | HRCU-A-CB (Split System: Heat Pump with Remote Outdoor Unit-Air-Source) | HMH72B341 | ASPEN |  | D(A,C,E)48B36+TDR | TM8V080C16MP12 | 32600 | 17.5 | 8.5 | 34000 | 27400 | 80.59% | 2.67 | 0 | 10 |  |  |  |  | R-410A | 2.7167 | Residential & Commercial | USHP | Ducted CEE Tier 1
212627791 | Central HP <5.4 tons | COLEMAN | HRCU-A-CB (Split System: Heat Pump with Remote Outdoor Unit-Air-Source) | HMH72B341 | ASPEN |  | C(A,C,D,E)36B36+TDR | TMLV100C16MP12 | 32000 | 17.5 | 8.1 | 33800 | 27400 | 81.07% | 2.47 | 0 | 9.9 |  |  |  |  | R-410A | 2.6667 | Residential & Commercial | USHP
212627808 | Central HP <5.4 tons | COLEMAN | HRCU-A-CB (Split System: Heat Pump with Remote Outdoor Unit-Air-Source) | HMH72B341 | ASPEN |  | D(A,C,E)48C26+TDR | TMLV100C16MP12 | 30600 | 17.2 | 8.1 | 33800 | 27400 | 81.07% | 2.47 | 0 | 9.6 |  |  |  |  | R-410A | 2.55 | Residential & Commercial | USHP
212627809 | Central HP <5.4 tons | COLEMAN | HRCU-A-CB (Split System: Heat Pump with Remote Outdoor Unit-Air-Source) | HMH72B341 | ASPEN |  | D(A,C,E)48C36+TDR | TMLV100C16MP12 | 33200 | 17.5 | 8.1 | 33800 | 27400 | 81.07% | 2.47 | 0 | 10 |  |  |  |  | R-410A | 2.7667 | Residential & Commercial | USHP | Ducted CEE Tier 1
212627841 | Central HP <5.4 tons | COLEMAN | HRCU-A-CB (Split System: Heat Pump with Remote Outdoor Unit-Air-Source) | HMH72B341 | ASPEN |  | C(A,C,D,E)48C26+TDR | TPLC100C16MP13 | 30600 | 17.2 | 8.1 | 33800 | 27400 | 81.07% | 2.47 | 0 | 9.6 |  |  |  |  | R-410A | 2.55 | Residential & Commercial | USHP
212627843 | Central HP <5.4 tons | COLEMAN | HRCU-A-CB (Split System: Heat Pump with Remote Outdoor Unit-Air-Source) | HMH72B341 | ASPEN |  | D(A,C,E)36B36+TDR | TPLC100C16MP13 | 32000 | 17.5 | 8.1 | 33800 | 27400 | 81.07% | 2.47 | 0 | 9.9 |  |  |  |  | R-410A | 2.6667 | Residential & Commercial | USHP
215675345 | Central HP <5.4 tons | HEIL | HRCU-A-CB (Split System: Heat Pump with Remote Outdoor Unit-Air-Source) | H5H0V48*K*AAA* |  |  | FCMA5B60L0D*+WALLCON | 0 | 46500 | 19.5 | 9.5 | 47000 | 33000 | 70.21% | 2.2 | 0 | 10.5 |  |  |  |  | R-454B | 3.875 | Residential & Commercial | USHP | Ducted CEE Tier 1
216011839 | Central HP <5.4 tons | COLEMAN | HRCU-A-CB (Split System: Heat Pump with Remote Outdoor Unit-Air-Source) | HMH72B341 | ADP |  | H,YE35936 | CP9C060B12MP13 | 33800 | 17 | 8.5 | 31800 | 23400 | 73.58% | 2.04 | 0 | 9.5 |  |  |  |  | R-410A | 2.8167 | Residential & Commercial | USHP
213752601 | Central HP <5.4 tons | CARRIER | HRCU-A-CB (Split System: Heat Pump with Remote Outdoor Unit-Air-Source) | 38MURAQ24AA3* | ASPEN |  | D(A,C,E)30B34+TDR | 59TP6C080V21**20 | 23800 | 16 | 8.5 | 25000 | 22400 | 89.6% | 2.92 | 0 | 9 |  |  |  |  | R-410A | 1.9833 | Residential & Commercial | USHP
216735237 | Central HP <5.4 tons | DAY & NIGHT | HRCU-A-CB (Split System: Heat Pump with Remote Outdoor Unit-Air-Source) | D5CUHAH24AAK |  |  | EA*5X37M17A* | *96VSN0601412B* | 22600 | 16 | 8.5 | 20600 | 18400 | 89.32% | 1.96 | 0 | 11 |  |  |  |  | R-454B | 1.8833 | Residential & Commercial | USHP | Ducted CEE Tier 1
216735335 | Central HP <5.4 tons | DAY & NIGHT | HRCU-A-CB (Split System: Heat Pump with Remote Outdoor Unit-Air-Source) | D5CUHAH24AAK |  |  | EA*5X37M17A* | *96VTN0601412B* | 22600 | 16 | 8.5 | 20600 | 18400 | 89.32% | 1.96 | 0 | 11 |  |  |  |  | R-454B | 1.8833 | Residential & Commercial | USHP | Ducted CEE Tier 1
216736682 | Central HP <5.4 tons | DAY & NIGHT | HRCU-A-CB (Split System: Heat Pump with Remote Outdoor Unit-Air-Source) | D5CUHAH24AAK |  |  | ESH5X24M12A* | *96VSN0601412B* | 22400 | 15.2 | 8.1 | 21200 | 19100 | 90.09% | 1.9 | 0 | 10.5 |  |  |  |  | R-454B | 1.8667 | Residential & Commercial | USHP | Ducted CEE Tier 1
215224768 | Central HP <5.4 tons | CARRIER | HRCU-A-CB (Split System: Heat Pump with Remote Outdoor Unit-Air-Source) | 25VNA448A*031* | ADP |  | H,PG48960 | 59MN7C120C24**22 | 44500 | 21 | 9.5 | 44000 | 35800 | 81.36% | 2.34 | 0 | 12 |  |  |  |  | R-410A | 3.7083 | Residential & Commercial | USHP | Ducted CEE Tier 1
212624056 | Central HP <5.4 tons | COLEMAN | HRCU-A-CB (Split System: Heat Pump with Remote Outdoor Unit-Air-Source) | HMH72B341 | ASPEN |  | C(A,C,D,E)42C24+TDR | CPLC060A12MP13 | 31600 | 17.5 | 8.1 | 33400 | 28800 | 86.23% | 2.49 | 0 | 9.5 |  |  |  |  | R-410A | 2.6333 | Residential & Commercial | USHP
213258308 | Central HP <5.4 tons | KEEPRITE | HRCU-A-CB (Split System: Heat Pump with Remote Outdoor Unit-Air-Source) | DLCURAH24ABK | ADP |  | H,GG31930 | *96VSN0601412A* | 22800 | 16 | 8.5 | 24800 | 25200 | 101.6% | 2.14 | 0 | 9.5 |  |  |  |  | R-410A | 1.9 | Residential & Commercial | USHP
213258340 | Central HP <5.4 tons | KEEPRITE | HRCU-A-CB (Split System: Heat Pump with Remote Outdoor Unit-Air-Source) | DLCURAH24ABK | ADP |  | H,GG34936 | *96VTN0401410A* | 23200 | 16 | 8.5 | 24200 | 23800 | 98.35% | 2.02 | 0 | 10 |  |  |  |  | R-410A | 1.9333 | Residential & Commercial | USHP | Ducted CEE Tier 1
213258367 | Central HP <5.4 tons | KEEPRITE | HRCU-A-CB (Split System: Heat Pump with Remote Outdoor Unit-Air-Source) | DLCURAH24ABK | ADP |  | H,GG34936 | *96VTN0601714A* | 24000 | 16 | 8.5 | 24400 | 22400 | 91.8% | 1.88 | 0 | 10 |  |  |  |  | R-410A | 2 | Residential & Commercial | USHP | Ducted CEE Tier 1
213258381 | Central HP <5.4 tons | KEEPRITE | HRCU-A-CB (Split System: Heat Pump with Remote Outdoor Unit-Air-Source) | DLCURAH24ABK | ADP |  | H,GG34936 | *96VTN1002120A* | 24000 | 17 | 8.5 | 24400 | 22400 | 91.8% | 1.9 | 0 | 10 |  |  |  |  | R-410A | 2 | Residential & Commercial | USHP | Ducted CEE Tier 1
213258951 | Central HP <5.4 tons | KEEPRITE | HRCU-A-CB (Split System: Heat Pump with Remote Outdoor Unit-Air-Source) | DLCURAH24ABK | ADP |  | H,GE7J936 | *96VTN0601714A* | 23600 | 16 | 8.5 | 25200 | 24000 | 95.24% | 2.02 | 0 | 10 |  |  |  |  | R-410A | 1.9667 | Residential & Commercial | USHP | Ducted CEE Tier 1
212624108 | Central HP <5.4 tons | COLEMAN | HRCU-A-CB (Split System: Heat Pump with Remote Outdoor Unit-Air-Source) | HMH72B341 | ASPEN |  | C(A,C,D,E)36D24+TDR | TMLV060A12MP12 | 31600 | 17.5 | 8.1 | 33400 | 28800 | 86.23% | 2.49 | 0 | 9.5 |  |  |  |  | R-410A | 2.6333 | Residential & Commercial | USHP
212624109 | Central HP <5.4 tons | COLEMAN | HRCU-A-CB (Split System: Heat Pump with Remote Outdoor Unit-Air-Source) | HMH72B341 | ASPEN |  | C(A,C,D,E)42C24+TDR | TMLV060A12MP12 | 31600 | 17.5 | 8.1 | 33400 | 28800 | 86.23% | 2.49 | 0 | 9.5 |  |  |  |  | R-410A | 2.6333 | Residential & Commercial | USHP
212624123 | Central HP <5.4 tons | COLEMAN | HRCU-A-CB (Split System: Heat Pump with Remote Outdoor Unit-Air-Source) | HMH72B341 | ASPEN |  | D(A,C,E)48D34+TDR | TPLC060A12MP13 | 32800 | 17.5 | 8.1 | 33400 | 28800 | 86.23% | 2.49 | 0 | 9.5 |  |  |  |  | R-410A | 2.7333 | Residential & Commercial | USHP
212624159 | Central HP <5.4 tons | COLEMAN | HRCU-A-CB (Split System: Heat Pump with Remote Outdoor Unit-Air-Source) | HMH72B341 | ASPEN |  | C(A,C,D,E)48D24+TDR | TP9C080B12MP13 | 32200 | 17 | 8.1 | 33600 | 29600 | 88.1% | 2.45 | 0 | 9.5 |  |  |  |  | R-410A | 2.6833 | Residential & Commercial | USHP
212624190 | Central HP <5.4 tons | COLEMAN | HRCU-A-CB (Split System: Heat Pump with Remote Outdoor Unit-Air-Source) | HMH72B341 | ASPEN |  | D(A,C,E)48D24+TDR | TM9Y100C20MP11 | 30800 | 15.2 | 8.1 | 34000 | 27800 | 81.76% | 2.38 | 0 | 9.2 |  |  |  |  | R-410A | 2.5667 | Residential & Commercial | USHP
212624191 | Central HP <5.4 tons | COLEMAN | HRCU-A-CB (Split System: Heat Pump with Remote Outdoor Unit-Air-Source) | HMH72B341 | ASPEN |  | D(A,C,E)48D34+TDR | TM9Y100C20MP11 | 33400 | 15.5 | 8.1 | 34000 | 27800 | 81.76% | 2.38 | 0 | 9.5 |  |  |  |  | R-410A | 2.7833 | Residential & Commercial | USHP
212624224 | Central HP <5.4 tons | COLEMAN | HRCU-A-CB (Split System: Heat Pump with Remote Outdoor Unit-Air-Source) | HMH72B341 | ASPEN |  | C(A,C,D,E)42D24+TDR | TMLE040A12MP11 | 32000 | 18 | 8.1 | 33400 | 29000 | 86.83% | 2.48 | 0 | 10 |  |  |  |  | R-410A | 2.6667 | Residential & Commercial | USHP | Ducted CEE Tier 1
212624241 | Central HP <5.4 tons | COLEMAN | HRCU-A-CB (Split System: Heat Pump with Remote Outdoor Unit-Air-Source) | HMH72B341 | ASPEN |  | D(A,C,E)36B44+TDR | TM8E100C16MP11 | 33000 | 18 | 8.4 | 34000 | 28400 | 83.53% | 2.74 | 0 | 10 |  |  |  |  | R-410A | 2.75 | Residential & Commercial | USHP | Ducted CEE Tier 1
216498594 | Central HP <5.4 tons | BOSCH | HRCU-A-CB (Split System: Heat Pump with Remote Outdoor Unit-Air-Source) | BOVD-36HDN1-M20G | ADP |  | PL36H175P159 | BGH96M060B3B | 24000 | 18 | 9 | 22400 | 17000 | 75.89% | 1.9 | 0 | 12 |  |  |  |  | R-410A | 2 | Residential & Commercial | USHP | Ducted CEE Tier 1
215668981 | Central HP <5.4 tons | AIRQUEST | HRCU-A-CB (Split System: Heat Pump with Remote Outdoor Unit-Air-Source) | H5H0V36*K*AAA* |  |  | EA*5X43M21A*+WALLCON | *80CTL0701716B* | 34400 | 18 | 8.1 | 35400 | 25200 | 71.19% | 1.9 | 0 | 10 |  |  |  |  | R-454B | 2.8667 | Residential & Commercial | USHP | Ducted CEE Tier 1
215668997 | Central HP <5.4 tons | AIRQUEST | HRCU-A-CB (Split System: Heat Pump with Remote Outdoor Unit-Air-Source) | H5H0V36*K*AAA* |  |  | EA*5X43M21A*+WALLCON | *80CTL0901716B* | 34400 | 18 | 9 | 35400 | 25200 | 71.19% | 1.88 | 0 | 10 |  |  |  |  | R-454B | 2.8667 | Residential & Commercial | USHP | Ducted CEE Tier 1
213369680 | Central HP <5.4 tons | MOOVAIR | HRCU-A-C (Split System: Heat Pump with Remote Outdoor Unit with No Indoor Fan --Air Source) | DMA24HOS20230E7 | ADP |  | *G21930+TD | 0 | 23000 | 16 | 8.8 | 23000 | 19600 | 85.22% | 1.84 | 0 | 10 |  |  |  |  | R-410A | 1.9167 | Residential & Commercial | USHP | Ducted CEE Tier 1
213369673 | Central HP <5.4 tons | MOOVAIR | HRCU-A-C (Split System: Heat Pump with Remote Outdoor Unit with No Indoor Fan --Air Source) | DMA18HOS20230E7 | ADP |  | *E20918+TD | 0 | 17100 | 16 | 8.65 | 17000 | 14500 | 85.29% | 2.02 | 0 | 11 |  |  |  |  | R-410A | 1.425 | Residential & Commercial | USHP | Ducted CEE Tier 1
216738562 | Central HP <5.4 tons | COMFORTMAKER | HRCU-A-CB (Split System: Heat Pump with Remote Outdoor Unit-Air-Source) | D5CUHAH24AAK |  |  | ESH5X36M12A* | *96MSN0801716A* | 22800 | 15.2 | 8.1 | 20800 | 18600 | 89.42% | 1.9 | 0 | 10.5 |  |  |  |  | R-454B | 1.9 | Residential & Commercial | USHP | Ducted CEE Tier 1
216739030 | Central HP <5.4 tons | COMFORTMAKER | HRCU-A-CB (Split System: Heat Pump with Remote Outdoor Unit-Air-Source) | D5CUHAH24AAK |  |  | FHMA5*24L*B* | 0 | 23000 | 15.5 | 8.5 | 21400 | 19200 | 89.72% | 1.98 | 0 | 11 |  |  |  |  | R-454B | 1.9167 | Residential & Commercial | USHP | Ducted CEE Tier 1
216737276 | Central HP <5.4 tons | COMFORTMAKER | HRCU-A-CB (Split System: Heat Pump with Remote Outdoor Unit-Air-Source) | D5CUHAH24AAK |  |  | ESH5X30M12A* | *80CTL0701716B* | 22600 | 16 | 8.1 | 21000 | 18900 | 90% | 1.85 | 0 | 10.5 |  |  |  |  | R-454B | 1.8833 | Residential & Commercial | USHP | Ducted CEE Tier 1
215487383 | Central HP <5.4 tons | DAIKIN | HRCU-A-CB (Split System: Heat Pump with Remote Outdoor Unit-Air-Source) | DH7VSA2410A* |  |  | CA*EA3626*3A* | D*96VC1005CNA* | 23200 | 19 | 8.6 | 23200 | 17000 | 73.28% | 2 | 0 | 11 |  |  |  |  | R-32 | 1.9333 | Residential & Commercial | USHP | Ducted CEE Tier 1
215487426 | Central HP <5.4 tons | DAIKIN | HRCU-A-CB (Split System: Heat Pump with Remote Outdoor Unit-Air-Source) | DH7VSA4210A* |  |  | CHPEA4830*3A* | D*80VC1005C*A* | 40500 | 17 | 8.6 | 41000 | 31000 | 75.61% | 2 | 0 | 10 |  |  |  |  | R-32 | 3.375 | Residential & Commercial | USHP | Ducted CEE Tier 1
215487433 | Central HP <5.4 tons | DAIKIN | HRCU-A-CB (Split System: Heat Pump with Remote Outdoor Unit-Air-Source) | DH7VSA4210A* |  |  | CHPEA6030*3A* | D*80VC0805D*A* | 40500 | 17 | 8.6 | 41000 | 31000 | 75.61% | 2 | 0 | 10 |  |  |  |  | R-32 | 3.375 | Residential & Commercial | USHP | Ducted CEE Tier 1
215487435 | Central HP <5.4 tons | DAIKIN | HRCU-A-CB (Split System: Heat Pump with Remote Outdoor Unit-Air-Source) | DH7VSA4210A* |  |  | CHPEA6030*3A* | D*96VC0804CNA* | 40500 | 16.5 | 8.6 | 41000 | 31000 | 75.61% | 2 | 0 | 10 |  |  |  |  | R-32 | 3.375 | Residential & Commercial | USHP | Ducted CEE Tier 1
212498646 | Central HP <5.4 tons | TRANE | HRCU-A-CB (Split System: Heat Pump with Remote Outdoor Unit-Air-Source) | 4TXD2036A10NU** | ADP |  | CP2505C+TXV+TD | 0 | 22400 | 15.2 | 8.25 | 22400 | 21200 | 94.64% | 1.76 | 0 | 10.5 |  |  |  |  | R-410A | 1.8667 | Residential & Commercial | USHP | Ducted CEE Tier 1
215935340 | Central HP <5.4 tons | DAY & NIGHT | HRCU-A-CB (Split System: Heat Pump with Remote Outdoor Unit-Air-Source) | C5H3V36*K*AAA* |  |  | EVM5X60M24A*+WALLCON | *80CTL0702120B* | 35400 | 21.5 | 8.5 | 38000 | 28600 | 75.26% | 2.04 | 0 | 12 |  |  |  |  | R-454B | 2.95 | Residential & Commercial | USHP | Ducted CEE Tier 1
214855374 | Central HP <5.4 tons | FRIEDRICH | HRCU-A-C (Split System: Heat Pump with Remote Outdoor Unit with No Indoor Fan --Air Source) | WFPU18Z483C | ADP |  | H,RG48960+TD | 0 | 40500 | 15.2 | 8.55 | 40000 | 34200 | 85.5% | 1.94 | 0 | 11 |  |  |  |  | R-410A | 3.375 | Residential & Commercial | USHP | Ducted CEE Tier 1
214861567 | Central HP <5.4 tons | MDV | HRCU-A-CB (Split System: Heat Pump with Remote Outdoor Unit-Air-Source) | MOE30-60HFN10-M2X |  |  | MVBC-60HWFN10-MD2 | 0 | 54000 | 15.4 | 9.2 | 59000 | 53000 | 89.83% | 2 | 0 | 10 |  |  |  |  | R-454B | 4.5 | Residential & Commercial | USHP | Ducted CEE Tier 1
216764851 | Central HP <5.4 tons | TRANE | HRCU-A-CB (Split System: Heat Pump with Remote Outdoor Unit-Air-Source) | 5TWR7060A1 |  |  | 5PX*D008AS3 | S8X2D120M5PTC | 51500 | 16.5 | 9 | 51500 | 39000 | 75.73% | 2.1 | 0 | 11 |  |  |  |  | R-454B | 4.2917 | Residential & Commercial | USHP | Ducted CEE Tier 1
216764883 | Central HP <5.4 tons | TRANE | HRCU-A-CB (Split System: Heat Pump with Remote Outdoor Unit-Air-Source) | 5TWR7060A1 |  |  | 5PX*DD10AS3 | S8X2C100M5PSC | 51000 | 16 | 9 | 51000 | 38500 | 75.49% | 2.1 | 0 | 11 |  |  |  |  | R-454B | 4.25 | Residential & Commercial | USHP | Ducted CEE Tier 1
216764885 | Central HP <5.4 tons | TRANE | HRCU-A-CB (Split System: Heat Pump with Remote Outdoor Unit-Air-Source) | 5TWR7060A1 |  |  | 5PX*DD10AS3 | S8X2D120M5PSC | 51000 | 16.5 | 8.7 | 51000 | 38500 | 75.49% | 2.1 | 0 | 11 |  |  |  |  | R-454B | 4.25 | Residential & Commercial | USHP | Ducted CEE Tier 1
213753806 | Central HP <5.4 tons | CARRIER | HRCU-A-CB (Split System: Heat Pump with Remote Outdoor Unit-Air-Source) | 38MURAQ36AB3* | ASPEN |  | D(A,C,E)42B34+TDR | 59SC6A100M21**22 | 34000 | 16.5 | 8.5 | 37800 | 31800 | 84.13% | 2.71 | 0 | 9.9 |  |  |  |  | R-410A | 2.8333 | Residential & Commercial | USHP
213352690 | Central HP <5.4 tons | CARRIER | HRCU-A-CB (Split System: Heat Pump with Remote Outdoor Unit-Air-Source) | 38MURAQ18AB3* | ADP |  | C36A***L139 | 59TP6C040V14**10 | 17100 | 16 | 8.5 | 16600 | 19000 | 114.5% | 2.34 | 0 | 10 |  |  |  |  | R-410A | 1.425 | Residential & Commercial | USHP | Ducted CEE Tier 1
216736759 | Central HP <5.4 tons | DAY & NIGHT | HRCU-A-CB (Split System: Heat Pump with Remote Outdoor Unit-Air-Source) | D5CUHAH24AAK |  |  | ESH5X24M12A* | *95MSU0802120A* | 22400 | 15.2 | 8.1 | 21200 | 19100 | 90.09% | 1.85 | 0 | 10.5 |  |  |  |  | R-454B | 1.8667 | Residential & Commercial | USHP | Ducted CEE Tier 1
216736907 | Central HP <5.4 tons | DAY & NIGHT | HRCU-A-CB (Split System: Heat Pump with Remote Outdoor Unit-Air-Source) | D5CUHAH24AAK |  |  | ESH5X24M12A* | *97VTN0601716A* | 22400 | 15.2 | 8.1 | 21200 | 19100 | 90.09% | 1.85 | 0 | 10.5 |  |  |  |  | R-454B | 1.8667 | Residential & Commercial | USHP | Ducted CEE Tier 1
216736939 | Central HP <5.4 tons | DAY & NIGHT | HRCU-A-CB (Split System: Heat Pump with Remote Outdoor Unit-Air-Source) | D5CUHAH24AAK |  |  | ESH5X24M12A* | *97VTN1002120A* | 22400 | 15.5 | 8.1 | 21200 | 19100 | 90.09% | 1.85 | 0 | 10.5 |  |  |  |  | R-454B | 1.8667 | Residential & Commercial | USHP | Ducted CEE Tier 1
212614027 | Central HP <5.4 tons | MOOVAIR | HRCU-A-C (Split System: Heat Pump with Remote Outdoor Unit with No Indoor Fan --Air Source) | DMA24HOS20230E7 | ADP |  | HG21924+TD | 0 | 23000 | 16 | 8.8 | 23000 | 19600 | 85.22% | 1.84 | 0 | 10 |  |  |  |  | R-410A | 1.9167 | Residential & Commercial | USHP | Ducted CEE Tier 1
216011844 | Central HP <5.4 tons | COLEMAN | HRCU-A-CB (Split System: Heat Pump with Remote Outdoor Unit-Air-Source) | HMH72B341 | ADP |  | H,YE32936 | CP9C080C16MP13 | 32800 | 17 | 8.1 | 31800 | 23000 | 72.33% | 2.04 | 0 | 9.5 |  |  |  |  | R-410A | 2.7333 | Residential & Commercial | USHP
212498518 | Central HP <5.4 tons | CARRIER | HRCU-A-CB (Split System: Heat Pump with Remote Outdoor Unit-Air-Source) | 38MURAQ30AB3* | ADP |  | CE2903A+TXV | 0 | 29400 | 15.2 | 8.15 | 33200 | 27000 | 81.33% | 1.76 | 0 | 8.5 |  |  |  |  | R-410A | 2.45 | Residential & Commercial | USHP
215487381 | Central HP <5.4 tons | DAIKIN | HRCU-A-CB (Split System: Heat Pump with Remote Outdoor Unit-Air-Source) | DH7VSA2410A* |  |  | CA*EA3626*3A* | D*96VC0803BNA* | 23200 | 19 | 8.6 | 23200 | 17000 | 73.28% | 2 | 0 | 11 |  |  |  |  | R-32 | 1.9333 | Residential & Commercial | USHP | Ducted CEE Tier 1
215487394 | Central HP <5.4 tons | DAIKIN | HRCU-A-CB (Split System: Heat Pump with Remote Outdoor Unit-Air-Source) | DH7VSA2410A* |  |  | CHPEA3026*3A* | D*96VC1005CNA* | 23200 | 19 | 8.6 | 23200 | 17000 | 73.28% | 2 | 0 | 11 |  |  |  |  | R-32 | 1.9333 | Residential & Commercial | USHP | Ducted CEE Tier 1
212627941 | Central HP <5.4 tons | COLEMAN | HRCU-A-CB (Split System: Heat Pump with Remote Outdoor Unit-Air-Source) | HMH72B341 | ASPEN |  | D(A,C,E)36D26+TDR | TM8Y080C16MP11 | 30200 | 17.9 | 8.5 | 34000 | 27400 | 80.59% | 2.67 | 0 | 9 |  |  |  |  | R-410A | 2.5167 | Residential & Commercial | USHP
212627959 | Central HP <5.4 tons | COLEMAN | HRCU-A-CB (Split System: Heat Pump with Remote Outdoor Unit-Air-Source) | HMH72B341 | ASPEN |  | C(A,C,D,E)48C26+TDR | TM8Y100C16MP11 | 30600 | 18.1 | 8.5 | 34000 | 27400 | 80.59% | 2.67 | 0 | 9.6 |  |  |  |  | R-410A | 2.55 | Residential & Commercial | USHP
212628026 | Central HP <5.4 tons | COLEMAN | HRCU-A-CB (Split System: Heat Pump with Remote Outdoor Unit-Air-Source) | HMH72B341 | ASPEN |  | D(A,C,E)48C36+TDR | TL9E100C20UH11 | 33400 | 17 | 8.5 | 34000 | 29200 | 85.88% | 2.81 | 0 | 10 |  |  |  |  | R-410A | 2.7833 | Residential & Commercial | USHP | Ducted CEE Tier 1
212628028 | Central HP <5.4 tons | COLEMAN | HRCU-A-CB (Split System: Heat Pump with Remote Outdoor Unit-Air-Source) | HMH72B341 | ASPEN |  | D(A,C,E)48D36+TDR | TL9E100C20UH11 | 33400 | 17 | 8.5 | 34000 | 29200 | 85.88% | 2.81 | 0 | 10 |  |  |  |  | R-410A | 2.7833 | Residential & Commercial | USHP | Ducted CEE Tier 1
212628044 | Central HP <5.4 tons | COLEMAN | HRCU-A-CB (Split System: Heat Pump with Remote Outdoor Unit-Air-Source) | HMH72B341 | ASPEN |  | C(A,C,D,E)36B26+TDR | TL8E100C20UH11 | 29200 | 16.7 | 8.5 | 34000 | 27000 | 79.41% | 2.68 | 0 | 9.4 |  |  |  |  | R-410A | 2.4333 | Residential & Commercial | USHP
212628058 | Central HP <5.4 tons | COLEMAN | HRCU-A-CB (Split System: Heat Pump with Remote Outdoor Unit-Air-Source) | HMH72B341 | ASPEN |  | D(A,C,E)42C26+TDR | TL8E100C20UH11 | 30200 | 17 | 8.5 | 34000 | 27400 | 80.59% | 2.69 | 0 | 9 |  |  |  |  | R-410A | 2.5167 | Residential & Commercial | USHP
215669265 | Central HP <5.4 tons | AIRQUEST | HRCU-A-CB (Split System: Heat Pump with Remote Outdoor Unit-Air-Source) | H5H0V36*K*AAA* |  |  | EA*5X48M21A*+WALLCON | *96CTN0601714B* | 33600 | 17.5 | 9 | 35200 | 25400 | 72.16% | 1.88 | 0 | 9.5 |  |  |  |  | R-454B | 2.8 | Residential & Commercial | USHP
215935070 | Central HP <5.4 tons | DAY & NIGHT | HRCU-A-CB (Split System: Heat Pump with Remote Outdoor Unit-Air-Source) | C5H3V36*K*AAA* |  |  | EVM5X49M21A*+WALLCON | *95CSU0802120B* | 35600 | 21.5 | 8.5 | 38000 | 28600 | 75.26% | 2.02 | 0 | 12 |  |  |  |  | R-454B | 2.9667 | Residential & Commercial | USHP | Ducted CEE Tier 1
216011846 | Central HP <5.4 tons | COLEMAN | HRCU-A-CB (Split System: Heat Pump with Remote Outdoor Unit-Air-Source) | HMH72B341 | ADP |  | H,YE34936 | CP9C080C16MP13 | 32800 | 17 | 8.1 | 31800 | 23000 | 72.33% | 2.04 | 0 | 9.5 |  |  |  |  | R-410A | 2.7333 | Residential & Commercial | USHP
215487367 | Central HP <5.4 tons | DAIKIN | HRCU-A-CB (Split System: Heat Pump with Remote Outdoor Unit-Air-Source) | DH7VSA2410A* |  |  | CA*EA3022*3A* | D*80VC1005C*A* | 23200 | 19 | 8.6 | 23200 | 17000 | 73.28% | 2 | 0 | 11 |  |  |  |  | R-32 | 1.9333 | Residential & Commercial | USHP | Ducted CEE Tier 1
215487417 | Central HP <5.4 tons | DAIKIN | HRCU-A-CB (Split System: Heat Pump with Remote Outdoor Unit-Air-Source) | DH7VSA4210A* |  |  | CA*EA6030*3A* | D*80VC0805D*A* | 40500 | 17 | 8.8 | 41000 | 31000 | 75.61% | 2 | 0 | 10 |  |  |  |  | R-32 | 3.375 | Residential & Commercial | USHP | Ducted CEE Tier 1
212626401 | Central HP <5.4 tons | COLEMAN | HRCU-A-CB (Split System: Heat Pump with Remote Outdoor Unit-Air-Source) | HMH72B341 | ASPEN |  | D(A,C,E)48D26+TDR | TM9E100C16MP12 | 31200 | 17.8 | 8.5 | 33600 | 27200 | 80.95% | 2.66 | 0 | 9.7 |  |  |  |  | R-410A | 2.6 | Residential & Commercial | USHP
212626619 | Central HP <5.4 tons | COLEMAN | HRCU-A-CB (Split System: Heat Pump with Remote Outdoor Unit-Air-Source) | HMH72B341 | ASPEN |  | D(A,C,E)36D26+TDR | TM9Y100C16MP11 | 31600 | 18 | 8.3 | 33800 | 28600 | 84.62% | 2.69 | 0 | 10 |  |  |  |  | R-410A | 2.6333 | Residential & Commercial | USHP | Ducted CEE Tier 1
212626667 | Central HP <5.4 tons | COLEMAN | HRCU-A-CB (Split System: Heat Pump with Remote Outdoor Unit-Air-Source) | HMH72B341 | ASPEN |  | D(A,C,E)36D36+TDR | TM9E060A10MP12 | 32600 | 17.5 | 8.1 | 33800 | 27400 | 81.07% | 2.4 | 0 | 9.5 |  |  |  |  | R-410A | 2.7167 | Residential & Commercial | USHP
212626678 | Central HP <5.4 tons | COLEMAN | HRCU-A-CB (Split System: Heat Pump with Remote Outdoor Unit-Air-Source) | HMH72B341 | ASPEN |  | D(A,C,E)48D36+TDR | TM9E060A10MP12 | 33200 | 17.5 | 8.1 | 33800 | 27400 | 81.07% | 2.4 | 0 | 9.5 |  |  |  |  | R-410A | 2.7667 | Residential & Commercial | USHP
212626835 | Central HP <5.4 tons | COLEMAN | HRCU-A-CB (Split System: Heat Pump with Remote Outdoor Unit-Air-Source) | HMH72B341 | ASPEN |  | C(A,C,D,E)36C26+TDR | TM9E080B12MP12 | 30000 | 16.9 | 8.5 | 33800 | 27400 | 81.07% | 2.65 | 0 | 9.5 |  |  |  |  | R-410A | 2.5 | Residential & Commercial | USHP
212626842 | Central HP <5.4 tons | COLEMAN | HRCU-A-CB (Split System: Heat Pump with Remote Outdoor Unit-Air-Source) | HMH72B341 | ASPEN |  | D(A,C,E)36D26+TDR | TM9E080B12MP12 | 30400 | 17 | 8.5 | 33800 | 27400 | 81.07% | 2.65 | 0 | 9 |  |  |  |  | R-410A | 2.5333 | Residential & Commercial | USHP
212626867 | Central HP <5.4 tons | COLEMAN | HRCU-A-CB (Split System: Heat Pump with Remote Outdoor Unit-Air-Source) | HMH72B341 | ASPEN |  | C(A,C,D,E)36C36+TDR | TM8E120C16MP11 | 33200 | 18 | 8.3 | 33800 | 28800 | 85.21% | 2.73 | 0 | 10 |  |  |  |  | R-410A | 2.7667 | Residential & Commercial | USHP | Ducted CEE Tier 1
212624291 | Central HP <5.4 tons | COLEMAN | HRCU-A-CB (Split System: Heat Pump with Remote Outdoor Unit-Air-Source) | HMH72B341 | ASPEN |  | D(A,C,E)42D34+TDR | TM9E080C16MP12 | 33000 | 18 | 8.1 | 33000 | 29200 | 88.48% | 2.49 | 0 | 10 |  |  |  |  | R-410A | 2.75 | Residential & Commercial | USHP | Ducted CEE Tier 1
212596648 | Central HP <5.4 tons | TOSOT | HRCU-A-C (Split System: Heat Pump with Remote Outdoor Unit with No Indoor Fan --Air Source) | TU60-48WADU | ADP |  | M60E499+TD | 0 | 45500 | 15.2 | 8.35 | 46000 | 33200 | 72.17% | 1.78 | 0 | 10 |  |  |  |  | R-410A | 3.7917 | Residential & Commercial | USHP | Ducted CEE Tier 1
212624306 | Central HP <5.4 tons | COLEMAN | HRCU-A-CB (Split System: Heat Pump with Remote Outdoor Unit-Air-Source) | HMH72B341 | ASPEN |  | C(A,C,D,E)42D24+TDR | TM8E100C16MP11 | 32200 | 18 | 8.5 | 34000 | 28400 | 83.53% | 2.76 | 0 | 10 |  |  |  |  | R-410A | 2.6833 | Residential & Commercial | USHP | Ducted CEE Tier 1
213411112 | Central HP <5.4 tons | COLEMAN | HRCU-A-CB (Split System: Heat Pump with Remote Outdoor Unit-Air-Source) | HMH72B341 | ADP |  | H,YG35936 | Z8ET100C20LMPS1 | 34000 | 18 | 8.5 | 31800 | 23800 | 74.84% | 2.14 | 0 | 9.5 |  |  |  |  | R-410A | 2.8333 | Residential & Commercial | USHP
212624326 | Central HP <5.4 tons | COLEMAN | HRCU-A-CB (Split System: Heat Pump with Remote Outdoor Unit-Air-Source) | HMH72B341 | ASPEN |  | D(A,C,E)36B44+TDR | TM8E120C16MP11 | 33200 | 18 | 8.4 | 34000 | 28800 | 84.71% | 2.79 | 0 | 10 |  |  |  |  | R-410A | 2.7667 | Residential & Commercial | USHP | Ducted CEE Tier 1
212396759 | Central HP <5.4 tons | TRANE | HRCU-A-CB (Split System: Heat Pump with Remote Outdoor Unit-Air-Source) | 4TXD2060A10NU** | ADP |  | BV**C9(1,2)60+TXV | 0 | 46500 | 15.2 | 8.5 | 46000 | 33200 | 72.17% | 1.8 | 0 | 9.5 |  |  |  |  | R-410A | 3.875 | Residential & Commercial | USHP
212627755 | Central HP <5.4 tons | COLEMAN | HRCU-A-CB (Split System: Heat Pump with Remote Outdoor Unit-Air-Source) | HMH72B341 | ASPEN |  | D(A,C,E)42C36+TDR | TM8V080C16MP12 | 32800 | 17.5 | 8.5 | 34000 | 27400 | 80.59% | 2.67 | 0 | 10 |  |  |  |  | R-410A | 2.7333 | Residential & Commercial | USHP | Ducted CEE Tier 1
212627771 | Central HP <5.4 tons | COLEMAN | HRCU-A-CB (Split System: Heat Pump with Remote Outdoor Unit-Air-Source) | HMH72B341 | ASPEN |  | D(A,C,E)36B46+TDR | TM8V100C16MP12 | 33000 | 17.5 | 8.5 | 34000 | 27400 | 80.59% | 2.67 | 0 | 10 |  |  |  |  | R-410A | 2.75 | Residential & Commercial | USHP | Ducted CEE Tier 1
212627814 | Central HP <5.4 tons | COLEMAN | HRCU-A-CB (Split System: Heat Pump with Remote Outdoor Unit-Air-Source) | HMH72B341 | ASPEN |  | C(A,C,D,E)36B26+TDR | TPLC080C16MP13 | 29200 | 16.7 | 8.1 | 33800 | 27400 | 81.07% | 2.47 | 0 | 9.4 |  |  |  |  | R-410A | 2.4333 | Residential & Commercial | USHP
212627821 | Central HP <5.4 tons | COLEMAN | HRCU-A-CB (Split System: Heat Pump with Remote Outdoor Unit-Air-Source) | HMH72B341 | ASPEN |  | D(A,C,E)36B46+TDR | TPLC080C16MP13 | 33000 | 17.5 | 8.1 | 33800 | 27400 | 81.07% | 2.47 | 0 | 10 |  |  |  |  | R-410A | 2.75 | Residential & Commercial | USHP | Ducted CEE Tier 1
212627848 | Central HP <5.4 tons | COLEMAN | HRCU-A-CB (Split System: Heat Pump with Remote Outdoor Unit-Air-Source) | HMH72B341 | ASPEN |  | D(A,C,E)42A46+TDR | TPLC100C16MP13 | 32400 | 17.5 | 8.1 | 33800 | 27400 | 81.07% | 2.47 | 0 | 10 |  |  |  |  | R-410A | 2.7 | Residential & Commercial | USHP | Ducted CEE Tier 1
212627862 | Central HP <5.4 tons | COLEMAN | HRCU-A-CB (Split System: Heat Pump with Remote Outdoor Unit-Air-Source) | HMH72B341 | ASPEN |  | C(A,C,D,E)36A46+TDR | TL8E080C16UH11 | 32000 | 17.5 | 8.5 | 34000 | 27800 | 81.76% | 2.68 | 0 | 9.9 |  |  |  |  | R-410A | 2.6667 | Residential & Commercial | USHP
212627896 | Central HP <5.4 tons | COLEMAN | HRCU-A-CB (Split System: Heat Pump with Remote Outdoor Unit-Air-Source) | HMH72B341 | ASPEN |  | D(A,C,E)42C36+TDR | TL9E080C16UH11 | 32800 | 17.5 | 8.5 | 34000 | 28000 | 82.35% | 2.66 | 0 | 9.5 |  |  |  |  | R-410A | 2.7333 | Residential & Commercial | USHP
212627907 | Central HP <5.4 tons | COLEMAN | HRCU-A-CB (Split System: Heat Pump with Remote Outdoor Unit-Air-Source) | HMH72B341 | ASPEN |  | D(A,C,E)42C36+TDR | TM8Y120C20MP11 | 33600 | 18 | 8.4 | 34000 | 30200 | 88.82% | 2.83 | 0 | 9.5 |  |  |  |  | R-410A | 2.8 | Residential & Commercial | USHP
215669185 | Central HP <5.4 tons | AIRQUEST | HRCU-A-CB (Split System: Heat Pump with Remote Outdoor Unit-Air-Source) | H5H0V36*K*AAA* |  |  | EA*5X48M21A*+WALLCON | *95CSU0601716B* | 33600 | 17.5 | 9 | 35200 | 25200 | 71.59% | 1.88 | 0 | 9.5 |  |  |  |  | R-454B | 2.8 | Residential & Commercial | USHP
215669535 | Central HP <5.4 tons | AIRQUEST | HRCU-A-CB (Split System: Heat Pump with Remote Outdoor Unit-Air-Source) | H5H0V36*K*AAA* |  |  | EA*5X61M21A*+WALLCON | *97CMN0601714B* | 34400 | 18 | 9 | 34600 | 25200 | 72.83% | 1.9 | 0 | 10 |  |  |  |  | R-454B | 2.8667 | Residential & Commercial | USHP | Ducted CEE Tier 1
212626878 | Central HP <5.4 tons | COLEMAN | HRCU-A-CB (Split System: Heat Pump with Remote Outdoor Unit-Air-Source) | HMH72B341 | ASPEN |  | C(A,C,D,E)42B36+TDR | TM9Y100C20MP11 | 32200 | 15.5 | 8.1 | 33800 | 27400 | 81.07% | 2.38 | 0 | 9.4 |  |  |  |  | R-410A | 2.6833 | Residential & Commercial | USHP
212626894 | Central HP <5.4 tons | COLEMAN | HRCU-A-CB (Split System: Heat Pump with Remote Outdoor Unit-Air-Source) | HMH72B341 | ASPEN |  | D(A,C,E)42A46+TDR | TM8E060A12MP11 | 32600 | 18 | 8.1 | 33800 | 27400 | 81.07% | 2.44 | 0 | 10 |  |  |  |  | R-410A | 2.7167 | Residential & Commercial | USHP | Ducted CEE Tier 1
212626903 | Central HP <5.4 tons | COLEMAN | HRCU-A-CB (Split System: Heat Pump with Remote Outdoor Unit-Air-Source) | HMH72B341 | ASPEN |  | D(A,C,E)48D26+TDR | TM8E060A12MP11 | 31200 | 17.8 | 8.1 | 33800 | 27400 | 81.07% | 2.44 | 0 | 9.7 |  |  |  |  | R-410A | 2.6 | Residential & Commercial | USHP
212626919 | Central HP <5.4 tons | COLEMAN | HRCU-A-CB (Split System: Heat Pump with Remote Outdoor Unit-Air-Source) | HMH72B341 | ASPEN |  | D(A,C,E)42C26+TDR | TM8E100B12MP11 | 30400 | 17.5 | 8.5 | 33800 | 27400 | 81.07% | 2.64 | 0 | 9 |  |  |  |  | R-410A | 2.5333 | Residential & Commercial | USHP
212626928 | Central HP <5.4 tons | COLEMAN | HRCU-A-CB (Split System: Heat Pump with Remote Outdoor Unit-Air-Source) | HMH72B341 | ASPEN |  | C(A,C,D,E)36A46+TDR | TMLE060A12MP11 | 32200 | 18 | 8.1 | 33800 | 27400 | 81.07% | 2.44 | 0 | 9.9 |  |  |  |  | R-410A | 2.6833 | Residential & Commercial | USHP
212626962 | Central HP <5.4 tons | COLEMAN | HRCU-A-CB (Split System: Heat Pump with Remote Outdoor Unit-Air-Source) | HMH72B341 | ASPEN |  | D(A,C,E)36D36+TDR | TMLE100B12MP11 | 33000 | 18 | 8.1 | 33800 | 27400 | 81.07% | 2.44 | 0 | 10 |  |  |  |  | R-410A | 2.75 | Residential & Commercial | USHP | Ducted CEE Tier 1
212627037 | Central HP <5.4 tons | COLEMAN | HRCU-A-CB (Split System: Heat Pump with Remote Outdoor Unit-Air-Source) | HMH72B341 | ASPEN |  | D(A,C,E)36B36+TDR | CP9C080C16MP13 | 32200 | 17.5 | 8.1 | 33800 | 27400 | 81.07% | 2.45 | 0 | 9.9 |  |  |  |  | R-410A | 2.6833 | Residential & Commercial | USHP
212627053 | Central HP <5.4 tons | COLEMAN | HRCU-A-CB (Split System: Heat Pump with Remote Outdoor Unit-Air-Source) | HMH72B341 | ASPEN |  | C(A,C,D,E)36A46+TDR | TM9V080C16MP12 | 32000 | 17.5 | 8.5 | 33800 | 27400 | 81.07% | 2.66 | 0 | 9.9 |  |  |  |  | R-410A | 2.6667 | Residential & Commercial | USHP
216991427 | Central HP <5.4 tons | BRYANT HEATING AND COOLING SYSTEMS | HRCU-A-CB (Split System: Heat Pump with Remote Outdoor Unit-Air-Source) | 37MURAQ24AA3 | ADP |  | C36A***L13*+TXV | 912SE36060M14*** | 23800 | 15.2 | 8.5 | 22400 | 19000 | 84.82% | 1.92 | 0 | 10 |  |  |  |  | R-454B | 1.9833 | Residential & Commercial | USHP | Ducted CEE Tier 1
213369631 | Central HP <5.4 tons | Dettson | HRCU-A-C (Split System: Heat Pump with Remote Outdoor Unit with No Indoor Fan --Air Source) | EVD-18-O | ADP |  | *G21924+TD | 0 | 17700 | 16 | 8.85 | 17100 | 14600 | 85.38% | 2.06 | 0 | 11.5 |  |  |  |  | R-410A | 1.475 | Residential & Commercial | USHP | Ducted CEE Tier 1
216011837 | Central HP <5.4 tons | COLEMAN | HRCU-A-CB (Split System: Heat Pump with Remote Outdoor Unit-Air-Source) | HMH72B341 | ADP |  | H,YE33936 | CP9C060B12MP13 | 32600 | 17 | 8.1 | 32000 | 23200 | 72.5% | 2.02 | 0 | 9.5 |  |  |  |  | R-410A | 2.7167 | Residential & Commercial | USHP
215223131 | Central HP <5.4 tons | BRYANT HEATING AND COOLING SYSTEMS | HRCU-A-CB (Split System: Heat Pump with Remote Outdoor Unit-Air-Source) | 288BNV025*0**C* | ADP |  | H,PE9J936 | 987MB60060C21*** | 23600 | 16 | 8.1 | 19800 | 16300 | 82.32% | 1.96 | 0 | 11 |  |  |  |  | R-410A | 1.9667 | Residential & Commercial | USHP | Ducted CEE Tier 1
212394497 | Central HP <5.4 tons | COLEMAN | HRCU-A-CB (Split System: Heat Pump with Remote Outdoor Unit-Air-Source) | HMH72B341 | ADP |  | H,YE32936 | TM9E080C16MP12 | 33000 | 18 | 8.5 | 32400 | 22800 | 70.37% | 2.04 | 0 | 10 |  |  |  |  | R-410A | 2.75 | Residential & Commercial | USHP | Ducted CEE Tier 1
212394524 | Central HP <5.4 tons | COLEMAN | HRCU-A-CB (Split System: Heat Pump with Remote Outdoor Unit-Air-Source) | HMH72B341 | ADP |  | H,YE35936 | TM9V100C16MP12 | 34000 | 17 | 8.5 | 32400 | 23600 | 72.84% | 2.1 | 0 | 10 |  |  |  |  | R-410A | 2.8333 | Residential & Commercial | USHP | Ducted CEE Tier 1
212394540 | Central HP <5.4 tons | COLEMAN | HRCU-A-CB (Split System: Heat Pump with Remote Outdoor Unit-Air-Source) | HMH72B341 | ADP |  | H,YE34936 | TM9Y100C16MP11 | 32800 | 18 | 8.5 | 32400 | 23000 | 70.99% | 2.04 | 0 | 10 |  |  |  |  | R-410A | 2.7333 | Residential & Commercial | USHP | Ducted CEE Tier 1
216737783 | Central HP <5.4 tons | COMFORTMAKER | HRCU-A-CB (Split System: Heat Pump with Remote Outdoor Unit-Air-Source) | D5CUHAH24AAK |  |  | ESH5X30M12A* | *96CTN1002122B* | 22800 | 15.2 | 8.1 | 21200 | 19000 | 89.62% | 1.9 | 0 | 10.5 |  |  |  |  | R-454B | 1.9 | Residential & Commercial | USHP | Ducted CEE Tier 1
212555859 | Central HP <5.4 tons | TRANE | HRCU-A-C (Split System: Heat Pump with Remote Outdoor Unit with No Indoor Fan --Air Source) | 4TXD2060A10NU** | ADP |  | H,TE88960 | 0 | 47000 | 15.2 | 8.5 | 46000 | 33200 | 72.17% | 1.8 | 0 | 10 |  |  |  |  | R-410A | 3.9167 | Residential & Commercial | USHP | Ducted CEE Tier 1
216974476 | Central HP <5.4 tons | BRYANT HEATING AND COOLING SYSTEMS | HRCU-A-CB (Split System: Heat Pump with Remote Outdoor Unit-Air-Source) | 290VAN060**AA* | ADP |  | V,C60H210P17*+TXV | 83*CA60080C21*** | 55000 | 18 | 8.5 | 57000 | 41000 | 71.93% | 2.02 | 0 | 9 |  |  |  |  | R-454B | 4.5833 | Residential & Commercial | USHP
213366557 | Central HP <5.4 tons | COLEMAN | HRCU-A-CB (Split System: Heat Pump with Remote Outdoor Unit-Air-Source) | HMH72B341 | ADP |  | A36VCA+TXV | Z8ET080B12LMPS1 | 33200 | 18 | 8.5 | 31400 | 23000 | 73.25% | 2.04 | 0 | 9.5 |  |  |  |  | R-410A | 2.7667 | Residential & Commercial | USHP
213366560 | Central HP <5.4 tons | COLEMAN | HRCU-A-CB (Split System: Heat Pump with Remote Outdoor Unit-Air-Source) | HMH72B341 | ADP |  | H,YG34936 | Z8ET080B12LMPS1 | 33200 | 18 | 8.5 | 31400 | 23000 | 73.25% | 2.04 | 0 | 9.5 |  |  |  |  | R-410A | 2.7667 | Residential & Commercial | USHP
216488095 | Central HP <5.4 tons | CHAMPION HEATING AND COOLING | HRCU-A-CB (Split System: Heat Pump with Remote Outdoor Unit-Air-Source) | HH860E2S11 | ADP |  | A60VGA*+TXV | Z9ES100C16SMPS1 | 45500 | 18 | 9 | 44000 | 33400 | 75.91% | 2 | 0 | 11.7 |  |  |  |  | R-454B | 3.7917 | Residential & Commercial | USHP | Ducted CEE Tier 1
213771487 | Central HP <5.4 tons | HEIL | HRCU-A-CB (Split System: Heat Pump with Remote Outdoor Unit-Air-Source) | HVH825GKA2* |  |  | EA*4X43L21A*+WALLCON | *95CSU0601716B* | 24400 | 16.5 | 8.1 | 21200 | 16600 | 78.3% | 2.02 | 0 | 10.5 |  |  |  |  | R-410A | 2.0333 | Residential & Commercial | USHP | Ducted CEE Tier 1
213770517 | Central HP <5.4 tons | HEIL | HRCU-A-CB (Split System: Heat Pump with Remote Outdoor Unit-Air-Source) | HVH825GKA2* |  |  | EA*4X24L17A*+WALLCON | *80CTL0901716B* | 23400 | 16.5 | 8.1 | 21800 | 16800 | 77.06% | 1.9 | 0 | 10.5 |  |  |  |  | R-410A | 1.95 | Residential & Commercial | USHP | Ducted CEE Tier 1
212628109 | Central HP <5.4 tons | COLEMAN | HRCU-A-CB (Split System: Heat Pump with Remote Outdoor Unit-Air-Source) | HMH72B341 | ASPEN |  | D(A,C,E)42D26+TDR | TM9V100C20MP12 | 30400 | 17.1 | 8.5 | 34000 | 28400 | 83.53% | 2.7 | 0 | 9 |  |  |  |  | R-410A | 2.5333 | Residential & Commercial | USHP
212628126 | Central HP <5.4 tons | COLEMAN | HRCU-A-CB (Split System: Heat Pump with Remote Outdoor Unit-Air-Source) | HMH72B341 | ASPEN |  | D(A,C,E)42A46+TDR | TP9C100C20MP13 | 32400 | 17.5 | 8.1 | 34000 | 28400 | 83.53% | 2.46 | 0 | 9.5 |  |  |  |  | R-410A | 2.7 | Residential & Commercial | USHP
212628127 | Central HP <5.4 tons | COLEMAN | HRCU-A-CB (Split System: Heat Pump with Remote Outdoor Unit-Air-Source) | HMH72B341 | ASPEN |  | D(A,C,E)42B36+TDR | TP9C100C20MP13 | 32400 | 17.5 | 8.1 | 34000 | 28400 | 83.53% | 2.46 | 0 | 9.5 |  |  |  |  | R-410A | 2.7 | Residential & Commercial | USHP
212628128 | Central HP <5.4 tons | COLEMAN | HRCU-A-CB (Split System: Heat Pump with Remote Outdoor Unit-Air-Source) | HMH72B341 | ASPEN |  | D(A,C,E)42C36+TDR | TP9C100C20MP13 | 32800 | 17.5 | 8.1 | 34000 | 28400 | 83.53% | 2.46 | 0 | 9.5 |  |  |  |  | R-410A | 2.7333 | Residential & Commercial | USHP
216734815 | Central HP <5.4 tons | DAY & NIGHT | HRCU-A-CB (Split System: Heat Pump with Remote Outdoor Unit-Air-Source) | D5CUHAH24AAK |  |  | EA*5X36M17A* | *96VTN0601716B* | 22400 | 16 | 8.5 | 20800 | 18700 | 89.9% | 1.96 | 0 | 10.5 |  |  |  |  | R-454B | 1.8667 | Residential & Commercial | USHP | Ducted CEE Tier 1
216735367 | Central HP <5.4 tons | DAY & NIGHT | HRCU-A-CB (Split System: Heat Pump with Remote Outdoor Unit-Air-Source) | D5CUHAH24AAK |  |  | EA*5X37M17A* | *97VTN0601716A* | 22800 | 16 | 8.5 | 20600 | 18400 | 89.32% | 1.96 | 0 | 11 |  |  |  |  | R-454B | 1.9 | Residential & Commercial | USHP | Ducted CEE Tier 1
212624007 | Central HP <5.4 tons | COLEMAN | HRCU-A-CB (Split System: Heat Pump with Remote Outdoor Unit-Air-Source) | HMH72B341 | ASPEN |  | C(A,C,D,E)36A44+TDR | TMLE080B12MP11 | 32000 | 18 | 8.1 | 34000 | 28000 | 82.35% | 2.41 | 0 | 9.4 |  |  |  |  | R-410A | 2.6667 | Residential & Commercial | USHP
212627921 | Central HP <5.4 tons | COLEMAN | HRCU-A-CB (Split System: Heat Pump with Remote Outdoor Unit-Air-Source) | HMH72B341 | ASPEN |  | D(A,C,E)42B36+TDR | CP9C100C16MP13 | 32400 | 17.5 | 8.1 | 34000 | 27400 | 80.59% | 2.47 | 0 | 10 |  |  |  |  | R-410A | 2.7 | Residential & Commercial | USHP | Ducted CEE Tier 1
212627932 | Central HP <5.4 tons | COLEMAN | HRCU-A-CB (Split System: Heat Pump with Remote Outdoor Unit-Air-Source) | HMH72B341 | ASPEN |  | C(A,C,D,E)36B26+TDR | TM8Y080C16MP11 | 29200 | 17.7 | 8.5 | 34000 | 27400 | 80.59% | 2.67 | 0 | 9.4 |  |  |  |  | R-410A | 2.4333 | Residential & Commercial | USHP
212627946 | Central HP <5.4 tons | COLEMAN | HRCU-A-CB (Split System: Heat Pump with Remote Outdoor Unit-Air-Source) | HMH72B341 | ASPEN |  | D(A,C,E)42C36+TDR | TM8Y080C16MP11 | 32800 | 18.5 | 8.5 | 34000 | 27400 | 80.59% | 2.67 | 0 | 10 |  |  |  |  | R-410A | 2.7333 | Residential & Commercial | USHP | Ducted CEE Tier 1
212627957 | Central HP <5.4 tons | COLEMAN | HRCU-A-CB (Split System: Heat Pump with Remote Outdoor Unit-Air-Source) | HMH72B341 | ASPEN |  | C(A,C,D,E)36C26+TDR | TM8Y100C16MP11 | 29800 | 17.8 | 8.5 | 34000 | 27400 | 80.59% | 2.67 | 0 | 9.5 |  |  |  |  | R-410A | 2.4833 | Residential & Commercial | USHP
212627980 | Central HP <5.4 tons | COLEMAN | HRCU-A-CB (Split System: Heat Pump with Remote Outdoor Unit-Air-Source) | HMH72B341 | ASPEN |  | C(A,C,D,E)36C26+TDR | TM9V100C16MP12 | 29800 | 16.9 | 8.5 | 34000 | 27400 | 80.59% | 2.67 | 0 | 9.5 |  |  |  |  | R-410A | 2.4833 | Residential & Commercial | USHP
212628005 | Central HP <5.4 tons | COLEMAN | HRCU-A-CB (Split System: Heat Pump with Remote Outdoor Unit-Air-Source) | HMH72B341 | ASPEN |  | C(A,C,D,E)48C26+TDR | TP9C100C16MP13 | 30600 | 17.2 | 8.1 | 34000 | 27400 | 80.59% | 2.47 | 0 | 9.6 |  |  |  |  | R-410A | 2.55 | Residential & Commercial | USHP
212628071 | Central HP <5.4 tons | COLEMAN | HRCU-A-CB (Split System: Heat Pump with Remote Outdoor Unit-Air-Source) | HMH72B341 | ASPEN |  | D(A,C,E)36D26+TDR | TM9V100C20MP12 | 30000 | 17 | 8.5 | 34000 | 28000 | 82.35% | 2.69 | 0 | 9 |  |  |  |  | R-410A | 2.5 | Residential & Commercial | USHP
212628073 | Central HP <5.4 tons | COLEMAN | HRCU-A-CB (Split System: Heat Pump with Remote Outdoor Unit-Air-Source) | HMH72B341 | ASPEN |  | C(A,C,D,E)36B26+TDR | TP9C100C20MP13 | 29200 | 16.7 | 8.1 | 34000 | 28000 | 82.35% | 2.47 | 0 | 8.9 |  |  |  |  | R-410A | 2.4333 | Residential & Commercial | USHP
216679722 | Central HP <5.4 tons | CARRIER | HRCU-A-CB (Split System: Heat Pump with Remote Outdoor Unit-Air-Source) | 38MURAQ18AB3* |  |  | CAP**3017AL* | 59TP7A060V17**16 | 17600 | 16 | 8.5 | 18100 | 18300 | 101.1% | 2.12 | 0 | 10.5 |  |  |  |  | R-410A | 1.4667 | Residential & Commercial | USHP | Ducted CEE Tier 1
215223197 | Central HP <5.4 tons | BRYANT HEATING AND COOLING SYSTEMS | HRCU-A-CB (Split System: Heat Pump with Remote Outdoor Unit-Air-Source) | 288BNV037*0**B* | ADP |  | H,PE9J936 | 987MB66100C21*** | 32000 | 17 | 8.5 | 31000 | 24600 | 79.35% | 1.98 | 0 | 11.5 |  |  |  |  | R-410A | 2.6667 | Residential & Commercial | USHP | Ducted CEE Tier 1
215223198 | Central HP <5.4 tons | BRYANT HEATING AND COOLING SYSTEMS | HRCU-A-CB (Split System: Heat Pump with Remote Outdoor Unit-Air-Source) | 288BNV037*0**B* | ADP |  | H,PG35936 | 987MB66120C24*** | 31800 | 17 | 8.5 | 31000 | 24600 | 79.35% | 1.98 | 0 | 11.5 |  |  |  |  | R-410A | 2.65 | Residential & Commercial | USHP | Ducted CEE Tier 1
215487406 | Central HP <5.4 tons | DAIKIN | HRCU-A-CB (Split System: Heat Pump with Remote Outdoor Unit-Air-Source) | DH7VSA3610A* |  |  | CA*EA6030*3A* | D*80VC0804C*A* | 35000 | 18.5 | 8.5 | 35000 | 28400 | 81.14% | 2 | 0 | 10.5 |  |  |  |  | R-32 | 2.9167 | Residential & Commercial | USHP | Ducted CEE Tier 1
212441665 | Central HP <5.4 tons | CHAMPION HEATING AND COOLING | HRCU-A-CB (Split System: Heat Pump with Remote Outdoor Unit-Air-Source) | HMH72B341 | ADP |  | H,YE8J936 | TM9Y080B12MP11 | 32800 | 17 | 8.5 | 32400 | 23400 | 72.22% | 2.02 | 0 | 9.5 |  |  |  |  | R-410A | 2.7333 | Residential & Commercial | USHP
215487405 | Central HP <5.4 tons | DAIKIN | HRCU-A-CB (Split System: Heat Pump with Remote Outdoor Unit-Air-Source) | DH7VSA3610A* |  |  | CA*EA6030*3A* | D*80VC0805C*A* | 35000 | 18.5 | 8.5 | 35000 | 28400 | 81.14% | 2 | 0 | 10.5 |  |  |  |  | R-32 | 2.9167 | Residential & Commercial | USHP | Ducted CEE Tier 1
216986083 | Central HP <5.4 tons | BRYANT HEATING AND COOLING SYSTEMS | HRCU-A-CB (Split System: Heat Pump with Remote Outdoor Unit-Air-Source) | 37MURAQ24AA3 | ADP |  | C36A***L15*+TXV | 926SB36040V17*** | 23400 | 15.2 | 8.5 | 22000 | 18900 | 85.91% | 1.96 | 0 | 9.5 |  |  |  |  | R-454B | 1.95 | Residential & Commercial | USHP
216011849 | Central HP <5.4 tons | COLEMAN | HRCU-A-CB (Split System: Heat Pump with Remote Outdoor Unit-Air-Source) | HMH72B341 | ADP |  | H,YE33936 | CP9C100C16MP13 | 33200 | 17 | 8.5 | 31400 | 22800 | 72.61% | 2.06 | 0 | 10 |  |  |  |  | R-410A | 2.7667 | Residential & Commercial | USHP | Ducted CEE Tier 1
215487478 | Central HP <5.4 tons | DAIKIN | HRCU-A-CB (Split System: Heat Pump with Remote Outdoor Unit-Air-Source) | DH6VSA1810A* |  |  | CHPEA2422*3A* | D*80VC0803B*A* | 17000 | 19 | 8.8 | 16800 | 13000 | 77.38% | 2.1 | 0 | 12 |  |  |  |  | R-32 | 1.4167 | Residential & Commercial | USHP | Ducted CEE Tier 1
215487461 | Central HP <5.4 tons | DAIKIN | HRCU-A-CB (Split System: Heat Pump with Remote Outdoor Unit-Air-Source) | DH7VSA4810A* |  |  | CHPEA6030*3A* | D*96VC1005DNA* | 45500 | 16.5 | 8.5 | 46500 | 33600 | 72.26% | 2 | 0 | 10 |  |  |  |  | R-32 | 3.7917 | Residential & Commercial | USHP | Ducted CEE Tier 1
212520374 | Central HP <5.4 tons | CARRIER | HRCU-A-CB (Split System: Heat Pump with Remote Outdoor Unit-Air-Source) | 38MURAQ30AB3* | ADP |  | H,PG34936 | 58SU*A040E17**12 | 30400 | 15.2 | 8.1 | 32600 | 26600 | 81.6% | 1.8 | 0 | 9 |  |  |  |  | R-410A | 2.5333 | Residential & Commercial | USHP
213770617 | Central HP <5.4 tons | HEIL | HRCU-A-CB (Split System: Heat Pump with Remote Outdoor Unit-Air-Source) | HVH825GKA2* |  |  | EA*4X25L17A*+WALLCON | *80CTL0901716B* | 24400 | 16.5 | 8.5 | 21200 | 16700 | 78.77% | 2.02 | 0 | 11 |  |  |  |  | R-410A | 2.0333 | Residential & Commercial | USHP | Ducted CEE Tier 1
213770717 | Central HP <5.4 tons | HEIL | HRCU-A-CB (Split System: Heat Pump with Remote Outdoor Unit-Air-Source) | HVH825GKA2* |  |  | EA*4X30L17A*+WALLCON | *80CTL0701412B* | 23600 | 16.5 | 8.1 | 21600 | 16700 | 77.31% | 1.92 | 0 | 10.5 |  |  |  |  | R-410A | 1.9667 | Residential & Commercial | USHP | Ducted CEE Tier 1
213782030 | Central HP <5.4 tons | COMFORTMAKER | HRCU-A-CB (Split System: Heat Pump with Remote Outdoor Unit-Air-Source) | CVH837GKA2* |  |  | EHD4X42AAL+WALLCON | *96CTN1002122B* | 32600 | 16.5 | 8.1 | 33000 | 24600 | 74.55% | 1.94 | 0 | 11 |  |  |  |  | R-410A | 2.7167 | Residential & Commercial | USHP | Ducted CEE Tier 1
213782350 | Central HP <5.4 tons | COMFORTMAKER | HRCU-A-CB (Split System: Heat Pump with Remote Outdoor Unit-Air-Source) | CVH837GKA2* |  |  | EHD4X60AAL+WALLCON | *96CTN1002122B* | 33000 | 16.5 | 8.1 | 32200 | 24800 | 77.02% | 2 | 0 | 11.5 |  |  |  |  | R-410A | 2.75 | Residential & Commercial | USHP | Ducted CEE Tier 1
212628116 | Central HP <5.4 tons | COLEMAN | HRCU-A-CB (Split System: Heat Pump with Remote Outdoor Unit-Air-Source) | HMH72B341 | ASPEN |  | C(A,C,D,E)36A46+TDR | TP9C100C20MP13 | 32000 | 17.5 | 8.1 | 34000 | 28400 | 83.53% | 2.46 | 0 | 9.4 |  |  |  |  | R-410A | 2.6667 | Residential & Commercial | USHP
213771705 | Central HP <5.4 tons | CARRIER | HRCU-A-CB (Split System: Heat Pump with Remote Outdoor Unit-Air-Source) | 25VNA825A*031* |  |  | CAP**4824AL*+UI | 59MN7C100C21**22 | 24200 | 16.5 | 8.1 | 21000 | 16500 | 78.57% | 2.02 | 0 | 11 |  |  |  |  | R-410A | 2.0167 | Residential & Commercial | USHP | Ducted CEE Tier 1
212626876 | Central HP <5.4 tons | COLEMAN | HRCU-A-CB (Split System: Heat Pump with Remote Outdoor Unit-Air-Source) | HMH72B341 | ASPEN |  | D(A,C,E)48B36+TDR | TM8Y100C20MP11 | 33600 | 18 | 8.2 | 33800 | 30000 | 88.76% | 2.77 | 0 | 9.5 |  |  |  |  | R-410A | 2.8 | Residential & Commercial | USHP
212626910 | Central HP <5.4 tons | COLEMAN | HRCU-A-CB (Split System: Heat Pump with Remote Outdoor Unit-Air-Source) | HMH72B341 | ASPEN |  | C(A,C,D,E)48C26+TDR | TM8E100B12MP11 | 30800 | 17.7 | 8.5 | 33800 | 27400 | 81.07% | 2.64 | 0 | 9 |  |  |  |  | R-410A | 2.5667 | Residential & Commercial | USHP
212626935 | Central HP <5.4 tons | COLEMAN | HRCU-A-CB (Split System: Heat Pump with Remote Outdoor Unit-Air-Source) | HMH72B341 | ASPEN |  | D(A,C,E)36B36+TDR | TMLE060A12MP11 | 32200 | 18 | 8.1 | 33800 | 27400 | 81.07% | 2.44 | 0 | 9.9 |  |  |  |  | R-410A | 2.6833 | Residential & Commercial | USHP
212626937 | Central HP <5.4 tons | COLEMAN | HRCU-A-CB (Split System: Heat Pump with Remote Outdoor Unit-Air-Source) | HMH72B341 | ASPEN |  | D(A,C,E)36C36+TDR | TMLE060A12MP11 | 32600 | 18 | 8.1 | 33800 | 27400 | 81.07% | 2.44 | 0 | 10 |  |  |  |  | R-410A | 2.7167 | Residential & Commercial | USHP | Ducted CEE Tier 1
212626944 | Central HP <5.4 tons | COLEMAN | HRCU-A-CB (Split System: Heat Pump with Remote Outdoor Unit-Air-Source) | HMH72B341 | ASPEN |  | D(A,C,E)42D26+TDR | TMLE060A12MP11 | 30800 | 17.7 | 8.1 | 33800 | 27400 | 81.07% | 2.44 | 0 | 9 |  |  |  |  | R-410A | 2.5667 | Residential & Commercial | USHP
212626946 | Central HP <5.4 tons | COLEMAN | HRCU-A-CB (Split System: Heat Pump with Remote Outdoor Unit-Air-Source) | HMH72B341 | ASPEN |  | D(A,C,E)48B36+TDR | TMLE060A12MP11 | 32800 | 18 | 8.1 | 33800 | 27400 | 81.07% | 2.44 | 0 | 10 |  |  |  |  | R-410A | 2.7333 | Residential & Commercial | USHP | Ducted CEE Tier 1
212626953 | Central HP <5.4 tons | COLEMAN | HRCU-A-CB (Split System: Heat Pump with Remote Outdoor Unit-Air-Source) | HMH72B341 | ASPEN |  | C(A,C,D,E)36B36+TDR | TMLE100B12MP11 | 32200 | 18 | 8.1 | 33800 | 27400 | 81.07% | 2.44 | 0 | 9.9 |  |  |  |  | R-410A | 2.6833 | Residential & Commercial | USHP
212626971 | Central HP <5.4 tons | COLEMAN | HRCU-A-CB (Split System: Heat Pump with Remote Outdoor Unit-Air-Source) | HMH72B341 | ASPEN |  | D(A,C,E)48C36+TDR | TMLE100B12MP11 | 33200 | 18 | 8.1 | 33800 | 27400 | 81.07% | 2.44 | 0 | 10 |  |  |  |  | R-410A | 2.7667 | Residential & Commercial | USHP | Ducted CEE Tier 1
212626994 | Central HP <5.4 tons | COLEMAN | HRCU-A-CB (Split System: Heat Pump with Remote Outdoor Unit-Air-Source) | HMH72B341 | ASPEN |  | C(A,C,D,E)42A36+TDR | TL8E080C16UH11 | 31800 | 17.5 | 8.4 | 33800 | 27400 | 81.07% | 2.64 | 0 | 9.9 |  |  |  |  | R-410A | 2.65 | Residential & Commercial | USHP
212627712 | Central HP <5.4 tons | COLEMAN | HRCU-A-CB (Split System: Heat Pump with Remote Outdoor Unit-Air-Source) | HMH72B341 | ASPEN |  | D(A,C,E)48C26+TDR | CPLC080C16MP13 | 30600 | 17.2 | 8.1 | 33800 | 27400 | 81.07% | 2.47 | 0 | 9.6 |  |  |  |  | R-410A | 2.55 | Residential & Commercial | USHP
212627721 | Central HP <5.4 tons | COLEMAN | HRCU-A-CB (Split System: Heat Pump with Remote Outdoor Unit-Air-Source) | HMH72B341 | ASPEN |  | C(A,C,D,E)48C26+TDR | CPLC100C16MP13 | 30600 | 17.2 | 8.1 | 33800 | 27400 | 81.07% | 2.47 | 0 | 9.6 |  |  |  |  | R-410A | 2.55 | Residential & Commercial | USHP
215438162 | Central HP <5.4 tons | CHAMPION HEATING AND COOLING | HRCU-A-CB (Split System: Heat Pump with Remote Outdoor Unit-Air-Source) | HH860E2S11 | ADP |  | FE*BB9*48+TXV | 0 | 45000 | 18 | 8.8 | 44000 | 33600 | 76.36% | 2.06 | 0 | 11.7 |  |  |  |  | R-454B | 3.75 | Residential & Commercial | USHP | Ducted CEE Tier 1
215224760 | Central HP <5.4 tons | CARRIER | HRCU-A-CB (Split System: Heat Pump with Remote Outdoor Unit-Air-Source) | 25VNA424A*031* | ADP |  | H,PG7J936 | 59MN7C100C21**22 | 23000 | 20 | 10.5 | 25000 | 19400 | 77.6% | 2.46 | 0 | 13 |  |  |  |  | R-410A | 1.9167 | Residential & Commercial | USHP | Ducted CEE Tier 1
214505271 | Central HP <5.4 tons | DAIKIN | HRCU-A-CB (Split System: Heat Pump with Remote Outdoor Unit-Air-Source) | DZ6VSA241EA* |  |  | CA*EA3026*4B* | D*97MC1005CNA* | 23000 | 17 | 8.6 | 23000 | 16100 | 70% | 2 | 0 | 10 |  |  |  |  | R-410A | 1.9167 | Residential & Commercial | USHP | Ducted CEE Tier 1
213258220 | Central HP <5.4 tons | KEEPRITE | HRCU-A-CB (Split System: Heat Pump with Remote Outdoor Unit-Air-Source) | DLCURAH18ABK | ADP |  | H,GE33936 | *96VSN0401712A* | 17700 | 15.2 | 8.5 | 17100 | 18400 | 107.6% | 2.26 | 0 | 10.5 |  |  |  |  | R-410A | 1.475 | Residential & Commercial | USHP | Ducted CEE Tier 1
213258236 | Central HP <5.4 tons | KEEPRITE | HRCU-A-CB (Split System: Heat Pump with Remote Outdoor Unit-Air-Source) | DLCURAH18ABK | ADP |  | H,GE32936 | *96VSN0601714A* | 17500 | 16 | 8.5 | 17000 | 18700 | 110% | 2.3 | 0 | 10 |  |  |  |  | R-410A | 1.4583 | Residential & Commercial | USHP | Ducted CEE Tier 1
215487401 | Central HP <5.4 tons | DAIKIN | HRCU-A-CB (Split System: Heat Pump with Remote Outdoor Unit-Air-Source) | DH7VSA3610A* |  |  | CA*EA4830*3A* | D*80VC0805C*A* | 34800 | 18.5 | 8.5 | 35000 | 28400 | 81.14% | 2 | 0 | 10.5 |  |  |  |  | R-32 | 2.9 | Residential & Commercial | USHP | Ducted CEE Tier 1
215669365 | Central HP <5.4 tons | AIRQUEST | HRCU-A-CB (Split System: Heat Pump with Remote Outdoor Unit-Air-Source) | H5H0V36*K*AAA* |  |  | EA*5X60M24A*+WALLCON | *97CMN0602120B* | 34200 | 18 | 9 | 34400 | 25000 | 72.67% | 1.9 | 0 | 10 |  |  |  |  | R-454B | 2.85 | Residential & Commercial | USHP | Ducted CEE Tier 1
215669751 | Central HP <5.4 tons | AIRQUEST | HRCU-A-CB (Split System: Heat Pump with Remote Outdoor Unit-Air-Source) | H5H0V36*K*AAA* |  |  | ESH5X36M12A*+WALLCON | *80CSU0601716A* | 33600 | 16.5 | 8.5 | 35800 | 25600 | 71.51% | 1.76 | 0 | 9.5 |  |  |  |  | R-454B | 2.8 | Residential & Commercial | USHP
215668965 | Central HP <5.4 tons | AIRQUEST | HRCU-A-CB (Split System: Heat Pump with Remote Outdoor Unit-Air-Source) | H5H0V36*K*AAA* |  |  | EA*5X43M21A*+WALLCON | *80CSU1002120A* | 34400 | 17.5 | 9 | 35400 | 25200 | 71.19% | 1.9 | 0 | 10 |  |  |  |  | R-454B | 2.8667 | Residential & Commercial | USHP | Ducted CEE Tier 1
215669515 | Central HP <5.4 tons | AIRQUEST | HRCU-A-CB (Split System: Heat Pump with Remote Outdoor Unit-Air-Source) | H5H0V36*K*AAA* |  |  | EA*5X61M21A*+WALLCON | *95CSU0802120B* | 34800 | 18 | 9 | 34400 | 24800 | 72.09% | 1.92 | 0 | 10 |  |  |  |  | R-454B | 2.9 | Residential & Commercial | USHP | Ducted CEE Tier 1
215487467 | Central HP <5.4 tons | DAIKIN | HRCU-A-CB (Split System: Heat Pump with Remote Outdoor Unit-Air-Source) | DH6VSA1810A* |  |  | CA*EA2418*3A* | D*96VC0803BNA* | 17000 | 19 | 8.8 | 16800 | 13000 | 77.38% | 2.1 | 0 | 12 |  |  |  |  | R-32 | 1.4167 | Residential & Commercial | USHP | Ducted CEE Tier 1
215487483 | Central HP <5.4 tons | DAIKIN | HRCU-A-CB (Split System: Heat Pump with Remote Outdoor Unit-Air-Source) | DH6VSA1810A* |  |  | CA*EA2418*3A* | D*80VC0604B*A* | 17000 | 19 | 8.8 | 16800 | 13000 | 77.38% | 2.1 | 0 | 12 |  |  |  |  | R-32 | 1.4167 | Residential & Commercial | USHP | Ducted CEE Tier 1
214442621 | Central HP <5.4 tons | FRIEDRICH | HRCU-A-C (Split System: Heat Pump with Remote Outdoor Unit with No Indoor Fan --Air Source) | WFPU18Z363C | ADP |  | H,RE8J936+TD | 0 | 29000 | 15.2 | 9.35 | 28400 | 23800 | 83.8% | 2.08 | 0 | 11 |  |  |  |  | R-410A | 2.4167 | Residential & Commercial | USHP | Ducted CEE Tier 1
213772096 | Central HP <5.4 tons | BRYANT HEATING AND COOLING SYSTEMS | HRCU-A-CB (Split System: Heat Pump with Remote Outdoor Unit-Air-Source) | 288BNV025*0**B* |  |  | CSPH*3612AL*+UI | 88*TB36070C14*** | 24000 | 16.5 | 8.1 | 21400 | 16600 | 77.57% | 1.98 | 0 | 10.5 |  |  |  |  | R-410A | 2 | Residential & Commercial | USHP | Ducted CEE Tier 1
216766502 | Central HP <5.4 tons | TRANE | HRCU-A-CB (Split System: Heat Pump with Remote Outdoor Unit-Air-Source) | 5TWR7048A1 |  |  | 5PX*D010AS3+P0V0C000M50SD | 0 | 43500 | 17.1 | 8.7 | 43500 | 31800 | 73.1% | 2.24 | 0 | 12.5 |  |  |  |  | R-454B | 3.625 | Residential & Commercial | USHP | Ducted CEE Tier 1
216766518 | Central HP <5.4 tons | TRANE | HRCU-A-CB (Split System: Heat Pump with Remote Outdoor Unit-Air-Source) | 5TWR7048A1 |  |  | 5PX*D010AS3 | S9X1C100U5PSB | 43500 | 15.2 | 8.7 | 44000 | 32200 | 73.18% | 2.21 | 0 | 12 |  |  |  |  | R-454B | 3.625 | Residential & Commercial | USHP | Ducted CEE Tier 1
212627160 | Central HP <5.4 tons | COLEMAN | HRCU-A-CB (Split System: Heat Pump with Remote Outdoor Unit-Air-Source) | HMH72B341 | ASPEN |  | C(A,C,D,E)42A26+TDR | TL8E100C20UH11 | 29200 | 16.7 | 8.5 | 33800 | 27200 | 80.47% | 2.69 | 0 | 9.4 |  |  |  |  | R-410A | 2.4333 | Residential & Commercial | USHP
212627230 | Central HP <5.4 tons | COLEMAN | HRCU-A-CB (Split System: Heat Pump with Remote Outdoor Unit-Air-Source) | HMH72B341 | ASPEN |  | C(A,C,D,E)48C26+TDR | TPLC080B12MP13 | 31600 | 17 | 8.1 | 33600 | 29400 | 87.5% | 2.42 | 0 | 9 |  |  |  |  | R-410A | 2.6333 | Residential & Commercial | USHP
216679734 | Central HP <5.4 tons | CARRIER | HRCU-A-CB (Split System: Heat Pump with Remote Outdoor Unit-Air-Source) | 38MURAQ18AB3* |  |  | CSPH*2412AL* | 59TP7A060V17**16 | 17400 | 15.5 | 8.1 | 18100 | 18400 | 101.7% | 2.05 | 0 | 10 |  |  |  |  | R-410A | 1.45 | Residential & Commercial | USHP | Ducted CEE Tier 1
212627253 | Central HP <5.4 tons | COLEMAN | HRCU-A-CB (Split System: Heat Pump with Remote Outdoor Unit-Air-Source) | HMH72B341 | ASPEN |  | D(A,C,E)42C36+TDR | TL9E060B12UH11 | 32800 | 18 | 8.1 | 34000 | 27800 | 81.76% | 2.4 | 0 | 9.5 |  |  |  |  | R-410A | 2.7333 | Residential & Commercial | USHP
212627319 | Central HP <5.4 tons | COLEMAN | HRCU-A-CB (Split System: Heat Pump with Remote Outdoor Unit-Air-Source) | HMH72B341 | ASPEN |  | D(A,C,E)36B36+TDR | CP9C060B12MP13 | 32200 | 17.5 | 8.1 | 34000 | 27800 | 81.76% | 2.42 | 0 | 9.4 |  |  |  |  | R-410A | 2.6833 | Residential & Commercial | USHP
212627337 | Central HP <5.4 tons | COLEMAN | HRCU-A-CB (Split System: Heat Pump with Remote Outdoor Unit-Air-Source) | HMH72B341 | ASPEN |  | C(A,C,D,E)36B36+TDR | TM9V060B12MP12 | 32200 | 17.5 | 8.1 | 34000 | 27800 | 81.76% | 2.42 | 0 | 9.4 |  |  |  |  | R-410A | 2.6833 | Residential & Commercial | USHP
212627339 | Central HP <5.4 tons | COLEMAN | HRCU-A-CB (Split System: Heat Pump with Remote Outdoor Unit-Air-Source) | HMH72B341 | ASPEN |  | C(A,C,D,E)36C36+TDR | TM9V060B12MP12 | 32600 | 17.5 | 8.1 | 34000 | 27800 | 81.76% | 2.42 | 0 | 9.5 |  |  |  |  | R-410A | 2.7167 | Residential & Commercial | USHP
215940426 | Central HP <5.4 tons | HEIL | HRCU-A-CB (Split System: Heat Pump with Remote Outdoor Unit-Air-Source) | H5H3V36*K*AAA* |  |  | EVM5X60M21A*+WALLCON | *97CTN0601716A* | 35200 | 21 | 8.5 | 38500 | 29400 | 76.36% | 2.02 | 0 | 11.7 |  |  |  |  | R-454B | 2.9333 | Residential & Commercial | USHP | Ducted CEE Tier 1
215940256 | Central HP <5.4 tons | HEIL | HRCU-A-CB (Split System: Heat Pump with Remote Outdoor Unit-Air-Source) | H5H3V36*K*AAA* |  |  | EVM5X44M21A*+WALLCON | *96CTN0802120B* | 35600 | 21.5 | 8.5 | 38000 | 28600 | 75.26% | 2.04 | 0 | 12 |  |  |  |  | R-454B | 2.9667 | Residential & Commercial | USHP | Ducted CEE Tier 1
212627877 | Central HP <5.4 tons | COLEMAN | HRCU-A-CB (Split System: Heat Pump with Remote Outdoor Unit-Air-Source) | HMH72B341 | ASPEN |  | D(A,C,E)42D26+TDR | TL8E080C16UH11 | 30600 | 17.1 | 8.5 | 34000 | 27800 | 81.76% | 2.68 | 0 | 9.6 |  |  |  |  | R-410A | 2.55 | Residential & Commercial | USHP
212627892 | Central HP <5.4 tons | COLEMAN | HRCU-A-CB (Split System: Heat Pump with Remote Outdoor Unit-Air-Source) | HMH72B341 | ASPEN |  | D(A,C,E)36C36+TDR | TL9E080C16UH11 | 32400 | 17.5 | 8.5 | 34000 | 28000 | 82.35% | 2.66 | 0 | 9.5 |  |  |  |  | R-410A | 2.7 | Residential & Commercial | USHP
212627909 | Central HP <5.4 tons | COLEMAN | HRCU-A-CB (Split System: Heat Pump with Remote Outdoor Unit-Air-Source) | HMH72B341 | ASPEN |  | C(A,C,D,E)36B26+TDR | CP9C100C16MP13 | 29200 | 16.7 | 8.1 | 34000 | 27400 | 80.59% | 2.47 | 0 | 9.4 |  |  |  |  | R-410A | 2.4333 | Residential & Commercial | USHP
212627925 | Central HP <5.4 tons | COLEMAN | HRCU-A-CB (Split System: Heat Pump with Remote Outdoor Unit-Air-Source) | HMH72B341 | ASPEN |  | D(A,C,E)42D36+TDR | CP9C100C16MP13 | 33200 | 17.5 | 8.1 | 34000 | 27400 | 80.59% | 2.47 | 0 | 10 |  |  |  |  | R-410A | 2.7667 | Residential & Commercial | USHP | Ducted CEE Tier 1
212626923 | Central HP <5.4 tons | COLEMAN | HRCU-A-CB (Split System: Heat Pump with Remote Outdoor Unit-Air-Source) | HMH72B341 | ASPEN |  | D(A,C,E)48B36+TDR | TM8E100B12MP11 | 32800 | 18 | 8.5 | 33800 | 27400 | 81.07% | 2.64 | 0 | 10 |  |  |  |  | R-410A | 2.7333 | Residential & Commercial | USHP | Ducted CEE Tier 1
212626940 | Central HP <5.4 tons | COLEMAN | HRCU-A-CB (Split System: Heat Pump with Remote Outdoor Unit-Air-Source) | HMH72B341 | ASPEN |  | D(A,C,E)42A46+TDR | TMLE060A12MP11 | 32600 | 18 | 8.1 | 33800 | 27400 | 81.07% | 2.44 | 0 | 10 |  |  |  |  | R-410A | 2.7167 | Residential & Commercial | USHP | Ducted CEE Tier 1
212626941 | Central HP <5.4 tons | COLEMAN | HRCU-A-CB (Split System: Heat Pump with Remote Outdoor Unit-Air-Source) | HMH72B341 | ASPEN |  | D(A,C,E)42B36+TDR | TMLE060A12MP11 | 32600 | 18 | 8.1 | 33800 | 27400 | 81.07% | 2.44 | 0 | 10 |  |  |  |  | R-410A | 2.7167 | Residential & Commercial | USHP | Ducted CEE Tier 1
212626958 | Central HP <5.4 tons | COLEMAN | HRCU-A-CB (Split System: Heat Pump with Remote Outdoor Unit-Air-Source) | HMH72B341 | ASPEN |  | D(A,C,E)36B36+TDR | TMLE100B12MP11 | 32200 | 18 | 8.1 | 33800 | 27400 | 81.07% | 2.44 | 0 | 9.9 |  |  |  |  | R-410A | 2.6833 | Residential & Commercial | USHP
212627041 | Central HP <5.4 tons | COLEMAN | HRCU-A-CB (Split System: Heat Pump with Remote Outdoor Unit-Air-Source) | HMH72B341 | ASPEN |  | D(A,C,E)36D36+TDR | CP9C080C16MP13 | 32800 | 17.5 | 8.1 | 33800 | 27400 | 81.07% | 2.45 | 0 | 10 |  |  |  |  | R-410A | 2.7333 | Residential & Commercial | USHP | Ducted CEE Tier 1
212627057 | Central HP <5.4 tons | COLEMAN | HRCU-A-CB (Split System: Heat Pump with Remote Outdoor Unit-Air-Source) | HMH72B341 | ASPEN |  | C(A,C,D,E)36C36+TDR | TM9V080C16MP12 | 32600 | 17.5 | 8.5 | 33800 | 27400 | 81.07% | 2.66 | 0 | 10 |  |  |  |  | R-410A | 2.7167 | Residential & Commercial | USHP | Ducted CEE Tier 1
212627075 | Central HP <5.4 tons | COLEMAN | HRCU-A-CB (Split System: Heat Pump with Remote Outdoor Unit-Air-Source) | HMH72B341 | ASPEN |  | D(A,C,E)48D36+TDR | TM9V080C16MP12 | 33600 | 17.5 | 8.5 | 33800 | 27400 | 81.07% | 2.66 | 0 | 10 |  |  |  |  | R-410A | 2.8 | Residential & Commercial | USHP | Ducted CEE Tier 1
212627089 | Central HP <5.4 tons | COLEMAN | HRCU-A-CB (Split System: Heat Pump with Remote Outdoor Unit-Air-Source) | HMH72B341 | ASPEN |  | D(A,C,E)42B36+TDR | TP9C080C16MP13 | 32600 | 17.5 | 8.1 | 33800 | 27400 | 81.07% | 2.45 | 0 | 10 |  |  |  |  | R-410A | 2.7167 | Residential & Commercial | USHP | Ducted CEE Tier 1
212627092 | Central HP <5.4 tons | COLEMAN | HRCU-A-CB (Split System: Heat Pump with Remote Outdoor Unit-Air-Source) | HMH72B341 | ASPEN |  | D(A,C,E)42D26+TDR | TP9C080C16MP13 | 30800 | 17.2 | 8.1 | 33800 | 27400 | 81.07% | 2.45 | 0 | 9 |  |  |  |  | R-410A | 2.5667 | Residential & Commercial | USHP
212627107 | Central HP <5.4 tons | COLEMAN | HRCU-A-CB (Split System: Heat Pump with Remote Outdoor Unit-Air-Source) | HMH72B341 | ASPEN |  | D(A,C,E)42A46+TDR | TM8Y120C20MP11 | 33600 | 18 | 8.3 | 33800 | 30200 | 89.35% | 2.82 | 0 | 9.5 |  |  |  |  | R-410A | 2.8 | Residential & Commercial | USHP
212627125 | Central HP <5.4 tons | COLEMAN | HRCU-A-CB (Split System: Heat Pump with Remote Outdoor Unit-Air-Source) | HMH72B341 | ASPEN |  | D(A,C,E)42D26+TDR | TL9E100C20UH11 | 32400 | 17 | 8.4 | 33800 | 28800 | 85.21% | 2.79 | 0 | 10 |  |  |  |  | R-410A | 2.7 | Residential & Commercial | USHP | Ducted CEE Tier 1
212627172 | Central HP <5.4 tons | COLEMAN | HRCU-A-CB (Split System: Heat Pump with Remote Outdoor Unit-Air-Source) | HMH72B341 | ASPEN |  | C(A,C,D,E)42B36+TDR | TM9V100C20MP12 | 32200 | 17.5 | 8.5 | 33800 | 28200 | 83.43% | 2.7 | 0 | 9.4 |  |  |  |  | R-410A | 2.6833 | Residential & Commercial | USHP
212627737 | Central HP <5.4 tons | COLEMAN | HRCU-A-CB (Split System: Heat Pump with Remote Outdoor Unit-Air-Source) | HMH72B341 | ASPEN |  | D(A,C,E)48D26+TDR | CPLC100C16MP13 | 31000 | 17.3 | 8.1 | 33800 | 27400 | 81.07% | 2.47 | 0 | 9.7 |  |  |  |  | R-410A | 2.5833 | Residential & Commercial | USHP
216679902 | Central HP <5.4 tons | CARRIER | HRCU-A-CB (Split System: Heat Pump with Remote Outdoor Unit-Air-Source) | 38MURAQ36AB3* |  |  | CSPH*4212AL* | 59TP7A080V17**16 | 35600 | 15.2 | 8.5 | 38500 | 34600 | 89.87% | 1.8 | 0 | 9.8 |  |  |  |  | R-410A | 2.9667 | Residential & Commercial | USHP
212627739 | Central HP <5.4 tons | COLEMAN | HRCU-A-CB (Split System: Heat Pump with Remote Outdoor Unit-Air-Source) | HMH72B341 | ASPEN |  | C(A,C,D,E)36B26+TDR | TL8E080C16UH11 | 29200 | 16.7 | 8.5 | 34000 | 27400 | 80.59% | 2.67 | 0 | 9.4 |  |  |  |  | R-410A | 2.4333 | Residential & Commercial | USHP
212627753 | Central HP <5.4 tons | COLEMAN | HRCU-A-CB (Split System: Heat Pump with Remote Outdoor Unit-Air-Source) | HMH72B341 | ASPEN |  | D(A,C,E)42B36+TDR | TM8V080C16MP12 | 32400 | 17.5 | 8.5 | 34000 | 27400 | 80.59% | 2.67 | 0 | 10 |  |  |  |  | R-410A | 2.7 | Residential & Commercial | USHP | Ducted CEE Tier 1
212626996 | Central HP <5.4 tons | COLEMAN | HRCU-A-CB (Split System: Heat Pump with Remote Outdoor Unit-Air-Source) | HMH72B341 | ASPEN |  | C(A,C,D,E)42A36+TDR | TM8V080C16MP12 | 31800 | 17.5 | 8.3 | 33800 | 27400 | 81.07% | 2.64 | 0 | 9.9 |  |  |  |  | R-410A | 2.65 | Residential & Commercial | USHP
212627044 | Central HP <5.4 tons | COLEMAN | HRCU-A-CB (Split System: Heat Pump with Remote Outdoor Unit-Air-Source) | HMH72B341 | ASPEN |  | D(A,C,E)42C26+TDR | CP9C080C16MP13 | 30400 | 17 | 8.1 | 33800 | 27400 | 81.07% | 2.45 | 0 | 9 |  |  |  |  | R-410A | 2.5333 | Residential & Commercial | USHP
212627105 | Central HP <5.4 tons | COLEMAN | HRCU-A-CB (Split System: Heat Pump with Remote Outdoor Unit-Air-Source) | HMH72B341 | ASPEN |  | C(A,C,D,E)36C36+TDR | TM8Y120C20MP11 | 33600 | 18 | 8.3 | 33800 | 30200 | 89.35% | 2.82 | 0 | 9.5 |  |  |  |  | R-410A | 2.8 | Residential & Commercial | USHP
212627207 | Central HP <5.4 tons | COLEMAN | HRCU-A-CB (Split System: Heat Pump with Remote Outdoor Unit-Air-Source) | HMH72B341 | ASPEN |  | C(A,C,D,E)48C26+TDR | TM9Y060B12MP11 | 31800 | 17.5 | 8.1 | 34000 | 29400 | 86.47% | 2.43 | 0 | 9 |  |  |  |  | R-410A | 2.65 | Residential & Commercial | USHP
212627225 | Central HP <5.4 tons | COLEMAN | HRCU-A-CB (Split System: Heat Pump with Remote Outdoor Unit-Air-Source) | HMH72B341 | ASPEN |  | D(A,C,E)48D36+TDR | CPLC080B12MP13 | 32400 | 17 | 8.1 | 33600 | 29400 | 87.5% | 2.42 | 0 | 9.5 |  |  |  |  | R-410A | 2.7 | Residential & Commercial | USHP
212627239 | Central HP <5.4 tons | COLEMAN | HRCU-A-CB (Split System: Heat Pump with Remote Outdoor Unit-Air-Source) | HMH72B341 | ASPEN |  | C(A,C,D,E)36B26+TDR | TL9E060B12UH11 | 29200 | 17.2 | 8.1 | 34000 | 27800 | 81.76% | 2.4 | 0 | 9 |  |  |  |  | R-410A | 2.4333 | Residential & Commercial | USHP
212627276 | Central HP <5.4 tons | COLEMAN | HRCU-A-CB (Split System: Heat Pump with Remote Outdoor Unit-Air-Source) | HMH72B341 | ASPEN |  | D(A,C,E)36B36+TDR | TM9E060B12MP12 | 32200 | 17.5 | 8.1 | 34000 | 28000 | 82.35% | 2.39 | 0 | 9.4 |  |  |  |  | R-410A | 2.6833 | Residential & Commercial | USHP
212627290 | Central HP <5.4 tons | COLEMAN | HRCU-A-CB (Split System: Heat Pump with Remote Outdoor Unit-Air-Source) | HMH72B341 | ASPEN |  | D(A,C,E)48D26+TDR | TM9E060B12MP12 | 31200 | 17.3 | 8.1 | 34000 | 28000 | 82.35% | 2.39 | 0 | 9.2 |  |  |  |  | R-410A | 2.6 | Residential & Commercial | USHP
212627308 | Central HP <5.4 tons | COLEMAN | HRCU-A-CB (Split System: Heat Pump with Remote Outdoor Unit-Air-Source) | HMH72B341 | ASPEN |  | D(A,C,E)36D36+TDR | TM9V080B12MP12 | 32800 | 17 | 8.4 | 34000 | 29400 | 86.47% | 2.71 | 0 | 9.5 |  |  |  |  | R-410A | 2.7333 | Residential & Commercial | USHP
212627326 | Central HP <5.4 tons | COLEMAN | HRCU-A-CB (Split System: Heat Pump with Remote Outdoor Unit-Air-Source) | HMH72B341 | ASPEN |  | D(A,C,E)42C26+TDR | CP9C060B12MP13 | 30400 | 17 | 8.1 | 34000 | 27800 | 81.76% | 2.42 | 0 | 9.1 |  |  |  |  | R-410A | 2.5333 | Residential & Commercial | USHP
212627357 | Central HP <5.4 tons | COLEMAN | HRCU-A-CB (Split System: Heat Pump with Remote Outdoor Unit-Air-Source) | HMH72B341 | ASPEN |  | D(A,C,E)48D36+TDR | TM9V060B12MP12 | 33600 | 17.5 | 8.1 | 34000 | 27800 | 81.76% | 2.42 | 0 | 9.5 |  |  |  |  | R-410A | 2.8 | Residential & Commercial | USHP
212627358 | Central HP <5.4 tons | COLEMAN | HRCU-A-CB (Split System: Heat Pump with Remote Outdoor Unit-Air-Source) | HMH72B341 | ASPEN |  | C(A,C,D,E)36A46+TDR | TP9C060B12MP13 | 32000 | 17.5 | 8.1 | 34000 | 27800 | 81.76% | 2.42 | 0 | 9.4 |  |  |  |  | R-410A | 2.6667 | Residential & Commercial | USHP
212627374 | Central HP <5.4 tons | COLEMAN | HRCU-A-CB (Split System: Heat Pump with Remote Outdoor Unit-Air-Source) | HMH72B341 | ASPEN |  | D(A,C,E)42D26+TDR | TP9C060B12MP13 | 30800 | 17.2 | 8.1 | 34000 | 27800 | 81.76% | 2.42 | 0 | 9 |  |  |  |  | R-410A | 2.5667 | Residential & Commercial | USHP
212627476 | Central HP <5.4 tons | COLEMAN | HRCU-A-CB (Split System: Heat Pump with Remote Outdoor Unit-Air-Source) | HMH72B341 | ASPEN |  | D(A,C,E)42B36+TDR | TMLE080B12MP11 | 32400 | 18 | 8.1 | 34000 | 28000 | 82.35% | 2.41 | 0 | 9.5 |  |  |  |  | R-410A | 2.7 | Residential & Commercial | USHP
212627524 | Central HP <5.4 tons | COLEMAN | HRCU-A-CB (Split System: Heat Pump with Remote Outdoor Unit-Air-Source) | HMH72B341 | ASPEN |  | D(A,C,E)42D36+TDR | TM9V080B12MP12 | 32800 | 17 | 8.5 | 34000 | 29400 | 86.47% | 2.73 | 0 | 9.5 |  |  |  |  | R-410A | 2.7333 | Residential & Commercial | USHP
212627525 | Central HP <5.4 tons | COLEMAN | HRCU-A-CB (Split System: Heat Pump with Remote Outdoor Unit-Air-Source) | HMH72B341 | ASPEN |  | D(A,C,E)48C36+TDR | TM9V080B12MP12 | 32800 | 17 | 8.5 | 34000 | 29400 | 86.47% | 2.73 | 0 | 9.5 |  |  |  |  | R-410A | 2.7333 | Residential & Commercial | USHP
212627526 | Central HP <5.4 tons | COLEMAN | HRCU-A-CB (Split System: Heat Pump with Remote Outdoor Unit-Air-Source) | HMH72B341 | ASPEN |  | D(A,C,E)48D36+TDR | TM9V080B12MP12 | 32800 | 17 | 8.5 | 34000 | 29400 | 86.47% | 2.73 | 0 | 9.5 |  |  |  |  | R-410A | 2.7333 | Residential & Commercial | USHP
212627542 | Central HP <5.4 tons | COLEMAN | HRCU-A-CB (Split System: Heat Pump with Remote Outdoor Unit-Air-Source) | HMH72B341 | ASPEN |  | D(A,C,E)36B46+TDR | TM9Y100C20MP11 | 33000 | 15.5 | 8.1 | 34000 | 27800 | 81.76% | 2.38 | 0 | 9 |  |  |  |  | R-410A | 2.75 | Residential & Commercial | USHP
212627559 | Central HP <5.4 tons | COLEMAN | HRCU-A-CB (Split System: Heat Pump with Remote Outdoor Unit-Air-Source) | HMH72B341 | ASPEN |  | C(A,C,D,E)48C26+TDR | TM9Y100C16MP11 | 32000 | 18 | 8.5 | 34000 | 28400 | 83.53% | 2.74 | 0 | 10 |  |  |  |  | R-410A | 2.6667 | Residential & Commercial | USHP | Ducted CEE Tier 1
212627112 | Central HP <5.4 tons | COLEMAN | HRCU-A-CB (Split System: Heat Pump with Remote Outdoor Unit-Air-Source) | HMH72B341 | ASPEN |  | D(A,C,E)48B26+TDR | TM8V100C16MP12 | 30200 | 17 | 8.4 | 33800 | 27200 | 80.47% | 2.65 | 0 | 9 |  |  |  |  | R-410A | 2.5167 | Residential & Commercial | USHP
212627135 | Central HP <5.4 tons | COLEMAN | HRCU-A-CB (Split System: Heat Pump with Remote Outdoor Unit-Air-Source) | HMH72B341 | ASPEN |  | C(A,C,D,E)42A26+TDR | CPLC100C16MP13 | 29200 | 16.7 | 8.1 | 33800 | 27200 | 80.47% | 2.48 | 0 | 9.4 |  |  |  |  | R-410A | 2.4333 | Residential & Commercial | USHP
212627169 | Central HP <5.4 tons | COLEMAN | HRCU-A-CB (Split System: Heat Pump with Remote Outdoor Unit-Air-Source) | HMH72B341 | ASPEN |  | C(A,C,D,E)48A36+TDR | CP9C100C20MP13 | 32200 | 17.5 | 8.1 | 33800 | 28200 | 83.43% | 2.46 | 0 | 9.4 |  |  |  |  | R-410A | 2.6833 | Residential & Commercial | USHP
212627244 | Central HP <5.4 tons | COLEMAN | HRCU-A-CB (Split System: Heat Pump with Remote Outdoor Unit-Air-Source) | HMH72B341 | ASPEN |  | D(A,C,E)36A46+TDR | TL9E060B12UH11 | 32000 | 18 | 8.1 | 34000 | 27800 | 81.76% | 2.4 | 0 | 9.4 |  |  |  |  | R-410A | 2.6667 | Residential & Commercial | USHP
212627269 | Central HP <5.4 tons | COLEMAN | HRCU-A-CB (Split System: Heat Pump with Remote Outdoor Unit-Air-Source) | HMH72B341 | ASPEN |  | C(A,C,D,E)36A46+TDR | TM9E060B12MP12 | 32000 | 17.5 | 8.1 | 34000 | 28000 | 82.35% | 2.39 | 0 | 9.4 |  |  |  |  | R-410A | 2.6667 | Residential & Commercial | USHP
212627278 | Central HP <5.4 tons | COLEMAN | HRCU-A-CB (Split System: Heat Pump with Remote Outdoor Unit-Air-Source) | HMH72B341 | ASPEN |  | D(A,C,E)36C36+TDR | TM9E060B12MP12 | 32600 | 17.5 | 8.1 | 34000 | 28000 | 82.35% | 2.39 | 0 | 9.5 |  |  |  |  | R-410A | 2.7167 | Residential & Commercial | USHP
212627330 | Central HP <5.4 tons | COLEMAN | HRCU-A-CB (Split System: Heat Pump with Remote Outdoor Unit-Air-Source) | HMH72B341 | ASPEN |  | D(A,C,E)48B36+TDR | CP9C060B12MP13 | 32800 | 17.5 | 8.1 | 34000 | 27800 | 81.76% | 2.42 | 0 | 9.5 |  |  |  |  | R-410A | 2.7333 | Residential & Commercial | USHP
212627335 | Central HP <5.4 tons | COLEMAN | HRCU-A-CB (Split System: Heat Pump with Remote Outdoor Unit-Air-Source) | HMH72B341 | ASPEN |  | C(A,C,D,E)36A46+TDR | TM9V060B12MP12 | 32000 | 17.5 | 8.1 | 34000 | 27800 | 81.76% | 2.42 | 0 | 9.4 |  |  |  |  | R-410A | 2.6667 | Residential & Commercial | USHP
212627344 | Central HP <5.4 tons | COLEMAN | HRCU-A-CB (Split System: Heat Pump with Remote Outdoor Unit-Air-Source) | HMH72B341 | ASPEN |  | D(A,C,E)36C36+TDR | TM9V060B12MP12 | 32600 | 17.5 | 8.1 | 34000 | 27800 | 81.76% | 2.42 | 0 | 9.5 |  |  |  |  | R-410A | 2.7167 | Residential & Commercial | USHP
212627364 | Central HP <5.4 tons | COLEMAN | HRCU-A-CB (Split System: Heat Pump with Remote Outdoor Unit-Air-Source) | HMH72B341 | ASPEN |  | D(A,C,E)36A46+TDR | TP9C060B12MP13 | 32000 | 17.5 | 8.1 | 34000 | 27800 | 81.76% | 2.42 | 0 | 9.4 |  |  |  |  | R-410A | 2.6667 | Residential & Commercial | USHP
212627437 | Central HP <5.4 tons | COLEMAN | HRCU-A-CB (Split System: Heat Pump with Remote Outdoor Unit-Air-Source) | HMH72B341 | ASPEN |  | D(A,C,E)48C36+TDR | TM8E080B12MP11 | 33200 | 18 | 8.5 | 34000 | 28000 | 82.35% | 2.63 | 0 | 9 |  |  |  |  | R-410A | 2.7667 | Residential & Commercial | USHP
212627446 | Central HP <5.4 tons | COLEMAN | HRCU-A-CB (Split System: Heat Pump with Remote Outdoor Unit-Air-Source) | HMH72B341 | ASPEN |  | D(A,C,E)36A46+TDR | TM9Y080B12MP11 | 32000 | 18 | 8.1 | 34000 | 28000 | 82.35% | 2.41 | 0 | 9.4 |  |  |  |  | R-410A | 2.6667 | Residential & Commercial | USHP
212627480 | Central HP <5.4 tons | COLEMAN | HRCU-A-CB (Split System: Heat Pump with Remote Outdoor Unit-Air-Source) | HMH72B341 | ASPEN |  | D(A,C,E)42D36+TDR | TMLE080B12MP11 | 33200 | 18 | 8.1 | 34000 | 28000 | 82.35% | 2.41 | 0 | 9 |  |  |  |  | R-410A | 2.7667 | Residential & Commercial | USHP
212627496 | Central HP <5.4 tons | COLEMAN | HRCU-A-CB (Split System: Heat Pump with Remote Outdoor Unit-Air-Source) | HMH72B341 | ASPEN |  | D(A,C,E)48C36+TDR | TM8V060A12MP12 | 32800 | 17.5 | 8.1 | 33400 | 28800 | 86.23% | 2.49 | 0 | 9.5 |  |  |  |  | R-410A | 2.7333 | Residential & Commercial | USHP
216498595 | Central HP <5.4 tons | BOSCH | HRCU-A-CB (Split System: Heat Pump with Remote Outdoor Unit-Air-Source) | BOVD-36HDN1-M20G | ADP |  | PL36H175P459 | BGH96M060B3B | 24000 | 18 | 9 | 22400 | 17000 | 75.89% | 1.9 | 0 | 12 |  |  |  |  | R-410A | 2 | Residential & Commercial | USHP | Ducted CEE Tier 1
216735588 | Central HP <5.4 tons | DAY & NIGHT | HRCU-A-CB (Split System: Heat Pump with Remote Outdoor Unit-Air-Source) | D5CUHAH24AAK |  |  | EA*5X37M21A* | *80MSU1002120A* | 23200 | 16.5 | 8.5 | 20800 | 18500 | 88.94% | 1.96 | 0 | 11 |  |  |  |  | R-454B | 1.9333 | Residential & Commercial | USHP | Ducted CEE Tier 1
212627378 | Central HP <5.4 tons | COLEMAN | HRCU-A-CB (Split System: Heat Pump with Remote Outdoor Unit-Air-Source) | HMH72B341 | ASPEN |  | D(A,C,E)48C36+TDR | TP9C060B12MP13 | 33200 | 17.5 | 8.1 | 34000 | 27800 | 81.76% | 2.42 | 0 | 9 |  |  |  |  | R-410A | 2.7667 | Residential & Commercial | USHP
212627380 | Central HP <5.4 tons | COLEMAN | HRCU-A-CB (Split System: Heat Pump with Remote Outdoor Unit-Air-Source) | HMH72B341 | ASPEN |  | D(A,C,E)48D36+TDR | TP9C060B12MP13 | 33600 | 17.5 | 8.1 | 34000 | 27800 | 81.76% | 2.42 | 0 | 9.5 |  |  |  |  | R-410A | 2.8 | Residential & Commercial | USHP
212627396 | Central HP <5.4 tons | COLEMAN | HRCU-A-CB (Split System: Heat Pump with Remote Outdoor Unit-Air-Source) | HMH72B341 | ASPEN |  | D(A,C,E)36D36+TDR | TM9Y100C16MP11 | 32800 | 18 | 8.4 | 34000 | 28400 | 83.53% | 2.72 | 0 | 10 |  |  |  |  | R-410A | 2.7333 | Residential & Commercial | USHP | Ducted CEE Tier 1
212627469 | Central HP <5.4 tons | COLEMAN | HRCU-A-CB (Split System: Heat Pump with Remote Outdoor Unit-Air-Source) | HMH72B341 | ASPEN |  | D(A,C,E)36A46+TDR | TMLE080B12MP11 | 32000 | 18 | 8.1 | 34000 | 28000 | 82.35% | 2.41 | 0 | 9.4 |  |  |  |  | R-410A | 2.6667 | Residential & Commercial | USHP
212627487 | Central HP <5.4 tons | COLEMAN | HRCU-A-CB (Split System: Heat Pump with Remote Outdoor Unit-Air-Source) | HMH72B341 | ASPEN |  | C(A,C,D,E)48C26+TDR | CPLC060A12MP13 | 32000 | 17.5 | 8.1 | 33400 | 28800 | 86.23% | 2.49 | 0 | 9 |  |  |  |  | R-410A | 2.6667 | Residential & Commercial | USHP
212627528 | Central HP <5.4 tons | COLEMAN | HRCU-A-CB (Split System: Heat Pump with Remote Outdoor Unit-Air-Source) | HMH72B341 | ASPEN |  | D(A,C,E)36B46+TDR | TP9C080B12MP13 | 32800 | 17 | 8.1 | 33600 | 29600 | 88.1% | 2.45 | 0 | 9.5 |  |  |  |  | R-410A | 2.7333 | Residential & Commercial | USHP
212627587 | Central HP <5.4 tons | COLEMAN | HRCU-A-CB (Split System: Heat Pump with Remote Outdoor Unit-Air-Source) | HMH72B341 | ASPEN |  | D(A,C,E)42D36+TDR | TMLE080C16MP11 | 33000 | 18 | 8.1 | 33000 | 29000 | 87.88% | 2.49 | 0 | 10 |  |  |  |  | R-410A | 2.75 | Residential & Commercial | USHP | Ducted CEE Tier 1
212627621 | Central HP <5.4 tons | COLEMAN | HRCU-A-CB (Split System: Heat Pump with Remote Outdoor Unit-Air-Source) | HMH72B341 | ASPEN |  | D(A,C,E)48A36+TDR | TM8V080C16MP12 | 32200 | 17.5 | 8.4 | 34000 | 27400 | 80.59% | 2.65 | 0 | 9.9 |  |  |  |  | R-410A | 2.6833 | Residential & Commercial | USHP
212627562 | Central HP <5.4 tons | COLEMAN | HRCU-A-CB (Split System: Heat Pump with Remote Outdoor Unit-Air-Source) | HMH72B341 | ASPEN |  | D(A,C,E)48D36+TDR | TM9Y100C16MP11 | 32800 | 18 | 8.5 | 34000 | 28400 | 83.53% | 2.74 | 0 | 10 |  |  |  |  | R-410A | 2.7333 | Residential & Commercial | USHP | Ducted CEE Tier 1
212627637 | Central HP <5.4 tons | COLEMAN | HRCU-A-CB (Split System: Heat Pump with Remote Outdoor Unit-Air-Source) | HMH72B341 | ASPEN |  | D(A,C,E)36A36+TDR | TM8V100C16MP12 | 31600 | 17.5 | 8.4 | 34000 | 27400 | 80.59% | 2.68 | 0 | 9.8 |  |  |  |  | R-410A | 2.6333 | Residential & Commercial | USHP
212627773 | Central HP <5.4 tons | COLEMAN | HRCU-A-CB (Split System: Heat Pump with Remote Outdoor Unit-Air-Source) | HMH72B341 | ASPEN |  | D(A,C,E)36D26+TDR | TM8V100C16MP12 | 30200 | 17 | 8.5 | 34000 | 27400 | 80.59% | 2.67 | 0 | 9 |  |  |  |  | R-410A | 2.5167 | Residential & Commercial | USHP
212627778 | Central HP <5.4 tons | COLEMAN | HRCU-A-CB (Split System: Heat Pump with Remote Outdoor Unit-Air-Source) | HMH72B341 | ASPEN |  | D(A,C,E)42C36+TDR | TM8V100C16MP12 | 32800 | 17.5 | 8.5 | 34000 | 27400 | 80.59% | 2.67 | 0 | 10 |  |  |  |  | R-410A | 2.7333 | Residential & Commercial | USHP | Ducted CEE Tier 1
212627803 | Central HP <5.4 tons | COLEMAN | HRCU-A-CB (Split System: Heat Pump with Remote Outdoor Unit-Air-Source) | HMH72B341 | ASPEN |  | D(A,C,E)42C26+TDR | TMLV100C16MP12 | 30200 | 17 | 8.1 | 33800 | 27400 | 81.07% | 2.47 | 0 | 9 |  |  |  |  | R-410A | 2.5167 | Residential & Commercial | USHP
212627828 | Central HP <5.4 tons | COLEMAN | HRCU-A-CB (Split System: Heat Pump with Remote Outdoor Unit-Air-Source) | HMH72B341 | ASPEN |  | D(A,C,E)42C36+TDR | TPLC080C16MP13 | 32800 | 17.5 | 8.1 | 33800 | 27400 | 81.07% | 2.47 | 0 | 10 |  |  |  |  | R-410A | 2.7333 | Residential & Commercial | USHP | Ducted CEE Tier 1
212627898 | Central HP <5.4 tons | COLEMAN | HRCU-A-CB (Split System: Heat Pump with Remote Outdoor Unit-Air-Source) | HMH72B341 | ASPEN |  | D(A,C,E)42D36+TDR | TL9E080C16UH11 | 33000 | 17.5 | 8.5 | 34000 | 28000 | 82.35% | 2.66 | 0 | 9 |  |  |  |  | R-410A | 2.75 | Residential & Commercial | USHP
216011854 | Central HP <5.4 tons | COLEMAN | HRCU-A-CB (Split System: Heat Pump with Remote Outdoor Unit-Air-Source) | HMH72B341 | ADP |  | H,YE35936 | CP9C100C20MP13 | 34000 | 17 | 8.1 | 32400 | 24400 | 75.31% | 2.12 | 0 | 9.5 |  |  |  |  | R-410A | 2.8333 | Residential & Commercial | USHP
214810781 | Central HP <5.4 tons | ECOER | HRCU-A-CB (Split System: Heat Pump with Remote Outdoor Unit-Air-Source) | EODA19H-2436AA* | ADP |  | HG82936+AEFE3A* | 0 | 34200 | 19 | 9.5 | 34400 | 24800 | 72.09% | 2 | 0 | 12 |  |  |  |  | R-410A | 2.85 | Residential & Commercial | USHP | Ducted CEE Tier 1
215487408 | Central HP <5.4 tons | DAIKIN | HRCU-A-CB (Split System: Heat Pump with Remote Outdoor Unit-Air-Source) | DH7VSA3610A* |  |  | CHPEA4830*3A* | D*96VC1005DNA* | 35000 | 18.5 | 8.1 | 35000 | 28400 | 81.14% | 2 | 0 | 10.5 |  |  |  |  | R-32 | 2.9167 | Residential & Commercial | USHP | Ducted CEE Tier 1
216011853 | Central HP <5.4 tons | COLEMAN | HRCU-A-CB (Split System: Heat Pump with Remote Outdoor Unit-Air-Source) | HMH72B341 | ADP |  | H,YE34936 | CP9C100C20MP13 | 33400 | 17 | 8.1 | 32000 | 23200 | 72.5% | 2.06 | 0 | 9.5 |  |  |  |  | R-410A | 2.7833 | Residential & Commercial | USHP
213872350 | Central HP <5.4 tons | CHAMPION HEATING AND COOLING | HRCU-A-CB (Split System: Heat Pump with Remote Outdoor Unit-Air-Source) | HMH72B341 | ADP |  | H,YG9J936 | Z8ES040A12SMPS1 | 34000 | 18 | 8.5 | 31800 | 23800 | 74.84% | 2.1 | 0 | 10 |  |  |  |  | R-410A | 2.8333 | Residential & Commercial | USHP | Ducted CEE Tier 1
212596704 | Central HP <5.4 tons | CHAMPION HEATING AND COOLING | HRCU-A-CB (Split System: Heat Pump with Remote Outdoor Unit-Air-Source) | HMH72B341 | ADP |  | F,PE*G32936 | 0 | 32600 | 17 | 8.35 | 31400 | 22800 | 72.61% | 1.94 | 0 | 10 |  |  |  |  | R-410A | 2.7167 | Residential & Commercial | USHP | Ducted CEE Tier 1
215438166 | Central HP <5.4 tons | CHAMPION HEATING AND COOLING | HRCU-A-CB (Split System: Heat Pump with Remote Outdoor Unit-Air-Source) | HH824E2S11 | ADP |  | FE*G32*25+TXV | 0 | 24000 | 19 | 9.4 | 22400 | 16600 | 74.11% | 2.08 | 0 | 12 |  |  |  |  | R-454B | 2 | Residential & Commercial | USHP | Ducted CEE Tier 1
215438164 | Central HP <5.4 tons | CHAMPION HEATING AND COOLING | HRCU-A-CB (Split System: Heat Pump with Remote Outdoor Unit-Air-Source) | HH860E2S11 | ADP |  | FE*TT9*60+TXV | 0 | 54000 | 19 | 9 | 52000 | 38000 | 73.08% | 2 | 0 | 11.7 |  |  |  |  | R-454B | 4.5 | Residential & Commercial | USHP | Ducted CEE Tier 1
213214820 | Central HP <5.4 tons | MDV | HRCU-A-CB (Split System: Heat Pump with Remote Outdoor Unit-Air-Source) | MOD30U-36HFN1-MR0 |  |  | MVC-30HWFN1-M | 0 | 30000 | 17.3 | 8.5 | 30000 | 21000 | 70% | 1.86 | 0 | 11 |  |  |  |  | R-410A | 2.5 | Residential & Commercial | USHP | Ducted CEE Tier 1
213411108 | Central HP <5.4 tons | COLEMAN | HRCU-A-CB (Split System: Heat Pump with Remote Outdoor Unit-Air-Source) | HMH72B341 | ADP |  | H,YG35936 | Z8ES080C16SMPS1 | 34000 | 18 | 8.5 | 31800 | 23800 | 74.84% | 2.14 | 0 | 10 |  |  |  |  | R-410A | 2.8333 | Residential & Commercial | USHP | Ducted CEE Tier 1
216681063 | Central HP <5.4 tons | CARRIER | HRCU-A-CB (Split System: Heat Pump with Remote Outdoor Unit-Air-Source) | 38MURAQ36AB3* |  |  | CAP**4821AL* | 59TP7A080V21**20 | 36200 | 16 | 9 | 38000 | 34400 | 90.53% | 1.96 | 0 | 10 |  |  |  |  | R-410A | 3.0167 | Residential & Commercial | USHP | Ducted CEE Tier 1
213872347 | Central HP <5.4 tons | CHAMPION HEATING AND COOLING | HRCU-A-CB (Split System: Heat Pump with Remote Outdoor Unit-Air-Source) | HMH72B341 | ADP |  | H,YG7J936 | Z8ES040A12LMPS1 | 31800 | 17 | 8.1 | 30600 | 22200 | 72.55% | 2 | 0 | 10 |  |  |  |  | R-410A | 2.65 | Residential & Commercial | USHP | Ducted CEE Tier 1
213872356 | Central HP <5.4 tons | CHAMPION HEATING AND COOLING | HRCU-A-CB (Split System: Heat Pump with Remote Outdoor Unit-Air-Source) | HMH72B341 | ADP |  | H,YG9J936 | Z8ES080C20LMPS1 | 34000 | 18 | 8.5 | 31800 | 24000 | 75.47% | 2.12 | 0 | 10 |  |  |  |  | R-410A | 2.8333 | Residential & Commercial | USHP | Ducted CEE Tier 1
212627071 | Central HP <5.4 tons | COLEMAN | HRCU-A-CB (Split System: Heat Pump with Remote Outdoor Unit-Air-Source) | HMH72B341 | ASPEN |  | D(A,C,E)48B36+TDR | TM9V080C16MP12 | 32800 | 17.5 | 8.5 | 33800 | 27400 | 81.07% | 2.66 | 0 | 10 |  |  |  |  | R-410A | 2.7333 | Residential & Commercial | USHP | Ducted CEE Tier 1
212627094 | Central HP <5.4 tons | COLEMAN | HRCU-A-CB (Split System: Heat Pump with Remote Outdoor Unit-Air-Source) | HMH72B341 | ASPEN |  | D(A,C,E)48B36+TDR | TP9C080C16MP13 | 32800 | 17.5 | 8.1 | 33800 | 27400 | 81.07% | 2.45 | 0 | 10 |  |  |  |  | R-410A | 2.7333 | Residential & Commercial | USHP | Ducted CEE Tier 1
216990245 | Central HP <5.4 tons | BRYANT HEATING AND COOLING SYSTEMS | HRCU-A-CB (Split System: Heat Pump with Remote Outdoor Unit-Air-Source) | 290VAN036**AA* | ADP |  | PL36H210P74*+TXV | 88*TB36045C17*** | 32800 | 17 | 9 | 33600 | 25000 | 74.4% | 1.88 | 0 | 9 |  |  |  |  | R-454B | 2.7333 | Residential & Commercial | USHP
215487456 | Central HP <5.4 tons | DAIKIN | HRCU-A-CB (Split System: Heat Pump with Remote Outdoor Unit-Air-Source) | DH7VSA4810A* |  |  | CHPEA6030*3A* | D*80VC0805C*A* | 45500 | 16.5 | 8.5 | 46500 | 33600 | 72.26% | 2 | 0 | 10 |  |  |  |  | R-32 | 3.7917 | Residential & Commercial | USHP | Ducted CEE Tier 1
216440240 | Central HP <5.4 tons | TRANE | HRCU-A-CB (Split System: Heat Pump with Remote Outdoor Unit-Air-Source) | 5TWV0X48A1 |  |  | 5PX*C007AS3 | S9V2C100U5VSB+LRP | 44000 | 20 | 9.7 | 46500 | 33400 | 71.83% | 2.1 | 0 | 12 |  |  |  |  | R-454B | 3.6667 | Residential & Commercial | USHP | Ducted CEE Tier 1
216974753 | Central HP <5.4 tons | BRYANT HEATING AND COOLING SYSTEMS | HRCU-A-CB (Split System: Heat Pump with Remote Outdoor Unit-Air-Source) | 293VAN036**AA* | ADP |  | A36VCA*+TXV | 83*CA48060C17*** | 32600 | 20 | 9.5 | 33200 | 26400 | 79.52% | 2 | 0 | 11 |  |  |  |  | R-454B | 2.7167 | Residential & Commercial | USHP | Ducted CEE Tier 1
216974767 | Central HP <5.4 tons | BRYANT HEATING AND COOLING SYSTEMS | HRCU-A-CB (Split System: Heat Pump with Remote Outdoor Unit-Air-Source) | 293VAN036**AA* | ADP |  | C36A***L13*+TXV | 83*CB36040C17*** | 32800 | 20 | 9.5 | 33200 | 26200 | 78.92% | 2.02 | 0 | 11.5 |  |  |  |  | R-454B | 2.7333 | Residential & Commercial | USHP | Ducted CEE Tier 1
214271784 | Central HP <5.4 tons | CARRIER | HRCU-A-CB (Split System: Heat Pump with Remote Outdoor Unit-Air-Source) | 25VNA448A*031* | ADP |  | V,C60H210P179 | 58TN*B110C21**20 | 45000 | 21 | 9.5 | 43500 | 35600 | 81.84% | 2.36 | 0 | 12 |  |  |  |  | R-410A | 3.75 | Residential & Commercial | USHP | Ducted CEE Tier 1
216974808 | Central HP <5.4 tons | BRYANT HEATING AND COOLING SYSTEMS | HRCU-A-CB (Split System: Heat Pump with Remote Outdoor Unit-Air-Source) | 293VAN048**AA* | ADP |  | PL48H175P78*+TXV | 83*CB48060C17*** | 43500 | 21 | 9.5 | 46000 | 36200 | 78.7% | 1.9 | 0 | 11 |  |  |  |  | R-454B | 3.625 | Residential & Commercial | USHP | Ducted CEE Tier 1
212627623 | Central HP <5.4 tons | COLEMAN | HRCU-A-CB (Split System: Heat Pump with Remote Outdoor Unit-Air-Source) | HMH72B341 | ASPEN |  | C(A,C,D,E)48A36+TDR | TM8V100C16MP12 | 32200 | 17.5 | 8.4 | 34000 | 27400 | 80.59% | 2.65 | 0 | 9.9 |  |  |  |  | R-410A | 2.6833 | Residential & Commercial | USHP
212627673 | Central HP <5.4 tons | COLEMAN | HRCU-A-CB (Split System: Heat Pump with Remote Outdoor Unit-Air-Source) | HMH72B341 | ASPEN |  | D(A,C,E)48C36+TDR | TMLE120C16MP11 | 33200 | 18 | 8.1 | 33000 | 29200 | 88.48% | 2.5 | 0 | 10 |  |  |  |  | R-410A | 2.7667 | Residential & Commercial | USHP | Ducted CEE Tier 1
212627680 | Central HP <5.4 tons | COLEMAN | HRCU-A-CB (Split System: Heat Pump with Remote Outdoor Unit-Air-Source) | HMH72B341 | ASPEN |  | C(A,C,D,E)42B36+TDR | TM8Y080C16MP11 | 32200 | 18.5 | 8.4 | 34000 | 27400 | 80.59% | 2.65 | 0 | 9.9 |  |  |  |  | R-410A | 2.6833 | Residential & Commercial | USHP
212627698 | Central HP <5.4 tons | COLEMAN | HRCU-A-CB (Split System: Heat Pump with Remote Outdoor Unit-Air-Source) | HMH72B341 | ASPEN |  | C(A,C,D,E)48C26+TDR | CPLC080C16MP13 | 30600 | 17.2 | 8.1 | 33800 | 27400 | 81.07% | 2.47 | 0 | 9.6 |  |  |  |  | R-410A | 2.55 | Residential & Commercial | USHP
212627705 | Central HP <5.4 tons | COLEMAN | HRCU-A-CB (Split System: Heat Pump with Remote Outdoor Unit-Air-Source) | HMH72B341 | ASPEN |  | D(A,C,E)42A46+TDR | CPLC080C16MP13 | 32400 | 17.5 | 8.1 | 33800 | 27400 | 81.07% | 2.47 | 0 | 10 |  |  |  |  | R-410A | 2.7 | Residential & Commercial | USHP | Ducted CEE Tier 1
212626360 | Central HP <5.4 tons | COLEMAN | HRCU-A-CB (Split System: Heat Pump with Remote Outdoor Unit-Air-Source) | HMH72B341 | ASPEN |  | C(A,C,D,E)48A26+TDR | TM8V080C16MP12 | 29800 | 16.9 | 8.3 | 33600 | 27200 | 80.95% | 2.64 | 0 | 9.5 |  |  |  |  | R-410A | 2.4833 | Residential & Commercial | USHP
212626378 | Central HP <5.4 tons | COLEMAN | HRCU-A-CB (Split System: Heat Pump with Remote Outdoor Unit-Air-Source) | HMH72B341 | ASPEN |  | C(A,C,D,E)48A26+TDR | TM9V100C16MP12 | 29800 | 16.9 | 8.3 | 33600 | 27200 | 80.95% | 2.63 | 0 | 9.5 |  |  |  |  | R-410A | 2.4833 | Residential & Commercial | USHP
212626392 | Central HP <5.4 tons | COLEMAN | HRCU-A-CB (Split System: Heat Pump with Remote Outdoor Unit-Air-Source) | HMH72B341 | ASPEN |  | D(A,C,E)42A46+TDR | TM9E100C16MP12 | 32600 | 18 | 8.5 | 33600 | 27200 | 80.95% | 2.66 | 0 | 10 |  |  |  |  | R-410A | 2.7167 | Residential & Commercial | USHP | Ducted CEE Tier 1
212391590 | Central HP <5.4 tons | KEEPRITE | HRCU-A-CB (Split System: Heat Pump with Remote Outdoor Unit-Air-Source) | DLCURAH24ABK | ADP |  | H,GE31(1,2)30+TXV | *92ESN0601714A* | 23800 | 16 | 8.5 | 25200 | 23400 | 92.86% | 1.96 | 0 | 10 |  |  |  |  | R-410A | 1.9833 | Residential & Commercial | USHP | Ducted CEE Tier 1
212986245 | Central HP <5.4 tons | TEMPSTAR | HRCU-A-CB (Split System: Heat Pump with Remote Outdoor Unit-Air-Source) | DLCURAH24ABK |  |  | EN(A,D)4X30L14** | *96MSN0401410A* | 23400 | 16 | 8.1 | 26400 | 24600 | 93.18% | 2.02 | 0 | 10 |  |  |  |  | R-410A | 1.95 | Residential & Commercial | USHP | Ducted CEE Tier 1
215934929 | Central HP <5.4 tons | COMFORTMAKER | HRCU-A-CB (Split System: Heat Pump with Remote Outdoor Unit-Air-Source) | C5H3V36*K*AAA* |  |  | EVM5X44M21A*+WALLCON | *97CMN1002122B* | 35600 | 22 | 8.5 | 38000 | 28600 | 75.26% | 2.02 | 0 | 12.5 |  |  |  |  | R-454B | 2.9667 | Residential & Commercial | USHP | Ducted CEE Tier 1
215935049 | Central HP <5.4 tons | COMFORTMAKER | HRCU-A-CB (Split System: Heat Pump with Remote Outdoor Unit-Air-Source) | C5H3V36*K*AAA* |  |  | EVM5X49M21A*+WALLCON | *80CTL1102120B* | 35600 | 22 | 8.5 | 38000 | 28400 | 74.74% | 2.02 | 0 | 12.5 |  |  |  |  | R-454B | 2.9667 | Residential & Commercial | USHP | Ducted CEE Tier 1
215935129 | Central HP <5.4 tons | COMFORTMAKER | HRCU-A-CB (Split System: Heat Pump with Remote Outdoor Unit-Air-Source) | C5H3V36*K*AAA* |  |  | EVM5X49M21A*+WALLCON | *96CTN0801714B* | 35400 | 21.5 | 8.5 | 38500 | 28800 | 74.81% | 2.02 | 0 | 12 |  |  |  |  | R-454B | 2.95 | Residential & Commercial | USHP | Ducted CEE Tier 1
216440376 | Central HP <5.4 tons | TRANE | HRCU-A-CB (Split System: Heat Pump with Remote Outdoor Unit-Air-Source) | 5TWV0X48A1 |  |  | 5TXCD008AS3 | L8V1C100U5VSB+LRP | 44500 | 20 | 9.7 | 47500 | 34000 | 71.58% | 2.1 | 0 | 12 |  |  |  |  | R-454B | 3.7083 | Residential & Commercial | USHP | Ducted CEE Tier 1
216440474 | Central HP <5.4 tons | TRANE | HRCU-A-CB (Split System: Heat Pump with Remote Outdoor Unit-Air-Source) | 5TWV0X60A1 |  |  | 5PX*D010AS3 | S9V2D120U5VSB+LRP | 53000 | 18.8 | 9.4 | 53500 | 38000 | 71.03% | 2 | 0 | 10.5 |  |  |  |  | R-454B | 4.4167 | Residential & Commercial | USHP | Ducted CEE Tier 1
216440506 | Central HP <5.4 tons | TRANE | HRCU-A-CB (Split System: Heat Pump with Remote Outdoor Unit-Air-Source) | 5TWV0X60A1 |  |  | 5TXCC007AS3 | S9V2C080U5VSB+LRP | 52000 | 18.4 | 9 | 54500 | 38500 | 70.64% | 2 | 0 | 10 |  |  |  |  | R-454B | 4.3333 | Residential & Commercial | USHP | Ducted CEE Tier 1
216440390 | Central HP <5.4 tons | TRANE | HRCU-A-CB (Split System: Heat Pump with Remote Outdoor Unit-Air-Source) | 5TWV0X48A1 |  |  | 5TXCD008AS3 | S9V2D120U5PSC+LRP | 44000 | 20 | 9.7 | 46500 | 33200 | 71.4% | 2.1 | 0 | 12 |  |  |  |  | R-454B | 3.6667 | Residential & Commercial | USHP | Ducted CEE Tier 1
216440406 | Central HP <5.4 tons | TRANE | HRCU-A-CB (Split System: Heat Pump with Remote Outdoor Unit-Air-Source) | 5TWV0X48A1 |  |  | 5TXCD010AS3 | S9V2C100U5PSC+LRP | 44500 | 20 | 9.7 | 46000 | 33200 | 72.17% | 2.1 | 0 | 12 |  |  |  |  | R-454B | 3.7083 | Residential & Commercial | USHP | Ducted CEE Tier 1
212624039 | Central HP <5.4 tons | COLEMAN | HRCU-A-CB (Split System: Heat Pump with Remote Outdoor Unit-Air-Source) | HMH72B341 | ASPEN |  | D(A,C,E)42C34+TDR | TMLE080B12MP11 | 32800 | 18 | 8.1 | 34000 | 28000 | 82.35% | 2.41 | 0 | 9.5 |  |  |  |  | R-410A | 2.7333 | Residential & Commercial | USHP
213872344 | Central HP <5.4 tons | CHAMPION HEATING AND COOLING | HRCU-A-CB (Split System: Heat Pump with Remote Outdoor Unit-Air-Source) | HMH72B341 | ADP |  | H,YG9J936 | TP9C080C16MP13 | 34000 | 17 | 8.1 | 32200 | 23400 | 72.67% | 2.08 | 0 | 10 |  |  |  |  | R-410A | 2.8333 | Residential & Commercial | USHP | Ducted CEE Tier 1
215487443 | Central HP <5.4 tons | DAIKIN | HRCU-A-CB (Split System: Heat Pump with Remote Outdoor Unit-Air-Source) | DH7VSA4810A* |  |  | CA*EA6030*3A* | D*96VC1005CNA* | 45500 | 16.2 | 8.8 | 47000 | 33600 | 71.49% | 2 | 0 | 10 |  |  |  |  | R-32 | 3.7917 | Residential & Commercial | USHP | Ducted CEE Tier 1
215487450 | Central HP <5.4 tons | DAIKIN | HRCU-A-CB (Split System: Heat Pump with Remote Outdoor Unit-Air-Source) | DH7VSA4810A* |  |  | CHPEA4830*3A* | D*96VC0804CNA* | 45500 | 16.2 | 8.5 | 46000 | 33600 | 73.04% | 2 | 0 | 10 |  |  |  |  | R-32 | 3.7917 | Residential & Commercial | USHP | Ducted CEE Tier 1
215487452 | Central HP <5.4 tons | DAIKIN | HRCU-A-CB (Split System: Heat Pump with Remote Outdoor Unit-Air-Source) | DH7VSA4810A* |  |  | CHPEA4830*3A* | D*80VC0805D*A* | 45500 | 17 | 8.5 | 46000 | 33600 | 73.04% | 2 | 0 | 10 |  |  |  |  | R-32 | 3.7917 | Residential & Commercial | USHP | Ducted CEE Tier 1
212626560 | Central HP <5.4 tons | COLEMAN | HRCU-A-CB (Split System: Heat Pump with Remote Outdoor Unit-Air-Source) | HMH72B341 | ASPEN |  | C(A,C,D,E)36A46+TDR | TM9Y100C16MP11 | 32800 | 18 | 8.2 | 33800 | 28200 | 83.43% | 2.66 | 0 | 10 |  |  |  |  | R-410A | 2.7333 | Residential & Commercial | USHP | Ducted CEE Tier 1
212626735 | Central HP <5.4 tons | COLEMAN | HRCU-A-CB (Split System: Heat Pump with Remote Outdoor Unit-Air-Source) | HMH72B341 | ASPEN |  | D(A,C,E)36D26+TDR | TM8E100C16MP11 | 31800 | 18 | 8.3 | 33800 | 28600 | 84.62% | 2.7 | 0 | 10 |  |  |  |  | R-410A | 2.65 | Residential & Commercial | USHP | Ducted CEE Tier 1
212626737 | Central HP <5.4 tons | COLEMAN | HRCU-A-CB (Split System: Heat Pump with Remote Outdoor Unit-Air-Source) | HMH72B341 | ASPEN |  | C(A,C,D,E)36A46+TDR | TM8E120C16MP11 | 33200 | 18 | 8.2 | 33800 | 28600 | 84.62% | 2.7 | 0 | 10 |  |  |  |  | R-410A | 2.7667 | Residential & Commercial | USHP | Ducted CEE Tier 1
213258267 | Central HP <5.4 tons | KEEPRITE | HRCU-A-CB (Split System: Heat Pump with Remote Outdoor Unit-Air-Source) | DLCURAH18ABK | ADP |  | H,GE34936 | *96VTN0401712A* | 17700 | 15.2 | 8.5 | 17100 | 18400 | 107.6% | 2.26 | 0 | 10.5 |  |  |  |  | R-410A | 1.475 | Residential & Commercial | USHP | Ducted CEE Tier 1
213258935 | Central HP <5.4 tons | KEEPRITE | HRCU-A-CB (Split System: Heat Pump with Remote Outdoor Unit-Air-Source) | DLCURAH18ABK | ADP |  | H,GE7J936 | *96VSN0601412A* | 17800 | 16 | 8.5 | 17200 | 18600 | 108.1% | 2.28 | 0 | 10.5 |  |  |  |  | R-410A | 1.4833 | Residential & Commercial | USHP | Ducted CEE Tier 1
212626742 | Central HP <5.4 tons | COLEMAN | HRCU-A-CB (Split System: Heat Pump with Remote Outdoor Unit-Air-Source) | HMH72B341 | ASPEN |  | D(A,C,E)48C26+TDR | TM9Y100C16MP11 | 32000 | 18 | 8.4 | 33800 | 28600 | 84.62% | 2.7 | 0 | 10 |  |  |  |  | R-410A | 2.6667 | Residential & Commercial | USHP | Ducted CEE Tier 1
212626778 | Central HP <5.4 tons | COLEMAN | HRCU-A-CB (Split System: Heat Pump with Remote Outdoor Unit-Air-Source) | HMH72B341 | ASPEN |  | C(A,C,D,E)42A26+TDR | TM8E100B12MP11 | 29400 | 17.2 | 8.4 | 33800 | 27400 | 81.07% | 2.62 | 0 | 9.4 |  |  |  |  | R-410A | 2.45 | Residential & Commercial | USHP
212626801 | Central HP <5.4 tons | COLEMAN | HRCU-A-CB (Split System: Heat Pump with Remote Outdoor Unit-Air-Source) | HMH72B341 | ASPEN |  | D(A,C,E)48B36+TDR | TL9E100C20UH11 | 33400 | 17 | 8.2 | 33800 | 28800 | 85.21% | 2.73 | 0 | 10 |  |  |  |  | R-410A | 2.7833 | Residential & Commercial | USHP | Ducted CEE Tier 1
214862297 | Central HP <5.4 tons | BRYANT HEATING AND COOLING SYSTEMS | HRCU-A-CB (Split System: Heat Pump with Remote Outdoor Unit-Air-Source) | 288BNV025*0**C* | ADP |  | H,CD16936 | 987MC42060C17*** | 23800 | 16 | 8.1 | 19800 | 16300 | 82.32% | 1.98 | 0 | 11 |  |  |  |  | R-410A | 1.9833 | Residential & Commercial | USHP | Ducted CEE Tier 1
214862302 | Central HP <5.4 tons | BRYANT HEATING AND COOLING SYSTEMS | HRCU-A-CB (Split System: Heat Pump with Remote Outdoor Unit-Air-Source) | 288BNV025*0**C* | ADP |  | H,PE9J936 | 987MC42060C17*** | 23600 | 16 | 8.1 | 20000 | 16300 | 81.5% | 1.94 | 0 | 11 |  |  |  |  | R-410A | 1.9667 | Residential & Commercial | USHP | Ducted CEE Tier 1
212626837 | Central HP <5.4 tons | COLEMAN | HRCU-A-CB (Split System: Heat Pump with Remote Outdoor Unit-Air-Source) | HMH72B341 | ASPEN |  | C(A,C,D,E)48C26+TDR | TM9E080B12MP12 | 30800 | 17.2 | 8.5 | 33800 | 27400 | 81.07% | 2.65 | 0 | 9 |  |  |  |  | R-410A | 2.5667 | Residential & Commercial | USHP
212626851 | Central HP <5.4 tons | COLEMAN | HRCU-A-CB (Split System: Heat Pump with Remote Outdoor Unit-Air-Source) | HMH72B341 | ASPEN |  | D(A,C,E)48C26+TDR | TM9E080B12MP12 | 30800 | 17.2 | 8.5 | 33800 | 27400 | 81.07% | 2.65 | 0 | 9 |  |  |  |  | R-410A | 2.5667 | Residential & Commercial | USHP
212624002 | Central HP <5.4 tons | COLEMAN | HRCU-A-CB (Split System: Heat Pump with Remote Outdoor Unit-Air-Source) | HMH72B341 | ASPEN |  | D(A,C,E)48C24+TDR | TM9Y080B12MP11 | 30600 | 17.7 | 8.1 | 34000 | 28000 | 82.35% | 2.41 | 0 | 9 |  |  |  |  | R-410A | 2.55 | Residential & Commercial | USHP
212624011 | Central HP <5.4 tons | COLEMAN | HRCU-A-CB (Split System: Heat Pump with Remote Outdoor Unit-Air-Source) | HMH72B341 | ASPEN |  | C(A,C,D,E)36C24+TDR | TMLE080B12MP11 | 29800 | 17.4 | 8.1 | 34000 | 28000 | 82.35% | 2.41 | 0 | 9 |  |  |  |  | R-410A | 2.4833 | Residential & Commercial | USHP
212624045 | Central HP <5.4 tons | COLEMAN | HRCU-A-CB (Split System: Heat Pump with Remote Outdoor Unit-Air-Source) | HMH72B341 | ASPEN |  | D(A,C,E)48B34+TDR | TMLE080B12MP11 | 32600 | 18 | 8.1 | 34000 | 28000 | 82.35% | 2.41 | 0 | 9.5 |  |  |  |  | R-410A | 2.7167 | Residential & Commercial | USHP
212624111 | Central HP <5.4 tons | COLEMAN | HRCU-A-CB (Split System: Heat Pump with Remote Outdoor Unit-Air-Source) | HMH72B341 | ASPEN |  | C(A,C,D,E)48C24+TDR | TMLV060A12MP12 | 32000 | 17.5 | 8.1 | 33400 | 28800 | 86.23% | 2.49 | 0 | 9 |  |  |  |  | R-410A | 2.6667 | Residential & Commercial | USHP
212624145 | Central HP <5.4 tons | COLEMAN | HRCU-A-CB (Split System: Heat Pump with Remote Outdoor Unit-Air-Source) | HMH72B341 | ASPEN |  | C(A,C,D,E)42D24+TDR | TM9V080B12MP12 | 31800 | 17 | 8.5 | 34000 | 29400 | 86.47% | 2.73 | 0 | 9 |  |  |  |  | R-410A | 2.65 | Residential & Commercial | USHP
212624163 | Central HP <5.4 tons | COLEMAN | HRCU-A-CB (Split System: Heat Pump with Remote Outdoor Unit-Air-Source) | HMH72B341 | ASPEN |  | D(A,C,E)48D34+TDR | TP9C080B12MP13 | 32800 | 17 | 8.1 | 33600 | 29600 | 88.1% | 2.45 | 0 | 9.5 |  |  |  |  | R-410A | 2.7333 | Residential & Commercial | USHP
216440206 | Central HP <5.4 tons | TRANE | HRCU-A-CB (Split System: Heat Pump with Remote Outdoor Unit-Air-Source) | 5TWV0X36A1 |  |  | 5TXCC007AS3 | S9V2C080U5VSB+LRP | 34200 | 19.4 | 9.4 | 32600 | 24200 | 74.23% | 2.1 | 0 | 12.5 |  |  |  |  | R-454B | 2.85 | Residential & Commercial | USHP | Ducted CEE Tier 1
212624170 | Central HP <5.4 tons | COLEMAN | HRCU-A-CB (Split System: Heat Pump with Remote Outdoor Unit-Air-Source) | HMH72B341 | ASPEN |  | C(A,C,D,E)36B34+TDR | TM9Y100C20MP11 | 32000 | 15.5 | 8.1 | 34000 | 27800 | 81.76% | 2.38 | 0 | 9.4 |  |  |  |  | R-410A | 2.6667 | Residential & Commercial | USHP
212624193 | Central HP <5.4 tons | COLEMAN | HRCU-A-CB (Split System: Heat Pump with Remote Outdoor Unit-Air-Source) | HMH72B341 | ASPEN |  | C(A,C,D,E)36C24+TDR | TM8E100C16MP11 | 31400 | 18 | 8.4 | 34000 | 28400 | 83.53% | 2.74 | 0 | 9.9 |  |  |  |  | R-410A | 2.6167 | Residential & Commercial | USHP
212624197 | Central HP <5.4 tons | COLEMAN | HRCU-A-CB (Split System: Heat Pump with Remote Outdoor Unit-Air-Source) | HMH72B341 | ASPEN |  | C(A,C,D,E)42C24+TDR | TM9Y100C16MP11 | 31600 | 18 | 8.5 | 34000 | 28400 | 83.53% | 2.74 | 0 | 10 |  |  |  |  | R-410A | 2.6333 | Residential & Commercial | USHP | Ducted CEE Tier 1
212624213 | Central HP <5.4 tons | COLEMAN | HRCU-A-CB (Split System: Heat Pump with Remote Outdoor Unit-Air-Source) | HMH72B341 | ASPEN |  | C(A,C,D,E)36D24+TDR | TM8E040A12MP11 | 31600 | 18 | 8.1 | 33400 | 29000 | 86.83% | 2.48 | 0 | 10 |  |  |  |  | R-410A | 2.6333 | Residential & Commercial | USHP | Ducted CEE Tier 1
212624277 | Central HP <5.4 tons | COLEMAN | HRCU-A-CB (Split System: Heat Pump with Remote Outdoor Unit-Air-Source) | HMH72B341 | ASPEN |  | D(A,C,E)36D34+TDR | TM8E120C16MP11 | 33200 | 18 | 8.4 | 34000 | 28800 | 84.71% | 2.77 | 0 | 10 |  |  |  |  | R-410A | 2.7667 | Residential & Commercial | USHP | Ducted CEE Tier 1
212624406 | Central HP <5.4 tons | COLEMAN | HRCU-A-CB (Split System: Heat Pump with Remote Outdoor Unit-Air-Source) | HMH72B341 | ASPEN |  | D(A,C,E)42A44+TDR | TM9Y080C16MP11 | 32400 | 18.5 | 8.5 | 34000 | 28000 | 82.35% | 2.66 | 0 | 9.5 |  |  |  |  | R-410A | 2.7 | Residential & Commercial | USHP
212624422 | Central HP <5.4 tons | COLEMAN | HRCU-A-CB (Split System: Heat Pump with Remote Outdoor Unit-Air-Source) | HMH72B341 | ASPEN |  | D(A,C,E)48D34+TDR | TM9Y080C16MP11 | 33400 | 18.5 | 8.5 | 34000 | 28000 | 82.35% | 2.66 | 0 | 9.5 |  |  |  |  | R-410A | 2.7833 | Residential & Commercial | USHP
212624472 | Central HP <5.4 tons | COLEMAN | HRCU-A-CB (Split System: Heat Pump with Remote Outdoor Unit-Air-Source) | HMH72B341 | ASPEN |  | C(A,C,D,E)36B34+TDR | CPLC080C16MP13 | 32000 | 17.5 | 8.1 | 33800 | 27400 | 81.07% | 2.47 | 0 | 9.9 |  |  |  |  | R-410A | 2.6667 | Residential & Commercial | USHP
212624520 | Central HP <5.4 tons | COLEMAN | HRCU-A-CB (Split System: Heat Pump with Remote Outdoor Unit-Air-Source) | HMH72B341 | ASPEN |  | D(A,C,E)36A44+TDR | CPLC100C16MP13 | 32000 | 17.5 | 8.1 | 33800 | 27400 | 81.07% | 2.47 | 0 | 9.9 |  |  |  |  | R-410A | 2.6667 | Residential & Commercial | USHP
212624572 | Central HP <5.4 tons | COLEMAN | HRCU-A-CB (Split System: Heat Pump with Remote Outdoor Unit-Air-Source) | HMH72B341 | ASPEN |  | C(A,C,D,E)42D24+TDR | TM8V080C16MP12 | 30600 | 17.2 | 8.5 | 34000 | 27400 | 80.59% | 2.67 | 0 | 9.6 |  |  |  |  | R-410A | 2.55 | Residential & Commercial | USHP
212624654 | Central HP <5.4 tons | COLEMAN | HRCU-A-CB (Split System: Heat Pump with Remote Outdoor Unit-Air-Source) | HMH72B341 | ASPEN |  | C(A,C,D,E)48B24+TDR | TMLV100C16MP12 | 30200 | 17 | 8.1 | 33800 | 27400 | 81.07% | 2.47 | 0 | 9 |  |  |  |  | R-410A | 2.5167 | Residential & Commercial | USHP
212624672 | Central HP <5.4 tons | COLEMAN | HRCU-A-CB (Split System: Heat Pump with Remote Outdoor Unit-Air-Source) | HMH72B341 | ASPEN |  | D(A,C,E)42D34+TDR | TMLV100C16MP12 | 33200 | 17.5 | 8.1 | 33800 | 27400 | 81.07% | 2.47 | 0 | 10 |  |  |  |  | R-410A | 2.7667 | Residential & Commercial | USHP | Ducted CEE Tier 1
212624690 | Central HP <5.4 tons | COLEMAN | HRCU-A-CB (Split System: Heat Pump with Remote Outdoor Unit-Air-Source) | HMH72B341 | ASPEN |  | D(A,C,E)36A44+TDR | TPLC080C16MP13 | 32000 | 17.5 | 8.1 | 33800 | 27400 | 81.07% | 2.47 | 0 | 9.9 |  |  |  |  | R-410A | 2.6667 | Residential & Commercial | USHP
212624722 | Central HP <5.4 tons | COLEMAN | HRCU-A-CB (Split System: Heat Pump with Remote Outdoor Unit-Air-Source) | HMH72B341 | ASPEN |  | D(A,C,E)36A44+TDR | TPLC100C16MP13 | 32000 | 17.5 | 8.1 | 33800 | 27400 | 81.07% | 2.47 | 0 | 9.9 |  |  |  |  | R-410A | 2.6667 | Residential & Commercial | USHP
212624770 | Central HP <5.4 tons | COLEMAN | HRCU-A-CB (Split System: Heat Pump with Remote Outdoor Unit-Air-Source) | HMH72B341 | ASPEN |  | C(A,C,D,E)36C24+TDR | TL8E080C16UH11 | 29600 | 16.9 | 8.5 | 34000 | 27800 | 81.76% | 2.68 | 0 | 9.5 |  |  |  |  | R-410A | 2.4667 | Residential & Commercial | USHP
212624829 | Central HP <5.4 tons | COLEMAN | HRCU-A-CB (Split System: Heat Pump with Remote Outdoor Unit-Air-Source) | HMH72B341 | ASPEN |  | C(A,C,D,E)48D24+TDR | TL9E080C16UH11 | 30800 | 17.3 | 8.5 | 34000 | 28000 | 82.35% | 2.66 | 0 | 9.2 |  |  |  |  | R-410A | 2.5667 | Residential & Commercial | USHP
216488019 | Central HP <5.4 tons | CHAMPION HEATING AND COOLING | HRCU-A-CB (Split System: Heat Pump with Remote Outdoor Unit-Air-Source) | HH824E2S11 | ADP |  | A36VBA*+TXV | Z9ES080B12SMPS1 | 23000 | 18 | 9.5 | 21400 | 18700 | 87.38% | 2 | 0 | 12 |  |  |  |  | R-454B | 1.9167 | Residential & Commercial | USHP | Ducted CEE Tier 1
216974735 | Central HP <5.4 tons | BRYANT HEATING AND COOLING SYSTEMS | HRCU-A-CB (Split System: Heat Pump with Remote Outdoor Unit-Air-Source) | 291VAN054**AA* | ADP |  | V,C60H210P17*+TXV | 83*CB60100C21*** | 49500 | 19 | 10.5 | 50500 | 52500 | 104% | 1.96 | 0 | 11.5 |  |  |  |  | R-454B | 4.125 | Residential & Commercial | USHP | Ducted CEE Tier 1
216974433 | Central HP <5.4 tons | BRYANT HEATING AND COOLING SYSTEMS | HRCU-A-CB (Split System: Heat Pump with Remote Outdoor Unit-Air-Source) | 290VAN048**AA* | ADP |  | V,C48H175P15*+TXV | 83*CB48060C17*** | 44000 | 17 | 9 | 46500 | 33800 | 72.69% | 2.04 | 0 | 9.5 |  |  |  |  | R-454B | 3.6667 | Residential & Commercial | USHP
216974451 | Central HP <5.4 tons | BRYANT HEATING AND COOLING SYSTEMS | HRCU-A-CB (Split System: Heat Pump with Remote Outdoor Unit-Air-Source) | 290VAN048**AA* | ADP |  | C60A***L16*+TXV | 83*CB60080C21*** | 44500 | 17 | 9 | 46500 | 33400 | 71.83% | 2.06 | 0 | 9.5 |  |  |  |  | R-454B | 3.7083 | Residential & Commercial | USHP
216990270 | Central HP <5.4 tons | BRYANT HEATING AND COOLING SYSTEMS | HRCU-A-CB (Split System: Heat Pump with Remote Outdoor Unit-Air-Source) | 290VAN036**AA* | ADP |  | V,C36H175P45*+TXV | 88*TB48070C17*** | 34400 | 18 | 9 | 33800 | 24800 | 73.37% | 1.9 | 0 | 10 |  |  |  |  | R-454B | 2.8667 | Residential & Commercial | USHP | Ducted CEE Tier 1
216679482 | Central HP <5.4 tons | CARRIER | HRCU-A-CB (Split System: Heat Pump with Remote Outdoor Unit-Air-Source) | 38MURAQ24AB3* |  |  | CSPH*3612AL* | 59TP7A060V17**16 | 24000 | 16 | 8.5 | 25400 | 22200 | 87.4% | 1.75 | 0 | 10 |  |  |  |  | R-410A | 2 | Residential & Commercial | USHP | Ducted CEE Tier 1
213258233 | Central HP <5.4 tons | KEEPRITE | HRCU-A-CB (Split System: Heat Pump with Remote Outdoor Unit-Air-Source) | DLCURAH18ABK | ADP |  | H,GG31930 | *96VSN0601714A* | 17200 | 16 | 8.5 | 17000 | 18700 | 110% | 2.3 | 0 | 10 |  |  |  |  | R-410A | 1.4333 | Residential & Commercial | USHP | Ducted CEE Tier 1
213258276 | Central HP <5.4 tons | KEEPRITE | HRCU-A-CB (Split System: Heat Pump with Remote Outdoor Unit-Air-Source) | DLCURAH18ABK | ADP |  | H,GE34936 | *96VTN0601412A* | 17900 | 16 | 8.5 | 17000 | 18100 | 106.5% | 2.22 | 0 | 10.5 |  |  |  |  | R-410A | 1.4917 | Residential & Commercial | USHP | Ducted CEE Tier 1
216679518 | Central HP <5.4 tons | CARRIER | HRCU-A-CB (Split System: Heat Pump with Remote Outdoor Unit-Air-Source) | 38MURAQ24AB3* |  |  | CNPV*3617AL* | 59TP7A060V17**16 | 23600 | 16.5 | 9 | 25800 | 23600 | 91.47% | 1.76 | 0 | 10 |  |  |  |  | R-410A | 1.9667 | Residential & Commercial | USHP | Ducted CEE Tier 1
212441617 | Central HP <5.4 tons | CHAMPION HEATING AND COOLING | HRCU-A-CB (Split System: Heat Pump with Remote Outdoor Unit-Air-Source) | HMH72B341 | ADP |  | H,YE8J936 | TM8E080C16MP11 | 33000 | 18 | 8.5 | 32400 | 22800 | 70.37% | 2.04 | 0 | 10 |  |  |  |  | R-410A | 2.75 | Residential & Commercial | USHP | Ducted CEE Tier 1
212441650 | Central HP <5.4 tons | CHAMPION HEATING AND COOLING | HRCU-A-CB (Split System: Heat Pump with Remote Outdoor Unit-Air-Source) | HMH72B341 | ADP |  | H,YE8J936 | TM9V080B12MP12 | 32800 | 17 | 8.5 | 32400 | 23200 | 71.6% | 2.02 | 0 | 9.5 |  |  |  |  | R-410A | 2.7333 | Residential & Commercial | USHP
215821495 | Central HP <5.4 tons | COLEMAN | HRCU-A-CB (Split System: Heat Pump with Remote Outdoor Unit-Air-Source) | HH824E2S11 | ADP |  | A24VBA*+TXV+AEFE3A* | 0 | 24000 | 19 | 9.45 | 22400 | 16600 | 74.11% | 2.1 | 0 | 12 |  |  |  |  | R-454B | 2 | Residential & Commercial | USHP | Ducted CEE Tier 1
215940920 | Central HP <5.4 tons | DAY & NIGHT | HRCU-A-CB (Split System: Heat Pump with Remote Outdoor Unit-Air-Source) | C5H3V36*K*AAA* |  |  | EVD5X61M21A*+WALLCON | *97CTN0801716A* | 35600 | 21.5 | 8.5 | 38000 | 28800 | 75.79% | 2.04 | 0 | 12 |  |  |  |  | R-454B | 2.9667 | Residential & Commercial | USHP | Ducted CEE Tier 1
215934620 | Central HP <5.4 tons | DAY & NIGHT | HRCU-A-CB (Split System: Heat Pump with Remote Outdoor Unit-Air-Source) | C5H3V48*K*AAA* |  |  | FCMA5B48L0C*+WALLCON | 0 | 45500 | 22 | 9.5 | 48500 | 36000 | 74.23% | 1.96 | 0 | 12 |  |  |  |  | R-454B | 3.7917 | Residential & Commercial | USHP | Ducted CEE Tier 1
215935299 | Central HP <5.4 tons | COMFORTMAKER | HRCU-A-CB (Split System: Heat Pump with Remote Outdoor Unit-Air-Source) | C5H3V36*K*AAA* |  |  | EVM5X60M21A*+WALLCON | *97CMN1002122B* | 35600 | 22 | 8.5 | 38000 | 28600 | 75.26% | 2.02 | 0 | 12.5 |  |  |  |  | R-454B | 2.9667 | Residential & Commercial | USHP | Ducted CEE Tier 1
215935149 | Central HP <5.4 tons | COMFORTMAKER | HRCU-A-CB (Split System: Heat Pump with Remote Outdoor Unit-Air-Source) | C5H3V36*K*AAA* |  |  | EVM5X60M21A*+WALLCON | *80CSU0401712A* | 35600 | 22 | 8.5 | 38000 | 28800 | 75.79% | 2.02 | 0 | 12 |  |  |  |  | R-454B | 2.9667 | Residential & Commercial | USHP | Ducted CEE Tier 1
216679498 | Central HP <5.4 tons | AIRQUEST | HRCU-A-CB (Split System: Heat Pump with Remote Outdoor Unit-Air-Source) | DLCURAH24ABK |  |  | EN(A,D)4X24L17** | *97VTN0601716A* | 23200 | 16.5 | 9 | 26400 | 24400 | 92.42% | 1.86 | 0 | 10 |  |  |  |  | R-410A | 1.9333 | Residential & Commercial | USHP | Ducted CEE Tier 1
216734379 | Central HP <5.4 tons | AIRQUEST | HRCU-A-CB (Split System: Heat Pump with Remote Outdoor Unit-Air-Source) | D5CUHAH24AAK |  |  | EA*5X36M17A* | *80MS(N,L)0701412A* | 22400 | 16.5 | 8.5 | 20800 | 18700 | 89.9% | 1.96 | 0 | 11 |  |  |  |  | R-454B | 1.8667 | Residential & Commercial | USHP | Ducted CEE Tier 1
214862327 | Central HP <5.4 tons | BRYANT HEATING AND COOLING SYSTEMS | HRCU-A-CB (Split System: Heat Pump with Remote Outdoor Unit-Air-Source) | 288BNV025*0**C* | ADP |  | H,PE7J936 | 987MC60080C21*** | 23400 | 16 | 8.1 | 20000 | 16300 | 81.5% | 1.92 | 0 | 11 |  |  |  |  | R-410A | 1.95 | Residential & Commercial | USHP | Ducted CEE Tier 1
214862336 | Central HP <5.4 tons | BRYANT HEATING AND COOLING SYSTEMS | HRCU-A-CB (Split System: Heat Pump with Remote Outdoor Unit-Air-Source) | 288BNV025*0**C* | ADP |  | H,PE7J936 | 987MC66100C21*** | 23600 | 16 | 8.1 | 19800 | 16200 | 81.82% | 1.94 | 0 | 11 |  |  |  |  | R-410A | 1.9667 | Residential & Commercial | USHP | Ducted CEE Tier 1
216987085 | Central HP <5.4 tons | BRYANT HEATING AND COOLING SYSTEMS | HRCU-A-CB (Split System: Heat Pump with Remote Outdoor Unit-Air-Source) | 37MUHAQ24AA3 | ADP |  | PL36H***P44*+TXV | 926SB36040V17*** | 22000 | 15.2 | 8.5 | 19200 | 18200 | 94.79% | 1.98 | 0 | 10.5 |  |  |  |  | R-454B | 1.8333 | Residential & Commercial | USHP | Ducted CEE Tier 1
216972008 | Central HP <5.4 tons | CARRIER | HRCU-A-CB (Split System: Heat Pump with Remote Outdoor Unit-Air-Source) | 27VNA154A*030* | ADP |  | PL60H210P17*+TXV | 58CU*B100C21**20 | 49500 | 19 | 10.5 | 50500 | 52500 | 104% | 1.96 | 0 | 11.5 |  |  |  |  | R-454B | 4.125 | Residential & Commercial | USHP | Ducted CEE Tier 1
216972107 | Central HP <5.4 tons | CARRIER | HRCU-A-CB (Split System: Heat Pump with Remote Outdoor Unit-Air-Source) | 27VNA154A*030* | ADP |  | C60A***L16*+TXV | 58TN*B110C21**20 | 48500 | 19 | 10.5 | 50500 | 52500 | 104% | 1.96 | 0 | 11 |  |  |  |  | R-454B | 4.0417 | Residential & Commercial | USHP | Ducted CEE Tier 1
216972140 | Central HP <5.4 tons | CARRIER | HRCU-A-CB (Split System: Heat Pump with Remote Outdoor Unit-Air-Source) | 27VNA154A*030* | ADP |  | C60A***L18*+TXV | 59CU5B080C21**20 | 49000 | 19 | 10.5 | 51000 | 52000 | 102% | 1.94 | 0 | 10.5 |  |  |  |  | R-454B | 4.0833 | Residential & Commercial | USHP | Ducted CEE Tier 1
216972157 | Central HP <5.4 tons | CARRIER | HRCU-A-CB (Split System: Heat Pump with Remote Outdoor Unit-Air-Source) | 27VNA154A*030* | ADP |  | C60A***L16*+TXV | 59CU5B100C21**22 | 48500 | 19 | 10.5 | 50000 | 52500 | 105% | 1.98 | 0 | 11 |  |  |  |  | R-454B | 4.0417 | Residential & Commercial | USHP | Ducted CEE Tier 1
216972256 | Central HP <5.4 tons | CARRIER | HRCU-A-CB (Split System: Heat Pump with Remote Outdoor Unit-Air-Source) | 27VNA154A*030* | ADP |  | C48A***L16*+TXV | 59MN7C100C21**22 | 48000 | 19 | 10.5 | 50500 | 53000 | 105% | 1.96 | 0 | 10.5 |  |  |  |  | R-454B | 4 | Residential & Commercial | USHP | Ducted CEE Tier 1
216972274 | Central HP <5.4 tons | CARRIER | HRCU-A-CB (Split System: Heat Pump with Remote Outdoor Unit-Air-Source) | 27VNA154A*030* | ADP |  | PL60H210P29*+TXV | 59TN6C080C17**14 | 48000 | 18 | 9 | 48500 | 49500 | 102.1% | 1.96 | 0 | 12 |  |  |  |  | R-454B | 4 | Residential & Commercial | USHP | Ducted CEE Tier 1
215940970 | Central HP <5.4 tons | DAY & NIGHT | HRCU-A-CB (Split System: Heat Pump with Remote Outdoor Unit-Air-Source) | C5H3V48*K*AAA* |  |  | EA*5X48M21A*+WALLCON | *97CTN0801716A* | 43000 | 20 | 9.5 | 48500 | 37400 | 77.11% | 2 | 0 | 10.5 |  |  |  |  | R-454B | 3.5833 | Residential & Commercial | USHP | Ducted CEE Tier 1
215940990 | Central HP <5.4 tons | DAY & NIGHT | HRCU-A-CB (Split System: Heat Pump with Remote Outdoor Unit-Air-Source) | C5H3V48*K*AAA* |  |  | EA*5X48M21A*+WALLCON | *97CTN1002122A* | 43500 | 21 | 9.5 | 48000 | 36400 | 75.83% | 2 | 0 | 10.5 |  |  |  |  | R-454B | 3.625 | Residential & Commercial | USHP | Ducted CEE Tier 1
215941240 | Central HP <5.4 tons | DAY & NIGHT | HRCU-A-CB (Split System: Heat Pump with Remote Outdoor Unit-Air-Source) | C5H3V48*K*AAA* |  |  | ESH5X60M12A*+WALLCON | *97CTN0802120A* | 45000 | 20 | 9 | 48500 | 36600 | 75.46% | 1.82 | 0 | 11 |  |  |  |  | R-454B | 3.75 | Residential & Commercial | USHP | Ducted CEE Tier 1
215224775 | Central HP <5.4 tons | CARRIER | HRCU-A-CB (Split System: Heat Pump with Remote Outdoor Unit-Air-Source) | 25VNA436A*031* | ADP |  | H,PG9J936 | 59MN7C120C24**22 | 32800 | 20 | 9 | 34800 | 27200 | 78.16% | 2.04 | 0 | 11.7 |  |  |  |  | R-410A | 2.7333 | Residential & Commercial | USHP | Ducted CEE Tier 1
216972774 | Central HP <5.4 tons | CARRIER | HRCU-A-CB (Split System: Heat Pump with Remote Outdoor Unit-Air-Source) | 27VNA348A*030* | ADP |  | A60VHA*+TXV | 58TN*B090C21**20 | 45000 | 21 | 9.5 | 46500 | 36200 | 77.85% | 2 | 0 | 11 |  |  |  |  | R-454B | 3.75 | Residential & Commercial | USHP | Ducted CEE Tier 1
216972776 | Central HP <5.4 tons | CARRIER | HRCU-A-CB (Split System: Heat Pump with Remote Outdoor Unit-Air-Source) | 27VNA348A*030* | ADP |  | PL48H210P75*+TXV | 58TN*B090C21**20 | 44000 | 21 | 9.5 | 46000 | 35800 | 77.83% | 1.92 | 0 | 11 |  |  |  |  | R-454B | 3.6667 | Residential & Commercial | USHP | Ducted CEE Tier 1
216972790 | Central HP <5.4 tons | CARRIER | HRCU-A-CB (Split System: Heat Pump with Remote Outdoor Unit-Air-Source) | 27VNA348A*030* | ADP |  | V,C48H210P75*+TXV | 58TN*B110C21**20 | 44000 | 21 | 9.5 | 46000 | 36000 | 78.26% | 1.92 | 0 | 11 |  |  |  |  | R-454B | 3.6667 | Residential & Commercial | USHP | Ducted CEE Tier 1
216972810 | Central HP <5.4 tons | CARRIER | HRCU-A-CB (Split System: Heat Pump with Remote Outdoor Unit-Air-Source) | 27VNA348A*030* | ADP |  | C48A***L53*+TXV | 59CU5B060C17**16 | 44000 | 20 | 9.5 | 47000 | 36200 | 77.02% | 2 | 0 | 10.5 |  |  |  |  | R-454B | 3.6667 | Residential & Commercial | USHP | Ducted CEE Tier 1
216972825 | Central HP <5.4 tons | CARRIER | HRCU-A-CB (Split System: Heat Pump with Remote Outdoor Unit-Air-Source) | 27VNA348A*030* | ADP |  | V,C60H210P29*+TXV | 59CU5B100C21**22 | 44000 | 21 | 9.5 | 46000 | 35800 | 77.83% | 2 | 0 | 11 |  |  |  |  | R-454B | 3.6667 | Residential & Commercial | USHP | Ducted CEE Tier 1
216972826 | Central HP <5.4 tons | CARRIER | HRCU-A-CB (Split System: Heat Pump with Remote Outdoor Unit-Air-Source) | 27VNA348A*030* | ADP |  | A60VHA*+TXV | 59CU5B100C21**22 | 45000 | 21 | 9.5 | 46500 | 36200 | 77.85% | 2 | 0 | 11 |  |  |  |  | R-454B | 3.75 | Residential & Commercial | USHP | Ducted CEE Tier 1
216972858 | Central HP <5.4 tons | CARRIER | HRCU-A-CB (Split System: Heat Pump with Remote Outdoor Unit-Air-Source) | 27VNA348A*030* | ADP |  | V,C48H175P38*+TXV | 59MN7C080C17**14 | 43000 | 20 | 9.5 | 47000 | 36200 | 77.02% | 2 | 0 | 10.5 |  |  |  |  | R-454B | 3.5833 | Residential & Commercial | USHP | Ducted CEE Tier 1
216766616 | Central HP <5.4 tons | TRANE | HRCU-A-CB (Split System: Heat Pump with Remote Outdoor Unit-Air-Source) | 5TWR7048A1 |  |  | 5TXCD010AS3 | S8V2C100M5PCB | 43500 | 16.5 | 8.7 | 44000 | 32000 | 72.73% | 2.22 | 0 | 12 |  |  |  |  | R-454B | 3.625 | Residential & Commercial | USHP | Ducted CEE Tier 1
216734147 | Central HP <5.4 tons | DAY & NIGHT | HRCU-A-CB (Split System: Heat Pump with Remote Outdoor Unit-Air-Source) | D5CUHAH24AAK |  |  | EA*5X30M17A* | *96VSN0401410B* | 22000 | 15.5 | 8.1 | 21000 | 18900 | 90% | 1.85 | 0 | 10.5 |  |  |  |  | R-454B | 1.8333 | Residential & Commercial | USHP | Ducted CEE Tier 1
216766802 | Central HP <5.4 tons | TRANE | HRCU-A-CB (Split System: Heat Pump with Remote Outdoor Unit-Air-Source) | 5TWX7024A1 |  |  | 5PX*B006AS3 | S8V2B060M4PDB | 24000 | 17.5 | 9 | 22000 | 17500 | 79.55% | 2.06 | 0 | 12.7 |  |  |  |  | R-454B | 2 | Residential & Commercial | USHP | Ducted CEE Tier 1
216766836 | Central HP <5.4 tons | TRANE | HRCU-A-CB (Split System: Heat Pump with Remote Outdoor Unit-Air-Source) | 5TWX7024A1 |  |  | 5PX*BD06AS3 | S8V2B080M4PDB | 23800 | 17.1 | 8.5 | 22200 | 17400 | 78.38% | 1.96 | 0 | 12.7 |  |  |  |  | R-454B | 1.9833 | Residential & Commercial | USHP | Ducted CEE Tier 1
216766868 | Central HP <5.4 tons | TRANE | HRCU-A-CB (Split System: Heat Pump with Remote Outdoor Unit-Air-Source) | 5TWX7024A1 |  |  | 5TXCB006AS3 | S8V2B080M4PDB | 23800 | 17.5 | 9 | 21800 | 17400 | 79.82% | 2.06 | 0 | 12.7 |  |  |  |  | R-454B | 1.9833 | Residential & Commercial | USHP | Ducted CEE Tier 1
216766416 | Central HP <5.4 tons | TRANE | HRCU-A-CB (Split System: Heat Pump with Remote Outdoor Unit-Air-Source) | 5TWR7036A1 |  |  | 5TXCD008AS3 | S8V2D120M5PDB | 34200 | 17.1 | 9 | 32600 | 24200 | 74.23% | 2.22 | 0 | 12.5 |  |  |  |  | R-454B | 2.85 | Residential & Commercial | USHP | Ducted CEE Tier 1
216766620 | Central HP <5.4 tons | TRANE | HRCU-A-CB (Split System: Heat Pump with Remote Outdoor Unit-Air-Source) | 5TWR7048A1 |  |  | 5TXCD010AS3 | S9X2D120U5PSB | 44000 | 16 | 9 | 44000 | 32400 | 73.64% | 2.24 | 0 | 12 |  |  |  |  | R-454B | 3.6667 | Residential & Commercial | USHP | Ducted CEE Tier 1
216972976 | Central HP <5.4 tons | CARRIER | HRCU-A-CB (Split System: Heat Pump with Remote Outdoor Unit-Air-Source) | 27VNA360A*030* | ADP |  | V,C60H210P29*+TXV | 58TN*B090C21**20 | 56000 | 18 | 8.1 | 59000 | 45000 | 76.27% | 2 | 0 | 11.5 |  |  |  |  | R-454B | 4.6667 | Residential & Commercial | USHP | Ducted CEE Tier 1
216972288 | Central HP <5.4 tons | CARRIER | HRCU-A-CB (Split System: Heat Pump with Remote Outdoor Unit-Air-Source) | 27VNA154A*030* | ADP |  | PL48H210P75*+TXV | 59TN6C080C17**14 | 46500 | 18 | 10 | 48000 | 49500 | 103.1% | 2.06 | 0 | 11.5 |  |  |  |  | R-454B | 3.875 | Residential & Commercial | USHP | Ducted CEE Tier 1
216972339 | Central HP <5.4 tons | CARRIER | HRCU-A-CB (Split System: Heat Pump with Remote Outdoor Unit-Air-Source) | 27VNA154A*030* | ADP |  | PL60H210P17*+TXV | 59TN6C100C21**22 | 49000 | 19 | 10.5 | 50500 | 53000 | 105% | 1.96 | 0 | 11 |  |  |  |  | R-454B | 4.0833 | Residential & Commercial | USHP | Ducted CEE Tier 1
216972926 | Central HP <5.4 tons | CARRIER | HRCU-A-CB (Split System: Heat Pump with Remote Outdoor Unit-Air-Source) | 27VNA348A*030* | ADP |  | C60A***L19*+TXV | 59TN6C100C21**22 | 45000 | 21 | 9.5 | 46500 | 36400 | 78.28% | 2 | 0 | 10.5 |  |  |  |  | R-454B | 3.75 | Residential & Commercial | USHP | Ducted CEE Tier 1
216972943 | Central HP <5.4 tons | CARRIER | HRCU-A-CB (Split System: Heat Pump with Remote Outdoor Unit-Air-Source) | 27VNA348A*030* | ADP |  | C48A***L15*+TXV | 59TN7A080C21**20 | 43500 | 20 | 9.5 | 46000 | 36200 | 78.7% | 1.92 | 0 | 10.5 |  |  |  |  | R-454B | 3.625 | Residential & Commercial | USHP | Ducted CEE Tier 1
212480213 | Central HP <5.4 tons | CARRIER | HRCU-A-CB (Split System: Heat Pump with Remote Outdoor Unit-Air-Source) | 38MURAQ30AB3* | ADP |  | A36VCA+TXV | 58SU*A040E17**12 | 30400 | 15.2 | 8.1 | 32600 | 26600 | 81.6% | 1.8 | 0 | 9 |  |  |  |  | R-410A | 2.5333 | Residential & Commercial | USHP
215487388 | Central HP <5.4 tons | DAIKIN | HRCU-A-CB (Split System: Heat Pump with Remote Outdoor Unit-Air-Source) | DH7VSA2410A* |  |  | CHPEA3026*3A* | D*80VC0805C*A* | 23200 | 19 | 8.6 | 23200 | 17000 | 73.28% | 2 | 0 | 11 |  |  |  |  | R-32 | 1.9333 | Residential & Commercial | USHP | Ducted CEE Tier 1
214385389 | Central HP <5.4 tons | COMFORTMAKER | HRCU-A-CB (Split System: Heat Pump with Remote Outdoor Unit-Air-Source) | DLCURAH36ABK | ADP |  | H,YE35936 | *80MSU0401712A* | 35200 | 16 | 8.1 | 36800 | 34600 | 94.02% | 1.88 | 0 | 10 |  |  |  |  | R-410A | 2.9333 | Residential & Commercial | USHP | Ducted CEE Tier 1
214385662 | Central HP <5.4 tons | COMFORTMAKER | HRCU-A-CB (Split System: Heat Pump with Remote Outdoor Unit-Air-Source) | DLCURAH36ABK | ADP |  | H,YA10936 | *95MSU0401712A* | 34000 | 15.2 | 8.1 | 37400 | 35000 | 93.58% | 1.82 | 0 | 9 |  |  |  |  | R-410A | 2.8333 | Residential & Commercial | USHP
214385721 | Central HP <5.4 tons | COMFORTMAKER | HRCU-A-CB (Split System: Heat Pump with Remote Outdoor Unit-Air-Source) | CVH837GKA2* | ADP |  | H,YA10936 | *80CSU0401712A* | 31000 | 17 | 8.1 | 31600 | 23800 | 75.32% | 1.86 | 0 | 10.5 |  |  |  |  | R-410A | 2.5833 | Residential & Commercial | USHP | Ducted CEE Tier 1
216797063 | Central HP <5.4 tons | TRANE | HRCU-A-CB (Split System: Heat Pump with Remote Outdoor Unit-Air-Source) | 5TWV8X36A1 | ASPEN |  | D(A,C,E)36C3J+TDR | *UHMB060CCV3+LRP | 29600 | 18 | 8.5 | 32800 | 32800 | 100% | 2.67 | 0 | 9.8 |  |  |  |  | R-454B | 2.4667 | Residential & Commercial | USHP
216797074 | Central HP <5.4 tons | TRANE | HRCU-A-CB (Split System: Heat Pump with Remote Outdoor Unit-Air-Source) | 5TWV8X36A1 | ASPEN |  | D(A,C,E)48C3J+TDR | L8V1B080U4VSB+LRP | 30200 | 18 | 8.5 | 32800 | 32800 | 100% | 2.72 | 0 | 9.8 |  |  |  |  | R-454B | 2.5167 | Residential & Commercial | USHP
215438168 | Central HP <5.4 tons | CHAMPION HEATING AND COOLING | HRCU-A-CB (Split System: Heat Pump with Remote Outdoor Unit-Air-Source) | HH824E2S11 | ADP |  | FE*E32*25+TXV | 0 | 24000 | 19 | 9.4 | 22400 | 16600 | 74.11% | 2.08 | 0 | 12 |  |  |  |  | R-454B | 2 | Residential & Commercial | USHP | Ducted CEE Tier 1
214570608 | Central HP <5.4 tons | CARRIER | HRCU-A-CB (Split System: Heat Pump with Remote Outdoor Unit-Air-Source) | 25VNA825A*032* |  |  | CAP**4321AL*+UI | 58TN*B070C21**20 | 24400 | 16.5 | 8.5 | 21200 | 16600 | 78.3% | 2.02 | 0 | 11 |  |  |  |  | R-410A | 2.0333 | Residential & Commercial | USHP | Ducted CEE Tier 1
214571128 | Central HP <5.4 tons | CARRIER | HRCU-A-CB (Split System: Heat Pump with Remote Outdoor Unit-Air-Source) | 25VNA825A*032* |  |  | CNPV*3621AL*+UI | 59MN7C080C21**20 | 23400 | 16.5 | 8.1 | 21600 | 16700 | 77.31% | 1.92 | 0 | 11 |  |  |  |  | R-410A | 1.95 | Residential & Commercial | USHP | Ducted CEE Tier 1
214571178 | Central HP <5.4 tons | CARRIER | HRCU-A-CB (Split System: Heat Pump with Remote Outdoor Unit-Air-Source) | 25VNA825A*032* |  |  | CNPV*4221AL*+UI | 59MN7C060C21**20 | 23600 | 16 | 8.1 | 21600 | 16700 | 77.31% | 1.94 | 0 | 11 |  |  |  |  | R-410A | 1.9667 | Residential & Commercial | USHP | Ducted CEE Tier 1
215731281 | Central HP <5.4 tons | COLEMAN | HRCU-A-CB (Split System: Heat Pump with Remote Outdoor Unit-Air-Source) | HH824E2S11 | ADP |  | FE*G33*25+TXV | 0 | 24000 | 19 | 9.5 | 22400 | 16600 | 74.11% | 2.1 | 0 | 12 |  |  |  |  | R-454B | 2 | Residential & Commercial | USHP | Ducted CEE Tier 1
209880030 | Central HP <5.4 tons | FUJITSU | HRCU-A-CB (Split System: Heat Pump with Remote Outdoor Unit-Air-Source) | FOP1824MJAZCA |  |  | FCCA2421HZEA | FF96TV304017M4S*A | 22800 | 20 | 8.5 | 22800 | 26000 | 114% | 2.1 | 0 | 12.5 |  |  |  |  | R-410A | 1.9 | Residential & Commercial | USHP | Ducted CEE Tier 1
216770096 | Central HP <5.4 tons | TRANE | HRCU-A-CB (Split System: Heat Pump with Remote Outdoor Unit-Air-Source) | 5TWX7024A1 |  |  | 5TXCC009AS3 | *UHMC100CCV4 | 23800 | 17.5 | 9 | 21400 | 16900 | 78.97% | 2.08 | 0 | 13 |  |  |  |  | R-454B | 1.9833 | Residential & Commercial | USHP | Ducted CEE Tier 1
216734295 | Central HP <5.4 tons | DAY & NIGHT | HRCU-A-CB (Split System: Heat Pump with Remote Outdoor Unit-Air-Source) | D5CUHAH24AAK |  |  | EA*5X30M17A* | *97VTN0601716A* | 22200 | 16 | 8.1 | 20800 | 18800 | 90.38% | 1.85 | 0 | 10.5 |  |  |  |  | R-454B | 1.85 | Residential & Commercial | USHP | Ducted CEE Tier 1
216732523 | Central HP <5.4 tons | DAY & NIGHT | HRCU-A-CB (Split System: Heat Pump with Remote Outdoor Unit-Air-Source) | D5CUHAH24AAK |  |  | EA*5X24M14A* | *80VSL0451412B* | 21800 | 16 | 8.5 | 21000 | 19100 | 90.95% | 1.98 | 0 | 10.5 |  |  |  |  | R-454B | 1.8167 | Residential & Commercial | USHP | Ducted CEE Tier 1
216733442 | Central HP <5.4 tons | DAY & NIGHT | HRCU-A-CB (Split System: Heat Pump with Remote Outdoor Unit-Air-Source) | D5CUHAH24AAK |  |  | EA*5X25M17A* | *96MSN0601412A* | 23000 | 15.5 | 8.5 | 20800 | 18500 | 88.94% | 1.98 | 0 | 11 |  |  |  |  | R-454B | 1.9167 | Residential & Commercial | USHP | Ducted CEE Tier 1
216680538 | Central HP <5.4 tons | CARRIER | HRCU-A-CB (Split System: Heat Pump with Remote Outdoor Unit-Air-Source) | 38MURAQ24AB3* |  |  | CAP**3621AL* | 59TP7A080V17**16 | 23600 | 17 | 9 | 25600 | 23200 | 90.62% | 1.84 | 0 | 10 |  |  |  |  | R-410A | 1.9667 | Residential & Commercial | USHP | Ducted CEE Tier 1
216990284 | Central HP <5.4 tons | BRYANT HEATING AND COOLING SYSTEMS | HRCU-A-CB (Split System: Heat Pump with Remote Outdoor Unit-Air-Source) | 290VAN036**AA* | ADP |  | PL36H210P29*+TXV | 88*TB60070C21*** | 34400 | 18 | 9 | 33800 | 24800 | 73.37% | 1.88 | 0 | 10 |  |  |  |  | R-454B | 2.8667 | Residential & Commercial | USHP | Ducted CEE Tier 1
215821498 | Central HP <5.4 tons | COLEMAN | HRCU-A-CB (Split System: Heat Pump with Remote Outdoor Unit-Air-Source) | HH860E2S11 | ADP |  | A48VGA*+TXV+AEFE5* | 0 | 46000 | 19 | 9 | 44000 | 33600 | 76.36% | 2.1 | 0 | 12 |  |  |  |  | R-454B | 3.8333 | Residential & Commercial | USHP | Ducted CEE Tier 1
215726297 | Central HP <5.4 tons | COLEMAN | HRCU-A-CB (Split System: Heat Pump with Remote Outdoor Unit-Air-Source) | HH860E2S11 | ADP |  | V,Y48H175P38*+TXV+AEFE4B* | 0 | 46000 | 19 | 9 | 44000 | 33600 | 76.36% | 2.1 | 0 | 12 |  |  |  |  | R-454B | 3.8333 | Residential & Commercial | USHP | Ducted CEE Tier 1
212627153 | Central HP <5.4 tons | COLEMAN | HRCU-A-CB (Split System: Heat Pump with Remote Outdoor Unit-Air-Source) | HMH72B341 | ASPEN |  | C(A,C,D,E)42A26+TDR | TM8Y100C16MP11 | 29200 | 17.7 | 8.5 | 33800 | 27200 | 80.47% | 2.67 | 0 | 9.4 |  |  |  |  | R-410A | 2.4333 | Residential & Commercial | USHP
212614345 | Central HP <5.4 tons | CHAMPION HEATING AND COOLING | HRCU-A-CB (Split System: Heat Pump with Remote Outdoor Unit-Air-Source) | HMH72B341 | ADP |  | F,PE*E34936 | 0 | 33600 | 18 | 8.4 | 32200 | 23400 | 72.67% | 2.1 | 0 | 9.5 |  |  |  |  | R-410A | 2.8 | Residential & Commercial | USHP
215667740 | Central HP <5.4 tons | HEIL | HRCU-A-CB (Split System: Heat Pump with Remote Outdoor Unit-Air-Source) | H5H0V24*K*AAA* |  |  | EA*5X37M17A*+WALLCON | *80CTL0451712B* | 23600 | 17 | 9 | 23600 | 16600 | 70.34% | 1.98 | 0 | 10 |  |  |  |  | R-454B | 1.9667 | Residential & Commercial | USHP | Ducted CEE Tier 1
214491652 | Central HP <5.4 tons | DAIKIN | HRCU-A-CB (Split System: Heat Pump with Remote Outdoor Unit-Air-Source) | DZ6VSA1810A* |  |  | CA*EA2422*4B* | D*96VC0603BNA* | 16600 | 17.5 | 8.5 | 17400 | 13000 | 74.71% | 2.1 | 0 | 10.9 |  |  |  |  | R-410A | 1.3833 | Residential & Commercial | USHP | Ducted CEE Tier 1
216440524 | Central HP <5.4 tons | TRANE | HRCU-A-CB (Split System: Heat Pump with Remote Outdoor Unit-Air-Source) | 5TWV0X60A1 |  |  | 5TXCD008AS3+P0V0C000M50SD+LRP | 0 | 52000 | 18.8 | 9 | 54000 | 38000 | 70.37% | 2 | 0 | 10.5 |  |  |  |  | R-454B | 4.3333 | Residential & Commercial | USHP | Ducted CEE Tier 1
212624831 | Central HP <5.4 tons | COLEMAN | HRCU-A-CB (Split System: Heat Pump with Remote Outdoor Unit-Air-Source) | HMH72B341 | ASPEN |  | D(A,C,E)36A44+TDR | TL9E080C16UH11 | 32000 | 17.5 | 8.5 | 34000 | 28000 | 82.35% | 2.66 | 0 | 9.4 |  |  |  |  | R-410A | 2.6667 | Residential & Commercial | USHP
212624870 | Central HP <5.4 tons | COLEMAN | HRCU-A-CB (Split System: Heat Pump with Remote Outdoor Unit-Air-Source) | HMH72B341 | ASPEN |  | C(A,C,D,E)36B34+TDR | CP9C100C16MP13 | 32000 | 17.5 | 8.1 | 34000 | 27400 | 80.59% | 2.47 | 0 | 9.9 |  |  |  |  | R-410A | 2.6667 | Residential & Commercial | USHP
212624963 | Central HP <5.4 tons | COLEMAN | HRCU-A-CB (Split System: Heat Pump with Remote Outdoor Unit-Air-Source) | HMH72B341 | ASPEN |  | C(A,C,D,E)36A44+TDR | TM8Y100C16MP11 | 32000 | 18.5 | 8.5 | 34000 | 27400 | 80.59% | 2.67 | 0 | 9.9 |  |  |  |  | R-410A | 2.6667 | Residential & Commercial | USHP
212624988 | Central HP <5.4 tons | COLEMAN | HRCU-A-CB (Split System: Heat Pump with Remote Outdoor Unit-Air-Source) | HMH72B341 | ASPEN |  | C(A,C,D,E)48D24+TDR | TM8Y100C16MP11 | 31000 | 18.2 | 8.5 | 34000 | 27400 | 80.59% | 2.67 | 0 | 9.7 |  |  |  |  | R-410A | 2.5833 | Residential & Commercial | USHP
212625006 | Central HP <5.4 tons | COLEMAN | HRCU-A-CB (Split System: Heat Pump with Remote Outdoor Unit-Air-Source) | HMH72B341 | ASPEN |  | D(A,C,E)42A44+TDR | TM8Y100C16MP11 | 32400 | 18.5 | 8.5 | 34000 | 27400 | 80.59% | 2.67 | 0 | 10 |  |  |  |  | R-410A | 2.7 | Residential & Commercial | USHP | Ducted CEE Tier 1
212625031 | Central HP <5.4 tons | COLEMAN | HRCU-A-CB (Split System: Heat Pump with Remote Outdoor Unit-Air-Source) | HMH72B341 | ASPEN |  | C(A,C,D,E)36B34+TDR | TM9V100C16MP12 | 32000 | 17.5 | 8.5 | 34000 | 27400 | 80.59% | 2.67 | 0 | 9.9 |  |  |  |  | R-410A | 2.6667 | Residential & Commercial | USHP
212625054 | Central HP <5.4 tons | COLEMAN | HRCU-A-CB (Split System: Heat Pump with Remote Outdoor Unit-Air-Source) | HMH72B341 | ASPEN |  | D(A,C,E)36B34+TDR | TM9V100C16MP12 | 32000 | 17.5 | 8.5 | 34000 | 27400 | 80.59% | 2.67 | 0 | 9.9 |  |  |  |  | R-410A | 2.6667 | Residential & Commercial | USHP
212625147 | Central HP <5.4 tons | COLEMAN | HRCU-A-CB (Split System: Heat Pump with Remote Outdoor Unit-Air-Source) | HMH72B341 | ASPEN |  | D(A,C,E)48C34+TDR | TP9C100C16MP13 | 33200 | 17.5 | 8.1 | 34000 | 27400 | 80.59% | 2.47 | 0 | 10 |  |  |  |  | R-410A | 2.7667 | Residential & Commercial | USHP | Ducted CEE Tier 1
216735728 | Central HP <5.4 tons | DAY & NIGHT | HRCU-A-CB (Split System: Heat Pump with Remote Outdoor Unit-Air-Source) | D5CUHAH24AAK |  |  | EA*5X37M21A* | *97CMN0801714B* | 22800 | 16 | 8.5 | 20400 | 18300 | 89.71% | 1.98 | 0 | 11 |  |  |  |  | R-454B | 1.9 | Residential & Commercial | USHP | Ducted CEE Tier 1
212396760 | Central HP <5.4 tons | TRANE | HRCU-A-CB (Split System: Heat Pump with Remote Outdoor Unit-Air-Source) | 4TXD2060A10NU** | ADP |  | BV**C9960 | 0 | 46500 | 15.2 | 8.5 | 46000 | 33200 | 72.17% | 1.8 | 0 | 9.5 |  |  |  |  | R-410A | 3.875 | Residential & Commercial | USHP
213258235 | Central HP <5.4 tons | KEEPRITE | HRCU-A-CB (Split System: Heat Pump with Remote Outdoor Unit-Air-Source) | DLCURAH18ABK | ADP |  | H,GG32936 | *96VSN0601714A* | 17500 | 16 | 8.5 | 17000 | 18700 | 110% | 2.3 | 0 | 10 |  |  |  |  | R-410A | 1.4583 | Residential & Commercial | USHP | Ducted CEE Tier 1
212480039 | Central HP <5.4 tons | CARRIER | HRCU-A-CB (Split System: Heat Pump with Remote Outdoor Unit-Air-Source) | 38MURAQ24AB3* | ADP |  | PL36H210P749 | 59SC2D080E17**16 | 24200 | 17 | 8.1 | 24600 | 22400 | 91.06% | 1.88 | 0 | 10.5 |  |  |  |  | R-410A | 2.0167 | Residential & Commercial | USHP | Ducted CEE Tier 1
212627560 | Central HP <5.4 tons | COLEMAN | HRCU-A-CB (Split System: Heat Pump with Remote Outdoor Unit-Air-Source) | HMH72B341 | ASPEN |  | D(A,C,E)42D36+TDR | TM9Y100C16MP11 | 32800 | 18 | 8.5 | 34000 | 28400 | 83.53% | 2.74 | 0 | 10 |  |  |  |  | R-410A | 2.7333 | Residential & Commercial | USHP | Ducted CEE Tier 1
216735701 | Central HP <5.4 tons | DAY & NIGHT | HRCU-A-CB (Split System: Heat Pump with Remote Outdoor Unit-Air-Source) | D5CUHAH24AAK |  |  | EA*5X37M21A* | *95CSU1002122B* | 23800 | 15.5 | 8.5 | 21000 | 18700 | 89.05% | 1.98 | 0 | 11 |  |  |  |  | R-454B | 1.9833 | Residential & Commercial | USHP | Ducted CEE Tier 1
216737105 | Central HP <5.4 tons | DAY & NIGHT | HRCU-A-CB (Split System: Heat Pump with Remote Outdoor Unit-Air-Source) | D5CUHAH24AAK |  |  | ESH5X30M12A* | *80MS(N,L)0902420A* | 22200 | 15.5 | 8.1 | 21000 | 18800 | 89.52% | 1.9 | 0 | 10.5 |  |  |  |  | R-454B | 1.85 | Residential & Commercial | USHP | Ducted CEE Tier 1
216797079 | Central HP <5.4 tons | TRANE | HRCU-A-CB (Split System: Heat Pump with Remote Outdoor Unit-Air-Source) | 5TWV8X36A1 | ASPEN |  | D(A,C,E)36C3J+TDR | S8V2B060M4PCB | 29800 | 18 | 8.5 | 32800 | 32800 | 100% | 2.63 | 0 | 9.8 |  |  |  |  | R-454B | 2.4833 | Residential & Commercial | USHP
216797090 | Central HP <5.4 tons | TRANE | HRCU-A-CB (Split System: Heat Pump with Remote Outdoor Unit-Air-Source) | 5TWV8X36A1 | ASPEN |  | D(A,C,E)48C3J+TDR | S8V2C080M5PDB | 30200 | 18 | 8.5 | 32600 | 32600 | 100% | 2.88 | 0 | 9.8 |  |  |  |  | R-454B | 2.5167 | Residential & Commercial | USHP
216797113 | Central HP <5.4 tons | TRANE | HRCU-A-CB (Split System: Heat Pump with Remote Outdoor Unit-Air-Source) | 5TWV8X36A1 | ASPEN |  | D(A,C,E)36C3J+TDR | S9V2B080U4PSC+LRP | 29600 | 18 | 8.5 | 32800 | 32800 | 100% | 2.68 | 0 | 9.8 |  |  |  |  | R-454B | 2.4667 | Residential & Commercial | USHP
216797115 | Central HP <5.4 tons | TRANE | HRCU-A-CB (Split System: Heat Pump with Remote Outdoor Unit-Air-Source) | 5TWV8X36A1 | ASPEN |  | D(A,C,E)36C3J+TDR | S9V2B080U4VSB+LRP | 29600 | 18 | 8.5 | 32800 | 32800 | 100% | 2.68 | 0 | 9.8 |  |  |  |  | R-454B | 2.4667 | Residential & Commercial | USHP
214771858 | Central HP <5.4 tons | ECOER | HRCU-A-CB (Split System: Heat Pump with Remote Outdoor Unit-Air-Source) | EODA19H-2436A | ADP |  | HG7J924+AEFE4B* | 0 | 23200 | 20 | 9.25 | 22400 | 19200 | 85.71% | 2.06 | 0 | 12.5 |  |  |  |  | R-410A | 1.9333 | Residential & Commercial | USHP | Ducted CEE Tier 1
216972423 | Central HP <5.4 tons | CARRIER | HRCU-A-CB (Split System: Heat Pump with Remote Outdoor Unit-Air-Source) | 27VNA336A*030* | ADP |  | V,C36H175P45*+TXV | 58CU*B040C17**12 | 33800 | 20 | 9.5 | 32600 | 25600 | 78.53% | 2.06 | 0 | 11.7 |  |  |  |  | R-454B | 2.8167 | Residential & Commercial | USHP | Ducted CEE Tier 1
216972441 | Central HP <5.4 tons | CARRIER | HRCU-A-CB (Split System: Heat Pump with Remote Outdoor Unit-Air-Source) | 27VNA336A*030* | ADP |  | PL36H210P74*+TXV | 58CU*B060C17**16 | 32800 | 20 | 9.5 | 33200 | 26200 | 78.92% | 2 | 0 | 11.5 |  |  |  |  | R-454B | 2.7333 | Residential & Commercial | USHP | Ducted CEE Tier 1
216972490 | Central HP <5.4 tons | CARRIER | HRCU-A-CB (Split System: Heat Pump with Remote Outdoor Unit-Air-Source) | 27VNA336A*030* | ADP |  | PL36H***P44*+TXV | 58TN*B070C14**12 | 33400 | 19 | 9 | 33600 | 26600 | 79.17% | 1.92 | 0 | 11 |  |  |  |  | R-454B | 2.7833 | Residential & Commercial | USHP | Ducted CEE Tier 1
212624420 | Central HP <5.4 tons | COLEMAN | HRCU-A-CB (Split System: Heat Pump with Remote Outdoor Unit-Air-Source) | HMH72B341 | ASPEN |  | D(A,C,E)48C34+TDR | TM9Y080C16MP11 | 33200 | 18.5 | 8.5 | 34000 | 28000 | 82.35% | 2.66 | 0 | 9 |  |  |  |  | R-410A | 2.7667 | Residential & Commercial | USHP
212624452 | Central HP <5.4 tons | COLEMAN | HRCU-A-CB (Split System: Heat Pump with Remote Outdoor Unit-Air-Source) | HMH72B341 | ASPEN |  | C(A,C,D,E)42B24+TDR | TPLC080C16MP13 | 29800 | 16.9 | 8.1 | 33800 | 27200 | 80.47% | 2.48 | 0 | 9.5 |  |  |  |  | R-410A | 2.4833 | Residential & Commercial | USHP
212624470 | Central HP <5.4 tons | COLEMAN | HRCU-A-CB (Split System: Heat Pump with Remote Outdoor Unit-Air-Source) | HMH72B341 | ASPEN |  | C(A,C,D,E)36A44+TDR | CPLC080C16MP13 | 32000 | 17.5 | 8.1 | 33800 | 27400 | 81.07% | 2.47 | 0 | 9.9 |  |  |  |  | R-410A | 2.6667 | Residential & Commercial | USHP
212624506 | Central HP <5.4 tons | COLEMAN | HRCU-A-CB (Split System: Heat Pump with Remote Outdoor Unit-Air-Source) | HMH72B341 | ASPEN |  | C(A,C,D,E)36C34+TDR | CPLC100C16MP13 | 32400 | 17.5 | 8.1 | 33800 | 27400 | 81.07% | 2.47 | 0 | 10 |  |  |  |  | R-410A | 2.7 | Residential & Commercial | USHP | Ducted CEE Tier 1
212624513 | Central HP <5.4 tons | COLEMAN | HRCU-A-CB (Split System: Heat Pump with Remote Outdoor Unit-Air-Source) | HMH72B341 | ASPEN |  | C(A,C,D,E)48B24+TDR | CPLC100C16MP13 | 30200 | 17 | 8.1 | 33800 | 27400 | 81.07% | 2.47 | 0 | 9 |  |  |  |  | R-410A | 2.5167 | Residential & Commercial | USHP
212624581 | Central HP <5.4 tons | COLEMAN | HRCU-A-CB (Split System: Heat Pump with Remote Outdoor Unit-Air-Source) | HMH72B341 | ASPEN |  | D(A,C,E)36D34+TDR | TM8V080C16MP12 | 32800 | 17.5 | 8.5 | 34000 | 27400 | 80.59% | 2.67 | 0 | 10 |  |  |  |  | R-410A | 2.7333 | Residential & Commercial | USHP | Ducted CEE Tier 1
212624611 | Central HP <5.4 tons | COLEMAN | HRCU-A-CB (Split System: Heat Pump with Remote Outdoor Unit-Air-Source) | HMH72B341 | ASPEN |  | C(A,C,D,E)48B24+TDR | TM8V100C16MP12 | 30200 | 17 | 8.5 | 34000 | 27400 | 80.59% | 2.67 | 0 | 9 |  |  |  |  | R-410A | 2.5167 | Residential & Commercial | USHP
212624622 | Central HP <5.4 tons | COLEMAN | HRCU-A-CB (Split System: Heat Pump with Remote Outdoor Unit-Air-Source) | HMH72B341 | ASPEN |  | D(A,C,E)42A44+TDR | TM8V100C16MP12 | 32400 | 17.5 | 8.5 | 34000 | 27400 | 80.59% | 2.67 | 0 | 10 |  |  |  |  | R-410A | 2.7 | Residential & Commercial | USHP | Ducted CEE Tier 1
216981025 | Central HP <5.4 tons | YORK | HRCU-A-CB (Split System: Heat Pump with Remote Outdoor Unit-Air-Source) | HH860E2S11 | ADP |  | H,YG88*60+TXV-BLEED | Y82E120C20LMPS1 | 54000 | 19 | 9 | 52000 | 38000 | 73.08% | 2 | 0 | 12 |  |  |  |  | R-454B | 4.5 | Residential & Commercial | USHP | Ducted CEE Tier 1
215487369 | Central HP <5.4 tons | DAIKIN | HRCU-A-CB (Split System: Heat Pump with Remote Outdoor Unit-Air-Source) | DH7VSA2410A* |  |  | CA*EA3022*3A* | D*96VC0603BNA* | 23200 | 19 | 8.6 | 23200 | 17000 | 73.28% | 2 | 0 | 11 |  |  |  |  | R-32 | 1.9333 | Residential & Commercial | USHP | Ducted CEE Tier 1
216011843 | Central HP <5.4 tons | COLEMAN | HRCU-A-CB (Split System: Heat Pump with Remote Outdoor Unit-Air-Source) | HMH72B341 | ADP |  | H,YE35936 | CP9C080B12MP13 | 33600 | 17 | 8.5 | 31800 | 23000 | 72.33% | 2.04 | 0 | 10 |  |  |  |  | R-410A | 2.8 | Residential & Commercial | USHP | Ducted CEE Tier 1
212480345 | Central HP <5.4 tons | CARRIER | HRCU-A-CB (Split System: Heat Pump with Remote Outdoor Unit-Air-Source) | 38MURAQ30AB3* | ADP |  | C36A***L159 | 59TP6B080V21**20 | 29600 | 15.2 | 8.1 | 32000 | 27000 | 84.38% | 1.78 | 0 | 9 |  |  |  |  | R-410A | 2.4667 | Residential & Commercial | USHP
215832583 | Central HP <5.4 tons | COLEMAN | HRCU-A-CB (Split System: Heat Pump with Remote Outdoor Unit-Air-Source) | HH836E2S11 | ADP |  | V,Y36H175P15*+TXV+AEFE4B* | 0 | 34000 | 19 | 9 | 30800 | 24800 | 80.52% | 2.1 | 0 | 11.7 |  |  |  |  | R-454B | 2.8333 | Residential & Commercial | USHP | Ducted CEE Tier 1
215487470 | Central HP <5.4 tons | DAIKIN | HRCU-A-CB (Split System: Heat Pump with Remote Outdoor Unit-Air-Source) | DH6VSA1810A* |  |  | CA*EA2418*3A* | D*96VC0603BNA* | 17000 | 19 | 8.8 | 16800 | 13000 | 77.38% | 2.1 | 0 | 12 |  |  |  |  | R-32 | 1.4167 | Residential & Commercial | USHP | Ducted CEE Tier 1
215487471 | Central HP <5.4 tons | DAIKIN | HRCU-A-CB (Split System: Heat Pump with Remote Outdoor Unit-Air-Source) | DH6VSA1810A* |  |  | CHPEA2422*3A* | D*96VC0403BNA* | 17000 | 19 | 8.8 | 16800 | 13000 | 77.38% | 2.1 | 0 | 12 |  |  |  |  | R-32 | 1.4167 | Residential & Commercial | USHP | Ducted CEE Tier 1
215487473 | Central HP <5.4 tons | DAIKIN | HRCU-A-CB (Split System: Heat Pump with Remote Outdoor Unit-Air-Source) | DH6VSA1810A* |  |  | CA*EA2418*3A* | D*96VC0403BNA* | 17000 | 19 | 8.8 | 16800 | 13000 | 77.38% | 2.1 | 0 | 12 |  |  |  |  | R-32 | 1.4167 | Residential & Commercial | USHP | Ducted CEE Tier 1
213772670 | Central HP <5.4 tons | COMFORTMAKER | HRCU-A-CB (Split System: Heat Pump with Remote Outdoor Unit-Air-Source) | CVH825GKA3* |  |  | EA*4X24L17A*+WALLCON | *97CMN0601714B* | 23000 | 16 | 8.1 | 22000 | 16900 | 76.82% | 1.88 | 0 | 10 |  |  |  |  | R-410A | 1.9167 | Residential & Commercial | USHP | Ducted CEE Tier 1
213772720 | Central HP <5.4 tons | COMFORTMAKER | HRCU-A-CB (Split System: Heat Pump with Remote Outdoor Unit-Air-Source) | CVH825GKA3* |  |  | EA*4X25L17A*+WALLCON | *80CTL0451712B* | 24200 | 16.5 | 8.1 | 21400 | 16700 | 78.04% | 2 | 0 | 10.5 |  |  |  |  | R-410A | 2.0167 | Residential & Commercial | USHP | Ducted CEE Tier 1
213772940 | Central HP <5.4 tons | COMFORTMAKER | HRCU-A-CB (Split System: Heat Pump with Remote Outdoor Unit-Air-Source) | CVH825GKA3* |  |  | EA*4X36L17A*+WALLCON | *80CTL0451712B* | 23400 | 16 | 8.1 | 21600 | 16800 | 77.78% | 1.92 | 0 | 10.5 |  |  |  |  | R-410A | 1.95 | Residential & Commercial | USHP | Ducted CEE Tier 1
215487469 | Central HP <5.4 tons | DAIKIN | HRCU-A-CB (Split System: Heat Pump with Remote Outdoor Unit-Air-Source) | DH6VSA1810A* |  |  | CA*EA3022*3A* | D*96VC0603BNA* | 17000 | 19 | 8.8 | 16800 | 13000 | 77.38% | 2.1 | 0 | 12 |  |  |  |  | R-32 | 1.4167 | Residential & Commercial | USHP | Ducted CEE Tier 1
209880028 | Central HP <5.4 tons | FUJITSU | HRCU-A-CB (Split System: Heat Pump with Remote Outdoor Unit-Air-Source) | FOP1824MJAZCA |  |  | FCCA2421HZEA | FF96TV306017M4S*A | 22800 | 20 | 8.5 | 22800 | 26000 | 114% | 2.1 | 0 | 12.5 |  |  |  |  | R-410A | 1.9 | Residential & Commercial | USHP | Ducted CEE Tier 1
212441667 | Central HP <5.4 tons | CHAMPION HEATING AND COOLING | HRCU-A-CB (Split System: Heat Pump with Remote Outdoor Unit-Air-Source) | HMH72B341 | ADP |  | H,YE8J936 | TM9Y080C16MP11 | 33200 | 18 | 8.5 | 32400 | 23200 | 71.6% | 2.04 | 0 | 9.5 |  |  |  |  | R-410A | 2.7667 | Residential & Commercial | USHP
214301845 | Central HP <5.4 tons | CHAMPION HEATING AND COOLING | HRCU-A-CB (Split System: Heat Pump with Remote Outdoor Unit-Air-Source) | HMH72B341 | ADP |  | H,YE7J(1,2)36+TXV | TM9E040A10MP12 | 32200 | 17 | 8.1 | 31800 | 23000 | 72.33% | 1.98 | 0 | 9.5 |  |  |  |  | R-410A | 2.6833 | Residential & Commercial | USHP
215674276 | Central HP <5.4 tons | HEIL | HRCU-A-CB (Split System: Heat Pump with Remote Outdoor Unit-Air-Source) | H5H0V48*K*AAA* |  |  | EA*5X60M24A*+WALLCON | *96CTN1002122B* | 45000 | 18 | 9 | 47500 | 33600 | 70.74% | 2.06 | 0 | 10 |  |  |  |  | R-454B | 3.75 | Residential & Commercial | USHP | Ducted CEE Tier 1
215674376 | Central HP <5.4 tons | HEIL | HRCU-A-CB (Split System: Heat Pump with Remote Outdoor Unit-Air-Source) | H5H0V48*K*AAA* |  |  | EA*5X61M21A*+WALLCON | *80CTL1102120B* | 46000 | 18.5 | 9 | 47500 | 33600 | 70.74% | 2.06 | 0 | 10 |  |  |  |  | R-454B | 3.8333 | Residential & Commercial | USHP | Ducted CEE Tier 1
215674056 | Central HP <5.4 tons | HEIL | HRCU-A-CB (Split System: Heat Pump with Remote Outdoor Unit-Air-Source) | H5H0V48*K*AAA* |  |  | EA*5X48M21A*+WALLCON | *80CTL0902120B* | 44500 | 18 | 9 | 48500 | 34000 | 70.1% | 2.06 | 0 | 9.5 |  |  |  |  | R-454B | 3.7083 | Residential & Commercial | USHP
213753745 | Central HP <5.4 tons | CARRIER | HRCU-A-CB (Split System: Heat Pump with Remote Outdoor Unit-Air-Source) | 38MURAQ36AB3* | ASPEN |  | D(A,C,E)42B34+TDR | 58TP*B135V24**22 | 35400 | 16.5 | 8.1 | 38500 | 32200 | 83.64% | 2.58 | 0 | 10 |  |  |  |  | R-410A | 2.95 | Residential & Commercial | USHP | Ducted CEE Tier 1
213753778 | Central HP <5.4 tons | CARRIER | HRCU-A-CB (Split System: Heat Pump with Remote Outdoor Unit-Air-Source) | 38MURAQ36AB3* | ASPEN |  | D(A,C,E)36B34+TDR | 59SC2E120M24**20 | 35200 | 16 | 8.1 | 38500 | 31800 | 82.6% | 2.7 | 0 | 10.5 |  |  |  |  | R-410A | 2.9333 | Residential & Commercial | USHP | Ducted CEE Tier 1
213753794 | Central HP <5.4 tons | CARRIER | HRCU-A-CB (Split System: Heat Pump with Remote Outdoor Unit-Air-Source) | 38MURAQ36AB3* | ASPEN |  | D(A,C,E)36B34+TDR | 59SC6A080M21**20 | 35200 | 16 | 8.1 | 39000 | 32200 | 82.56% | 2.52 | 0 | 9.5 |  |  |  |  | R-410A | 2.9333 | Residential & Commercial | USHP
213753847 | Central HP <5.4 tons | CARRIER | HRCU-A-CB (Split System: Heat Pump with Remote Outdoor Unit-Air-Source) | 38MURAQ36AB3* | ASPEN |  | D(A,C,E)42B34+TDR | 59SP6A120V24**22 | 35400 | 16 | 8.1 | 38500 | 32200 | 83.64% | 2.58 | 0 | 10 |  |  |  |  | R-410A | 2.95 | Residential & Commercial | USHP | Ducted CEE Tier 1
216981022 | Central HP <5.4 tons | YORK | HRCU-A-CB (Split System: Heat Pump with Remote Outdoor Unit-Air-Source) | HH860E2S11 | ADP |  | V,Y60H210P19*+TXV-BLEED | Y82E100C20LMPS1 | 54000 | 19 | 9 | 52000 | 37600 | 72.31% | 2 | 0 | 12 |  |  |  |  | R-454B | 4.5 | Residential & Commercial | USHP | Ducted CEE Tier 1
213753612 | Central HP <5.4 tons | CARRIER | HRCU-A-CB (Split System: Heat Pump with Remote Outdoor Unit-Air-Source) | 38MURAQ30AB3* | ASPEN |  | D(A,C,E)30D44+TDR | 59TP6C100V21**20 | 29600 | 15.2 | 8.5 | 34200 | 24200 | 70.76% | 2.69 | 0 | 9 |  |  |  |  | R-410A | 2.4667 | Residential & Commercial | USHP
216972523 | Central HP <5.4 tons | CARRIER | HRCU-A-CB (Split System: Heat Pump with Remote Outdoor Unit-Air-Source) | 27VNA336A*030* | ADP |  | PL36H210P74*+TXV | 58TN*B070C21**20 | 32800 | 20 | 9.5 | 33000 | 26000 | 78.79% | 2.04 | 0 | 11 |  |  |  |  | R-454B | 2.7333 | Residential & Commercial | USHP | Ducted CEE Tier 1
216972590 | Central HP <5.4 tons | CARRIER | HRCU-A-CB (Split System: Heat Pump with Remote Outdoor Unit-Air-Source) | 27VNA336A*030* | ADP |  | C36A***L15*+TXV | 59CU5B060C17**16 | 33000 | 19 | 9.5 | 33400 | 26400 | 79.04% | 2.02 | 0 | 11 |  |  |  |  | R-454B | 2.75 | Residential & Commercial | USHP | Ducted CEE Tier 1
216972608 | Central HP <5.4 tons | CARRIER | HRCU-A-CB (Split System: Heat Pump with Remote Outdoor Unit-Air-Source) | 27VNA336A*030* | ADP |  | PL36H210P29*+TXV | 59CU5B100C21**22 | 33800 | 20 | 9.5 | 32400 | 25400 | 78.4% | 2.04 | 0 | 12 |  |  |  |  | R-454B | 2.8167 | Residential & Commercial | USHP | Ducted CEE Tier 1
216972624 | Central HP <5.4 tons | CARRIER | HRCU-A-CB (Split System: Heat Pump with Remote Outdoor Unit-Air-Source) | 27VNA336A*030* | ADP |  | PL36H175P14*+TXV | 59MN7C060C17**14 | 32400 | 19 | 9.5 | 32400 | 25600 | 79.01% | 2.04 | 0 | 10.5 |  |  |  |  | R-454B | 2.7 | Residential & Commercial | USHP | Ducted CEE Tier 1
216972626 | Central HP <5.4 tons | CARRIER | HRCU-A-CB (Split System: Heat Pump with Remote Outdoor Unit-Air-Source) | 27VNA336A*030* | ADP |  | V,C36H175P14*+TXV | 59MN7C060C17**14 | 32400 | 19 | 9.5 | 32400 | 25600 | 79.01% | 2.04 | 0 | 10.5 |  |  |  |  | R-454B | 2.7 | Residential & Commercial | USHP | Ducted CEE Tier 1
216972673 | Central HP <5.4 tons | CARRIER | HRCU-A-CB (Split System: Heat Pump with Remote Outdoor Unit-Air-Source) | 27VNA336A*030* | ADP |  | C36A***L13*+TXV | 59TN6C080C17**14 | 32200 | 20 | 9.5 | 33200 | 26200 | 78.92% | 2.02 | 0 | 10.5 |  |  |  |  | R-454B | 2.6833 | Residential & Commercial | USHP | Ducted CEE Tier 1
216972691 | Central HP <5.4 tons | CARRIER | HRCU-A-CB (Split System: Heat Pump with Remote Outdoor Unit-Air-Source) | 27VNA336A*030* | ADP |  | PL36H210P29*+TXV | 59TN7A060C17**16 | 33000 | 19 | 9 | 33800 | 26600 | 78.7% | 1.9 | 0 | 11 |  |  |  |  | R-454B | 2.75 | Residential & Commercial | USHP | Ducted CEE Tier 1
216972692 | Central HP <5.4 tons | CARRIER | HRCU-A-CB (Split System: Heat Pump with Remote Outdoor Unit-Air-Source) | 27VNA336A*030* | ADP |  | A36VCA*+TXV | 59TN7A060C17**16 | 32400 | 19 | 9 | 33800 | 26600 | 78.7% | 1.9 | 0 | 10.5 |  |  |  |  | R-454B | 2.7 | Residential & Commercial | USHP | Ducted CEE Tier 1
216972693 | Central HP <5.4 tons | CARRIER | HRCU-A-CB (Split System: Heat Pump with Remote Outdoor Unit-Air-Source) | 27VNA336A*030* | ADP |  | C36A***L13*+TXV | 59TN7A060C17**16 | 32400 | 19 | 9 | 34000 | 27000 | 79.41% | 1.88 | 0 | 10.5 |  |  |  |  | R-454B | 2.7 | Residential & Commercial | USHP | Ducted CEE Tier 1
216735633 | Central HP <5.4 tons | DAY & NIGHT | HRCU-A-CB (Split System: Heat Pump with Remote Outdoor Unit-Air-Source) | D5CUHAH24AAK |  |  | EA*5X37M21A* | *80CTL0902120B* | 23400 | 16 | 8.5 | 20800 | 18600 | 89.42% | 1.98 | 0 | 11 |  |  |  |  | R-454B | 1.95 | Residential & Commercial | USHP | Ducted CEE Tier 1
216735765 | Central HP <5.4 tons | DAY & NIGHT | HRCU-A-CB (Split System: Heat Pump with Remote Outdoor Unit-Air-Source) | D5CUHAH24AAK |  |  | EA*5X37M21A* | *92MSN0601714A* | 23000 | 16 | 8.5 | 20600 | 18400 | 89.32% | 1.98 | 0 | 11 |  |  |  |  | R-454B | 1.9167 | Residential & Commercial | USHP | Ducted CEE Tier 1
214521983 | Central HP <5.4 tons | COLEMAN | HRCU-A-CB (Split System: Heat Pump with Remote Outdoor Unit-Air-Source) | HMH72B341 | ASPEN |  | C(A,C,D,E)36A34+TDR | Z9ES080C20SMPS1 | 31200 | 17.4 | 8.3 | 33000 | 27600 | 83.64% | 2.65 | 0 | 9.3 |  |  |  |  | R-410A | 2.6 | Residential & Commercial | USHP
212623999 | Central HP <5.4 tons | COLEMAN | HRCU-A-CB (Split System: Heat Pump with Remote Outdoor Unit-Air-Source) | HMH72B341 | ASPEN |  | D(A,C,E)42D24+TDR | TM9Y080B12MP11 | 30600 | 17.7 | 8.1 | 34000 | 28000 | 82.35% | 2.41 | 0 | 9 |  |  |  |  | R-410A | 2.55 | Residential & Commercial | USHP
213753051 | Central HP <5.4 tons | CARRIER | HRCU-A-CB (Split System: Heat Pump with Remote Outdoor Unit-Air-Source) | 38MURAQ24AB3* | ASPEN |  | D(A,C,E)36B34+TDR | 59TP6C100V21**20 | 23400 | 17.5 | 8.5 | 26200 | 20000 | 76.34% | 2.91 | 0 | 10 |  |  |  |  | R-410A | 1.95 | Residential & Commercial | USHP | Ducted CEE Tier 1
212479863 | Central HP <5.4 tons | CARRIER | HRCU-A-CB (Split System: Heat Pump with Remote Outdoor Unit-Air-Source) | 38MURAQ24AB3* | ADP |  | C36A***L129 | 58S(B,C)*A070E17**16 | 24600 | 16 | 8.1 | 25200 | 21800 | 86.51% | 1.82 | 0 | 10.5 |  |  |  |  | R-410A | 2.05 | Residential & Commercial | USHP | Ducted CEE Tier 1
212479880 | Central HP <5.4 tons | CARRIER | HRCU-A-CB (Split System: Heat Pump with Remote Outdoor Unit-Air-Source) | 38MURAQ24AB3* | ADP |  | V,C36H175P139 | 58S(B,C)*A070E17**16 | 24800 | 16 | 8.1 | 25200 | 21800 | 86.51% | 1.82 | 0 | 10.5 |  |  |  |  | R-410A | 2.0667 | Residential & Commercial | USHP | Ducted CEE Tier 1
212479945 | Central HP <5.4 tons | CARRIER | HRCU-A-CB (Split System: Heat Pump with Remote Outdoor Unit-Air-Source) | 38MURAQ24AB3* | ADP |  | C36A***L129 | 58SU*A060E17**16 | 24800 | 17 | 8.5 | 25000 | 21400 | 85.6% | 1.82 | 0 | 10.5 |  |  |  |  | R-410A | 2.0667 | Residential & Commercial | USHP | Ducted CEE Tier 1
212479964 | Central HP <5.4 tons | CARRIER | HRCU-A-CB (Split System: Heat Pump with Remote Outdoor Unit-Air-Source) | 38MURAQ24AB3* | ADP |  | A24VBA+TXV | 58TP*A045V14**12 | 24000 | 16 | 8.5 | 24600 | 22000 | 89.43% | 1.86 | 0 | 10 |  |  |  |  | R-410A | 2 | Residential & Commercial | USHP | Ducted CEE Tier 1
212479978 | Central HP <5.4 tons | CARRIER | HRCU-A-CB (Split System: Heat Pump with Remote Outdoor Unit-Air-Source) | 38MURAQ24AB3* | ADP |  | V,C36H175P149 | 58TP*A070V17**16 | 24200 | 17 | 8.1 | 24600 | 22600 | 91.87% | 1.9 | 0 | 10.5 |  |  |  |  | R-410A | 2.0167 | Residential & Commercial | USHP | Ducted CEE Tier 1
212480046 | Central HP <5.4 tons | CARRIER | HRCU-A-CB (Split System: Heat Pump with Remote Outdoor Unit-Air-Source) | 38MURAQ24AB3* | ADP |  | A24VBA+TXV | 59SC5B026E14**10 | 22800 | 16 | 8.5 | 24000 | 23200 | 96.67% | 1.96 | 0 | 9.5 |  |  |  |  | R-410A | 1.9 | Residential & Commercial | USHP
212480079 | Central HP <5.4 tons | CARRIER | HRCU-A-CB (Split System: Heat Pump with Remote Outdoor Unit-Air-Source) | 38MURAQ24AB3* | ADP |  | V,C36H175P139 | 59SC5B080E17**16 | 24800 | 15.2 | 8.5 | 25200 | 21600 | 85.71% | 1.8 | 0 | 10 |  |  |  |  | R-410A | 2.0667 | Residential & Commercial | USHP | Ducted CEE Tier 1
212625213 | Central HP <5.4 tons | COLEMAN | HRCU-A-CB (Split System: Heat Pump with Remote Outdoor Unit-Air-Source) | HMH72B341 | ASPEN |  | C(A,C,D,E)48C24+TDR | TM8Y120C20MP11 | 32600 | 18 | 8.5 | 34000 | 30200 | 88.82% | 2.85 | 0 | 9 |  |  |  |  | R-410A | 2.7167 | Residential & Commercial | USHP
212625231 | Central HP <5.4 tons | COLEMAN | HRCU-A-CB (Split System: Heat Pump with Remote Outdoor Unit-Air-Source) | HMH72B341 | ASPEN |  | C(A,C,D,E)36A44+TDR | TL8E100C20UH11 | 32000 | 17.5 | 8.5 | 34000 | 27400 | 80.59% | 2.69 | 0 | 9.9 |  |  |  |  | R-410A | 2.6667 | Residential & Commercial | USHP
212625263 | Central HP <5.4 tons | COLEMAN | HRCU-A-CB (Split System: Heat Pump with Remote Outdoor Unit-Air-Source) | HMH72B341 | ASPEN |  | D(A,C,E)36C34+TDR | TL8E100C20UH11 | 32400 | 17.5 | 8.5 | 34000 | 27400 | 80.59% | 2.69 | 0 | 10 |  |  |  |  | R-410A | 2.7 | Residential & Commercial | USHP | Ducted CEE Tier 1
212625406 | Central HP <5.4 tons | COLEMAN | HRCU-A-CB (Split System: Heat Pump with Remote Outdoor Unit-Air-Source) | HMH72B341 | ASPEN |  | D(A,C,E)42B34+TDR | TM9V100C20MP12 | 32400 | 17.5 | 8.5 | 34000 | 28400 | 83.53% | 2.7 | 0 | 9.5 |  |  |  |  | R-410A | 2.7 | Residential & Commercial | USHP
212625433 | Central HP <5.4 tons | COLEMAN | HRCU-A-CB (Split System: Heat Pump with Remote Outdoor Unit-Air-Source) | HMH72B341 | ASPEN |  | C(A,C,D,E)36C34+TDR | TP9C100C20MP13 | 32400 | 17.5 | 8.1 | 34000 | 28400 | 83.53% | 2.46 | 0 | 9.5 |  |  |  |  | R-410A | 2.7 | Residential & Commercial | USHP
214233330 | Central HP <5.4 tons | CARRIER | HRCU-A-CB (Split System: Heat Pump with Remote Outdoor Unit-Air-Source) | 25VNA436A*031* | ADP |  | H,PG9J936 | 59TN6C080C17**14 | 32600 | 19 | 9 | 35200 | 27400 | 77.84% | 2.04 | 0 | 11.7 |  |  |  |  | R-410A | 2.7167 | Residential & Commercial | USHP | Ducted CEE Tier 1
213312363 | Central HP <5.4 tons | CHAMPION HEATING AND COOLING | HRCU-A-CB (Split System: Heat Pump with Remote Outdoor Unit-Air-Source) | HMH72B341 | ADP |  | PL36H***P449+AEFE3A* | 0 | 33800 | 18 | 8.45 | 32200 | 23400 | 72.67% | 2.1 | 0 | 9.5 |  |  |  |  | R-410A | 2.8167 | Residential & Commercial | USHP
216974478 | Central HP <5.4 tons | BRYANT HEATING AND COOLING SYSTEMS | HRCU-A-CB (Split System: Heat Pump with Remote Outdoor Unit-Air-Source) | 290VAN060**AA* | ADP |  | C60A***L19*+TXV | 83*CA60080C21*** | 56000 | 18 | 9 | 57500 | 41000 | 71.3% | 2.02 | 0 | 9 |  |  |  |  | R-454B | 4.6667 | Residential & Commercial | USHP
213770867 | Central HP <5.4 tons | HEIL | HRCU-A-CB (Split System: Heat Pump with Remote Outdoor Unit-Air-Source) | HVH825GKA2* |  |  | EA*4X36L17A*+WALLCON | *97CMN0801714B* | 23400 | 16.5 | 8.1 | 21600 | 16700 | 77.31% | 1.94 | 0 | 10.5 |  |  |  |  | R-410A | 1.95 | Residential & Commercial | USHP | Ducted CEE Tier 1
216974698 | Central HP <5.4 tons | BRYANT HEATING AND COOLING SYSTEMS | HRCU-A-CB (Split System: Heat Pump with Remote Outdoor Unit-Air-Source) | 291VAN054**AA* | ADP |  | V,C48H210P16*+TXV | 83*CA60080C21*** | 48500 | 19 | 10.5 | 50000 | 52500 | 105% | 1.98 | 0 | 11 |  |  |  |  | R-454B | 4.0417 | Residential & Commercial | USHP | Ducted CEE Tier 1
216974713 | Central HP <5.4 tons | BRYANT HEATING AND COOLING SYSTEMS | HRCU-A-CB (Split System: Heat Pump with Remote Outdoor Unit-Air-Source) | 291VAN054**AA* | ADP |  | V,C60H210P17*+TXV | 83*CA60100C21*** | 49000 | 19 | 10.5 | 50500 | 53000 | 105% | 1.96 | 0 | 11 |  |  |  |  | R-454B | 4.0833 | Residential & Commercial | USHP | Ducted CEE Tier 1
216974714 | Central HP <5.4 tons | BRYANT HEATING AND COOLING SYSTEMS | HRCU-A-CB (Split System: Heat Pump with Remote Outdoor Unit-Air-Source) | 291VAN054**AA* | ADP |  | C48A***L18*+TXV | 83*CA60100C21*** | 49000 | 19 | 10.5 | 50500 | 53000 | 105% | 1.96 | 0 | 11 |  |  |  |  | R-454B | 4.0833 | Residential & Commercial | USHP | Ducted CEE Tier 1
216974730 | Central HP <5.4 tons | BRYANT HEATING AND COOLING SYSTEMS | HRCU-A-CB (Split System: Heat Pump with Remote Outdoor Unit-Air-Source) | 291VAN054**AA* | ADP |  | A60VHA*+TXV | 83*CB60100C21*** | 49500 | 19 | 10.5 | 50500 | 52500 | 104% | 1.96 | 0 | 11.5 |  |  |  |  | R-454B | 4.125 | Residential & Commercial | USHP | Ducted CEE Tier 1
216974732 | Central HP <5.4 tons | BRYANT HEATING AND COOLING SYSTEMS | HRCU-A-CB (Split System: Heat Pump with Remote Outdoor Unit-Air-Source) | 291VAN054**AA* | ADP |  | C48A***L16*+TXV | 83*CB60100C21*** | 48500 | 19 | 10.5 | 50500 | 52500 | 104% | 1.96 | 0 | 11 |  |  |  |  | R-454B | 4.0417 | Residential & Commercial | USHP | Ducted CEE Tier 1
216974344 | Central HP <5.4 tons | BRYANT HEATING AND COOLING SYSTEMS | HRCU-A-CB (Split System: Heat Pump with Remote Outdoor Unit-Air-Source) | 290VAN036**AA* | ADP |  | PL36H175P15*+TXV | 83*CA36040C17*** | 33800 | 18 | 9 | 33400 | 24600 | 73.65% | 1.88 | 0 | 9.5 |  |  |  |  | R-454B | 2.8167 | Residential & Commercial | USHP
216974380 | Central HP <5.4 tons | BRYANT HEATING AND COOLING SYSTEMS | HRCU-A-CB (Split System: Heat Pump with Remote Outdoor Unit-Air-Source) | 290VAN036**AA* | ADP |  | C36A***L13*+TXV | 83*CB48060C17*** | 33200 | 17 | 8.5 | 34200 | 25200 | 73.68% | 1.84 | 0 | 9.5 |  |  |  |  | R-454B | 2.7667 | Residential & Commercial | USHP
215389837 | Central HP <5.4 tons | ECOER | HRCU-A-C (Split System: Heat Pump with Remote Outdoor Unit with No Indoor Fan --Air Source) | EODA19H-4860A | ADP |  | HG84960+TD | 0 | 51500 | 15.2 | 8.6 | 51000 | 36800 | 72.16% | 1.9 | 0 | 10.5 |  |  |  |  | R-410A | 4.2917 | Residential & Commercial | USHP | Ducted CEE Tier 1
212624636 | Central HP <5.4 tons | COLEMAN | HRCU-A-CB (Split System: Heat Pump with Remote Outdoor Unit-Air-Source) | HMH72B341 | ASPEN |  | D(A,C,E)36A34+TDR | TM8Y080C16MP11 | 31600 | 18.4 | 8.4 | 34000 | 27400 | 80.59% | 2.67 | 0 | 9.8 |  |  |  |  | R-410A | 2.6333 | Residential & Commercial | USHP
212624647 | Central HP <5.4 tons | COLEMAN | HRCU-A-CB (Split System: Heat Pump with Remote Outdoor Unit-Air-Source) | HMH72B341 | ASPEN |  | C(A,C,D,E)36C24+TDR | TMLV100C16MP12 | 29800 | 16.9 | 8.1 | 33800 | 27400 | 81.07% | 2.47 | 0 | 9.5 |  |  |  |  | R-410A | 2.4833 | Residential & Commercial | USHP
212624665 | Central HP <5.4 tons | COLEMAN | HRCU-A-CB (Split System: Heat Pump with Remote Outdoor Unit-Air-Source) | HMH72B341 | ASPEN |  | D(A,C,E)36D24+TDR | TMLV100C16MP12 | 30200 | 17 | 8.1 | 33800 | 27400 | 81.07% | 2.47 | 0 | 9 |  |  |  |  | R-410A | 2.5167 | Residential & Commercial | USHP
212624670 | Central HP <5.4 tons | COLEMAN | HRCU-A-CB (Split System: Heat Pump with Remote Outdoor Unit-Air-Source) | HMH72B341 | ASPEN |  | D(A,C,E)42C34+TDR | TMLV100C16MP12 | 32800 | 17.5 | 8.1 | 33800 | 27400 | 81.07% | 2.47 | 0 | 10 |  |  |  |  | R-410A | 2.7333 | Residential & Commercial | USHP | Ducted CEE Tier 1
216990293 | Central HP <5.4 tons | BRYANT HEATING AND COOLING SYSTEMS | HRCU-A-CB (Split System: Heat Pump with Remote Outdoor Unit-Air-Source) | 290VAN048**AA* | ADP |  | PL48H175P78*+TXV | 88*TB48070C17*** | 44000 | 17 | 9 | 47000 | 34000 | 72.34% | 2.04 | 0 | 9.5 |  |  |  |  | R-454B | 3.6667 | Residential & Commercial | USHP
216990295 | Central HP <5.4 tons | BRYANT HEATING AND COOLING SYSTEMS | HRCU-A-CB (Split System: Heat Pump with Remote Outdoor Unit-Air-Source) | 290VAN048**AA* | ADP |  | C48A***L15*+TXV | 88*TB48070C17*** | 44000 | 17 | 9 | 47000 | 34000 | 72.34% | 2.04 | 0 | 9.5 |  |  |  |  | R-454B | 3.6667 | Residential & Commercial | USHP
212624681 | Central HP <5.4 tons | COLEMAN | HRCU-A-CB (Split System: Heat Pump with Remote Outdoor Unit-Air-Source) | HMH72B341 | ASPEN |  | C(A,C,D,E)36B34+TDR | TPLC080C16MP13 | 32000 | 17.5 | 8.1 | 33800 | 27400 | 81.07% | 2.47 | 0 | 9.9 |  |  |  |  | R-410A | 2.6667 | Residential & Commercial | USHP
212624706 | Central HP <5.4 tons | COLEMAN | HRCU-A-CB (Split System: Heat Pump with Remote Outdoor Unit-Air-Source) | HMH72B341 | ASPEN |  | D(A,C,E)48C34+TDR | TPLC080C16MP13 | 33200 | 17.5 | 8.1 | 33800 | 27400 | 81.07% | 2.47 | 0 | 10 |  |  |  |  | R-410A | 2.7667 | Residential & Commercial | USHP | Ducted CEE Tier 1
216987092 | Central HP <5.4 tons | BRYANT HEATING AND COOLING SYSTEMS | HRCU-A-CB (Split System: Heat Pump with Remote Outdoor Unit-Air-Source) | 37MUHAQ24AA3 | ADP |  | PL36H175P15*+TXV | 926SB36060V14*** | 22600 | 16 | 8.1 | 19200 | 18100 | 94.27% | 1.85 | 0 | 11 |  |  |  |  | R-454B | 1.8833 | Residential & Commercial | USHP | Ducted CEE Tier 1
216986117 | Central HP <5.4 tons | BRYANT HEATING AND COOLING SYSTEMS | HRCU-A-CB (Split System: Heat Pump with Remote Outdoor Unit-Air-Source) | 37MURAQ24AA3 | ADP |  | C36A***L13*+TXV | 926TC36060V14*** | 23200 | 15.2 | 8.5 | 22400 | 19000 | 84.82% | 1.9 | 0 | 9.5 |  |  |  |  | R-454B | 1.9333 | Residential & Commercial | USHP
215940326 | Central HP <5.4 tons | HEIL | HRCU-A-CB (Split System: Heat Pump with Remote Outdoor Unit-Air-Source) | H5H3V36*K*AAA* |  |  | EVM5X49M21A*+WALLCON | *96CTN0802120B* | 35600 | 21.5 | 8.5 | 38000 | 28600 | 75.26% | 2.04 | 0 | 12 |  |  |  |  | R-454B | 2.9667 | Residential & Commercial | USHP | Ducted CEE Tier 1
209880026 | Central HP <5.4 tons | FUJITSU | HRCU-A-CB (Split System: Heat Pump with Remote Outdoor Unit-Air-Source) | FOP1824MJAZCA |  |  | FCCA2421HZEA | FF97MV307017DHS*A | 22800 | 20 | 8.5 | 22800 | 26000 | 114% | 2.1 | 0 | 12.5 |  |  |  |  | R-410A | 1.9 | Residential & Commercial | USHP | Ducted CEE Tier 1
209880033 | Central HP <5.4 tons | FUJITSU | HRCU-A-CB (Split System: Heat Pump with Remote Outdoor Unit-Air-Source) | FOP1836MJAZCA |  |  | FCCA6021SZEA | FF96TV507021M4S*A | 34200 | 19 | 8.5 | 34200 | 43000 | 125.7% | 2.2 | 0 | 12.5 |  |  |  |  | R-410A | 2.85 | Residential & Commercial | USHP | Ducted CEE Tier 1
209880035 | Central HP <5.4 tons | FUJITSU | HRCU-A-CB (Split System: Heat Pump with Remote Outdoor Unit-Air-Source) | FOP1836MJAZCA |  |  | FCCA6021SZEA | FF96TV508521M4S*A | 34200 | 19 | 8.5 | 34200 | 43000 | 125.7% | 2.2 | 0 | 12.5 |  |  |  |  | R-410A | 2.85 | Residential & Commercial | USHP | Ducted CEE Tier 1
215487440 | Central HP <5.4 tons | DAIKIN | HRCU-A-CB (Split System: Heat Pump with Remote Outdoor Unit-Air-Source) | DH7VSA4810A* |  |  | CA*EA6030*3A* | D*80VC0805C*A* | 45500 | 16.5 | 8.8 | 47000 | 33600 | 71.49% | 2 | 0 | 10 |  |  |  |  | R-32 | 3.7917 | Residential & Commercial | USHP | Ducted CEE Tier 1
215669115 | Central HP <5.4 tons | AIRQUEST | HRCU-A-CB (Split System: Heat Pump with Remote Outdoor Unit-Air-Source) | H5H0V36*K*AAA* |  |  | EA*5X48M21A*+WALLCON | *80CSU1002120A* | 33800 | 17.5 | 9 | 35000 | 25200 | 72% | 1.88 | 0 | 9.5 |  |  |  |  | R-454B | 2.8167 | Residential & Commercial | USHP
216011848 | Central HP <5.4 tons | COLEMAN | HRCU-A-CB (Split System: Heat Pump with Remote Outdoor Unit-Air-Source) | HMH72B341 | ADP |  | H,YE32936 | CP9C100C16MP13 | 33200 | 17 | 8.5 | 31400 | 22800 | 72.61% | 2.06 | 0 | 10 |  |  |  |  | R-410A | 2.7667 | Residential & Commercial | USHP | Ducted CEE Tier 1
216011850 | Central HP <5.4 tons | COLEMAN | HRCU-A-CB (Split System: Heat Pump with Remote Outdoor Unit-Air-Source) | HMH72B341 | ADP |  | H,YE34936 | CP9C100C16MP13 | 33200 | 17 | 8.5 | 31400 | 22800 | 72.61% | 2.06 | 0 | 10 |  |  |  |  | R-410A | 2.7667 | Residential & Commercial | USHP | Ducted CEE Tier 1
216011851 | Central HP <5.4 tons | COLEMAN | HRCU-A-CB (Split System: Heat Pump with Remote Outdoor Unit-Air-Source) | HMH72B341 | ADP |  | H,YE35936 | CP9C100C16MP13 | 34000 | 17 | 8.5 | 32400 | 23600 | 72.84% | 2.1 | 0 | 10 |  |  |  |  | R-410A | 2.8333 | Residential & Commercial | USHP | Ducted CEE Tier 1
216766918 | Central HP <5.4 tons | TRANE | HRCU-A-CB (Split System: Heat Pump with Remote Outdoor Unit-Air-Source) | 5TWX7036A1 |  |  | 5PX*BD04AS3 | S8V2B080M4PDB | 32600 | 16 | 8.2 | 33400 | 24600 | 73.65% | 1.98 | 0 | 11.7 |  |  |  |  | R-454B | 2.7167 | Residential & Commercial | USHP | Ducted CEE Tier 1
215674206 | Central HP <5.4 tons | HEIL | HRCU-A-CB (Split System: Heat Pump with Remote Outdoor Unit-Air-Source) | H5H0V48*K*AAA* |  |  | EA*5X60M24A*+WALLCON | *80CTL1352422B* | 45000 | 18 | 9 | 47500 | 33400 | 70.32% | 2.08 | 0 | 10 |  |  |  |  | R-454B | 3.75 | Residential & Commercial | USHP | Ducted CEE Tier 1
216734663 | Central HP <5.4 tons | AIRQUEST | HRCU-A-CB (Split System: Heat Pump with Remote Outdoor Unit-Air-Source) | D5CUHAH24AAK |  |  | EA*5X36M17A* | *96MSN0601716A* | 22200 | 15.5 | 8.1 | 20800 | 18700 | 89.9% | 1.85 | 0 | 10.5 |  |  |  |  | R-454B | 1.85 | Residential & Commercial | USHP | Ducted CEE Tier 1
216734479 | Central HP <5.4 tons | AIRQUEST | HRCU-A-CB (Split System: Heat Pump with Remote Outdoor Unit-Air-Source) | D5CUHAH24AAK |  |  | EA*5X36M17A* | *80CTL0451712B* | 22200 | 16 | 8.1 | 20800 | 18700 | 89.9% | 1.85 | 0 | 10.5 |  |  |  |  | R-454B | 1.85 | Residential & Commercial | USHP | Ducted CEE Tier 1
215669605 | Central HP <5.4 tons | AIRQUEST | HRCU-A-CB (Split System: Heat Pump with Remote Outdoor Unit-Air-Source) | H5H0V36*K*AAA* |  |  | EA*5X61M21A*+WALLCON | *96CTN1002122B* | 34800 | 18.5 | 9 | 34400 | 24800 | 72.09% | 1.92 | 0 | 10.5 |  |  |  |  | R-454B | 2.9 | Residential & Commercial | USHP | Ducted CEE Tier 1
214572648 | Central HP <5.4 tons | CARRIER | HRCU-A-CB (Split System: Heat Pump with Remote Outdoor Unit-Air-Source) | 25VNA837A*030* |  |  | CAP**4224AL*+UI | 58TN*B070C21**20 | 31800 | 18 | 8.5 | 33000 | 24400 | 73.94% | 1.9 | 0 | 11 |  |  |  |  | R-410A | 2.65 | Residential & Commercial | USHP | Ducted CEE Tier 1
214572748 | Central HP <5.4 tons | CARRIER | HRCU-A-CB (Split System: Heat Pump with Remote Outdoor Unit-Air-Source) | 25VNA837A*030* |  |  | CAP**4321AL*+UI | 59MN7C080C21**20 | 32800 | 17.5 | 8.5 | 32800 | 25200 | 76.83% | 2 | 0 | 11.5 |  |  |  |  | R-410A | 2.7333 | Residential & Commercial | USHP | Ducted CEE Tier 1
214572798 | Central HP <5.4 tons | CARRIER | HRCU-A-CB (Split System: Heat Pump with Remote Outdoor Unit-Air-Source) | 25VNA837A*030* |  |  | CAP**4821AL*+UI | 59MN7C060C21**20 | 32200 | 17 | 8.5 | 32600 | 25200 | 77.3% | 1.96 | 0 | 11 |  |  |  |  | R-410A | 2.6833 | Residential & Commercial | USHP | Ducted CEE Tier 1
214572898 | Central HP <5.4 tons | CARRIER | HRCU-A-CB (Split System: Heat Pump with Remote Outdoor Unit-Air-Source) | 25VNA837A*030* |  |  | CAP**6024AL*+UI | 59CU5B080C21**20 | 32800 | 17.5 | 8.5 | 31600 | 24800 | 78.48% | 1.98 | 0 | 11.5 |  |  |  |  | R-410A | 2.7333 | Residential & Commercial | USHP | Ducted CEE Tier 1
216675565 | Central HP <5.4 tons | HEIL | HRCU-A-CB (Split System: Heat Pump with Remote Outdoor Unit-Air-Source) | D5CURAH24AAK |  |  | ESH5X36M12A* | *80CSU1002120A* | 25000 | 15.2 | 8.5 | 24200 | 19500 | 80.58% | 1.92 | 0 | 10 |  |  |  |  | R-454B | 2.0833 | Residential & Commercial | USHP | Ducted CEE Tier 1
212625540 | Central HP <5.4 tons | COLEMAN | HRCU-A-CB (Split System: Heat Pump with Remote Outdoor Unit-Air-Source) | HMH72B341 | ASPEN |  | C(A,C,D,E)42B36+TDR | CPLC100C20MP13 | 31600 | 16.5 | 8.1 | 32200 | 27600 | 85.71% | 2.44 | 0 | 8.9 |  |  |  |  | R-410A | 2.6333 | Residential & Commercial | USHP
212625590 | Central HP <5.4 tons | COLEMAN | HRCU-A-CB (Split System: Heat Pump with Remote Outdoor Unit-Air-Source) | HMH72B341 | ASPEN |  | C(A,C,D,E)48A36+TDR | TMLV120C20MP12 | 31600 | 16.5 | 8.1 | 32200 | 27600 | 85.71% | 2.44 | 0 | 8.9 |  |  |  |  | R-410A | 2.6333 | Residential & Commercial | USHP
213258356 | Central HP <5.4 tons | KEEPRITE | HRCU-A-CB (Split System: Heat Pump with Remote Outdoor Unit-Air-Source) | DLCURAH24ABK | ADP |  | H,GG33936 | *96VTN0601412A* | 23200 | 16 | 8.5 | 24800 | 24200 | 97.58% | 2.04 | 0 | 10 |  |  |  |  | R-410A | 1.9333 | Residential & Commercial | USHP | Ducted CEE Tier 1
214595722 | Central HP <5.4 tons | HEIL | HRCU-A-CB (Split System: Heat Pump with Remote Outdoor Unit-Air-Source) | DLCURAH24ABK |  |  | EA*4X30L17A* | *96VTN0601716B* | 23600 | 16.5 | 9 | 26000 | 24000 | 92.31% | 2 | 0 | 10 |  |  |  |  | R-410A | 1.9667 | Residential & Commercial | USHP | Ducted CEE Tier 1
212625624 | Central HP <5.4 tons | COLEMAN | HRCU-A-CB (Split System: Heat Pump with Remote Outdoor Unit-Air-Source) | HMH72B341 | ASPEN |  | D(A,C,E)36A36+TDR | TP9C120D20MP13 | 31200 | 16.8 | 8.1 | 32200 | 28000 | 86.96% | 2.51 | 0 | 9.3 |  |  |  |  | R-410A | 2.6 | Residential & Commercial | USHP
212625647 | Central HP <5.4 tons | COLEMAN | HRCU-A-CB (Split System: Heat Pump with Remote Outdoor Unit-Air-Source) | HMH72B341 | ASPEN |  | C(A,C,D,E)36B26+TDR | TM8V120C20MP12 | 28600 | 15.6 | 8.5 | 32400 | 27400 | 84.57% | 2.7 | 0 | 8.4 |  |  |  |  | R-410A | 2.3833 | Residential & Commercial | USHP
212625649 | Central HP <5.4 tons | COLEMAN | HRCU-A-CB (Split System: Heat Pump with Remote Outdoor Unit-Air-Source) | HMH72B341 | ASPEN |  | D(A,C,E)36D26+TDR | TM8V120C20MP12 | 29600 | 15.9 | 8.5 | 32400 | 27400 | 84.57% | 2.7 | 0 | 8 |  |  |  |  | R-410A | 2.4667 | Residential & Commercial | USHP
215668599 | Central HP <5.4 tons | COMFORTMAKER | HRCU-A-CB (Split System: Heat Pump with Remote Outdoor Unit-Air-Source) | C5H0V36*K*AAA* |  |  | EA*5X37M17A*+WALLCON | *97CMN0801714B* | 33800 | 17.5 | 9 | 35800 | 25600 | 71.51% | 1.86 | 0 | 9.5 |  |  |  |  | R-454B | 2.8167 | Residential & Commercial | USHP
215668703 | Central HP <5.4 tons | COMFORTMAKER | HRCU-A-CB (Split System: Heat Pump with Remote Outdoor Unit-Air-Source) | C5H0V36*K*AAA* |  |  | EA*5X37M21A*+WALLCON | *95CSU0601716B* | 34200 | 17.5 | 9 | 35400 | 25200 | 71.19% | 1.88 | 0 | 9.5 |  |  |  |  | R-454B | 2.85 | Residential & Commercial | USHP
215668735 | Central HP <5.4 tons | COMFORTMAKER | HRCU-A-CB (Split System: Heat Pump with Remote Outdoor Unit-Air-Source) | C5H0V36*K*AAA* |  |  | EA*5X37M21A*+WALLCON | *97CMN0602120B* | 34200 | 17.5 | 9 | 35400 | 25400 | 71.75% | 1.88 | 0 | 9.5 |  |  |  |  | R-454B | 2.85 | Residential & Commercial | USHP
215668751 | Central HP <5.4 tons | COMFORTMAKER | HRCU-A-CB (Split System: Heat Pump with Remote Outdoor Unit-Air-Source) | C5H0V36*K*AAA* |  |  | EA*5X37M21A*+WALLCON | *97CMN0802120B* | 34400 | 18 | 8.1 | 35400 | 25200 | 71.19% | 1.88 | 0 | 10 |  |  |  |  | R-454B | 2.8667 | Residential & Commercial | USHP | Ducted CEE Tier 1
212624064 | Central HP <5.4 tons | COLEMAN | HRCU-A-CB (Split System: Heat Pump with Remote Outdoor Unit-Air-Source) | HMH72B341 | ASPEN |  | D(A,C,E)42D34+TDR | CPLC060A12MP13 | 32800 | 17.5 | 8.1 | 33400 | 28800 | 86.23% | 2.49 | 0 | 9.5 |  |  |  |  | R-410A | 2.7333 | Residential & Commercial | USHP
212624133 | Central HP <5.4 tons | COLEMAN | HRCU-A-CB (Split System: Heat Pump with Remote Outdoor Unit-Air-Source) | HMH72B341 | ASPEN |  | C(A,C,D,E)42D24+TDR | CP9C080B12MP13 | 31800 | 17 | 8.1 | 33600 | 29600 | 88.1% | 2.45 | 0 | 9 |  |  |  |  | R-410A | 2.65 | Residential & Commercial | USHP
212624134 | Central HP <5.4 tons | COLEMAN | HRCU-A-CB (Split System: Heat Pump with Remote Outdoor Unit-Air-Source) | HMH72B341 | ASPEN |  | C(A,C,D,E)48C24+TDR | CP9C080B12MP13 | 31800 | 17 | 8.1 | 33600 | 29600 | 88.1% | 2.45 | 0 | 9 |  |  |  |  | R-410A | 2.65 | Residential & Commercial | USHP
212624148 | Central HP <5.4 tons | COLEMAN | HRCU-A-CB (Split System: Heat Pump with Remote Outdoor Unit-Air-Source) | HMH72B341 | ASPEN |  | D(A,C,E)36B44+TDR | TM9V080B12MP12 | 32800 | 17 | 8.5 | 34000 | 29400 | 86.47% | 2.73 | 0 | 9.5 |  |  |  |  | R-410A | 2.7333 | Residential & Commercial | USHP
212624151 | Central HP <5.4 tons | COLEMAN | HRCU-A-CB (Split System: Heat Pump with Remote Outdoor Unit-Air-Source) | HMH72B341 | ASPEN |  | D(A,C,E)48C34+TDR | TM9V080B12MP12 | 32800 | 17 | 8.5 | 34000 | 29400 | 86.47% | 2.73 | 0 | 9.5 |  |  |  |  | R-410A | 2.7333 | Residential & Commercial | USHP
212624198 | Central HP <5.4 tons | COLEMAN | HRCU-A-CB (Split System: Heat Pump with Remote Outdoor Unit-Air-Source) | HMH72B341 | ASPEN |  | C(A,C,D,E)42D24+TDR | TM9Y100C16MP11 | 32000 | 18 | 8.5 | 34000 | 28400 | 83.53% | 2.74 | 0 | 10 |  |  |  |  | R-410A | 2.6667 | Residential & Commercial | USHP | Ducted CEE Tier 1
212624199 | Central HP <5.4 tons | COLEMAN | HRCU-A-CB (Split System: Heat Pump with Remote Outdoor Unit-Air-Source) | HMH72B341 | ASPEN |  | C(A,C,D,E)48C24+TDR | TM9Y100C16MP11 | 32000 | 18 | 8.5 | 34000 | 28400 | 83.53% | 2.74 | 0 | 10 |  |  |  |  | R-410A | 2.6667 | Residential & Commercial | USHP | Ducted CEE Tier 1
212624250 | Central HP <5.4 tons | COLEMAN | HRCU-A-CB (Split System: Heat Pump with Remote Outdoor Unit-Air-Source) | HMH72B341 | ASPEN |  | C(A,C,D,E)42D24+TDR | TM8E080C16MP11 | 32200 | 18 | 8.5 | 34000 | 28400 | 83.53% | 2.77 | 0 | 10 |  |  |  |  | R-410A | 2.6833 | Residential & Commercial | USHP | Ducted CEE Tier 1
212624282 | Central HP <5.4 tons | COLEMAN | HRCU-A-CB (Split System: Heat Pump with Remote Outdoor Unit-Air-Source) | HMH72B341 | ASPEN |  | C(A,C,D,E)42C24+TDR | TM9E080C16MP12 | 31800 | 18 | 8.1 | 33000 | 29200 | 88.48% | 2.49 | 0 | 10 |  |  |  |  | R-410A | 2.65 | Residential & Commercial | USHP | Ducted CEE Tier 1
212624315 | Central HP <5.4 tons | COLEMAN | HRCU-A-CB (Split System: Heat Pump with Remote Outdoor Unit-Air-Source) | HMH72B341 | ASPEN |  | C(A,C,D,E)48C24+TDR | TMLE100C16MP11 | 32200 | 18 | 8.1 | 33000 | 29000 | 87.88% | 2.49 | 0 | 10 |  |  |  |  | R-410A | 2.6833 | Residential & Commercial | USHP | Ducted CEE Tier 1
212624318 | Central HP <5.4 tons | COLEMAN | HRCU-A-CB (Split System: Heat Pump with Remote Outdoor Unit-Air-Source) | HMH72B341 | ASPEN |  | D(A,C,E)42D34+TDR | TMLE100C16MP11 | 33000 | 18 | 8.1 | 33000 | 29000 | 87.88% | 2.49 | 0 | 10 |  |  |  |  | R-410A | 2.75 | Residential & Commercial | USHP | Ducted CEE Tier 1
212624348 | Central HP <5.4 tons | COLEMAN | HRCU-A-CB (Split System: Heat Pump with Remote Outdoor Unit-Air-Source) | HMH72B341 | ASPEN |  | C(A,C,D,E)48A34+TDR | TM8V100C16MP12 | 32200 | 17.5 | 8.4 | 34000 | 27400 | 80.59% | 2.65 | 0 | 9.9 |  |  |  |  | R-410A | 2.6833 | Residential & Commercial | USHP
212624483 | Central HP <5.4 tons | COLEMAN | HRCU-A-CB (Split System: Heat Pump with Remote Outdoor Unit-Air-Source) | HMH72B341 | ASPEN |  | D(A,C,E)36A44+TDR | CPLC080C16MP13 | 32000 | 17.5 | 8.1 | 33800 | 27400 | 81.07% | 2.47 | 0 | 9.9 |  |  |  |  | R-410A | 2.6667 | Residential & Commercial | USHP
212624484 | Central HP <5.4 tons | COLEMAN | HRCU-A-CB (Split System: Heat Pump with Remote Outdoor Unit-Air-Source) | HMH72B341 | ASPEN |  | D(A,C,E)36B34+TDR | CPLC080C16MP13 | 32000 | 17.5 | 8.1 | 33800 | 27400 | 81.07% | 2.47 | 0 | 9.9 |  |  |  |  | R-410A | 2.6667 | Residential & Commercial | USHP
212624501 | Central HP <5.4 tons | COLEMAN | HRCU-A-CB (Split System: Heat Pump with Remote Outdoor Unit-Air-Source) | HMH72B341 | ASPEN |  | D(A,C,E)48D34+TDR | CPLC080C16MP13 | 33400 | 17.5 | 8.1 | 33800 | 27400 | 81.07% | 2.47 | 0 | 10 |  |  |  |  | R-410A | 2.7833 | Residential & Commercial | USHP | Ducted CEE Tier 1
212624534 | Central HP <5.4 tons | COLEMAN | HRCU-A-CB (Split System: Heat Pump with Remote Outdoor Unit-Air-Source) | HMH72B341 | ASPEN |  | D(A,C,E)42A44+TDR | CPLC100C16MP13 | 32400 | 17.5 | 8.1 | 33800 | 27400 | 81.07% | 2.47 | 0 | 10 |  |  |  |  | R-410A | 2.7 | Residential & Commercial | USHP | Ducted CEE Tier 1
214301846 | Central HP <5.4 tons | CHAMPION HEATING AND COOLING | HRCU-A-CB (Split System: Heat Pump with Remote Outdoor Unit-Air-Source) | HMH72B341 | ADP |  | H,YE9J(1,2)36+TXV | TM9E040A10MP12 | 32200 | 17 | 8.1 | 31800 | 23000 | 72.33% | 1.98 | 0 | 9.5 |  |  |  |  | R-410A | 2.6833 | Residential & Commercial | USHP
214301848 | Central HP <5.4 tons | CHAMPION HEATING AND COOLING | HRCU-A-CB (Split System: Heat Pump with Remote Outdoor Unit-Air-Source) | HMH72B341 | ADP |  | H,YE9J(1,2)36+TXV | TM9E060A10MP12 | 33600 | 17 | 8.1 | 32200 | 23400 | 72.67% | 2.02 | 0 | 9.5 |  |  |  |  | R-410A | 2.8 | Residential & Commercial | USHP
214301865 | Central HP <5.4 tons | CHAMPION HEATING AND COOLING | HRCU-A-CB (Split System: Heat Pump with Remote Outdoor Unit-Air-Source) | HMH72B341 | ADP |  | H,YE9J(1,2)36+TXV | TM9V100C16MP12 | 34000 | 17 | 8.5 | 32400 | 23600 | 72.84% | 2.1 | 0 | 10 |  |  |  |  | R-410A | 2.8333 | Residential & Commercial | USHP | Ducted CEE Tier 1
214301898 | Central HP <5.4 tons | CHAMPION HEATING AND COOLING | HRCU-A-CB (Split System: Heat Pump with Remote Outdoor Unit-Air-Source) | HMH72B341 | ADP |  | H,YE9J(1,2)36+TXV | Z8ES100C20SMPS1 | 34000 | 17 | 8.5 | 31800 | 23800 | 74.84% | 2.14 | 0 | 9.5 |  |  |  |  | R-410A | 2.8333 | Residential & Commercial | USHP
214301912 | Central HP <5.4 tons | CHAMPION HEATING AND COOLING | HRCU-A-CB (Split System: Heat Pump with Remote Outdoor Unit-Air-Source) | HMH72B341 | ADP |  | H,YE9J(1,2)36+TXV | Z8ET100C16LMPS1 | 34000 | 18 | 8.5 | 31800 | 23800 | 74.84% | 2.12 | 0 | 9.5 |  |  |  |  | R-410A | 2.8333 | Residential & Commercial | USHP
212624720 | Central HP <5.4 tons | COLEMAN | HRCU-A-CB (Split System: Heat Pump with Remote Outdoor Unit-Air-Source) | HMH72B341 | ASPEN |  | C(A,C,D,E)48C24+TDR | TPLC100C16MP13 | 30600 | 17.2 | 8.1 | 33800 | 27400 | 81.07% | 2.47 | 0 | 9.6 |  |  |  |  | R-410A | 2.55 | Residential & Commercial | USHP
212624781 | Central HP <5.4 tons | COLEMAN | HRCU-A-CB (Split System: Heat Pump with Remote Outdoor Unit-Air-Source) | HMH72B341 | ASPEN |  | C(A,C,D,E)48C24+TDR | TL8E080C16UH11 | 30600 | 17.1 | 8.5 | 34000 | 27800 | 81.76% | 2.68 | 0 | 9.6 |  |  |  |  | R-410A | 2.55 | Residential & Commercial | USHP
212624815 | Central HP <5.4 tons | COLEMAN | HRCU-A-CB (Split System: Heat Pump with Remote Outdoor Unit-Air-Source) | HMH72B341 | ASPEN |  | D(A,C,E)48D24+TDR | TL8E080C16UH11 | 31000 | 17.3 | 8.5 | 34000 | 27800 | 81.76% | 2.68 | 0 | 9.7 |  |  |  |  | R-410A | 2.5833 | Residential & Commercial | USHP
212624822 | Central HP <5.4 tons | COLEMAN | HRCU-A-CB (Split System: Heat Pump with Remote Outdoor Unit-Air-Source) | HMH72B341 | ASPEN |  | C(A,C,D,E)36B34+TDR | TL9E080C16UH11 | 32000 | 17.5 | 8.5 | 34000 | 28000 | 82.35% | 2.66 | 0 | 9.4 |  |  |  |  | R-410A | 2.6667 | Residential & Commercial | USHP
212624863 | Central HP <5.4 tons | COLEMAN | HRCU-A-CB (Split System: Heat Pump with Remote Outdoor Unit-Air-Source) | HMH72B341 | ASPEN |  | C(A,C,D,E)42B24+TDR | TM8Y100C16MP11 | 29800 | 17.8 | 8.5 | 34000 | 27000 | 79.41% | 2.66 | 0 | 9.5 |  |  |  |  | R-410A | 2.4833 | Residential & Commercial | USHP
212624888 | Central HP <5.4 tons | COLEMAN | HRCU-A-CB (Split System: Heat Pump with Remote Outdoor Unit-Air-Source) | HMH72B341 | ASPEN |  | D(A,C,E)42B34+TDR | CP9C100C16MP13 | 32400 | 17.5 | 8.1 | 34000 | 27400 | 80.59% | 2.47 | 0 | 10 |  |  |  |  | R-410A | 2.7 | Residential & Commercial | USHP | Ducted CEE Tier 1
216990309 | Central HP <5.4 tons | BRYANT HEATING AND COOLING SYSTEMS | HRCU-A-CB (Split System: Heat Pump with Remote Outdoor Unit-Air-Source) | 290VAN048**AA* | ADP |  | C48A***L16*+TXV | 88*TB48090C17*** | 44000 | 17 | 9 | 46500 | 33800 | 72.69% | 2.06 | 0 | 9.5 |  |  |  |  | R-454B | 3.6667 | Residential & Commercial | USHP
212624899 | Central HP <5.4 tons | COLEMAN | HRCU-A-CB (Split System: Heat Pump with Remote Outdoor Unit-Air-Source) | HMH72B341 | ASPEN |  | D(A,C,E)48C34+TDR | CP9C100C16MP13 | 33200 | 17.5 | 8.1 | 34000 | 27400 | 80.59% | 2.47 | 0 | 10 |  |  |  |  | R-410A | 2.7667 | Residential & Commercial | USHP | Ducted CEE Tier 1
212624940 | Central HP <5.4 tons | COLEMAN | HRCU-A-CB (Split System: Heat Pump with Remote Outdoor Unit-Air-Source) | HMH72B341 | ASPEN |  | D(A,C,E)42C24+TDR | TM8Y080C16MP11 | 30200 | 17.9 | 8.5 | 34000 | 27400 | 80.59% | 2.67 | 0 | 9 |  |  |  |  | R-410A | 2.5167 | Residential & Commercial | USHP
212625013 | Central HP <5.4 tons | COLEMAN | HRCU-A-CB (Split System: Heat Pump with Remote Outdoor Unit-Air-Source) | HMH72B341 | ASPEN |  | D(A,C,E)42C34+TDR | TM8Y100C16MP11 | 32800 | 18.5 | 8.5 | 34000 | 27400 | 80.59% | 2.67 | 0 | 10 |  |  |  |  | R-410A | 2.7333 | Residential & Commercial | USHP | Ducted CEE Tier 1
212625015 | Central HP <5.4 tons | COLEMAN | HRCU-A-CB (Split System: Heat Pump with Remote Outdoor Unit-Air-Source) | HMH72B341 | ASPEN |  | D(A,C,E)42D24+TDR | TM8Y100C16MP11 | 30600 | 18.1 | 8.5 | 34000 | 27400 | 80.59% | 2.67 | 0 | 9.6 |  |  |  |  | R-410A | 2.55 | Residential & Commercial | USHP
212625065 | Central HP <5.4 tons | COLEMAN | HRCU-A-CB (Split System: Heat Pump with Remote Outdoor Unit-Air-Source) | HMH72B341 | ASPEN |  | D(A,C,E)42B34+TDR | TM9V100C16MP12 | 32400 | 17.5 | 8.5 | 34000 | 27400 | 80.59% | 2.67 | 0 | 10 |  |  |  |  | R-410A | 2.7 | Residential & Commercial | USHP | Ducted CEE Tier 1
212625122 | Central HP <5.4 tons | COLEMAN | HRCU-A-CB (Split System: Heat Pump with Remote Outdoor Unit-Air-Source) | HMH72B341 | ASPEN |  | D(A,C,E)36D24+TDR | TP9C100C16MP13 | 30200 | 17 | 8.1 | 34000 | 27400 | 80.59% | 2.47 | 0 | 9 |  |  |  |  | R-410A | 2.5167 | Residential & Commercial | USHP
212625172 | Central HP <5.4 tons | COLEMAN | HRCU-A-CB (Split System: Heat Pump with Remote Outdoor Unit-Air-Source) | HMH72B341 | ASPEN |  | D(A,C,E)48C34+TDR | TL9E100C20UH11 | 33400 | 17 | 8.5 | 34000 | 29200 | 85.88% | 2.81 | 0 | 10 |  |  |  |  | R-410A | 2.7833 | Residential & Commercial | USHP | Ducted CEE Tier 1
212625199 | Central HP <5.4 tons | COLEMAN | HRCU-A-CB (Split System: Heat Pump with Remote Outdoor Unit-Air-Source) | HMH72B341 | ASPEN |  | D(A,C,E)36B44+TDR | TM8Y100C20MP11 | 33600 | 18 | 8.5 | 34000 | 30200 | 88.82% | 2.85 | 0 | 9.5 |  |  |  |  | R-410A | 2.8 | Residential & Commercial | USHP
212625206 | Central HP <5.4 tons | COLEMAN | HRCU-A-CB (Split System: Heat Pump with Remote Outdoor Unit-Air-Source) | HMH72B341 | ASPEN |  | D(A,C,E)48D24+TDR | TM8Y100C20MP11 | 33000 | 18 | 8.5 | 34000 | 30200 | 88.82% | 2.85 | 0 | 9.5 |  |  |  |  | R-410A | 2.75 | Residential & Commercial | USHP
212625281 | Central HP <5.4 tons | COLEMAN | HRCU-A-CB (Split System: Heat Pump with Remote Outdoor Unit-Air-Source) | HMH72B341 | ASPEN |  | D(A,C,E)42D34+TDR | TL8E100C20UH11 | 33200 | 17.5 | 8.5 | 34000 | 27400 | 80.59% | 2.69 | 0 | 10 |  |  |  |  | R-410A | 2.7667 | Residential & Commercial | USHP | Ducted CEE Tier 1
212625340 | Central HP <5.4 tons | COLEMAN | HRCU-A-CB (Split System: Heat Pump with Remote Outdoor Unit-Air-Source) | HMH72B341 | ASPEN |  | D(A,C,E)36A44+TDR | CP9C100C20MP13 | 32000 | 17.5 | 8.1 | 34000 | 28400 | 83.53% | 2.46 | 0 | 9.4 |  |  |  |  | R-410A | 2.6667 | Residential & Commercial | USHP
212625381 | Central HP <5.4 tons | COLEMAN | HRCU-A-CB (Split System: Heat Pump with Remote Outdoor Unit-Air-Source) | HMH72B341 | ASPEN |  | C(A,C,D,E)42C24+TDR | TM9V100C20MP12 | 30000 | 17 | 8.5 | 34000 | 28400 | 83.53% | 2.7 | 0 | 9 |  |  |  |  | R-410A | 2.5 | Residential & Commercial | USHP
212625465 | Central HP <5.4 tons | COLEMAN | HRCU-A-CB (Split System: Heat Pump with Remote Outdoor Unit-Air-Source) | HMH72B341 | ASPEN |  | D(A,C,E)48C24+TDR | TP9C100C20MP13 | 30400 | 17.1 | 8.1 | 34000 | 28400 | 83.53% | 2.46 | 0 | 9 |  |  |  |  | R-410A | 2.5333 | Residential & Commercial | USHP
212625467 | Central HP <5.4 tons | COLEMAN | HRCU-A-CB (Split System: Heat Pump with Remote Outdoor Unit-Air-Source) | HMH72B341 | ASPEN |  | D(A,C,E)48C34+TDR | TP9C100C20MP13 | 33000 | 17.5 | 8.1 | 34000 | 28400 | 83.53% | 2.46 | 0 | 9 |  |  |  |  | R-410A | 2.75 | Residential & Commercial | USHP
212625472 | Central HP <5.4 tons | COLEMAN | HRCU-A-CB (Split System: Heat Pump with Remote Outdoor Unit-Air-Source) | HMH72B341 | ASPEN |  | D(A,C,E)48D34+TDR | TP9C100C20MP13 | 33400 | 17.5 | 8.1 | 34000 | 28400 | 83.53% | 2.46 | 0 | 9.5 |  |  |  |  | R-410A | 2.7833 | Residential & Commercial | USHP
212625533 | Central HP <5.4 tons | COLEMAN | HRCU-A-CB (Split System: Heat Pump with Remote Outdoor Unit-Air-Source) | HMH72B341 | ASPEN |  | C(A,C,D,E)42A36+TDR | TM9Y120D20MP11 | 31400 | 16.4 | 8.4 | 32200 | 28000 | 86.96% | 2.74 | 0 | 9.3 |  |  |  |  | R-410A | 2.6167 | Residential & Commercial | USHP
212625547 | Central HP <5.4 tons | COLEMAN | HRCU-A-CB (Split System: Heat Pump with Remote Outdoor Unit-Air-Source) | HMH72B341 | ASPEN |  | D(A,C,E)48A36+TDR | CPLC100C20MP13 | 31600 | 16.5 | 8.1 | 32200 | 27600 | 85.71% | 2.44 | 0 | 8.9 |  |  |  |  | R-410A | 2.6333 | Residential & Commercial | USHP
212624552 | Central HP <5.4 tons | COLEMAN | HRCU-A-CB (Split System: Heat Pump with Remote Outdoor Unit-Air-Source) | HMH72B341 | ASPEN |  | D(A,C,E)48D24+TDR | CPLC100C16MP13 | 31000 | 17.3 | 8.1 | 33800 | 27400 | 81.07% | 2.47 | 0 | 9.7 |  |  |  |  | R-410A | 2.5833 | Residential & Commercial | USHP
212624585 | Central HP <5.4 tons | COLEMAN | HRCU-A-CB (Split System: Heat Pump with Remote Outdoor Unit-Air-Source) | HMH72B341 | ASPEN |  | D(A,C,E)42C24+TDR | TM8V080C16MP12 | 30200 | 17 | 8.5 | 34000 | 27400 | 80.59% | 2.67 | 0 | 9 |  |  |  |  | R-410A | 2.5167 | Residential & Commercial | USHP
212624619 | Central HP <5.4 tons | COLEMAN | HRCU-A-CB (Split System: Heat Pump with Remote Outdoor Unit-Air-Source) | HMH72B341 | ASPEN |  | D(A,C,E)36C34+TDR | TM8V100C16MP12 | 32400 | 17.5 | 8.5 | 34000 | 27400 | 80.59% | 2.67 | 0 | 10 |  |  |  |  | R-410A | 2.7 | Residential & Commercial | USHP | Ducted CEE Tier 1
212624666 | Central HP <5.4 tons | COLEMAN | HRCU-A-CB (Split System: Heat Pump with Remote Outdoor Unit-Air-Source) | HMH72B341 | ASPEN |  | D(A,C,E)36D34+TDR | TMLV100C16MP12 | 32800 | 17.5 | 8.1 | 33800 | 27400 | 81.07% | 2.47 | 0 | 10 |  |  |  |  | R-410A | 2.7333 | Residential & Commercial | USHP | Ducted CEE Tier 1
212480055 | Central HP <5.4 tons | CARRIER | HRCU-A-CB (Split System: Heat Pump with Remote Outdoor Unit-Air-Source) | 38MURAQ24AB3* | ADP |  | A36VCA+TXV | 59SC5B060E17**14 | 24600 | 16 | 8.1 | 25000 | 22000 | 88% | 1.84 | 0 | 10.5 |  |  |  |  | R-410A | 2.05 | Residential & Commercial | USHP | Ducted CEE Tier 1
212480088 | Central HP <5.4 tons | CARRIER | HRCU-A-CB (Split System: Heat Pump with Remote Outdoor Unit-Air-Source) | 38MURAQ24AB3* | ADP |  | A36VCA+TXV | 59SP6A060V17**14 | 23800 | 16 | 8.5 | 25200 | 23600 | 93.65% | 1.98 | 0 | 10 |  |  |  |  | R-410A | 1.9833 | Residential & Commercial | USHP | Ducted CEE Tier 1
212480156 | Central HP <5.4 tons | CARRIER | HRCU-A-CB (Split System: Heat Pump with Remote Outdoor Unit-Air-Source) | 38MURAQ24AB3* | ADP |  | C36A***L139 | 59TP6B080V17**16 | 24000 | 16 | 8.1 | 24600 | 22600 | 91.87% | 1.9 | 0 | 10.5 |  |  |  |  | R-410A | 2 | Residential & Commercial | USHP | Ducted CEE Tier 1
212479869 | Central HP <5.4 tons | CARRIER | HRCU-A-CB (Split System: Heat Pump with Remote Outdoor Unit-Air-Source) | 38MURAQ24AB3* | ADP |  | V,C36H175P149 | 58S(B,C)*A070E17**16 | 24800 | 16 | 8.1 | 25200 | 21800 | 86.51% | 1.82 | 0 | 10.5 |  |  |  |  | R-410A | 2.0667 | Residential & Commercial | USHP | Ducted CEE Tier 1
212625692 | Central HP <5.4 tons | COLEMAN | HRCU-A-CB (Split System: Heat Pump with Remote Outdoor Unit-Air-Source) | HMH72B341 | ASPEN |  | D(A,C,E)42B36+TDR | CPLC120C20MP13 | 31800 | 16.5 | 8.1 | 32400 | 27800 | 85.8% | 2.44 | 0 | 8.9 |  |  |  |  | R-410A | 2.65 | Residential & Commercial | USHP
212625706 | Central HP <5.4 tons | COLEMAN | HRCU-A-CB (Split System: Heat Pump with Remote Outdoor Unit-Air-Source) | HMH72B341 | ASPEN |  | D(A,C,E)36B36+TDR | TM8V100C20MP12 | 31400 | 16.5 | 8.1 | 32400 | 27800 | 85.8% | 2.44 | 0 | 8.9 |  |  |  |  | R-410A | 2.6167 | Residential & Commercial | USHP
212625751 | Central HP <5.4 tons | COLEMAN | HRCU-A-CB (Split System: Heat Pump with Remote Outdoor Unit-Air-Source) | HMH72B341 | ASPEN |  | D(A,C,E)42D26+TDR | TMLV120C20MP12 | 30000 | 16 | 8.1 | 32400 | 27800 | 85.8% | 2.44 | 0 | 8.6 |  |  |  |  | R-410A | 2.5 | Residential & Commercial | USHP
212625781 | Central HP <5.4 tons | COLEMAN | HRCU-A-CB (Split System: Heat Pump with Remote Outdoor Unit-Air-Source) | HMH72B341 | ASPEN |  | D(A,C,E)36A46+TDR | TPLC120C20MP13 | 31400 | 16.5 | 8.1 | 32400 | 27800 | 85.8% | 2.44 | 0 | 8.9 |  |  |  |  | R-410A | 2.6167 | Residential & Commercial | USHP
212625799 | Central HP <5.4 tons | COLEMAN | HRCU-A-CB (Split System: Heat Pump with Remote Outdoor Unit-Air-Source) | HMH72B341 | ASPEN |  | C(A,C,D,E)36C26+TDR | TM9Y120D20MP11 | 29400 | 15.8 | 8.5 | 32400 | 28200 | 87.04% | 2.77 | 0 | 9 |  |  |  |  | R-410A | 2.45 | Residential & Commercial | USHP
212625801 | Central HP <5.4 tons | COLEMAN | HRCU-A-CB (Split System: Heat Pump with Remote Outdoor Unit-Air-Source) | HMH72B341 | ASPEN |  | C(A,C,D,E)42B36+TDR | TM9Y120D20MP11 | 31800 | 16.5 | 8.5 | 32400 | 28200 | 87.04% | 2.77 | 0 | 9.4 |  |  |  |  | R-410A | 2.65 | Residential & Commercial | USHP
212625815 | Central HP <5.4 tons | COLEMAN | HRCU-A-CB (Split System: Heat Pump with Remote Outdoor Unit-Air-Source) | HMH72B341 | ASPEN |  | D(A,C,E)42D26+TDR | TM9Y120D20MP11 | 30200 | 16 | 8.5 | 32400 | 28200 | 87.04% | 2.77 | 0 | 9.1 |  |  |  |  | R-410A | 2.5167 | Residential & Commercial | USHP
212625851 | Central HP <5.4 tons | COLEMAN | HRCU-A-CB (Split System: Heat Pump with Remote Outdoor Unit-Air-Source) | HMH72B341 | ASPEN |  | D(A,C,E)48D36+TDR | CP9C120D20MP13 | 33000 | 17 | 8.1 | 32400 | 28200 | 87.04% | 2.51 | 0 | 9 |  |  |  |  | R-410A | 2.75 | Residential & Commercial | USHP
216734497 | Central HP <5.4 tons | AIRQUEST | HRCU-A-CB (Split System: Heat Pump with Remote Outdoor Unit-Air-Source) | D5CUHAH24AAK |  |  | EA*5X36M17A* | *80CTL0701716B* | 22400 | 16.5 | 8.5 | 20800 | 18700 | 89.9% | 1.96 | 0 | 10.5 |  |  |  |  | R-454B | 1.8667 | Residential & Commercial | USHP | Ducted CEE Tier 1
216734781 | Central HP <5.4 tons | AIRQUEST | HRCU-A-CB (Split System: Heat Pump with Remote Outdoor Unit-Air-Source) | D5CUHAH24AAK |  |  | EA*5X36M17A* | *96VTN0401410B* | 22200 | 15.5 | 8.1 | 20800 | 18800 | 90.38% | 1.85 | 0 | 10.5 |  |  |  |  | R-454B | 1.85 | Residential & Commercial | USHP | Ducted CEE Tier 1
216734932 | Central HP <5.4 tons | AIRQUEST | HRCU-A-CB (Split System: Heat Pump with Remote Outdoor Unit-Air-Source) | D5CUHAH24AAK |  |  | EA*5X37M17A* | *80MS(N,L)0701712A* | 23000 | 16.5 | 8.5 | 20800 | 18500 | 88.94% | 1.98 | 0 | 11 |  |  |  |  | R-454B | 1.9167 | Residential & Commercial | USHP | Ducted CEE Tier 1
216734981 | Central HP <5.4 tons | AIRQUEST | HRCU-A-CB (Split System: Heat Pump with Remote Outdoor Unit-Air-Source) | D5CUHAH24AAK |  |  | EA*5X37M17A* | *80VSL0701716B* | 23200 | 16.5 | 8.5 | 21000 | 18600 | 88.57% | 1.96 | 0 | 11 |  |  |  |  | R-454B | 1.9333 | Residential & Commercial | USHP | Ducted CEE Tier 1
212625867 | Central HP <5.4 tons | COLEMAN | HRCU-A-CB (Split System: Heat Pump with Remote Outdoor Unit-Air-Source) | HMH72B341 | ASPEN |  | D(A,C,E)48B36+TDR | TM9V120D20MP12 | 32200 | 17 | 8.5 | 32400 | 28200 | 87.04% | 2.79 | 0 | 9.4 |  |  |  |  | R-410A | 2.6833 | Residential & Commercial | USHP
212625874 | Central HP <5.4 tons | COLEMAN | HRCU-A-CB (Split System: Heat Pump with Remote Outdoor Unit-Air-Source) | HMH72B341 | ASPEN |  | C(A,C,D,E)36C26+TDR | TP9C120D20MP13 | 29400 | 16.3 | 8.1 | 32400 | 28200 | 87.04% | 2.51 | 0 | 9 |  |  |  |  | R-410A | 2.45 | Residential & Commercial | USHP
212625876 | Central HP <5.4 tons | COLEMAN | HRCU-A-CB (Split System: Heat Pump with Remote Outdoor Unit-Air-Source) | HMH72B341 | ASPEN |  | C(A,C,D,E)48C26+TDR | TP9C120D20MP13 | 30200 | 16.5 | 8.1 | 32400 | 28200 | 87.04% | 2.51 | 0 | 9.1 |  |  |  |  | R-410A | 2.5167 | Residential & Commercial | USHP
212625890 | Central HP <5.4 tons | COLEMAN | HRCU-A-CB (Split System: Heat Pump with Remote Outdoor Unit-Air-Source) | HMH72B341 | ASPEN |  | D(A,C,E)48D26+TDR | TP9C120D20MP13 | 30600 | 16.6 | 8.1 | 32400 | 28200 | 87.04% | 2.51 | 0 | 9 |  |  |  |  | R-410A | 2.55 | Residential & Commercial | USHP
212625924 | Central HP <5.4 tons | COLEMAN | HRCU-A-CB (Split System: Heat Pump with Remote Outdoor Unit-Air-Source) | HMH72B341 | ASPEN |  | D(A,C,E)42B36+TDR | TM9V040A10MP12 | 32000 | 17 | 8.1 | 33200 | 27400 | 82.53% | 2.41 | 0 | 9.4 |  |  |  |  | R-410A | 2.6667 | Residential & Commercial | USHP
215832569 | Central HP <5.4 tons | COLEMAN | HRCU-A-CB (Split System: Heat Pump with Remote Outdoor Unit-Air-Source) | HH824E2S11 | ADP |  | A36VDA*+TXV+AEFE4B* | 0 | 24000 | 19 | 9.5 | 22400 | 16600 | 74.11% | 2.1 | 0 | 12 |  |  |  |  | R-454B | 2 | Residential & Commercial | USHP | Ducted CEE Tier 1
212625933 | Central HP <5.4 tons | COLEMAN | HRCU-A-CB (Split System: Heat Pump with Remote Outdoor Unit-Air-Source) | HMH72B341 | ASPEN |  | D(A,C,E)48D36+TDR | TM9V040A10MP12 | 33000 | 17 | 8.1 | 33200 | 27400 | 82.53% | 2.41 | 0 | 9.5 |  |  |  |  | R-410A | 2.75 | Residential & Commercial | USHP
212479802 | Central HP <5.4 tons | CARRIER | HRCU-A-CB (Split System: Heat Pump with Remote Outdoor Unit-Air-Source) | 38MURAQ18AB3* | ADP |  | A36VCA+TXV | 58S(B,C)*A070E17**12 | 18000 | 16 | 8.5 | 17300 | 18300 | 105.8% | 2.26 | 0 | 11 |  |  |  |  | R-410A | 1.5 | Residential & Commercial | USHP | Ducted CEE Tier 1
216735919 | Central HP <5.4 tons | DAY & NIGHT | HRCU-A-CB (Split System: Heat Pump with Remote Outdoor Unit-Air-Source) | D5CUHAH24AAK |  |  | EA*5X37M21A* | *95MSU0601716A* | 23000 | 16.5 | 8.5 | 20600 | 18400 | 89.32% | 1.96 | 0 | 11 |  |  |  |  | R-454B | 1.9167 | Residential & Commercial | USHP | Ducted CEE Tier 1
216736033 | Central HP <5.4 tons | DAY & NIGHT | HRCU-A-CB (Split System: Heat Pump with Remote Outdoor Unit-Air-Source) | D5CUHAH24AAK |  |  | EA*5X37M21A* | *96VTN1002120B* | 22800 | 16.5 | 8.5 | 20400 | 18300 | 89.71% | 1.98 | 0 | 11 |  |  |  |  | R-454B | 1.9 | Residential & Commercial | USHP | Ducted CEE Tier 1
213607928 | Central HP <5.4 tons | TOSOT | HRCU-A-CB (Split System: Heat Pump with Remote Outdoor Unit-Air-Source) | TU60-48WADU | ADP |  | HE86948+AEFE4B* | 0 | 48000 | 16 | 9 | 46000 | 38500 | 83.7% | 1.8 | 0 | 11 |  |  |  |  | R-410A | 4 | Residential & Commercial | USHP | Ducted CEE Tier 1
212625558 | Central HP <5.4 tons | COLEMAN | HRCU-A-CB (Split System: Heat Pump with Remote Outdoor Unit-Air-Source) | HMH72B341 | ASPEN |  | D(A,C,E)36A36+TDR | CPLC120C20MP13 | 31000 | 16.3 | 8.1 | 32200 | 27600 | 85.71% | 2.44 | 0 | 8.8 |  |  |  |  | R-410A | 2.5833 | Residential & Commercial | USHP
212625631 | Central HP <5.4 tons | COLEMAN | HRCU-A-CB (Split System: Heat Pump with Remote Outdoor Unit-Air-Source) | HMH72B341 | ASPEN |  | D(A,C,E)48A36+TDR | TM9V120D20MP12 | 31800 | 17 | 8.5 | 32200 | 28200 | 87.58% | 2.8 | 0 | 9.4 |  |  |  |  | R-410A | 2.65 | Residential & Commercial | USHP
212625633 | Central HP <5.4 tons | COLEMAN | HRCU-A-CB (Split System: Heat Pump with Remote Outdoor Unit-Air-Source) | HMH72B341 | ASPEN |  | C(A,C,D,E)48A36+TDR | TP9C120D20MP13 | 31800 | 17 | 8.1 | 32200 | 28200 | 87.58% | 2.5 | 0 | 9.4 |  |  |  |  | R-410A | 2.65 | Residential & Commercial | USHP
212625640 | Central HP <5.4 tons | COLEMAN | HRCU-A-CB (Split System: Heat Pump with Remote Outdoor Unit-Air-Source) | HMH72B341 | ASPEN |  | C(A,C,D,E)36C26+TDR | CPLC120C20MP13 | 29000 | 15.8 | 8.1 | 32400 | 27400 | 84.57% | 2.45 | 0 | 8.5 |  |  |  |  | R-410A | 2.4167 | Residential & Commercial | USHP
212625674 | Central HP <5.4 tons | COLEMAN | HRCU-A-CB (Split System: Heat Pump with Remote Outdoor Unit-Air-Source) | HMH72B341 | ASPEN |  | D(A,C,E)42C36+TDR | CPLC100C20MP13 | 32200 | 16.5 | 8.1 | 32400 | 27800 | 85.8% | 2.44 | 0 | 9 |  |  |  |  | R-410A | 2.6833 | Residential & Commercial | USHP
212625690 | Central HP <5.4 tons | COLEMAN | HRCU-A-CB (Split System: Heat Pump with Remote Outdoor Unit-Air-Source) | HMH72B341 | ASPEN |  | D(A,C,E)36D36+TDR | CPLC120C20MP13 | 32200 | 16.5 | 8.1 | 32400 | 27800 | 85.8% | 2.44 | 0 | 9 |  |  |  |  | R-410A | 2.6833 | Residential & Commercial | USHP
212625733 | Central HP <5.4 tons | COLEMAN | HRCU-A-CB (Split System: Heat Pump with Remote Outdoor Unit-Air-Source) | HMH72B341 | ASPEN |  | D(A,C,E)42D36+TDR | TM8V120C20MP12 | 32600 | 16.5 | 8.5 | 32400 | 27800 | 85.8% | 2.7 | 0 | 9 |  |  |  |  | R-410A | 2.7167 | Residential & Commercial | USHP
212625817 | Central HP <5.4 tons | COLEMAN | HRCU-A-CB (Split System: Heat Pump with Remote Outdoor Unit-Air-Source) | HMH72B341 | ASPEN |  | D(A,C,E)48A36+TDR | TM9Y120D20MP11 | 31800 | 16.5 | 8.5 | 32400 | 28200 | 87.04% | 2.77 | 0 | 9.4 |  |  |  |  | R-410A | 2.65 | Residential & Commercial | USHP
212625951 | Central HP <5.4 tons | COLEMAN | HRCU-A-CB (Split System: Heat Pump with Remote Outdoor Unit-Air-Source) | HMH72B341 | ASPEN |  | D(A,C,E)36B46+TDR | TM9E100C20MP12 | 33000 | 15.5 | 8.1 | 33200 | 27000 | 81.33% | 2.43 | 0 | 10 |  |  |  |  | R-410A | 2.75 | Residential & Commercial | USHP | Ducted CEE Tier 1
212626026 | Central HP <5.4 tons | COLEMAN | HRCU-A-CB (Split System: Heat Pump with Remote Outdoor Unit-Air-Source) | HMH72B341 | ASPEN |  | C(A,C,D,E)48A26+TDR | TM9E100C16MP12 | 30000 | 17.4 | 8.3 | 33400 | 27400 | 82.04% | 2.6 | 0 | 9.5 |  |  |  |  | R-410A | 2.5 | Residential & Commercial | USHP
212626074 | Central HP <5.4 tons | COLEMAN | HRCU-A-CB (Split System: Heat Pump with Remote Outdoor Unit-Air-Source) | HMH72B341 | ASPEN |  | D(A,C,E)36D26+TDR | TM8Y080B12MP11 | 30600 | 17.6 | 8.5 | 33400 | 27400 | 82.04% | 2.65 | 0 | 9 |  |  |  |  | R-410A | 2.55 | Residential & Commercial | USHP
212626210 | Central HP <5.4 tons | COLEMAN | HRCU-A-CB (Split System: Heat Pump with Remote Outdoor Unit-Air-Source) | HMH72B341 | ASPEN |  | C(A,C,D,E)42B36+TDR | TM9Y100C16MP11 | 32800 | 18 | 8.1 | 33600 | 28200 | 83.93% | 2.62 | 0 | 10 |  |  |  |  | R-410A | 2.7333 | Residential & Commercial | USHP | Ducted CEE Tier 1
212626285 | Central HP <5.4 tons | COLEMAN | HRCU-A-CB (Split System: Heat Pump with Remote Outdoor Unit-Air-Source) | HMH72B341 | ASPEN |  | C(A,C,D,E)42B36+TDR | TM8E120C16MP11 | 33200 | 18 | 8.1 | 33600 | 28600 | 85.12% | 2.67 | 0 | 10 |  |  |  |  | R-410A | 2.7667 | Residential & Commercial | USHP | Ducted CEE Tier 1
215487375 | Central HP <5.4 tons | DAIKIN | HRCU-A-CB (Split System: Heat Pump with Remote Outdoor Unit-Air-Source) | DH7VSA2410A* |  |  | CA*EA3626*3A* | D*80VC0803B*A* | 23200 | 19 | 8.6 | 23200 | 17000 | 73.28% | 2 | 0 | 11 |  |  |  |  | R-32 | 1.9333 | Residential & Commercial | USHP | Ducted CEE Tier 1
216682780 | Central HP <5.4 tons | COMFORTMAKER | HRCU-A-CB (Split System: Heat Pump with Remote Outdoor Unit-Air-Source) | DLCURAH30ABK |  |  | EA*4X36L21A* | *97VTN1002122A* | 29800 | 15.2 | 8.5 | 34000 | 27600 | 81.18% | 1.75 | 0 | 9 |  |  |  |  | R-410A | 2.4833 | Residential & Commercial | USHP
212603085 | Central HP <5.4 tons | DAY & NIGHT | HRCU-A-CB (Split System: Heat Pump with Remote Outdoor Unit-Air-Source) | DLCURAH18ABK | ADP |  | FG80936 | *80ES(N,L)0701712A* | 18200 | 16 | 8.5 | 17100 | 17900 | 104.7% | 2.22 | 0 | 11 |  |  |  |  | R-410A | 1.5167 | Residential & Commercial | USHP | Ducted CEE Tier 1
212520221 | Central HP <5.4 tons | CARRIER | HRCU-A-CB (Split System: Heat Pump with Remote Outdoor Unit-Air-Source) | 38MURAQ24AB3* | ADP |  | H,PG32936 | 58S(B,C)*A070E21**16 | 23600 | 17 | 8.1 | 24600 | 22400 | 91.06% | 1.9 | 0 | 10 |  |  |  |  | R-410A | 1.9667 | Residential & Commercial | USHP | Ducted CEE Tier 1
212520239 | Central HP <5.4 tons | CARRIER | HRCU-A-CB (Split System: Heat Pump with Remote Outdoor Unit-Air-Source) | 38MURAQ24AB3* | ADP |  | H,PG9J936 | 58SP*A045V14**12 | 24200 | 16 | 8.5 | 24800 | 22600 | 91.13% | 1.9 | 0 | 10 |  |  |  |  | R-410A | 2.0167 | Residential & Commercial | USHP | Ducted CEE Tier 1
215487416 | Central HP <5.4 tons | DAIKIN | HRCU-A-CB (Split System: Heat Pump with Remote Outdoor Unit-Air-Source) | DH7VSA4210A* |  |  | CA*EA6030*3A* | D*80VC0805C*A* | 40500 | 17 | 8.8 | 41000 | 31000 | 75.61% | 2 | 0 | 10 |  |  |  |  | R-32 | 3.375 | Residential & Commercial | USHP | Ducted CEE Tier 1
215487427 | Central HP <5.4 tons | DAIKIN | HRCU-A-CB (Split System: Heat Pump with Remote Outdoor Unit-Air-Source) | DH7VSA4210A* |  |  | CHPEA4830*3A* | D*96VC0804CNA* | 40500 | 16.5 | 8.6 | 41000 | 31000 | 75.61% | 2 | 0 | 10 |  |  |  |  | R-32 | 3.375 | Residential & Commercial | USHP | Ducted CEE Tier 1
215487434 | Central HP <5.4 tons | DAIKIN | HRCU-A-CB (Split System: Heat Pump with Remote Outdoor Unit-Air-Source) | DH7VSA4210A* |  |  | CHPEA6030*3A* | D*80VC1005C*A* | 40500 | 17 | 8.6 | 41000 | 31000 | 75.61% | 2 | 0 | 10 |  |  |  |  | R-32 | 3.375 | Residential & Commercial | USHP | Ducted CEE Tier 1
215487457 | Central HP <5.4 tons | DAIKIN | HRCU-A-CB (Split System: Heat Pump with Remote Outdoor Unit-Air-Source) | DH7VSA4810A* |  |  | CHPEA6030*3A* | D*80VC1005C*A* | 45500 | 16.5 | 8.5 | 46500 | 33600 | 72.26% | 2 | 0 | 10 |  |  |  |  | R-32 | 3.7917 | Residential & Commercial | USHP | Ducted CEE Tier 1
212520240 | Central HP <5.4 tons | CARRIER | HRCU-A-CB (Split System: Heat Pump with Remote Outdoor Unit-Air-Source) | 38MURAQ24AB3* | ADP |  | H,PG24936 | 58SP*A045V17**16 | 22800 | 17 | 8.5 | 24000 | 23200 | 96.67% | 1.96 | 0 | 9.5 |  |  |  |  | R-410A | 1.9 | Residential & Commercial | USHP
212520254 | Central HP <5.4 tons | CARRIER | HRCU-A-CB (Split System: Heat Pump with Remote Outdoor Unit-Air-Source) | 38MURAQ24AB3* | ADP |  | H,PG34936 | 58SP*A090V21**20 | 24200 | 17 | 8.5 | 24400 | 22400 | 91.8% | 1.88 | 0 | 10 |  |  |  |  | R-410A | 2.0167 | Residential & Commercial | USHP | Ducted CEE Tier 1
212520273 | Central HP <5.4 tons | CARRIER | HRCU-A-CB (Split System: Heat Pump with Remote Outdoor Unit-Air-Source) | 38MURAQ24AB3* | ADP |  | H,PG32936 | 58TP*A070V14**12 | 24000 | 17 | 8.5 | 24600 | 22000 | 89.43% | 1.86 | 0 | 9.5 |  |  |  |  | R-410A | 2 | Residential & Commercial | USHP
212625849 | Central HP <5.4 tons | COLEMAN | HRCU-A-CB (Split System: Heat Pump with Remote Outdoor Unit-Air-Source) | HMH72B341 | ASPEN |  | D(A,C,E)48C36+TDR | CP9C120D20MP13 | 32800 | 17 | 8.1 | 32400 | 28200 | 87.04% | 2.51 | 0 | 9.5 |  |  |  |  | R-410A | 2.7333 | Residential & Commercial | USHP
212625858 | Central HP <5.4 tons | COLEMAN | HRCU-A-CB (Split System: Heat Pump with Remote Outdoor Unit-Air-Source) | HMH72B341 | ASPEN |  | D(A,C,E)36B36+TDR | TM9V120D20MP12 | 31600 | 17 | 8.5 | 32400 | 28200 | 87.04% | 2.79 | 0 | 9.3 |  |  |  |  | R-410A | 2.6333 | Residential & Commercial | USHP
212625865 | Central HP <5.4 tons | COLEMAN | HRCU-A-CB (Split System: Heat Pump with Remote Outdoor Unit-Air-Source) | HMH72B341 | ASPEN |  | D(A,C,E)42D26+TDR | TM9V120D20MP12 | 30200 | 16.5 | 8.5 | 32400 | 28200 | 87.04% | 2.79 | 0 | 9.1 |  |  |  |  | R-410A | 2.5167 | Residential & Commercial | USHP
216011836 | Central HP <5.4 tons | COLEMAN | HRCU-A-CB (Split System: Heat Pump with Remote Outdoor Unit-Air-Source) | HMH72B341 | ADP |  | H,YE32936 | CP9C060B12MP13 | 32600 | 17 | 8.1 | 32000 | 23200 | 72.5% | 2.02 | 0 | 9.5 |  |  |  |  | R-410A | 2.7167 | Residential & Commercial | USHP
215726295 | Central HP <5.4 tons | COLEMAN | HRCU-A-CB (Split System: Heat Pump with Remote Outdoor Unit-Air-Source) | HH836E2S11 | ADP |  | H,YG81*36+TXV+AEFE4B* | 0 | 34000 | 19 | 9 | 30800 | 24800 | 80.52% | 2.1 | 0 | 11.7 |  |  |  |  | R-454B | 2.8333 | Residential & Commercial | USHP | Ducted CEE Tier 1
212625883 | Central HP <5.4 tons | COLEMAN | HRCU-A-CB (Split System: Heat Pump with Remote Outdoor Unit-Air-Source) | HMH72B341 | ASPEN |  | D(A,C,E)42B36+TDR | TP9C120D20MP13 | 32000 | 17 | 8.1 | 32400 | 28200 | 87.04% | 2.51 | 0 | 9.4 |  |  |  |  | R-410A | 2.6667 | Residential & Commercial | USHP
212625885 | Central HP <5.4 tons | COLEMAN | HRCU-A-CB (Split System: Heat Pump with Remote Outdoor Unit-Air-Source) | HMH72B341 | ASPEN |  | D(A,C,E)42D26+TDR | TP9C120D20MP13 | 30200 | 16.5 | 8.1 | 32400 | 28200 | 87.04% | 2.51 | 0 | 9.1 |  |  |  |  | R-410A | 2.5167 | Residential & Commercial | USHP
216681129 | Central HP <5.4 tons | CARRIER | HRCU-A-CB (Split System: Heat Pump with Remote Outdoor Unit-Air-Source) | 38MURAQ36AB3* |  |  | CNPV*4221AL* | 59TP7A080V21**20 | 35600 | 15.5 | 8.5 | 39000 | 34800 | 89.23% | 1.75 | 0 | 10 |  |  |  |  | R-410A | 2.9667 | Residential & Commercial | USHP | Ducted CEE Tier 1
213753859 | Central HP <5.4 tons | CARRIER | HRCU-A-CB (Split System: Heat Pump with Remote Outdoor Unit-Air-Source) | 38MURAQ36AB3* | ASPEN |  | D(A,C,E)36B34+TDR | 59TP6C080V17**16 | 33400 | 15.9 | 8.1 | 37800 | 31800 | 84.13% | 2.7 | 0 | 9.8 |  |  |  |  | R-410A | 2.7833 | Residential & Commercial | USHP
212625960 | Central HP <5.4 tons | COLEMAN | HRCU-A-CB (Split System: Heat Pump with Remote Outdoor Unit-Air-Source) | HMH72B341 | ASPEN |  | D(A,C,E)42D36+TDR | TM9E100C20MP12 | 33200 | 15.5 | 8.1 | 33200 | 27000 | 81.33% | 2.43 | 0 | 10 |  |  |  |  | R-410A | 2.7667 | Residential & Commercial | USHP | Ducted CEE Tier 1
212626040 | Central HP <5.4 tons | COLEMAN | HRCU-A-CB (Split System: Heat Pump with Remote Outdoor Unit-Air-Source) | HMH72B341 | ASPEN |  | D(A,C,E)42B36+TDR | TM8Y060A12MP11 | 32400 | 18 | 8.1 | 33400 | 27400 | 82.04% | 2.42 | 0 | 10 |  |  |  |  | R-410A | 2.7 | Residential & Commercial | USHP | Ducted CEE Tier 1
212626060 | Central HP <5.4 tons | COLEMAN | HRCU-A-CB (Split System: Heat Pump with Remote Outdoor Unit-Air-Source) | HMH72B341 | ASPEN |  | D(A,C,E)42A36+TDR | TM9E100C16MP12 | 32000 | 17.9 | 8.3 | 33400 | 27400 | 82.04% | 2.63 | 0 | 9.9 |  |  |  |  | R-410A | 2.6667 | Residential & Commercial | USHP
212626067 | Central HP <5.4 tons | COLEMAN | HRCU-A-CB (Split System: Heat Pump with Remote Outdoor Unit-Air-Source) | HMH72B341 | ASPEN |  | C(A,C,D,E)36C26+TDR | TM8Y080B12MP11 | 30000 | 17.4 | 8.5 | 33400 | 27400 | 82.04% | 2.65 | 0 | 9.5 |  |  |  |  | R-410A | 2.5 | Residential & Commercial | USHP
212626217 | Central HP <5.4 tons | COLEMAN | HRCU-A-CB (Split System: Heat Pump with Remote Outdoor Unit-Air-Source) | HMH72B341 | ASPEN |  | D(A,C,E)48B26+TDR | TM8E080C16MP11 | 31800 | 18 | 8.1 | 33600 | 28200 | 83.93% | 2.65 | 0 | 10 |  |  |  |  | R-410A | 2.65 | Residential & Commercial | USHP | Ducted CEE Tier 1
212626351 | Central HP <5.4 tons | COLEMAN | HRCU-A-CB (Split System: Heat Pump with Remote Outdoor Unit-Air-Source) | HMH72B341 | ASPEN |  | D(A,C,E)48B26+TDR | TM9V080C16MP12 | 30400 | 17 | 8.4 | 33600 | 27600 | 82.14% | 2.62 | 0 | 9 |  |  |  |  | R-410A | 2.5333 | Residential & Commercial | USHP
212626383 | Central HP <5.4 tons | COLEMAN | HRCU-A-CB (Split System: Heat Pump with Remote Outdoor Unit-Air-Source) | HMH72B341 | ASPEN |  | C(A,C,D,E)36C26+TDR | TM9E100C16MP12 | 30000 | 17.4 | 8.5 | 33600 | 27200 | 80.95% | 2.66 | 0 | 9.5 |  |  |  |  | R-410A | 2.5 | Residential & Commercial | USHP
212626399 | Central HP <5.4 tons | COLEMAN | HRCU-A-CB (Split System: Heat Pump with Remote Outdoor Unit-Air-Source) | HMH72B341 | ASPEN |  | D(A,C,E)48C26+TDR | TM9E100C16MP12 | 30800 | 17.7 | 8.5 | 33600 | 27200 | 80.95% | 2.66 | 0 | 9 |  |  |  |  | R-410A | 2.5667 | Residential & Commercial | USHP
213752982 | Central HP <5.4 tons | CARRIER | HRCU-A-CB (Split System: Heat Pump with Remote Outdoor Unit-Air-Source) | 38MURAQ24AB3* | ASPEN |  | D(A,C,E)30B34+TDR | 59TP6C040V14**10 | 23000 | 16 | 8.5 | 27000 | 20600 | 76.3% | 2.85 | 0 | 9.5 |  |  |  |  | R-410A | 1.9167 | Residential & Commercial | USHP
213752996 | Central HP <5.4 tons | CARRIER | HRCU-A-CB (Split System: Heat Pump with Remote Outdoor Unit-Air-Source) | 38MURAQ24AB3* | ASPEN |  | D(A,C,E)30C44+TDR | 59TP6C040V17**12 | 23400 | 16.5 | 8.5 | 26200 | 20200 | 77.1% | 2.84 | 0 | 10 |  |  |  |  | R-410A | 1.95 | Residential & Commercial | USHP | Ducted CEE Tier 1
215727891 | Central HP <5.4 tons | CHAMPION HEATING AND COOLING | HRCU-A-CB (Split System: Heat Pump with Remote Outdoor Unit-Air-Source) | HH836E2S11 | ADP |  | H,YE9J(1,2)36+TXV | TM9V080B12MP12 | 33000 | 17 | 8.5 | 29200 | 24800 | 84.93% | 2 | 0 | 11 |  |  |  |  | R-454B | 2.75 | Residential & Commercial | USHP | Ducted CEE Tier 1
215726298 | Central HP <5.4 tons | COLEMAN | HRCU-A-CB (Split System: Heat Pump with Remote Outdoor Unit-Air-Source) | HH860E2S11 | ADP |  | V,Y60H210P17*+TXV+AEFE5* | 0 | 54000 | 19 | 9 | 52000 | 38000 | 73.08% | 2.1 | 0 | 11.7 |  |  |  |  | R-454B | 4.5 | Residential & Commercial | USHP | Ducted CEE Tier 1
215731276 | Central HP <5.4 tons | COLEMAN | HRCU-A-CB (Split System: Heat Pump with Remote Outdoor Unit-Air-Source) | HH860E2S11 | ADP |  | FE*TT4*60+TXV | 0 | 53500 | 19 | 9 | 51000 | 37400 | 73.33% | 2 | 0 | 12 |  |  |  |  | R-454B | 4.4583 | Residential & Commercial | USHP | Ducted CEE Tier 1
213187956 | Central HP <5.4 tons | AMERISTAR | HRCU-A-C (Split System: Heat Pump with Remote Outdoor Unit with No Indoor Fan --Air Source) | E4HL5030A1000A | ADP |  | PL36H175P459+TD | 0 | 24000 | 15.2 | 8.1 | 22400 | 19100 | 85.27% | 1.75 | 0 | 10 |  |  |  |  | R-410A | 2 | Residential & Commercial | USHP | Ducted CEE Tier 1
215933270 | Central HP <5.4 tons | DAY & NIGHT | HRCU-A-CB (Split System: Heat Pump with Remote Outdoor Unit-Air-Source) | C5H3V36*K*AAA* |  |  | ESH5X36M12A*+WALLCON | *96CTN1202422B* | 33400 | 19 | 9 | 34800 | 26600 | 76.44% | 1.92 | 0 | 11 |  |  |  |  | R-454B | 2.7833 | Residential & Commercial | USHP | Ducted CEE Tier 1
215676025 | Central HP <5.4 tons | HEIL | HRCU-A-CB (Split System: Heat Pump with Remote Outdoor Unit-Air-Source) | H5H0V48*K*AAA* |  |  | EVM5X61M24A*+WALLCON | *95CSU1002122B* | 48500 | 19 | 9 | 50000 | 36600 | 73.2% | 2.1 | 0 | 10.5 |  |  |  |  | R-454B | 4.0417 | Residential & Commercial | USHP | Ducted CEE Tier 1
215487384 | Central HP <5.4 tons | DAIKIN | HRCU-A-CB (Split System: Heat Pump with Remote Outdoor Unit-Air-Source) | DH7VSA2410A* |  |  | CHPEA3026*3A* | D*80VC0603B*A* | 23200 | 19 | 8.6 | 23200 | 17000 | 73.28% | 2 | 0 | 11 |  |  |  |  | R-32 | 1.9333 | Residential & Commercial | USHP | Ducted CEE Tier 1
212361591 | Central HP <5.4 tons | BOSCH | HRCU-A-CB (Split System: Heat Pump with Remote Outdoor Unit-Air-Source) | BOVA-60HDN1-M20G | ADP |  | HE48(1,2)60+TXV | BGH96M100D5A | 45500 | 17 | 9 | 45000 | 32800 | 72.89% | 1.9 | 0 | 11.7 |  |  |  |  | R-410A | 3.7917 | Residential & Commercial | USHP | Ducted CEE Tier 1
212361468 | Central HP <5.4 tons | BOSCH | HRCU-A-CB (Split System: Heat Pump with Remote Outdoor Unit-Air-Source) | BOVA-60HDN1-M20G | ADP |  | HE48960 | BGH96M080C4B | 42500 | 17 | 8.8 | 42500 | 31000 | 72.94% | 1.9 | 0 | 11.7 |  |  |  |  | R-410A | 3.5417 | Residential & Commercial | USHP | Ducted CEE Tier 1
215727908 | Central HP <5.4 tons | CHAMPION HEATING AND COOLING | HRCU-A-CB (Split System: Heat Pump with Remote Outdoor Unit-Air-Source) | HH836E2S11 | ADP |  | H,YE9J(1,2)36+TXV | Z8ET080B12LMPS1 | 32800 | 18 | 8.5 | 28400 | 24400 | 85.92% | 2 | 0 | 11.7 |  |  |  |  | R-454B | 2.7333 | Residential & Commercial | USHP | Ducted CEE Tier 1
215931750 | Central HP <5.4 tons | DAY & NIGHT | HRCU-A-CB (Split System: Heat Pump with Remote Outdoor Unit-Air-Source) | C5H3V60*K*AAA* |  |  | EA*5X61M24A*+WALLCON | *97CMN0802120B* | 56500 | 18.5 | 8.5 | 60500 | 46500 | 76.86% | 2.02 | 0 | 11 |  |  |  |  | R-454B | 4.7083 | Residential & Commercial | USHP | Ducted CEE Tier 1
215940163 | Central HP <5.4 tons | TEMPSTAR | HRCU-A-CB (Split System: Heat Pump with Remote Outdoor Unit-Air-Source) | T5H3V36*K*AAA* |  |  | ESH5X48M12A*+WALLCON | *97CTN1002122A* | 33800 | 19.5 | 9 | 34600 | 26400 | 76.3% | 1.92 | 0 | 11.7 |  |  |  |  | R-454B | 2.8167 | Residential & Commercial | USHP | Ducted CEE Tier 1
215940193 | Central HP <5.4 tons | TEMPSTAR | HRCU-A-CB (Split System: Heat Pump with Remote Outdoor Unit-Air-Source) | T5H3V36*K*AAA* |  |  | ESH5X60M12A*+WALLCON | *80CSU0401712B* | 34200 | 19.5 | 9 | 34200 | 26000 | 76.02% | 1.94 | 0 | 11.7 |  |  |  |  | R-454B | 2.85 | Residential & Commercial | USHP | Ducted CEE Tier 1
215940263 | Central HP <5.4 tons | TEMPSTAR | HRCU-A-CB (Split System: Heat Pump with Remote Outdoor Unit-Air-Source) | T5H3V36*K*AAA* |  |  | EVM5X44M21A*+WALLCON | *96CTN0802120B* | 35600 | 21.5 | 8.5 | 38000 | 28600 | 75.26% | 2.04 | 0 | 12 |  |  |  |  | R-454B | 2.9667 | Residential & Commercial | USHP | Ducted CEE Tier 1
215940413 | Central HP <5.4 tons | TEMPSTAR | HRCU-A-CB (Split System: Heat Pump with Remote Outdoor Unit-Air-Source) | T5H3V36*K*AAA* |  |  | EVM5X60M21A*+WALLCON | *80CSU0401712B* | 35600 | 22 | 8.5 | 38000 | 28600 | 75.26% | 2.02 | 0 | 12.5 |  |  |  |  | R-454B | 2.9667 | Residential & Commercial | USHP | Ducted CEE Tier 1
216736780 | Central HP <5.4 tons | DAY & NIGHT | HRCU-A-CB (Split System: Heat Pump with Remote Outdoor Unit-Air-Source) | D5CUHAH24AAK |  |  | ESH5X24M12A* | *95MSU1002122A* | 22600 | 16 | 8.1 | 21200 | 19100 | 90.09% | 1.85 | 0 | 10.5 |  |  |  |  | R-454B | 1.8833 | Residential & Commercial | USHP | Ducted CEE Tier 1
216736109 | Central HP <5.4 tons | DAY & NIGHT | HRCU-A-CB (Split System: Heat Pump with Remote Outdoor Unit-Air-Source) | D5CUHAH24AAK |  |  | EA*5X37M21A* | OMV098J12* | 23200 | 15.2 | 8.5 | 20600 | 18500 | 89.81% | 1.98 | 0 | 11 |  |  |  |  | R-454B | 1.9333 | Residential & Commercial | USHP | Ducted CEE Tier 1
214861540 | Central HP <5.4 tons | MDV | HRCU-A-CB (Split System: Heat Pump with Remote Outdoor Unit-Air-Source) | MOX430-18HFN10-M3X |  |  | MVBDM-18HWFN10-WA3 | 0 | 18000 | 19 | 10.2 | 18000 | 18600 | 103.3% | 2.12 | 0 | 12.5 |  |  |  |  | R-454B | 1.5 | Residential & Commercial | USHP | Ducted CEE Tier 1
215931900 | Central HP <5.4 tons | DAY & NIGHT | HRCU-A-CB (Split System: Heat Pump with Remote Outdoor Unit-Air-Source) | C5H3V60*K*AAA* |  |  | ESH5X60M12A*+WALLCON | *97CMN1202422B* | 56000 | 17.5 | 8.1 | 61000 | 46000 | 75.41% | 1.95 | 0 | 11 |  |  |  |  | R-454B | 4.6667 | Residential & Commercial | USHP | Ducted CEE Tier 1
215933320 | Central HP <5.4 tons | DAY & NIGHT | HRCU-A-CB (Split System: Heat Pump with Remote Outdoor Unit-Air-Source) | C5H3V36*K*AAA* |  |  | ESH5X42M12A*+WALLCON | *80CTL0701716B* | 33400 | 19 | 9 | 35200 | 26800 | 76.14% | 1.9 | 0 | 11 |  |  |  |  | R-454B | 2.7833 | Residential & Commercial | USHP | Ducted CEE Tier 1
215932870 | Central HP <5.4 tons | DAY & NIGHT | HRCU-A-CB (Split System: Heat Pump with Remote Outdoor Unit-Air-Source) | C5H3V36*K*AAA* |  |  | EA*5X61M24A*+WALLCON | *80CTL0902120B* | 34600 | 20.5 | 9.5 | 34200 | 25800 | 75.44% | 2.06 | 0 | 12 |  |  |  |  | R-454B | 2.8833 | Residential & Commercial | USHP | Ducted CEE Tier 1
212480095 | Central HP <5.4 tons | CARRIER | HRCU-A-CB (Split System: Heat Pump with Remote Outdoor Unit-Air-Source) | 38MURAQ24AB3* | ADP |  | C36A***L129 | 59SP6A080V17**16 | 23800 | 16 | 8.5 | 25200 | 23000 | 91.27% | 1.92 | 0 | 10 |  |  |  |  | R-410A | 1.9833 | Residential & Commercial | USHP | Ducted CEE Tier 1
212480128 | Central HP <5.4 tons | CARRIER | HRCU-A-CB (Split System: Heat Pump with Remote Outdoor Unit-Air-Source) | 38MURAQ24AB3* | ADP |  | V,C36H175P149 | 59SU5A060E17**16 | 24400 | 17 | 8.5 | 24600 | 22000 | 89.43% | 1.86 | 0 | 10 |  |  |  |  | R-410A | 2.0333 | Residential & Commercial | USHP | Ducted CEE Tier 1
212480130 | Central HP <5.4 tons | CARRIER | HRCU-A-CB (Split System: Heat Pump with Remote Outdoor Unit-Air-Source) | 38MURAQ24AB3* | ADP |  | PL36H175P159 | 59SU5A060E17**16 | 24400 | 17 | 8.5 | 24600 | 22000 | 89.43% | 1.86 | 0 | 10 |  |  |  |  | R-410A | 2.0333 | Residential & Commercial | USHP | Ducted CEE Tier 1
212480147 | Central HP <5.4 tons | CARRIER | HRCU-A-CB (Split System: Heat Pump with Remote Outdoor Unit-Air-Source) | 38MURAQ24AB3* | ADP |  | A36VCA+TXV | 59TP6B060V17**14 | 24000 | 16 | 8.5 | 24400 | 22400 | 91.8% | 1.88 | 0 | 10 |  |  |  |  | R-410A | 2 | Residential & Commercial | USHP | Ducted CEE Tier 1
212479830 | Central HP <5.4 tons | CARRIER | HRCU-A-CB (Split System: Heat Pump with Remote Outdoor Unit-Air-Source) | 38MURAQ18AB3* | ADP |  | A24VBA+TXV | 59SP6A040V14**10 | 17300 | 16 | 8.5 | 16700 | 18800 | 112.6% | 2.3 | 0 | 10.5 |  |  |  |  | R-410A | 1.4417 | Residential & Commercial | USHP | Ducted CEE Tier 1
212520291 | Central HP <5.4 tons | CARRIER | HRCU-A-CB (Split System: Heat Pump with Remote Outdoor Unit-Air-Source) | 38MURAQ24AB3* | ADP |  | H,PG9J936 | 58TP*A110V21**22 | 23800 | 17 | 8.1 | 24400 | 23200 | 95.08% | 1.96 | 0 | 10.5 |  |  |  |  | R-410A | 1.9833 | Residential & Commercial | USHP | Ducted CEE Tier 1
212394496 | Central HP <5.4 tons | COLEMAN | HRCU-A-CB (Split System: Heat Pump with Remote Outdoor Unit-Air-Source) | HMH72B341 | ADP |  | H,YE35936 | TM9E080B12MP12 | 34000 | 17 | 8.5 | 32200 | 23600 | 73.29% | 2.06 | 0 | 10 |  |  |  |  | R-410A | 2.8333 | Residential & Commercial | USHP | Ducted CEE Tier 1
215940513 | Central HP <5.4 tons | TEMPSTAR | HRCU-A-CB (Split System: Heat Pump with Remote Outdoor Unit-Air-Source) | T5H3V36*K*AAA* |  |  | EVD5X36M21A*+WALLCON | *96CTN0802120B* | 34400 | 20.5 | 8.5 | 38500 | 28200 | 73.25% | 2.04 | 0 | 11.7 |  |  |  |  | R-454B | 2.8667 | Residential & Commercial | USHP | Ducted CEE Tier 1
215932920 | Central HP <5.4 tons | DAY & NIGHT | HRCU-A-CB (Split System: Heat Pump with Remote Outdoor Unit-Air-Source) | C5H3V36*K*AAA* |  |  | EA*5X61M24A*+WALLCON | *97CMN0802120B* | 34400 | 20.5 | 9.5 | 34400 | 26000 | 75.58% | 2.06 | 0 | 12 |  |  |  |  | R-454B | 2.8667 | Residential & Commercial | USHP | Ducted CEE Tier 1
212614026 | Central HP <5.4 tons | MOOVAIR | HRCU-A-C (Split System: Heat Pump with Remote Outdoor Unit with No Indoor Fan --Air Source) | DMA24HOS20230E7 | ADP |  | HE20924+TD | 0 | 22400 | 16 | 8.6 | 23000 | 19600 | 85.22% | 1.8 | 0 | 10 |  |  |  |  | R-410A | 1.8667 | Residential & Commercial | USHP | Ducted CEE Tier 1
215487466 | Central HP <5.4 tons | DAIKIN | HRCU-A-CB (Split System: Heat Pump with Remote Outdoor Unit-Air-Source) | DH6VSA1810A* |  |  | CA*EA3022*3A* | D*96VC0803BNA* | 17000 | 19 | 8.8 | 16800 | 13000 | 77.38% | 2.1 | 0 | 12 |  |  |  |  | R-32 | 1.4167 | Residential & Commercial | USHP | Ducted CEE Tier 1
216680838 | Central HP <5.4 tons | CARRIER | HRCU-A-CB (Split System: Heat Pump with Remote Outdoor Unit-Air-Source) | 38MURAQ18AB3* |  |  | CAP**2417AL* | 59TP7A080V17**16 | 17200 | 16 | 8.5 | 18100 | 19200 | 106.1% | 2.2 | 0 | 10.5 |  |  |  |  | R-410A | 1.4333 | Residential & Commercial | USHP | Ducted CEE Tier 1
216733866 | Central HP <5.4 tons | HEIL | HRCU-A-CB (Split System: Heat Pump with Remote Outdoor Unit-Air-Source) | D5CUHAH24AAK |  |  | EA*5X30M17A* | *80MS(N,L)0701716A* | 22200 | 16 | 8.1 | 20800 | 18800 | 90.38% | 1.85 | 0 | 10.5 |  |  |  |  | R-454B | 1.85 | Residential & Commercial | USHP | Ducted CEE Tier 1
216989073 | Central HP <5.4 tons | BRYANT HEATING AND COOLING SYSTEMS | HRCU-A-CB (Split System: Heat Pump with Remote Outdoor Unit-Air-Source) | 37MURAQ24AA3 | ADP |  | PL36H210P29*+TXV | 8(0,1)*SB36070M17*** | 23600 | 15.2 | 9 | 23200 | 19200 | 82.76% | 2 | 0 | 9.5 |  |  |  |  | R-454B | 1.9667 | Residential & Commercial | USHP
216987101 | Central HP <5.4 tons | BRYANT HEATING AND COOLING SYSTEMS | HRCU-A-CB (Split System: Heat Pump with Remote Outdoor Unit-Air-Source) | 37MUHAQ24AA3 | ADP |  | PL36H175P15*+TXV | 926TC30040V14*** | 22200 | 15.2 | 8.1 | 19200 | 18400 | 95.83% | 1.85 | 0 | 10.5 |  |  |  |  | R-454B | 1.85 | Residential & Commercial | USHP | Ducted CEE Tier 1
212394512 | Central HP <5.4 tons | COLEMAN | HRCU-A-CB (Split System: Heat Pump with Remote Outdoor Unit-Air-Source) | HMH72B341 | ADP |  | H,YE35936 | TM9V060B12MP12 | 34000 | 17 | 8.5 | 32400 | 23800 | 73.46% | 2.06 | 0 | 9.5 |  |  |  |  | R-410A | 2.8333 | Residential & Commercial | USHP
215487407 | Central HP <5.4 tons | DAIKIN | HRCU-A-CB (Split System: Heat Pump with Remote Outdoor Unit-Air-Source) | DH7VSA3610A* |  |  | CHPEA4830*3A* | D*96VC1205DNA* | 35000 | 18.5 | 8.1 | 35000 | 28400 | 81.14% | 2 | 0 | 10.5 |  |  |  |  | R-32 | 2.9167 | Residential & Commercial | USHP | Ducted CEE Tier 1
215669465 | Central HP <5.4 tons | AIRQUEST | HRCU-A-CB (Split System: Heat Pump with Remote Outdoor Unit-Air-Source) | H5H0V36*K*AAA* |  |  | EA*5X61M21A*+WALLCON | *80CTL0701716B* | 34600 | 18 | 9 | 34600 | 25000 | 72.25% | 1.9 | 0 | 10 |  |  |  |  | R-454B | 2.8833 | Residential & Commercial | USHP | Ducted CEE Tier 1
215669565 | Central HP <5.4 tons | AIRQUEST | HRCU-A-CB (Split System: Heat Pump with Remote Outdoor Unit-Air-Source) | H5H0V36*K*AAA* |  |  | EA*5X61M21A*+WALLCON | *97CMN0802120B* | 34800 | 18 | 9 | 34400 | 24800 | 72.09% | 1.92 | 0 | 10 |  |  |  |  | R-454B | 2.9 | Residential & Commercial | USHP | Ducted CEE Tier 1
215669665 | Central HP <5.4 tons | AIRQUEST | HRCU-A-CB (Split System: Heat Pump with Remote Outdoor Unit-Air-Source) | H5H0V36*K*AAA* |  |  | EA*5X61M24A*+WALLCON | *95CSU0802120B* | 34800 | 18 | 9 | 34400 | 24800 | 72.09% | 1.92 | 0 | 10 |  |  |  |  | R-454B | 2.9 | Residential & Commercial | USHP | Ducted CEE Tier 1
216680886 | Central HP <5.4 tons | CARRIER | HRCU-A-CB (Split System: Heat Pump with Remote Outdoor Unit-Air-Source) | 38MURAQ18AB3* |  |  | CSPH*3012AL* | 59TP7A080V17**16 | 17500 | 15.5 | 8.1 | 18000 | 18100 | 100.6% | 2 | 0 | 10.5 |  |  |  |  | R-410A | 1.4583 | Residential & Commercial | USHP | Ducted CEE Tier 1
215933070 | Central HP <5.4 tons | DAY & NIGHT | HRCU-A-CB (Split System: Heat Pump with Remote Outdoor Unit-Air-Source) | C5H3V36*K*AAA* |  |  | ESH5X36M12A*+WALLCON | *80CTL0701412B* | 33000 | 18.5 | 9 | 35400 | 27200 | 76.84% | 1.9 | 0 | 10.5 |  |  |  |  | R-454B | 2.75 | Residential & Commercial | USHP | Ducted CEE Tier 1
215933740 | Central HP <5.4 tons | DAY & NIGHT | HRCU-A-CB (Split System: Heat Pump with Remote Outdoor Unit-Air-Source) | C5H3V36*K*AAA* |  |  | ESH5X60M12A*+WALLCON | *80CSU1002120A* | 34200 | 19.5 | 9 | 34400 | 26200 | 76.16% | 1.96 | 0 | 11.7 |  |  |  |  | R-454B | 2.85 | Residential & Commercial | USHP | Ducted CEE Tier 1
215487441 | Central HP <5.4 tons | DAIKIN | HRCU-A-CB (Split System: Heat Pump with Remote Outdoor Unit-Air-Source) | DH7VSA4810A* |  |  | CA*EA6030*3A* | D*80VC1005C*A* | 45500 | 16.5 | 8.8 | 47000 | 33600 | 71.49% | 2 | 0 | 10 |  |  |  |  | R-32 | 3.7917 | Residential & Commercial | USHP | Ducted CEE Tier 1
216987133 | Central HP <5.4 tons | BRYANT HEATING AND COOLING SYSTEMS | HRCU-A-CB (Split System: Heat Pump with Remote Outdoor Unit-Air-Source) | 37MUHAQ24AA3 | ADP |  | C36A***L15*+TXV | 935SB36040M17*** | 22600 | 16 | 8.1 | 19200 | 18200 | 94.79% | 1.85 | 0 | 11 |  |  |  |  | R-454B | 1.8833 | Residential & Commercial | USHP | Ducted CEE Tier 1
216989682 | Central HP <5.4 tons | BRYANT HEATING AND COOLING SYSTEMS | HRCU-A-CB (Split System: Heat Pump with Remote Outdoor Unit-Air-Source) | 37MUHAQ24AA3 | ADP |  | PL36H175P15*+TXV | 82*SB36070V14*** | 22600 | 16 | 8.5 | 19200 | 18300 | 95.31% | 1.96 | 0 | 11 |  |  |  |  | R-454B | 1.8833 | Residential & Commercial | USHP | Ducted CEE Tier 1
216989684 | Central HP <5.4 tons | BRYANT HEATING AND COOLING SYSTEMS | HRCU-A-CB (Split System: Heat Pump with Remote Outdoor Unit-Air-Source) | 37MUHAQ24AA3 | ADP |  | V,C36H***P21*+TXV | 82*SB36070V14*** | 22600 | 16 | 8.5 | 19200 | 18300 | 95.31% | 1.96 | 0 | 11 |  |  |  |  | R-454B | 1.8833 | Residential & Commercial | USHP | Ducted CEE Tier 1
216678816 | Central HP <5.4 tons | COMFORTMAKER | HRCU-A-CB (Split System: Heat Pump with Remote Outdoor Unit-Air-Source) | DLCURAH36ABK |  |  | END4X42L17** | *97VTN0601716A* | 35400 | 15.5 | 8.5 | 38500 | 34600 | 89.87% | 1.78 | 0 | 10 |  |  |  |  | R-410A | 2.95 | Residential & Commercial | USHP | Ducted CEE Tier 1
213781090 | Central HP <5.4 tons | COMFORTMAKER | HRCU-A-CB (Split System: Heat Pump with Remote Outdoor Unit-Air-Source) | CVH837GKA2* |  |  | EA*4X42L24A*+WALLCON | *80CTL0902120B* | 31800 | 17 | 8.1 | 32800 | 24200 | 73.78% | 1.88 | 0 | 11 |  |  |  |  | R-410A | 2.65 | Residential & Commercial | USHP | Ducted CEE Tier 1
216974397 | Central HP <5.4 tons | BRYANT HEATING AND COOLING SYSTEMS | HRCU-A-CB (Split System: Heat Pump with Remote Outdoor Unit-Air-Source) | 290VAN048**AA* | ADP |  | PL48H210P75*+TXV | 83*CA48060C17*** | 44000 | 17 | 9 | 46500 | 33800 | 72.69% | 2.04 | 0 | 9.5 |  |  |  |  | R-454B | 3.6667 | Residential & Commercial | USHP
216974412 | Central HP <5.4 tons | BRYANT HEATING AND COOLING SYSTEMS | HRCU-A-CB (Split System: Heat Pump with Remote Outdoor Unit-Air-Source) | 290VAN048**AA* | ADP |  | PL60H210P17*+TXV | 83*CA60080C21*** | 45000 | 18 | 9 | 45000 | 33000 | 73.33% | 2.08 | 0 | 10 |  |  |  |  | R-454B | 3.75 | Residential & Commercial | USHP | Ducted CEE Tier 1
216974444 | Central HP <5.4 tons | BRYANT HEATING AND COOLING SYSTEMS | HRCU-A-CB (Split System: Heat Pump with Remote Outdoor Unit-Air-Source) | 290VAN048**AA* | ADP |  | V,C60H210P29*+TXV | 83*CB60080C21*** | 45000 | 18 | 9 | 45000 | 33000 | 73.33% | 2.06 | 0 | 9 |  |  |  |  | R-454B | 3.75 | Residential & Commercial | USHP
215487448 | Central HP <5.4 tons | DAIKIN | HRCU-A-CB (Split System: Heat Pump with Remote Outdoor Unit-Air-Source) | DH7VSA4810A* |  |  | CHPEA4830*3A* | D*80VC0805C*A* | 45500 | 16.5 | 8.5 | 46000 | 33600 | 73.04% | 2 | 0 | 10 |  |  |  |  | R-32 | 3.7917 | Residential & Commercial | USHP | Ducted CEE Tier 1
215727974 | Central HP <5.4 tons | CHAMPION HEATING AND COOLING | HRCU-A-CB (Split System: Heat Pump with Remote Outdoor Unit-Air-Source) | HH860E2S11 | ADP |  | H,YE36(1,2)60+TXV | Z8ES100C20SMPS1 | 51500 | 18 | 8.3 | 51500 | 38000 | 73.79% | 1.96 | 0 | 11 |  |  |  |  | R-454B | 4.2917 | Residential & Commercial | USHP | Ducted CEE Tier 1
210868919 | Central HP <5.4 tons | FUJITSU | HRCU-A-CB (Split System: Heat Pump with Remote Outdoor Unit-Air-Source) | FOP1860MJAZCA |  |  | FCCA6021SZEA | FF100215LT80X | 53000 | 19 | 8.1 | 52500 | 50000 | 95.24% | 1.9 | 0 | 10 |  |  |  |  | R-410A | 4.4167 | Residential & Commercial | USHP | Ducted CEE Tier 1
215487484 | Central HP <5.4 tons | DAIKIN | HRCU-A-CB (Split System: Heat Pump with Remote Outdoor Unit-Air-Source) | DH6VSA1810A* |  |  | CHPEA2422*3A* | D*80VC0603B*A* | 17000 | 19 | 8.8 | 16800 | 13000 | 77.38% | 2.1 | 0 | 12 |  |  |  |  | R-32 | 1.4167 | Residential & Commercial | USHP | Ducted CEE Tier 1
212596705 | Central HP <5.4 tons | CHAMPION HEATING AND COOLING | HRCU-A-CB (Split System: Heat Pump with Remote Outdoor Unit-Air-Source) | HMH72B341 | ADP |  | F,PE*G34936 | 0 | 33600 | 18 | 8.4 | 32200 | 23400 | 72.67% | 2.1 | 0 | 9.5 |  |  |  |  | R-410A | 2.8 | Residential & Commercial | USHP
213614477 | Central HP <5.4 tons | YORK | HRCU-A-CB (Split System: Heat Pump with Remote Outdoor Unit-Air-Source) | YZT48B21 | ASPEN |  | D(A,C,E)60D44+TDR | TM9Y080C16MP11 | 23800 | 16 | 8.5 | 47500 | 34600 | 72.84% | 3.1 | 0 | 12.6 |  |  |  |  | R-410A | 1.9833 | Residential & Commercial | USHP | Ducted CEE Tier 1
216766670 | Central HP <5.4 tons | TRANE | HRCU-A-CB (Split System: Heat Pump with Remote Outdoor Unit-Air-Source) | 5TWR7060A1 |  |  | 5PX*D010AS3 | S9X1C100U5PSB | 52500 | 15.2 | 8.7 | 51500 | 39000 | 75.73% | 2.21 | 0 | 11 |  |  |  |  | R-454B | 4.375 | Residential & Commercial | USHP | Ducted CEE Tier 1
216766686 | Central HP <5.4 tons | TRANE | HRCU-A-CB (Split System: Heat Pump with Remote Outdoor Unit-Air-Source) | 5TWR7060A1 |  |  | 5PX*D010AS3 | S9X2D120U5PSB | 52000 | 15.2 | 9 | 50500 | 38500 | 76.24% | 2.23 | 0 | 11.2 |  |  |  |  | R-454B | 4.3333 | Residential & Commercial | USHP | Ducted CEE Tier 1
216766736 | Central HP <5.4 tons | TRANE | HRCU-A-CB (Split System: Heat Pump with Remote Outdoor Unit-Air-Source) | 5TWR7060A1 |  |  | 5TXCD008AS3 | S9X2D120U5PSB | 51000 | 15.2 | 8.7 | 51500 | 39000 | 75.73% | 2.19 | 0 | 11.2 |  |  |  |  | R-454B | 4.25 | Residential & Commercial | USHP | Ducted CEE Tier 1
216766750 | Central HP <5.4 tons | TRANE | HRCU-A-CB (Split System: Heat Pump with Remote Outdoor Unit-Air-Source) | 5TWR7060A1 |  |  | 5TXCD010AS3 | S9X1C100U5PSB | 52500 | 15.2 | 8.7 | 51500 | 39000 | 75.73% | 2.21 | 0 | 11 |  |  |  |  | R-454B | 4.375 | Residential & Commercial | USHP | Ducted CEE Tier 1
216770078 | Central HP <5.4 tons | TRANE | HRCU-A-CB (Split System: Heat Pump with Remote Outdoor Unit-Air-Source) | 5TWR7060A1 |  |  | 5TXCD008AS3 | S9V2D120U5VSB | 51500 | 15.2 | 9 | 51500 | 39000 | 75.73% | 2.2 | 0 | 11.2 |  |  |  |  | R-454B | 4.2917 | Residential & Commercial | USHP | Ducted CEE Tier 1
214505205 | Central HP <5.4 tons | DAIKIN | HRCU-A-CB (Split System: Heat Pump with Remote Outdoor Unit-Air-Source) | DZ6VSA241EA* |  |  | CA*EA2422*4B* | D*96VC1005CNA* | 23000 | 17 | 8.6 | 23000 | 16100 | 70% | 2 | 0 | 10 |  |  |  |  | R-410A | 1.9167 | Residential & Commercial | USHP | Ducted CEE Tier 1
214505254 | Central HP <5.4 tons | DAIKIN | HRCU-A-CB (Split System: Heat Pump with Remote Outdoor Unit-Air-Source) | DZ6VSA241EA* |  |  | CA*EA3026*4B* | D*96VC0603BNA* | 23000 | 17 | 8.6 | 23000 | 16100 | 70% | 2 | 0 | 10 |  |  |  |  | R-410A | 1.9167 | Residential & Commercial | USHP | Ducted CEE Tier 1
215669871 | Central HP <5.4 tons | AIRQUEST | HRCU-A-CB (Split System: Heat Pump with Remote Outdoor Unit-Air-Source) | H5H0V36*K*AAA* |  |  | ESH5X36M12A*+WALLCON | *97CMN0801714B* | 33400 | 16 | 8.5 | 35800 | 25600 | 71.51% | 1.76 | 0 | 9 |  |  |  |  | R-454B | 2.7833 | Residential & Commercial | USHP
215669903 | Central HP <5.4 tons | AIRQUEST | HRCU-A-CB (Split System: Heat Pump with Remote Outdoor Unit-Air-Source) | H5H0V36*K*AAA* |  |  | ESH5X36M12A*+WALLCON | *96CTN0401410B* | 32200 | 15.2 | 8.5 | 36200 | 25800 | 71.27% | 1.76 | 0 | 9 |  |  |  |  | R-454B | 2.6833 | Residential & Commercial | USHP
214573668 | Central HP <5.4 tons | CARRIER | HRCU-A-CB (Split System: Heat Pump with Remote Outdoor Unit-Air-Source) | 25VNA837A*031* |  |  | CAP**3721AL*+UI | 58TN*B070C21**20 | 32800 | 17.5 | 8.5 | 32800 | 25200 | 76.83% | 2 | 0 | 11 |  |  |  |  | R-410A | 2.7333 | Residential & Commercial | USHP | Ducted CEE Tier 1
214573918 | Central HP <5.4 tons | CARRIER | HRCU-A-CB (Split System: Heat Pump with Remote Outdoor Unit-Air-Source) | 25VNA837A*031* |  |  | CAP**4821AL*+UI | 59CU5B080C21**20 | 32200 | 17.5 | 8.5 | 32400 | 25000 | 77.16% | 1.98 | 0 | 11 |  |  |  |  | R-410A | 2.6833 | Residential & Commercial | USHP | Ducted CEE Tier 1
212480007 | Central HP <5.4 tons | CARRIER | HRCU-A-CB (Split System: Heat Pump with Remote Outdoor Unit-Air-Source) | 38MURAQ24AB3* | ADP |  | PL36H210P749 | 58TP*A090V17**16 | 23800 | 17 | 8.1 | 24400 | 23000 | 94.26% | 1.94 | 0 | 10.5 |  |  |  |  | R-410A | 1.9833 | Residential & Commercial | USHP | Ducted CEE Tier 1
212480050 | Central HP <5.4 tons | CARRIER | HRCU-A-CB (Split System: Heat Pump with Remote Outdoor Unit-Air-Source) | 38MURAQ24AB3* | ADP |  | A36VCA+TXV | 59SC5B040E17**12 | 24200 | 15.2 | 8.5 | 24800 | 22200 | 89.52% | 1.84 | 0 | 9.5 |  |  |  |  | R-410A | 2.0167 | Residential & Commercial | USHP
212988803 | Central HP <5.4 tons | TEMPSTAR | HRCU-A-CB (Split System: Heat Pump with Remote Outdoor Unit-Air-Source) | DLCURAH18ABK |  |  | EA*4X25L17A* | *95MSU0401712A* | 17700 | 16.5 | 8.1 | 17700 | 17800 | 100.6% | 2.14 | 0 | 10.5 |  |  |  |  | R-410A | 1.475 | Residential & Commercial | USHP | Ducted CEE Tier 1
215669735 | Central HP <5.4 tons | AIRQUEST | HRCU-A-CB (Split System: Heat Pump with Remote Outdoor Unit-Air-Source) | H5H0V36*K*AAA* |  |  | EA*5X61M24A*+WALLCON | *96CTN1202422B* | 35000 | 18.5 | 9 | 34400 | 24800 | 72.09% | 1.92 | 0 | 10.5 |  |  |  |  | R-454B | 2.9167 | Residential & Commercial | USHP | Ducted CEE Tier 1
216972958 | Central HP <5.4 tons | CARRIER | HRCU-A-CB (Split System: Heat Pump with Remote Outdoor Unit-Air-Source) | 27VNA348A*030* | ADP |  | V,C48H210P75*+TXV | 59TN7A100C21**22 | 43500 | 21 | 9.5 | 46000 | 36000 | 78.26% | 2 | 0 | 10.5 |  |  |  |  | R-454B | 3.625 | Residential & Commercial | USHP | Ducted CEE Tier 1
215934810 | Central HP <5.4 tons | DAY & NIGHT | HRCU-A-CB (Split System: Heat Pump with Remote Outdoor Unit-Air-Source) | C5H3V36*K*AAA* |  |  | EVM5X44M21A*+WALLCON | *80CTL0451712B* | 35200 | 21 | 8.5 | 39000 | 29400 | 75.38% | 2 | 0 | 11.7 |  |  |  |  | R-454B | 2.9333 | Residential & Commercial | USHP | Ducted CEE Tier 1
215935110 | Central HP <5.4 tons | DAY & NIGHT | HRCU-A-CB (Split System: Heat Pump with Remote Outdoor Unit-Air-Source) | C5H3V36*K*AAA* |  |  | EVM5X49M21A*+WALLCON | *97CMN0802120B* | 35600 | 21.5 | 8.5 | 38000 | 28600 | 75.26% | 2.04 | 0 | 12 |  |  |  |  | R-454B | 2.9667 | Residential & Commercial | USHP | Ducted CEE Tier 1
215933790 | Central HP <5.4 tons | DAY & NIGHT | HRCU-A-CB (Split System: Heat Pump with Remote Outdoor Unit-Air-Source) | C5H3V36*K*AAA* |  |  | ESH5X60M12A*+WALLCON | *80CTL0901716B* | 34200 | 19.5 | 9 | 34400 | 26200 | 76.16% | 1.94 | 0 | 11.7 |  |  |  |  | R-454B | 2.85 | Residential & Commercial | USHP | Ducted CEE Tier 1
212361450 | Central HP <5.4 tons | BOSCH | HRCU-A-CB (Split System: Heat Pump with Remote Outdoor Unit-Air-Source) | BOVA-36HDN1-M20G | ADP |  | HE31930 | BGH96M080B3B | 22800 | 18 | 8.65 | 22200 | 17000 | 76.58% | 1.84 | 0 | 11.5 |  |  |  |  | R-410A | 1.9 | Residential & Commercial | USHP | Ducted CEE Tier 1
216766935 | Central HP <5.4 tons | TRANE | HRCU-A-CB (Split System: Heat Pump with Remote Outdoor Unit-Air-Source) | 5TWX7036A1 |  |  | 5PX*BD06AS3 | S8V2A040M3PCB | 32600 | 16 | 8.5 | 33200 | 24400 | 73.49% | 2.04 | 0 | 11.7 |  |  |  |  | R-454B | 2.7167 | Residential & Commercial | USHP | Ducted CEE Tier 1
216766951 | Central HP <5.4 tons | TRANE | HRCU-A-CB (Split System: Heat Pump with Remote Outdoor Unit-Air-Source) | 5TWX7036A1 |  |  | 5PX*C005AS3 | S8V2C100M5PDB | 32600 | 16 | 8.7 | 32400 | 24000 | 74.07% | 2.12 | 0 | 11.7 |  |  |  |  | R-454B | 2.7167 | Residential & Commercial | USHP | Ducted CEE Tier 1
216766986 | Central HP <5.4 tons | TRANE | HRCU-A-CB (Split System: Heat Pump with Remote Outdoor Unit-Air-Source) | 5TWX7036A1 |  |  | 5PX*CD05AS3 | S8V2C080M5PCB | 32600 | 16 | 8.1 | 33400 | 24400 | 73.05% | 1.98 | 0 | 11.7 |  |  |  |  | R-454B | 2.7167 | Residential & Commercial | USHP | Ducted CEE Tier 1
216767002 | Central HP <5.4 tons | TRANE | HRCU-A-CB (Split System: Heat Pump with Remote Outdoor Unit-Air-Source) | 5TWX7036A1 |  |  | 5PX*CD09AS3 | S9X2C100D5PSB | 34400 | 16 | 8.7 | 32600 | 24200 | 74.23% | 2.15 | 0 | 12 |  |  |  |  | R-454B | 2.8667 | Residential & Commercial | USHP | Ducted CEE Tier 1
216767004 | Central HP <5.4 tons | TRANE | HRCU-A-CB (Split System: Heat Pump with Remote Outdoor Unit-Air-Source) | 5TWX7036A1 |  |  | 5PX*CD09AS3 | S8V2C080M5PDB | 34200 | 17 | 8.7 | 32400 | 24000 | 74.07% | 2.15 | 0 | 12 |  |  |  |  | R-454B | 2.85 | Residential & Commercial | USHP | Ducted CEE Tier 1
216770109 | Central HP <5.4 tons | TRANE | HRCU-A-CB (Split System: Heat Pump with Remote Outdoor Unit-Air-Source) | 5TWX7036A1 |  |  | 5TAMXD05AV41 | 0 | 33800 | 16.5 | 8.7 | 32800 | 24000 | 73.17% | 2.17 | 0 | 12 |  |  |  |  | R-454B | 2.8167 | Residential & Commercial | USHP | Ducted CEE Tier 1
212348380 | Central HP <5.4 tons | CARRIER | HRCU-A-CB (Split System: Heat Pump with Remote Outdoor Unit-Air-Source) | 38MURAQ18AB3* | ASPEN |  | LEW30D4 | 0 | 17000 | 15.2 | 8.5 | 18000 | 18300 | 101.7% | 2.56 | 0 | 10.5 |  |  |  |  | R-410A | 1.4167 | Residential & Commercial | USHP | Ducted CEE Tier 1
215938036 | Central HP <5.4 tons | HEIL | HRCU-A-CB (Split System: Heat Pump with Remote Outdoor Unit-Air-Source) | H5H3V48*K*AAA* |  |  | EVD5X49M24A*+WALLCON | *80CTL1352422B* | 45500 | 21 | 8.1 | 52500 | 38000 | 72.38% | 1.95 | 0 | 11.5 |  |  |  |  | R-454B | 3.7917 | Residential & Commercial | USHP | Ducted CEE Tier 1
216734143 | Central HP <5.4 tons | HEIL | HRCU-A-CB (Split System: Heat Pump with Remote Outdoor Unit-Air-Source) | D5CUHAH24AAK |  |  | EA*5X30M17A* | *96VSN0401410B* | 22000 | 15.5 | 8.1 | 21000 | 18900 | 90% | 1.85 | 0 | 10.5 |  |  |  |  | R-454B | 1.8333 | Residential & Commercial | USHP | Ducted CEE Tier 1
216732637 | Central HP <5.4 tons | HEIL | HRCU-A-CB (Split System: Heat Pump with Remote Outdoor Unit-Air-Source) | D5CUHAH24AAK |  |  | EA*5X24M14A* | *96VTN0601412B* | 21800 | 15.5 | 8.5 | 21000 | 19100 | 90.95% | 1.96 | 0 | 10.5 |  |  |  |  | R-454B | 1.8167 | Residential & Commercial | USHP | Ducted CEE Tier 1
216732537 | Central HP <5.4 tons | HEIL | HRCU-A-CB (Split System: Heat Pump with Remote Outdoor Unit-Air-Source) | D5CUHAH24AAK |  |  | EA*5X24M14A* | *80CTL0701412B* | 22000 | 16 | 8.5 | 21000 | 19100 | 90.95% | 1.96 | 0 | 10.5 |  |  |  |  | R-454B | 1.8333 | Residential & Commercial | USHP | Ducted CEE Tier 1
216732803 | Central HP <5.4 tons | HEIL | HRCU-A-CB (Split System: Heat Pump with Remote Outdoor Unit-Air-Source) | D5CUHAH24AAK |  |  | EA*5X24M17A* | *80CTL0901716B* | 21800 | 15.5 | 8.5 | 21000 | 19100 | 90.95% | 1.98 | 0 | 10.5 |  |  |  |  | R-454B | 1.8167 | Residential & Commercial | USHP | Ducted CEE Tier 1
215487458 | Central HP <5.4 tons | DAIKIN | HRCU-A-CB (Split System: Heat Pump with Remote Outdoor Unit-Air-Source) | DH7VSA4810A* |  |  | CHPEA6030*3A* | D*96VC0804CNA* | 45500 | 16.2 | 8.5 | 46500 | 33600 | 72.26% | 2 | 0 | 10 |  |  |  |  | R-32 | 3.7917 | Residential & Commercial | USHP | Ducted CEE Tier 1
215669983 | Central HP <5.4 tons | AIRQUEST | HRCU-A-CB (Split System: Heat Pump with Remote Outdoor Unit-Air-Source) | H5H0V36*K*AAA* |  |  | ESH5X42M12A*+WALLCON | *80CTL0702120B* | 34000 | 16.5 | 8.5 | 35600 | 25400 | 71.35% | 1.76 | 0 | 9.5 |  |  |  |  | R-454B | 2.8333 | Residential & Commercial | USHP
216974446 | Central HP <5.4 tons | BRYANT HEATING AND COOLING SYSTEMS | HRCU-A-CB (Split System: Heat Pump with Remote Outdoor Unit-Air-Source) | 290VAN048**AA* | ADP |  | C48A***L15*+TXV | 83*CB60080C21*** | 44500 | 17 | 9 | 46500 | 33400 | 71.83% | 2.06 | 0 | 9.5 |  |  |  |  | R-454B | 3.7083 | Residential & Commercial | USHP
216974463 | Central HP <5.4 tons | BRYANT HEATING AND COOLING SYSTEMS | HRCU-A-CB (Split System: Heat Pump with Remote Outdoor Unit-Air-Source) | 290VAN048**AA* | ADP |  | V,C48H210P16*+TXV | 83*CB60100C21*** | 44000 | 17 | 9 | 46500 | 33600 | 72.26% | 2.04 | 0 | 9.5 |  |  |  |  | R-454B | 3.6667 | Residential & Commercial | USHP
215674565 | Central HP <5.4 tons | COMFORTMAKER | HRCU-A-CB (Split System: Heat Pump with Remote Outdoor Unit-Air-Source) | C5H0V48*K*AAA* |  |  | EA*5X61M24A*+WALLCON | *97CMN0602120B* | 45500 | 17.5 | 9 | 48000 | 34200 | 71.25% | 2.06 | 0 | 9.5 |  |  |  |  | R-454B | 3.7917 | Residential & Commercial | USHP
212624700 | Central HP <5.4 tons | COLEMAN | HRCU-A-CB (Split System: Heat Pump with Remote Outdoor Unit-Air-Source) | HMH72B341 | ASPEN |  | D(A,C,E)42D24+TDR | TPLC080C16MP13 | 30600 | 17.2 | 8.1 | 33800 | 27400 | 81.07% | 2.47 | 0 | 9.6 |  |  |  |  | R-410A | 2.55 | Residential & Commercial | USHP
212624716 | Central HP <5.4 tons | COLEMAN | HRCU-A-CB (Split System: Heat Pump with Remote Outdoor Unit-Air-Source) | HMH72B341 | ASPEN |  | C(A,C,D,E)42D24+TDR | TPLC100C16MP13 | 30600 | 17.2 | 8.1 | 33800 | 27400 | 81.07% | 2.47 | 0 | 9.6 |  |  |  |  | R-410A | 2.55 | Residential & Commercial | USHP
212624736 | Central HP <5.4 tons | COLEMAN | HRCU-A-CB (Split System: Heat Pump with Remote Outdoor Unit-Air-Source) | HMH72B341 | ASPEN |  | D(A,C,E)42C34+TDR | TPLC100C16MP13 | 32800 | 17.5 | 8.1 | 33800 | 27400 | 81.07% | 2.47 | 0 | 10 |  |  |  |  | R-410A | 2.7333 | Residential & Commercial | USHP | Ducted CEE Tier 1
212624750 | Central HP <5.4 tons | COLEMAN | HRCU-A-CB (Split System: Heat Pump with Remote Outdoor Unit-Air-Source) | HMH72B341 | ASPEN |  | D(A,C,E)48C34+TDR | TPLC100C16MP13 | 33200 | 17.5 | 8.1 | 33800 | 27400 | 81.07% | 2.47 | 0 | 10 |  |  |  |  | R-410A | 2.7667 | Residential & Commercial | USHP | Ducted CEE Tier 1
216735948 | Central HP <5.4 tons | DAY & NIGHT | HRCU-A-CB (Split System: Heat Pump with Remote Outdoor Unit-Air-Source) | D5CUHAH24AAK |  |  | EA*5X37M21A* | *95MSU1002122A* | 23600 | 17 | 8.5 | 21000 | 18600 | 88.57% | 1.96 | 0 | 11 |  |  |  |  | R-454B | 1.9667 | Residential & Commercial | USHP | Ducted CEE Tier 1
213258324 | Central HP <5.4 tons | KEEPRITE | HRCU-A-CB (Split System: Heat Pump with Remote Outdoor Unit-Air-Source) | DLCURAH24ABK | ADP |  | H,GE34936 | *96VSN0601714A* | 23800 | 16 | 8.5 | 25200 | 23600 | 93.65% | 1.98 | 0 | 10 |  |  |  |  | R-410A | 1.9833 | Residential & Commercial | USHP | Ducted CEE Tier 1
213305981 | Central HP <5.4 tons | TEMPSTAR | HRCU-A-CB (Split System: Heat Pump with Remote Outdoor Unit-Air-Source) | DLCURAH24ABK | ADP |  | CE3005A+TXV | 0 | 23600 | 17 | 9 | 25600 | 25200 | 98.44% | 2.14 | 0 | 10 |  |  |  |  | R-410A | 1.9667 | Residential & Commercial | USHP | Ducted CEE Tier 1
213312931 | Central HP <5.4 tons | CHAMPION HEATING AND COOLING | HRCU-A-CB (Split System: Heat Pump with Remote Outdoor Unit-Air-Source) | HMH72B341 | ADP |  | H,YG9J936+AEFE4B* | 0 | 34000 | 18 | 8.7 | 31600 | 22800 | 72.15% | 2.1 | 0 | 10.5 |  |  |  |  | R-410A | 2.8333 | Residential & Commercial | USHP | Ducted CEE Tier 1
213258237 | Central HP <5.4 tons | KEEPRITE | HRCU-A-CB (Split System: Heat Pump with Remote Outdoor Unit-Air-Source) | DLCURAH18ABK | ADP |  | H,GG33936 | *96VSN0601714A* | 17700 | 16 | 8.5 | 17000 | 18700 | 110% | 2.3 | 0 | 10.5 |  |  |  |  | R-410A | 1.475 | Residential & Commercial | USHP | Ducted CEE Tier 1
213258270 | Central HP <5.4 tons | KEEPRITE | HRCU-A-CB (Split System: Heat Pump with Remote Outdoor Unit-Air-Source) | DLCURAH18ABK | ADP |  | H,GE31930 | *96VTN0601412A* | 17500 | 16 | 8.5 | 17200 | 18600 | 108.1% | 2.28 | 0 | 10 |  |  |  |  | R-410A | 1.4583 | Residential & Commercial | USHP | Ducted CEE Tier 1
213352712 | Central HP <5.4 tons | CARRIER | HRCU-A-CB (Split System: Heat Pump with Remote Outdoor Unit-Air-Source) | 38MURAQ24AB3* | ADP |  | C36A***L139 | 59TP6C100V21**20 | 23200 | 17 | 8.5 | 24600 | 24200 | 98.37% | 2.04 | 0 | 10 |  |  |  |  | R-410A | 1.9333 | Residential & Commercial | USHP | Ducted CEE Tier 1
215941590 | Central HP <5.4 tons | DAY & NIGHT | HRCU-A-CB (Split System: Heat Pump with Remote Outdoor Unit-Air-Source) | C5H3V48*K*AAA* |  |  | EVD5X48M24A*+WALLCON | *96CTN0802120B* | 44500 | 20 | 8.1 | 52000 | 38000 | 73.08% | 1.9 | 0 | 11 |  |  |  |  | R-454B | 3.7083 | Residential & Commercial | USHP | Ducted CEE Tier 1
213258321 | Central HP <5.4 tons | KEEPRITE | HRCU-A-CB (Split System: Heat Pump with Remote Outdoor Unit-Air-Source) | DLCURAH24ABK | ADP |  | H,GG33936 | *96VSN0601714A* | 23800 | 16 | 8.5 | 25200 | 23600 | 93.65% | 1.98 | 0 | 10 |  |  |  |  | R-410A | 1.9833 | Residential & Commercial | USHP | Ducted CEE Tier 1
213258354 | Central HP <5.4 tons | KEEPRITE | HRCU-A-CB (Split System: Heat Pump with Remote Outdoor Unit-Air-Source) | DLCURAH24ABK | ADP |  | H,GG32936 | *96VTN0601412A* | 23200 | 16 | 8.5 | 24800 | 25200 | 101.6% | 2.14 | 0 | 10 |  |  |  |  | R-410A | 1.9333 | Residential & Commercial | USHP | Ducted CEE Tier 1
215935240 | Central HP <5.4 tons | DAY & NIGHT | HRCU-A-CB (Split System: Heat Pump with Remote Outdoor Unit-Air-Source) | C5H3V36*K*AAA* |  |  | EVM5X60M21A*+WALLCON | *95CSU0601716B* | 35400 | 21.5 | 8.5 | 38500 | 29000 | 75.32% | 2.02 | 0 | 12 |  |  |  |  | R-454B | 2.95 | Residential & Commercial | USHP | Ducted CEE Tier 1
215669053 | Central HP <5.4 tons | AIRQUEST | HRCU-A-CB (Split System: Heat Pump with Remote Outdoor Unit-Air-Source) | H5H0V36*K*AAA* |  |  | EA*5X43M21A*+WALLCON | *97CMN0801714B* | 34200 | 18 | 9 | 35400 | 25400 | 71.75% | 1.88 | 0 | 9.5 |  |  |  |  | R-454B | 2.85 | Residential & Commercial | USHP
215669085 | Central HP <5.4 tons | AIRQUEST | HRCU-A-CB (Split System: Heat Pump with Remote Outdoor Unit-Air-Source) | H5H0V36*K*AAA* |  |  | EA*5X43M21A*+WALLCON | *96CTN1002122B* | 34600 | 18 | 9 | 35200 | 25000 | 71.02% | 1.9 | 0 | 10 |  |  |  |  | R-454B | 2.8833 | Residential & Commercial | USHP | Ducted CEE Tier 1
215669235 | Central HP <5.4 tons | AIRQUEST | HRCU-A-CB (Split System: Heat Pump with Remote Outdoor Unit-Air-Source) | H5H0V36*K*AAA* |  |  | EA*5X48M21A*+WALLCON | *97CMN0801714B* | 33600 | 17.5 | 9 | 35200 | 25200 | 71.59% | 1.88 | 0 | 9.5 |  |  |  |  | R-454B | 2.8 | Residential & Commercial | USHP
212498516 | Central HP <5.4 tons | CARRIER | HRCU-A-CB (Split System: Heat Pump with Remote Outdoor Unit-Air-Source) | 38MURAQ24AB3* | ADP |  | CE3005C+TXV | 0 | 23600 | 17 | 9 | 25600 | 25200 | 98.44% | 2.14 | 0 | 10 |  |  |  |  | R-410A | 1.9667 | Residential & Commercial | USHP | Ducted CEE Tier 1
212498509 | Central HP <5.4 tons | CARRIER | HRCU-A-CB (Split System: Heat Pump with Remote Outdoor Unit-Air-Source) | 38MURAQ18AB3* | ADP |  | CE2403C+TXV | 0 | 17700 | 17 | 8.7 | 17000 | 19400 | 114.1% | 2.32 | 0 | 11 |  |  |  |  | R-410A | 1.475 | Residential & Commercial | USHP | Ducted CEE Tier 1
215669165 | Central HP <5.4 tons | AIRQUEST | HRCU-A-CB (Split System: Heat Pump with Remote Outdoor Unit-Air-Source) | H5H0V36*K*AAA* |  |  | EA*5X48M21A*+WALLCON | *80CTL0902120B* | 33800 | 18 | 9 | 35000 | 25000 | 71.43% | 1.9 | 0 | 10 |  |  |  |  | R-454B | 2.8167 | Residential & Commercial | USHP | Ducted CEE Tier 1
215942576 | Central HP <5.4 tons | DAY & NIGHT | HRCU-A-CB (Split System: Heat Pump with Remote Outdoor Unit-Air-Source) | C5H3V36*K*AAA* |  |  | EVD5X61M24A*+WALLCON | *95CSU0802120B* | 36000 | 22 | 8.5 | 37400 | 28200 | 75.4% | 2.04 | 0 | 12.5 |  |  |  |  | R-454B | 3 | Residential & Commercial | USHP | Ducted CEE Tier 1
215669783 | Central HP <5.4 tons | AIRQUEST | HRCU-A-CB (Split System: Heat Pump with Remote Outdoor Unit-Air-Source) | H5H0V36*K*AAA* |  |  | ESH5X36M12A*+WALLCON | *80CTL0701716B* | 33600 | 16.5 | 8.5 | 35800 | 25600 | 71.51% | 1.78 | 0 | 9 |  |  |  |  | R-454B | 2.8 | Residential & Commercial | USHP
215669815 | Central HP <5.4 tons | AIRQUEST | HRCU-A-CB (Split System: Heat Pump with Remote Outdoor Unit-Air-Source) | H5H0V36*K*AAA* |  |  | ESH5X36M12A*+WALLCON | *80CTL1102120B* | 33800 | 16 | 8.5 | 35600 | 25400 | 71.35% | 1.76 | 0 | 9.5 |  |  |  |  | R-454B | 2.8167 | Residential & Commercial | USHP
213781290 | Central HP <5.4 tons | COMFORTMAKER | HRCU-A-CB (Split System: Heat Pump with Remote Outdoor Unit-Air-Source) | CVH837GKA2* |  |  | EA*4X48L21A*+WALLCON | *80CTL0701716B* | 32200 | 17 | 8.1 | 32600 | 25000 | 76.69% | 1.96 | 0 | 11 |  |  |  |  | R-410A | 2.6833 | Residential & Commercial | USHP | Ducted CEE Tier 1
213781640 | Central HP <5.4 tons | COMFORTMAKER | HRCU-A-CB (Split System: Heat Pump with Remote Outdoor Unit-Air-Source) | CVH837GKA2* |  |  | EA*4X61L21A*+WALLCON | *96CTN0801714B* | 33000 | 17 | 8.1 | 32000 | 25000 | 78.12% | 1.96 | 0 | 11 |  |  |  |  | R-410A | 2.75 | Residential & Commercial | USHP | Ducted CEE Tier 1
215937110 | Central HP <5.4 tons | DAY & NIGHT | HRCU-A-CB (Split System: Heat Pump with Remote Outdoor Unit-Air-Source) | C5H3V48*K*AAA* |  |  | EVM5X48M21A*+WALLCON | *96CTN0801714B* | 43000 | 19 | 8.1 | 53000 | 37600 | 70.94% | 2 | 0 | 11 |  |  |  |  | R-454B | 3.5833 | Residential & Commercial | USHP | Ducted CEE Tier 1
215937330 | Central HP <5.4 tons | DAY & NIGHT | HRCU-A-CB (Split System: Heat Pump with Remote Outdoor Unit-Air-Source) | C5H3V48*K*AAA* |  |  | EVM5X60M21A*+WALLCON | *80CTL0901716B* | 44500 | 20.5 | 8.1 | 53500 | 37600 | 70.28% | 1.95 | 0 | 11.5 |  |  |  |  | R-454B | 3.7083 | Residential & Commercial | USHP | Ducted CEE Tier 1
215936910 | Central HP <5.4 tons | DAY & NIGHT | HRCU-A-CB (Split System: Heat Pump with Remote Outdoor Unit-Air-Source) | C5H3V36*K*AAA* |  |  | EVD5X61M21A*+WALLCON | *97CMN0801714B* | 35600 | 21.5 | 8.5 | 38000 | 28800 | 75.79% | 2.04 | 0 | 12 |  |  |  |  | R-454B | 2.9667 | Residential & Commercial | USHP | Ducted CEE Tier 1
216675453 | Central HP <5.4 tons | HEIL | HRCU-A-CB (Split System: Heat Pump with Remote Outdoor Unit-Air-Source) | D5CURAH24AAK |  |  | EA*5X37M21A* | *80CSU0401712A* | 25400 | 16.5 | 9 | 23400 | 19200 | 82.05% | 2.06 | 0 | 10 |  |  |  |  | R-454B | 2.1167 | Residential & Commercial | USHP | Ducted CEE Tier 1
215674477 | Central HP <5.4 tons | AIRQUEST | HRCU-A-CB (Split System: Heat Pump with Remote Outdoor Unit-Air-Source) | H5H0V48*K*AAA* |  |  | EA*5X61M24A*+WALLCON | *80CTL0702120B* | 46000 | 18 | 9 | 48000 | 33800 | 70.42% | 2.08 | 0 | 10 |  |  |  |  | R-454B | 3.8333 | Residential & Commercial | USHP | Ducted CEE Tier 1
215487475 | Central HP <5.4 tons | DAIKIN | HRCU-A-CB (Split System: Heat Pump with Remote Outdoor Unit-Air-Source) | DH6VSA1810A* |  |  | CA*EA2418*3A* | D*80VC0805C*A* | 17000 | 19 | 8.8 | 16800 | 13000 | 77.38% | 2.1 | 0 | 12 |  |  |  |  | R-32 | 1.4167 | Residential & Commercial | USHP | Ducted CEE Tier 1
215670119 | Central HP <5.4 tons | AIRQUEST | HRCU-A-CB (Split System: Heat Pump with Remote Outdoor Unit-Air-Source) | H5H0V36*K*AAA* |  |  | ESH5X42M12A*+WALLCON | *96CTN1202422B* | 34000 | 16.5 | 8.5 | 35600 | 25200 | 70.79% | 1.78 | 0 | 9.5 |  |  |  |  | R-454B | 2.8333 | Residential & Commercial | USHP
215933180 | Central HP <5.4 tons | DAY & NIGHT | HRCU-A-CB (Split System: Heat Pump with Remote Outdoor Unit-Air-Source) | C5H3V36*K*AAA* |  |  | ESH5X36M12A*+WALLCON | *97CMN0602120B* | 33000 | 18.5 | 9 | 35400 | 27200 | 76.84% | 1.92 | 0 | 11 |  |  |  |  | R-454B | 2.75 | Residential & Commercial | USHP | Ducted CEE Tier 1
215932830 | Central HP <5.4 tons | DAY & NIGHT | HRCU-A-CB (Split System: Heat Pump with Remote Outdoor Unit-Air-Source) | C5H3V36*K*AAA* |  |  | EA*5X61M21A*+WALLCON | *96CTN0801714B* | 34200 | 20 | 9 | 34600 | 26400 | 76.3% | 1.94 | 0 | 11.5 |  |  |  |  | R-454B | 2.85 | Residential & Commercial | USHP | Ducted CEE Tier 1
215670169 | Central HP <5.4 tons | AIRQUEST | HRCU-A-CB (Split System: Heat Pump with Remote Outdoor Unit-Air-Source) | H5H0V36*K*AAA* |  |  | ESH5X48M12A*+WALLCON | *80CTL0701412B* | 34000 | 16.5 | 8.5 | 35600 | 25400 | 71.35% | 1.76 | 0 | 9.5 |  |  |  |  | R-454B | 2.8333 | Residential & Commercial | USHP
216732839 | Central HP <5.4 tons | HEIL | HRCU-A-CB (Split System: Heat Pump with Remote Outdoor Unit-Air-Source) | D5CUHAH24AAK |  |  | EA*5X24M17A* | *95CSU0601716B* | 22000 | 16 | 8.5 | 21000 | 19100 | 90.95% | 1.96 | 0 | 10.5 |  |  |  |  | R-454B | 1.8333 | Residential & Commercial | USHP | Ducted CEE Tier 1
216732939 | Central HP <5.4 tons | HEIL | HRCU-A-CB (Split System: Heat Pump with Remote Outdoor Unit-Air-Source) | D5CUHAH24AAK |  |  | EA*5X24M17A* | *96MSN0801716A* | 22200 | 15.5 | 8.5 | 21200 | 19200 | 90.57% | 1.96 | 0 | 10.5 |  |  |  |  | R-454B | 1.85 | Residential & Commercial | USHP | Ducted CEE Tier 1
216733575 | Central HP <5.4 tons | HEIL | HRCU-A-CB (Split System: Heat Pump with Remote Outdoor Unit-Air-Source) | D5CUHAH24AAK |  |  | EA*5X25M17A* | *96VTN0601412B* | 22800 | 16.5 | 8.5 | 20600 | 18400 | 89.32% | 1.96 | 0 | 11 |  |  |  |  | R-454B | 1.9 | Residential & Commercial | USHP | Ducted CEE Tier 1
216733607 | Central HP <5.4 tons | HEIL | HRCU-A-CB (Split System: Heat Pump with Remote Outdoor Unit-Air-Source) | D5CUHAH24AAK |  |  | EA*5X25M17A* | *97VTN0601716A* | 23000 | 16.5 | 8.5 | 20600 | 18400 | 89.32% | 1.98 | 0 | 11 |  |  |  |  | R-454B | 1.9167 | Residential & Commercial | USHP | Ducted CEE Tier 1
215487402 | Central HP <5.4 tons | DAIKIN | HRCU-A-CB (Split System: Heat Pump with Remote Outdoor Unit-Air-Source) | DH7VSA3610A* |  |  | CA*EA4830*3A* | D*80VC0804C*A* | 34800 | 18.5 | 8.5 | 35000 | 28400 | 81.14% | 2 | 0 | 10.5 |  |  |  |  | R-32 | 2.9 | Residential & Commercial | USHP | Ducted CEE Tier 1
213204349 | Central HP <5.4 tons | TEMPSTAR | HRCU-A-CB (Split System: Heat Pump with Remote Outdoor Unit-Air-Source) | DLCURAH24AAK | ASPEN |  | D(A,C,E)30B34+TDR | *96VTN0802120A* | 23400 | 16 | 8.1 | 24800 | 26200 | 105.6% | 2.75 | 0 | 9.5 |  |  |  |  | R-410A | 1.95 | Residential & Commercial | USHP
215487453 | Central HP <5.4 tons | DAIKIN | HRCU-A-CB (Split System: Heat Pump with Remote Outdoor Unit-Air-Source) | DH7VSA4810A* |  |  | CHPEA4830*3A* | D*96VC1005DNA* | 45500 | 16.5 | 8.5 | 46000 | 33600 | 73.04% | 2 | 0 | 10 |  |  |  |  | R-32 | 3.7917 | Residential & Commercial | USHP | Ducted CEE Tier 1
215487455 | Central HP <5.4 tons | DAIKIN | HRCU-A-CB (Split System: Heat Pump with Remote Outdoor Unit-Air-Source) | DH7VSA4810A* |  |  | CHPEA6030*3A* | D*80VC0804C*A* | 45500 | 16.5 | 8.5 | 46500 | 33600 | 72.26% | 2 | 0 | 10 |  |  |  |  | R-32 | 3.7917 | Residential & Commercial | USHP | Ducted CEE Tier 1
215487464 | Central HP <5.4 tons | DAIKIN | HRCU-A-CB (Split System: Heat Pump with Remote Outdoor Unit-Air-Source) | DH6VSA1810A* |  |  | CA*EA2418*3A* | D*96VC0804CNA* | 17000 | 19 | 8.8 | 16800 | 13000 | 77.38% | 2.1 | 0 | 12 |  |  |  |  | R-32 | 1.4167 | Residential & Commercial | USHP | Ducted CEE Tier 1
215940220 | Central HP <5.4 tons | DAY & NIGHT | HRCU-A-CB (Split System: Heat Pump with Remote Outdoor Unit-Air-Source) | C5H3V36*K*AAA* |  |  | ESH5X60M12A*+WALLCON | *97CTN0801716A* | 34000 | 19 | 9 | 34800 | 26400 | 75.86% | 1.92 | 0 | 11 |  |  |  |  | R-454B | 2.8333 | Residential & Commercial | USHP | Ducted CEE Tier 1
215669967 | Central HP <5.4 tons | AIRQUEST | HRCU-A-CB (Split System: Heat Pump with Remote Outdoor Unit-Air-Source) | H5H0V36*K*AAA* |  |  | ESH5X42M12A*+WALLCON | *80CTL0701412B* | 33800 | 16.5 | 8.5 | 35800 | 25400 | 70.95% | 1.78 | 0 | 9 |  |  |  |  | R-454B | 2.8167 | Residential & Commercial | USHP
215674560 | Central HP <5.4 tons | AIRQUEST | HRCU-A-CB (Split System: Heat Pump with Remote Outdoor Unit-Air-Source) | H5H0V48*K*AAA* |  |  | EA*5X61M24A*+WALLCON | *97CMN0602120B* | 45500 | 17.5 | 9 | 48000 | 34200 | 71.25% | 2.06 | 0 | 9.5 |  |  |  |  | R-454B | 3.7917 | Residential & Commercial | USHP
216971965 | Central HP <5.4 tons | CARRIER | HRCU-A-CB (Split System: Heat Pump with Remote Outdoor Unit-Air-Source) | 27VNA154A*030* | ADP |  | C48A***L16*+TXV | 58CU*B040C17**12 | 48500 | 18 | 11.5 | 49500 | 50500 | 102% | 1.98 | 0 | 11.5 |  |  |  |  | R-454B | 4.0417 | Residential & Commercial | USHP | Ducted CEE Tier 1
216971998 | Central HP <5.4 tons | CARRIER | HRCU-A-CB (Split System: Heat Pump with Remote Outdoor Unit-Air-Source) | 27VNA154A*030* | ADP |  | A60VHA*+TXV | 58CU*B100C21**20 | 49500 | 19 | 10.5 | 50500 | 52500 | 104% | 1.96 | 0 | 11.5 |  |  |  |  | R-454B | 4.125 | Residential & Commercial | USHP | Ducted CEE Tier 1
216972098 | Central HP <5.4 tons | CARRIER | HRCU-A-CB (Split System: Heat Pump with Remote Outdoor Unit-Air-Source) | 27VNA154A*030* | ADP |  | V,C60H210P29*+TXV | 58TN*B110C21**20 | 48500 | 19 | 10.5 | 50500 | 52500 | 104% | 1.96 | 0 | 11 |  |  |  |  | R-454B | 4.0417 | Residential & Commercial | USHP | Ducted CEE Tier 1
214573248 | Central HP <5.4 tons | CARRIER | HRCU-A-CB (Split System: Heat Pump with Remote Outdoor Unit-Air-Source) | 25VNA837A*030* |  |  | CSPH*6012AL*+UI | 58TN*B070C21**20 | 33000 | 17 | 8.5 | 32200 | 25000 | 77.64% | 2 | 0 | 11 |  |  |  |  | R-410A | 2.75 | Residential & Commercial | USHP | Ducted CEE Tier 1
214573568 | Central HP <5.4 tons | CARRIER | HRCU-A-CB (Split System: Heat Pump with Remote Outdoor Unit-Air-Source) | 25VNA837A*030* |  |  | CNPV*6024AL*+UI | 59CU5B100C21**22 | 32800 | 19 | 8.5 | 32200 | 24600 | 76.4% | 1.98 | 0 | 12 |  |  |  |  | R-410A | 2.7333 | Residential & Commercial | USHP | Ducted CEE Tier 1
215431165 | Central HP <5.4 tons | FRIEDRICH | HRCU-A-CB (Split System: Heat Pump with Remote Outdoor Unit-Air-Source) | WFPU18Z483C | ADP |  | V,R60H210P179+AEFE5* | 0 | 46000 | 17 | 8.3 | 45000 | 32600 | 72.44% | 1.86 | 0 | 9.5 |  |  |  |  | R-410A | 3.8333 | Residential & Commercial | USHP
215670039 | Central HP <5.4 tons | AIRQUEST | HRCU-A-CB (Split System: Heat Pump with Remote Outdoor Unit-Air-Source) | H5H0V36*K*AAA* |  |  | ESH5X42M12A*+WALLCON | *95CSU1002122B* | 34000 | 16.5 | 8.5 | 35600 | 25200 | 70.79% | 1.78 | 0 | 9.5 |  |  |  |  | R-454B | 2.8333 | Residential & Commercial | USHP
216971962 | Central HP <5.4 tons | CARRIER | HRCU-A-CB (Split System: Heat Pump with Remote Outdoor Unit-Air-Source) | 27VNA154A*030* | ADP |  | PL48H210P75*+TXV | 58CU*B040C17**12 | 48500 | 18 | 11.5 | 49500 | 50500 | 102% | 1.98 | 0 | 11.5 |  |  |  |  | R-454B | 4.0417 | Residential & Commercial | USHP | Ducted CEE Tier 1
216972135 | Central HP <5.4 tons | CARRIER | HRCU-A-CB (Split System: Heat Pump with Remote Outdoor Unit-Air-Source) | 27VNA154A*030* | ADP |  | PL60H210P17*+TXV | 59CU5B080C21**20 | 49000 | 19 | 10.5 | 51000 | 52500 | 102.9% | 1.92 | 0 | 10.5 |  |  |  |  | R-454B | 4.0833 | Residential & Commercial | USHP | Ducted CEE Tier 1
215487410 | Central HP <5.4 tons | DAIKIN | HRCU-A-CB (Split System: Heat Pump with Remote Outdoor Unit-Air-Source) | DH7VSA3610A* |  |  | CHPEA4830*3A* | D*96VC0804CNA* | 35000 | 18.5 | 8.1 | 35000 | 28400 | 81.14% | 2 | 0 | 10.5 |  |  |  |  | R-32 | 2.9167 | Residential & Commercial | USHP | Ducted CEE Tier 1
216972296 | Central HP <5.4 tons | CARRIER | HRCU-A-CB (Split System: Heat Pump with Remote Outdoor Unit-Air-Source) | 27VNA154A*030* | ADP |  | PL60H210P17*+TXV | 59TN6C080C17**14 | 48000 | 18 | 9 | 48500 | 49500 | 102.1% | 1.96 | 0 | 12 |  |  |  |  | R-454B | 4 | Residential & Commercial | USHP | Ducted CEE Tier 1
214862363 | Central HP <5.4 tons | BRYANT HEATING AND COOLING SYSTEMS | HRCU-A-CB (Split System: Heat Pump with Remote Outdoor Unit-Air-Source) | 288BNV037*0**A* | ADP |  | H,PG48936 | 987MC60060C21*** | 32200 | 17 | 8.1 | 31400 | 24600 | 78.34% | 1.94 | 0 | 11.5 |  |  |  |  | R-410A | 2.6833 | Residential & Commercial | USHP | Ducted CEE Tier 1
216988975 | Central HP <5.4 tons | BRYANT HEATING AND COOLING SYSTEMS | HRCU-A-CB (Split System: Heat Pump with Remote Outdoor Unit-Air-Source) | 37MUHAQ18AA3 | ADP |  | PL36H175P15*+TXV | 8(0,1)*SB36070M14*** | 17800 | 15.2 | 10.5 | 18400 | 17300 | 94.02% | 2 | 0 | 11 |  |  |  |  | R-454B | 1.4833 | Residential & Commercial | USHP | Ducted CEE Tier 1
216681531 | Central HP <5.4 tons | COMFORTMAKER | HRCU-A-CB (Split System: Heat Pump with Remote Outdoor Unit-Air-Source) | DLCURAH24ABK |  |  | EHD4X24AAL | *97VTN0802120A* | 23400 | 16 | 9 | 26000 | 23800 | 91.54% | 1.86 | 0 | 9.8 |  |  |  |  | R-410A | 1.95 | Residential & Commercial | USHP
213366552 | Central HP <5.4 tons | COLEMAN | HRCU-A-CB (Split System: Heat Pump with Remote Outdoor Unit-Air-Source) | HMH72B341 | ADP |  | A36VCA+TXV | Z8ES080B12SMPS1 | 33200 | 18 | 8.5 | 31400 | 23000 | 73.25% | 2.04 | 0 | 10 |  |  |  |  | R-410A | 2.7667 | Residential & Commercial | USHP | Ducted CEE Tier 1
212624752 | Central HP <5.4 tons | COLEMAN | HRCU-A-CB (Split System: Heat Pump with Remote Outdoor Unit-Air-Source) | HMH72B341 | ASPEN |  | D(A,C,E)48D24+TDR | TPLC100C16MP13 | 31000 | 17.3 | 8.1 | 33800 | 27400 | 81.07% | 2.47 | 0 | 9.7 |  |  |  |  | R-410A | 2.5833 | Residential & Commercial | USHP
212624801 | Central HP <5.4 tons | COLEMAN | HRCU-A-CB (Split System: Heat Pump with Remote Outdoor Unit-Air-Source) | HMH72B341 | ASPEN |  | D(A,C,E)42D24+TDR | TL8E080C16UH11 | 30600 | 17.1 | 8.5 | 34000 | 27800 | 81.76% | 2.68 | 0 | 9.6 |  |  |  |  | R-410A | 2.55 | Residential & Commercial | USHP
212624817 | Central HP <5.4 tons | COLEMAN | HRCU-A-CB (Split System: Heat Pump with Remote Outdoor Unit-Air-Source) | HMH72B341 | ASPEN |  | D(A,C,E)48D34+TDR | TL8E080C16UH11 | 33400 | 17.5 | 8.5 | 34000 | 27800 | 81.76% | 2.68 | 0 | 10 |  |  |  |  | R-410A | 2.7833 | Residential & Commercial | USHP | Ducted CEE Tier 1
212624853 | Central HP <5.4 tons | COLEMAN | HRCU-A-CB (Split System: Heat Pump with Remote Outdoor Unit-Air-Source) | HMH72B341 | ASPEN |  | D(A,C,E)36D34+TDR | TM8Y100C20MP11 | 33600 | 18 | 8.4 | 34000 | 30200 | 88.82% | 2.83 | 0 | 9.5 |  |  |  |  | R-410A | 2.8 | Residential & Commercial | USHP
212624883 | Central HP <5.4 tons | COLEMAN | HRCU-A-CB (Split System: Heat Pump with Remote Outdoor Unit-Air-Source) | HMH72B341 | ASPEN |  | D(A,C,E)36B44+TDR | CP9C100C16MP13 | 33000 | 17.5 | 8.1 | 34000 | 27400 | 80.59% | 2.47 | 0 | 10 |  |  |  |  | R-410A | 2.75 | Residential & Commercial | USHP | Ducted CEE Tier 1
212624886 | Central HP <5.4 tons | COLEMAN | HRCU-A-CB (Split System: Heat Pump with Remote Outdoor Unit-Air-Source) | HMH72B341 | ASPEN |  | D(A,C,E)36D34+TDR | CP9C100C16MP13 | 32800 | 17.5 | 8.1 | 34000 | 27400 | 80.59% | 2.47 | 0 | 10 |  |  |  |  | R-410A | 2.7333 | Residential & Commercial | USHP | Ducted CEE Tier 1
212624936 | Central HP <5.4 tons | COLEMAN | HRCU-A-CB (Split System: Heat Pump with Remote Outdoor Unit-Air-Source) | HMH72B341 | ASPEN |  | D(A,C,E)42A44+TDR | TM8Y080C16MP11 | 32400 | 18.5 | 8.5 | 34000 | 27400 | 80.59% | 2.67 | 0 | 10 |  |  |  |  | R-410A | 2.7 | Residential & Commercial | USHP | Ducted CEE Tier 1
212624968 | Central HP <5.4 tons | COLEMAN | HRCU-A-CB (Split System: Heat Pump with Remote Outdoor Unit-Air-Source) | HMH72B341 | ASPEN |  | C(A,C,D,E)36B34+TDR | TM8Y100C16MP11 | 32000 | 18.5 | 8.5 | 34000 | 27400 | 80.59% | 2.67 | 0 | 9.9 |  |  |  |  | R-410A | 2.6667 | Residential & Commercial | USHP
212625018 | Central HP <5.4 tons | COLEMAN | HRCU-A-CB (Split System: Heat Pump with Remote Outdoor Unit-Air-Source) | HMH72B341 | ASPEN |  | D(A,C,E)48B34+TDR | TM8Y100C16MP11 | 32600 | 18.5 | 8.5 | 34000 | 27400 | 80.59% | 2.67 | 0 | 10 |  |  |  |  | R-410A | 2.7167 | Residential & Commercial | USHP | Ducted CEE Tier 1
212625036 | Central HP <5.4 tons | COLEMAN | HRCU-A-CB (Split System: Heat Pump with Remote Outdoor Unit-Air-Source) | HMH72B341 | ASPEN |  | C(A,C,D,E)36C34+TDR | TM9V100C16MP12 | 32400 | 17.5 | 8.5 | 34000 | 27400 | 80.59% | 2.67 | 0 | 10 |  |  |  |  | R-410A | 2.7 | Residential & Commercial | USHP | Ducted CEE Tier 1
212625050 | Central HP <5.4 tons | COLEMAN | HRCU-A-CB (Split System: Heat Pump with Remote Outdoor Unit-Air-Source) | HMH72B341 | ASPEN |  | C(A,C,D,E)48D24+TDR | TM9V100C16MP12 | 31000 | 17.3 | 8.5 | 34000 | 27400 | 80.59% | 2.67 | 0 | 9.7 |  |  |  |  | R-410A | 2.5833 | Residential & Commercial | USHP
212625117 | Central HP <5.4 tons | COLEMAN | HRCU-A-CB (Split System: Heat Pump with Remote Outdoor Unit-Air-Source) | HMH72B341 | ASPEN |  | D(A,C,E)36B44+TDR | TP9C100C16MP13 | 33000 | 17.5 | 8.1 | 34000 | 27400 | 80.59% | 2.47 | 0 | 10 |  |  |  |  | R-410A | 2.75 | Residential & Commercial | USHP | Ducted CEE Tier 1
212625152 | Central HP <5.4 tons | COLEMAN | HRCU-A-CB (Split System: Heat Pump with Remote Outdoor Unit-Air-Source) | HMH72B341 | ASPEN |  | D(A,C,E)48D34+TDR | TP9C100C16MP13 | 33400 | 17.5 | 8.1 | 34000 | 27400 | 80.59% | 2.47 | 0 | 10 |  |  |  |  | R-410A | 2.7833 | Residential & Commercial | USHP | Ducted CEE Tier 1
212625202 | Central HP <5.4 tons | COLEMAN | HRCU-A-CB (Split System: Heat Pump with Remote Outdoor Unit-Air-Source) | HMH72B341 | ASPEN |  | D(A,C,E)42D34+TDR | TM8Y100C20MP11 | 33600 | 18 | 8.5 | 34000 | 30200 | 88.82% | 2.85 | 0 | 9.5 |  |  |  |  | R-410A | 2.8 | Residential & Commercial | USHP
212625267 | Central HP <5.4 tons | COLEMAN | HRCU-A-CB (Split System: Heat Pump with Remote Outdoor Unit-Air-Source) | HMH72B341 | ASPEN |  | D(A,C,E)36D34+TDR | TL8E100C20UH11 | 32800 | 17.5 | 8.5 | 34000 | 27400 | 80.59% | 2.69 | 0 | 10 |  |  |  |  | R-410A | 2.7333 | Residential & Commercial | USHP | Ducted CEE Tier 1
215415511 | Central HP <5.4 tons | DAIKIN | HRCU-A-CB (Split System: Heat Pump with Remote Outdoor Unit-Air-Source) | DH7VSA4810A* |  |  | DFVE60DP1300A* | 0 | 46500 | 17.5 | 8.8 | 47500 | 33600 | 70.74% | 2 | 0 | 10 |  |  |  |  | R-32 | 3.875 | Residential & Commercial | USHP | Ducted CEE Tier 1
212614017 | Central HP <5.4 tons | MOOVAIR | HRCU-A-C (Split System: Heat Pump with Remote Outdoor Unit with No Indoor Fan --Air Source) | DMA30HOS20230E7 | ADP |  | HG33936+TD | 0 | 29400 | 15.2 | 9.35 | 31200 | 26600 | 85.26% | 1.8 | 0 | 10 |  |  |  |  | R-410A | 2.45 | Residential & Commercial | USHP | Ducted CEE Tier 1
215674668 | Central HP <5.4 tons | COMFORTMAKER | HRCU-A-CB (Split System: Heat Pump with Remote Outdoor Unit-Air-Source) | C5H0V48*K*AAA* |  |  | EA*5X61M24A*+WALLCON | *96CTN1202422B* | 46000 | 18.5 | 9 | 47500 | 33600 | 70.74% | 2.06 | 0 | 10 |  |  |  |  | R-454B | 3.8333 | Residential & Commercial | USHP | Ducted CEE Tier 1
215675438 | Central HP <5.4 tons | COMFORTMAKER | HRCU-A-CB (Split System: Heat Pump with Remote Outdoor Unit-Air-Source) | C5H0V48*K*AAA* |  |  | EVM5X48M21A*+WALLCON | *97CMN0602120B* | 46500 | 18 | 9 | 50000 | 37000 | 74% | 1.98 | 0 | 9.5 |  |  |  |  | R-454B | 3.875 | Residential & Commercial | USHP
215675568 | Central HP <5.4 tons | COMFORTMAKER | HRCU-A-CB (Split System: Heat Pump with Remote Outdoor Unit-Air-Source) | C5H0V48*K*AAA* |  |  | EVM5X49M21A*+WALLCON | *80CTL0902120B* | 48000 | 19 | 9 | 50000 | 36600 | 73.2% | 2 | 0 | 10.5 |  |  |  |  | R-454B | 4 | Residential & Commercial | USHP | Ducted CEE Tier 1
216972344 | Central HP <5.4 tons | CARRIER | HRCU-A-CB (Split System: Heat Pump with Remote Outdoor Unit-Air-Source) | 27VNA154A*030* | ADP |  | C60A***L18*+TXV | 59TN6C100C21**22 | 49000 | 19 | 10.5 | 50500 | 53000 | 105% | 1.96 | 0 | 11 |  |  |  |  | R-454B | 4.0833 | Residential & Commercial | USHP | Ducted CEE Tier 1
215669615 | Central HP <5.4 tons | AIRQUEST | HRCU-A-CB (Split System: Heat Pump with Remote Outdoor Unit-Air-Source) | H5H0V36*K*AAA* |  |  | EA*5X61M24A*+WALLCON | *80CSU1002120A* | 34800 | 18 | 9 | 34400 | 24800 | 72.09% | 1.92 | 0 | 10 |  |  |  |  | R-454B | 2.9 | Residential & Commercial | USHP | Ducted CEE Tier 1
216972351 | Central HP <5.4 tons | CARRIER | HRCU-A-CB (Split System: Heat Pump with Remote Outdoor Unit-Air-Source) | 27VNA154A*030* | ADP |  | PL60H210P29*+TXV | 59TN7A080C21**20 | 48000 | 19 | 10.5 | 50500 | 53000 | 105% | 1.94 | 0 | 10.5 |  |  |  |  | R-454B | 4 | Residential & Commercial | USHP | Ducted CEE Tier 1
216972353 | Central HP <5.4 tons | CARRIER | HRCU-A-CB (Split System: Heat Pump with Remote Outdoor Unit-Air-Source) | 27VNA154A*030* | ADP |  | V,C60H210P29*+TXV | 59TN7A080C21**20 | 48000 | 19 | 10.5 | 50500 | 53000 | 105% | 1.94 | 0 | 10.5 |  |  |  |  | R-454B | 4 | Residential & Commercial | USHP | Ducted CEE Tier 1
215933980 | Central HP <5.4 tons | DAY & NIGHT | HRCU-A-CB (Split System: Heat Pump with Remote Outdoor Unit-Air-Source) | C5H3V48*K*AAA* |  |  | EA*5X48M21A*+WALLCON | *80CSU1002120A* | 43500 | 20.5 | 9.5 | 48000 | 36600 | 76.25% | 2 | 0 | 10.5 |  |  |  |  | R-454B | 3.625 | Residential & Commercial | USHP | Ducted CEE Tier 1
215934300 | Central HP <5.4 tons | DAY & NIGHT | HRCU-A-CB (Split System: Heat Pump with Remote Outdoor Unit-Air-Source) | C5H3V48*K*AAA* |  |  | EA*5X61M24A*+WALLCON | *80CSU1002120A* | 45500 | 21 | 9.5 | 48500 | 36800 | 75.88% | 2 | 0 | 11 |  |  |  |  | R-454B | 3.7917 | Residential & Commercial | USHP | Ducted CEE Tier 1
215934450 | Central HP <5.4 tons | DAY & NIGHT | HRCU-A-CB (Split System: Heat Pump with Remote Outdoor Unit-Air-Source) | C5H3V48*K*AAA* |  |  | ESH5X48M12A*+WALLCON | *80CTL0901716B* | 43500 | 20 | 9 | 48500 | 35800 | 73.81% | 1.86 | 0 | 11 |  |  |  |  | R-454B | 3.625 | Residential & Commercial | USHP | Ducted CEE Tier 1
215934500 | Central HP <5.4 tons | DAY & NIGHT | HRCU-A-CB (Split System: Heat Pump with Remote Outdoor Unit-Air-Source) | C5H3V48*K*AAA* |  |  | ESH5X48M12A*+WALLCON | *97CMN1002122B* | 44000 | 20 | 9 | 48500 | 36400 | 75.05% | 1.82 | 0 | 10.5 |  |  |  |  | R-454B | 3.6667 | Residential & Commercial | USHP | Ducted CEE Tier 1
215934600 | Central HP <5.4 tons | DAY & NIGHT | HRCU-A-CB (Split System: Heat Pump with Remote Outdoor Unit-Air-Source) | C5H3V48*K*AAA* |  |  | ESH5X60M12A*+WALLCON | *97CMN0801714B* | 44000 | 19.5 | 9 | 49000 | 36400 | 74.29% | 1.84 | 0 | 11 |  |  |  |  | R-454B | 3.6667 | Residential & Commercial | USHP | Ducted CEE Tier 1
215934650 | Central HP <5.4 tons | DAY & NIGHT | HRCU-A-CB (Split System: Heat Pump with Remote Outdoor Unit-Air-Source) | C5H3V36*K*AAA* |  |  | EVM5X30M17A*+WALLCON | *97CMN0601714B* | 34000 | 20 | 8.1 | 38000 | 27200 | 71.58% | 2 | 0 | 11 |  |  |  |  | R-454B | 2.8333 | Residential & Commercial | USHP | Ducted CEE Tier 1
215934950 | Central HP <5.4 tons | DAY & NIGHT | HRCU-A-CB (Split System: Heat Pump with Remote Outdoor Unit-Air-Source) | C5H3V36*K*AAA* |  |  | EVM5X44M21A*+WALLCON | *96CTN1002122B* | 35600 | 22 | 8.5 | 38000 | 28600 | 75.26% | 2.02 | 0 | 12.5 |  |  |  |  | R-454B | 2.9667 | Residential & Commercial | USHP | Ducted CEE Tier 1
212625269 | Central HP <5.4 tons | COLEMAN | HRCU-A-CB (Split System: Heat Pump with Remote Outdoor Unit-Air-Source) | HMH72B341 | ASPEN |  | D(A,C,E)42A44+TDR | TL8E100C20UH11 | 32400 | 17.5 | 8.5 | 34000 | 27400 | 80.59% | 2.69 | 0 | 10 |  |  |  |  | R-410A | 2.7 | Residential & Commercial | USHP | Ducted CEE Tier 1
212625354 | Central HP <5.4 tons | COLEMAN | HRCU-A-CB (Split System: Heat Pump with Remote Outdoor Unit-Air-Source) | HMH72B341 | ASPEN |  | D(A,C,E)42D34+TDR | CP9C100C20MP13 | 33000 | 17.5 | 8.1 | 34000 | 28400 | 83.53% | 2.46 | 0 | 9 |  |  |  |  | R-410A | 2.75 | Residential & Commercial | USHP
212625469 | Central HP <5.4 tons | COLEMAN | HRCU-A-CB (Split System: Heat Pump with Remote Outdoor Unit-Air-Source) | HMH72B341 | ASPEN |  | D(A,C,E)48D24+TDR | TP9C100C20MP13 | 30800 | 17.3 | 8.1 | 34000 | 28400 | 83.53% | 2.46 | 0 | 9.2 |  |  |  |  | R-410A | 2.5667 | Residential & Commercial | USHP
212625585 | Central HP <5.4 tons | COLEMAN | HRCU-A-CB (Split System: Heat Pump with Remote Outdoor Unit-Air-Source) | HMH72B341 | ASPEN |  | D(A,C,E)42A36+TDR | TM8V120C20MP12 | 31200 | 16.4 | 8.4 | 32200 | 27600 | 85.71% | 2.7 | 0 | 8.8 |  |  |  |  | R-410A | 2.6 | Residential & Commercial | USHP
212625587 | Central HP <5.4 tons | COLEMAN | HRCU-A-CB (Split System: Heat Pump with Remote Outdoor Unit-Air-Source) | HMH72B341 | ASPEN |  | D(A,C,E)48B26+TDR | TM8V120C20MP12 | 29600 | 15.9 | 8.5 | 32200 | 27600 | 85.71% | 2.7 | 0 | 8 |  |  |  |  | R-410A | 2.4667 | Residential & Commercial | USHP
212625654 | Central HP <5.4 tons | COLEMAN | HRCU-A-CB (Split System: Heat Pump with Remote Outdoor Unit-Air-Source) | HMH72B341 | ASPEN |  | D(A,C,E)42C26+TDR | TMLV120C20MP12 | 29600 | 15.9 | 8.1 | 32400 | 27400 | 84.57% | 2.45 | 0 | 8 |  |  |  |  | R-410A | 2.4667 | Residential & Commercial | USHP
212625670 | Central HP <5.4 tons | COLEMAN | HRCU-A-CB (Split System: Heat Pump with Remote Outdoor Unit-Air-Source) | HMH72B341 | ASPEN |  | D(A,C,E)36C36+TDR | CPLC100C20MP13 | 31800 | 16.5 | 8.1 | 32400 | 27800 | 85.8% | 2.44 | 0 | 8.9 |  |  |  |  | R-410A | 2.65 | Residential & Commercial | USHP
212625671 | Central HP <5.4 tons | COLEMAN | HRCU-A-CB (Split System: Heat Pump with Remote Outdoor Unit-Air-Source) | HMH72B341 | ASPEN |  | D(A,C,E)36D36+TDR | CPLC100C20MP13 | 32200 | 16.5 | 8.1 | 32400 | 27800 | 85.8% | 2.44 | 0 | 9 |  |  |  |  | R-410A | 2.6833 | Residential & Commercial | USHP
214272298 | Central HP <5.4 tons | CARRIER | HRCU-A-CB (Split System: Heat Pump with Remote Outdoor Unit-Air-Source) | 25VNA837A*030* | ADP |  | V,C36H175P159 | 58TN*B090C17**16 | 32200 | 17 | 8.5 | 31000 | 24600 | 79.35% | 1.98 | 0 | 11.7 |  |  |  |  | R-410A | 2.6833 | Residential & Commercial | USHP | Ducted CEE Tier 1
214272299 | Central HP <5.4 tons | CARRIER | HRCU-A-CB (Split System: Heat Pump with Remote Outdoor Unit-Air-Source) | 25VNA837A*030* | ADP |  | C36A***L539 | 58TN*B090C17**16 | 32400 | 18 | 8.5 | 30400 | 24600 | 80.92% | 2 | 0 | 11.5 |  |  |  |  | R-410A | 2.7 | Residential & Commercial | USHP | Ducted CEE Tier 1
213366533 | Central HP <5.4 tons | COLEMAN | HRCU-A-CB (Split System: Heat Pump with Remote Outdoor Unit-Air-Source) | HMH72B241 | ADP |  | H,YG7J936 | Z8ET080B12LMPS1 | 21800 | 17 | 8.1 | 22000 | 15600 | 70.91% | 1.86 | 0 | 9.5 |  |  |  |  | R-410A | 1.8167 | Residential & Commercial | USHP
214271649 | Central HP <5.4 tons | CARRIER | HRCU-A-CB (Split System: Heat Pump with Remote Outdoor Unit-Air-Source) | 25VNA436A*031* | ADP |  | C36A***L159 | 58TN*B070C14**12 | 32600 | 19 | 9 | 35200 | 27400 | 77.84% | 2.04 | 0 | 11.7 |  |  |  |  | R-410A | 2.7167 | Residential & Commercial | USHP | Ducted CEE Tier 1
214271699 | Central HP <5.4 tons | CARRIER | HRCU-A-CB (Split System: Heat Pump with Remote Outdoor Unit-Air-Source) | 25VNA436A*031* | ADP |  | C36A***L539 | 58TN*B090C17**16 | 33800 | 20 | 9 | 34800 | 27000 | 77.59% | 2.06 | 0 | 12.5 |  |  |  |  | R-410A | 2.8167 | Residential & Commercial | USHP | Ducted CEE Tier 1
215942476 | Central HP <5.4 tons | DAY & NIGHT | HRCU-A-CB (Split System: Heat Pump with Remote Outdoor Unit-Air-Source) | C5H3V36*K*AAA* |  |  | EVD5X61M21A*+WALLCON | *80CSU0601716A* | 35800 | 22 | 8.5 | 37400 | 28400 | 75.94% | 2.04 | 0 | 12 |  |  |  |  | R-454B | 2.9833 | Residential & Commercial | USHP | Ducted CEE Tier 1
215942626 | Central HP <5.4 tons | DAY & NIGHT | HRCU-A-CB (Split System: Heat Pump with Remote Outdoor Unit-Air-Source) | C5H3V36*K*AAA* |  |  | EVD5X61M21A*+WALLCON | *96CTN0802120B* | 35800 | 22 | 8.5 | 37400 | 28400 | 75.94% | 2.04 | 0 | 12.5 |  |  |  |  | R-454B | 2.9833 | Residential & Commercial | USHP | Ducted CEE Tier 1
214385722 | Central HP <5.4 tons | COMFORTMAKER | HRCU-A-CB (Split System: Heat Pump with Remote Outdoor Unit-Air-Source) | CVH837GKA2* | ADP |  | H,YA10936 | *80CSU0601716A* | 31000 | 17 | 8.1 | 31600 | 24000 | 75.95% | 1.86 | 0 | 10.5 |  |  |  |  | R-410A | 2.5833 | Residential & Commercial | USHP | Ducted CEE Tier 1
215675638 | Central HP <5.4 tons | COMFORTMAKER | HRCU-A-CB (Split System: Heat Pump with Remote Outdoor Unit-Air-Source) | C5H0V48*K*AAA* |  |  | EVM5X49M21A*+WALLCON | *97CMN1002122B* | 48000 | 19 | 9 | 50000 | 36800 | 73.6% | 2 | 0 | 10.5 |  |  |  |  | R-454B | 4 | Residential & Commercial | USHP | Ducted CEE Tier 1
215668919 | Central HP <5.4 tons | COMFORTMAKER | HRCU-A-CB (Split System: Heat Pump with Remote Outdoor Unit-Air-Source) | C5H0V36*K*AAA* |  |  | EA*5X42M21A*+WALLCON | *97CMN1002122B* | 33200 | 17.5 | 9 | 35800 | 25600 | 71.51% | 1.84 | 0 | 10 |  |  |  |  | R-454B | 2.7667 | Residential & Commercial | USHP | Ducted CEE Tier 1
216973024 | Central HP <5.4 tons | CARRIER | HRCU-A-CB (Split System: Heat Pump with Remote Outdoor Unit-Air-Source) | 27VNA360A*030* | ADP |  | PL60H210P29*+TXV | 59MN7C100C21**22 | 54500 | 18 | 8.5 | 58500 | 46000 | 78.63% | 2.02 | 0 | 11 |  |  |  |  | R-454B | 4.5417 | Residential & Commercial | USHP | Ducted CEE Tier 1
215224751 | Central HP <5.4 tons | CARRIER | HRCU-A-CB (Split System: Heat Pump with Remote Outdoor Unit-Air-Source) | 25VNA424A*031* | ADP |  | H,PG7J936 | 59MN7C060C17**14 | 23200 | 19 | 10 | 25200 | 19600 | 77.78% | 2.36 | 0 | 13 |  |  |  |  | R-410A | 1.9333 | Residential & Commercial | USHP | Ducted CEE Tier 1
215870972 | Central HP <5.4 tons | YORK | HRCU-A-CB (Split System: Heat Pump with Remote Outdoor Unit-Air-Source) | HH860E2S11 | ADP |  | CH600C*C+TXV | Y91E100C20SMPS1 | 45000 | 17 | 8.45 | 45000 | 33600 | 74.67% | 1.98 | 0 | 11.5 |  |  |  |  | R-454B | 3.75 | Residential & Commercial | USHP | Ducted CEE Tier 1
215731274 | Central HP <5.4 tons | COLEMAN | HRCU-A-CB (Split System: Heat Pump with Remote Outdoor Unit-Air-Source) | HH836E2S11 | ADP |  | V,Y36H175P78*+TXV+AEFE4B* | 0 | 34000 | 19 | 9 | 30800 | 24800 | 80.52% | 2.1 | 0 | 11.7 |  |  |  |  | R-454B | 2.8333 | Residential & Commercial | USHP | Ducted CEE Tier 1
215870955 | Central HP <5.4 tons | YORK | HRCU-A-CB (Split System: Heat Pump with Remote Outdoor Unit-Air-Source) | HH836E2S11 | ADP |  | CV361**C+TXV | YPLC080B12MP13 | 31600 | 16 | 8.2 | 28600 | 24800 | 86.71% | 1.94 | 0 | 10.5 |  |  |  |  | R-454B | 2.6333 | Residential & Commercial | USHP | Ducted CEE Tier 1
215870937 | Central HP <5.4 tons | YORK | HRCU-A-CB (Split System: Heat Pump with Remote Outdoor Unit-Air-Source) | HH824E2S11 | ADP |  | CH360**C+TXV | YP9C060B12MP13 | 22200 | 17 | 8.65 | 21200 | 17200 | 81.13% | 1.94 | 0 | 11 |  |  |  |  | R-454B | 1.85 | Residential & Commercial | USHP | Ducted CEE Tier 1
212625688 | Central HP <5.4 tons | COLEMAN | HRCU-A-CB (Split System: Heat Pump with Remote Outdoor Unit-Air-Source) | HMH72B341 | ASPEN |  | D(A,C,E)36B46+TDR | CPLC120C20MP13 | 32400 | 16.5 | 8.1 | 32400 | 27800 | 85.8% | 2.44 | 0 | 9 |  |  |  |  | R-410A | 2.7 | Residential & Commercial | USHP
212625704 | Central HP <5.4 tons | COLEMAN | HRCU-A-CB (Split System: Heat Pump with Remote Outdoor Unit-Air-Source) | HMH72B341 | ASPEN |  | C(A,C,D,E)48C26+TDR | TM8V100C20MP12 | 30000 | 16 | 8.1 | 32400 | 27800 | 85.8% | 2.44 | 0 | 8.6 |  |  |  |  | R-410A | 2.5 | Residential & Commercial | USHP
212625720 | Central HP <5.4 tons | COLEMAN | HRCU-A-CB (Split System: Heat Pump with Remote Outdoor Unit-Air-Source) | HMH72B341 | ASPEN |  | C(A,C,D,E)36A46+TDR | TM8V120C20MP12 | 31400 | 16.5 | 8.5 | 32400 | 27800 | 85.8% | 2.7 | 0 | 8.9 |  |  |  |  | R-410A | 2.6167 | Residential & Commercial | USHP
212625721 | Central HP <5.4 tons | COLEMAN | HRCU-A-CB (Split System: Heat Pump with Remote Outdoor Unit-Air-Source) | HMH72B341 | ASPEN |  | C(A,C,D,E)36B36+TDR | TM8V120C20MP12 | 31400 | 16.5 | 8.5 | 32400 | 27800 | 85.8% | 2.7 | 0 | 8.9 |  |  |  |  | R-410A | 2.6167 | Residential & Commercial | USHP
212625736 | Central HP <5.4 tons | COLEMAN | HRCU-A-CB (Split System: Heat Pump with Remote Outdoor Unit-Air-Source) | HMH72B341 | ASPEN |  | D(A,C,E)48C36+TDR | TM8V120C20MP12 | 32600 | 16.5 | 8.5 | 32400 | 27800 | 85.8% | 2.7 | 0 | 9 |  |  |  |  | R-410A | 2.7167 | Residential & Commercial | USHP
212625738 | Central HP <5.4 tons | COLEMAN | HRCU-A-CB (Split System: Heat Pump with Remote Outdoor Unit-Air-Source) | HMH72B341 | ASPEN |  | D(A,C,E)48D36+TDR | TM8V120C20MP12 | 32800 | 16.5 | 8.5 | 32400 | 27800 | 85.8% | 2.7 | 0 | 9 |  |  |  |  | R-410A | 2.7333 | Residential & Commercial | USHP
212625754 | Central HP <5.4 tons | COLEMAN | HRCU-A-CB (Split System: Heat Pump with Remote Outdoor Unit-Air-Source) | HMH72B341 | ASPEN |  | D(A,C,E)48C26+TDR | TMLV120C20MP12 | 30000 | 16 | 8.1 | 32400 | 27800 | 85.8% | 2.44 | 0 | 8.6 |  |  |  |  | R-410A | 2.5 | Residential & Commercial | USHP
212625820 | Central HP <5.4 tons | COLEMAN | HRCU-A-CB (Split System: Heat Pump with Remote Outdoor Unit-Air-Source) | HMH72B341 | ASPEN |  | D(A,C,E)48C36+TDR | TM9Y120D20MP11 | 32800 | 16.5 | 8.5 | 32400 | 28200 | 87.04% | 2.77 | 0 | 9.5 |  |  |  |  | R-410A | 2.7333 | Residential & Commercial | USHP
212625822 | Central HP <5.4 tons | COLEMAN | HRCU-A-CB (Split System: Heat Pump with Remote Outdoor Unit-Air-Source) | HMH72B341 | ASPEN |  | D(A,C,E)48D36+TDR | TM9Y120D20MP11 | 33000 | 16.5 | 8.5 | 32400 | 28200 | 87.04% | 2.77 | 0 | 9 |  |  |  |  | R-410A | 2.75 | Residential & Commercial | USHP
212625836 | Central HP <5.4 tons | COLEMAN | HRCU-A-CB (Split System: Heat Pump with Remote Outdoor Unit-Air-Source) | HMH72B341 | ASPEN |  | C(A,C,D,E)48C26+TDR | CP9C120D20MP13 | 30200 | 16.5 | 8.1 | 32400 | 28200 | 87.04% | 2.51 | 0 | 9.1 |  |  |  |  | R-410A | 2.5167 | Residential & Commercial | USHP
212625837 | Central HP <5.4 tons | COLEMAN | HRCU-A-CB (Split System: Heat Pump with Remote Outdoor Unit-Air-Source) | HMH72B341 | ASPEN |  | D(A,C,E)36A46+TDR | CP9C120D20MP13 | 31600 | 17 | 8.1 | 32400 | 28200 | 87.04% | 2.51 | 0 | 9.3 |  |  |  |  | R-410A | 2.6333 | Residential & Commercial | USHP
212625853 | Central HP <5.4 tons | COLEMAN | HRCU-A-CB (Split System: Heat Pump with Remote Outdoor Unit-Air-Source) | HMH72B341 | ASPEN |  | C(A,C,D,E)36B36+TDR | TM9V120D20MP12 | 31600 | 17 | 8.5 | 32400 | 28200 | 87.04% | 2.79 | 0 | 9.3 |  |  |  |  | R-410A | 2.6333 | Residential & Commercial | USHP
212625887 | Central HP <5.4 tons | COLEMAN | HRCU-A-CB (Split System: Heat Pump with Remote Outdoor Unit-Air-Source) | HMH72B341 | ASPEN |  | D(A,C,E)48B36+TDR | TP9C120D20MP13 | 32200 | 17 | 8.1 | 32400 | 28200 | 87.04% | 2.51 | 0 | 9.4 |  |  |  |  | R-410A | 2.6833 | Residential & Commercial | USHP
212625888 | Central HP <5.4 tons | COLEMAN | HRCU-A-CB (Split System: Heat Pump with Remote Outdoor Unit-Air-Source) | HMH72B341 | ASPEN |  | D(A,C,E)48C26+TDR | TP9C120D20MP13 | 30200 | 16.5 | 8.1 | 32400 | 28200 | 87.04% | 2.51 | 0 | 9.1 |  |  |  |  | R-410A | 2.5167 | Residential & Commercial | USHP
215670489 | Central HP <5.4 tons | AIRQUEST | HRCU-A-CB (Split System: Heat Pump with Remote Outdoor Unit-Air-Source) | H5H0V36*K*AAA* |  |  | ESH5X60M12A*+WALLCON | *95CSU1002122B* | 34600 | 17 | 8.5 | 34600 | 24800 | 71.68% | 1.92 | 0 | 10 |  |  |  |  | R-454B | 2.8833 | Residential & Commercial | USHP | Ducted CEE Tier 1
215670589 | Central HP <5.4 tons | AIRQUEST | HRCU-A-CB (Split System: Heat Pump with Remote Outdoor Unit-Air-Source) | H5H0V36*K*AAA* |  |  | ESH5X60M12A*+WALLCON | *96CTN1002122B* | 34600 | 17 | 8.5 | 34600 | 24800 | 71.68% | 1.92 | 0 | 10 |  |  |  |  | R-454B | 2.8833 | Residential & Commercial | USHP | Ducted CEE Tier 1
215670139 | Central HP <5.4 tons | AIRQUEST | HRCU-A-CB (Split System: Heat Pump with Remote Outdoor Unit-Air-Source) | H5H0V36*K*AAA* |  |  | ESH5X48M12A*+WALLCON | *80CSU0601716A* | 34000 | 17 | 8.5 | 35400 | 25200 | 71.19% | 1.88 | 0 | 9.5 |  |  |  |  | R-454B | 2.8333 | Residential & Commercial | USHP
215670389 | Central HP <5.4 tons | AIRQUEST | HRCU-A-CB (Split System: Heat Pump with Remote Outdoor Unit-Air-Source) | H5H0V36*K*AAA* |  |  | ESH5X60M12A*+WALLCON | *80CSU0601716A* | 34600 | 17 | 8.5 | 34600 | 25000 | 72.25% | 1.8 | 0 | 9.5 |  |  |  |  | R-454B | 2.8833 | Residential & Commercial | USHP
215669935 | Central HP <5.4 tons | AIRQUEST | HRCU-A-CB (Split System: Heat Pump with Remote Outdoor Unit-Air-Source) | H5H0V36*K*AAA* |  |  | ESH5X42M12A*+WALLCON | *80CSU0401712A* | 34000 | 16.5 | 8.5 | 35600 | 25400 | 71.35% | 1.76 | 0 | 9.5 |  |  |  |  | R-454B | 2.8333 | Residential & Commercial | USHP
216972728 | Central HP <5.4 tons | CARRIER | HRCU-A-CB (Split System: Heat Pump with Remote Outdoor Unit-Air-Source) | 27VNA348A*030* | ADP |  | C48A***L15*+TXV | 58CU*B060C17**16 | 43500 | 21 | 9.5 | 46000 | 36200 | 78.7% | 1.9 | 0 | 11 |  |  |  |  | R-454B | 3.625 | Residential & Commercial | USHP | Ducted CEE Tier 1
216972739 | Central HP <5.4 tons | CARRIER | HRCU-A-CB (Split System: Heat Pump with Remote Outdoor Unit-Air-Source) | 27VNA348A*030* | ADP |  | V,C48H175P78*+TXV | 58TN*B070C17**16 | 43000 | 20 | 9 | 46500 | 36800 | 79.14% | 2 | 0 | 10.5 |  |  |  |  | R-454B | 3.5833 | Residential & Commercial | USHP | Ducted CEE Tier 1
216972762 | Central HP <5.4 tons | CARRIER | HRCU-A-CB (Split System: Heat Pump with Remote Outdoor Unit-Air-Source) | 27VNA348A*030* | ADP |  | V,C48H175P15*+TXV | 58TN*B090C17**16 | 43500 | 20 | 9 | 46500 | 35400 | 76.13% | 1.86 | 0 | 11 |  |  |  |  | R-454B | 3.625 | Residential & Commercial | USHP | Ducted CEE Tier 1
216972778 | Central HP <5.4 tons | CARRIER | HRCU-A-CB (Split System: Heat Pump with Remote Outdoor Unit-Air-Source) | 27VNA348A*030* | ADP |  | V,C48H210P16*+TXV | 58TN*B090C21**20 | 44000 | 21 | 9.5 | 46000 | 35800 | 77.83% | 1.92 | 0 | 11 |  |  |  |  | R-454B | 3.6667 | Residential & Commercial | USHP | Ducted CEE Tier 1
215224769 | Central HP <5.4 tons | CARRIER | HRCU-A-CB (Split System: Heat Pump with Remote Outdoor Unit-Air-Source) | 25VNA448A*031* | ADP |  | H,PG49960 | 59MN7C120C24**22 | 44500 | 21 | 9.5 | 44000 | 36000 | 81.82% | 2.26 | 0 | 12 |  |  |  |  | R-410A | 3.7083 | Residential & Commercial | USHP | Ducted CEE Tier 1
216972131 | Central HP <5.4 tons | CARRIER | HRCU-A-CB (Split System: Heat Pump with Remote Outdoor Unit-Air-Source) | 27VNA154A*030* | ADP |  | C48A***L16*+TXV | 59CU5B080C21**20 | 48500 | 18 | 10.5 | 50500 | 52000 | 103% | 1.96 | 0 | 10.5 |  |  |  |  | R-454B | 4.0417 | Residential & Commercial | USHP | Ducted CEE Tier 1
216972267 | Central HP <5.4 tons | CARRIER | HRCU-A-CB (Split System: Heat Pump with Remote Outdoor Unit-Air-Source) | 27VNA154A*030* | ADP |  | C60A***L18*+TXV | 59MN7C100C21**22 | 49000 | 19 | 10.5 | 50500 | 53000 | 105% | 1.96 | 0 | 11 |  |  |  |  | R-454B | 4.0833 | Residential & Commercial | USHP | Ducted CEE Tier 1
216972349 | Central HP <5.4 tons | CARRIER | HRCU-A-CB (Split System: Heat Pump with Remote Outdoor Unit-Air-Source) | 27VNA154A*030* | ADP |  | V,C60H245P76*+TXV | 59TN6C120C24**22 | 48500 | 19 | 10.5 | 50500 | 53000 | 105% | 1.96 | 0 | 11 |  |  |  |  | R-454B | 4.0417 | Residential & Commercial | USHP | Ducted CEE Tier 1
212625956 | Central HP <5.4 tons | COLEMAN | HRCU-A-CB (Split System: Heat Pump with Remote Outdoor Unit-Air-Source) | HMH72B341 | ASPEN |  | D(A,C,E)42B36+TDR | TM9E100C20MP12 | 32400 | 15.5 | 8.1 | 33200 | 27000 | 81.33% | 2.43 | 0 | 10 |  |  |  |  | R-410A | 2.7 | Residential & Commercial | USHP | Ducted CEE Tier 1
212626036 | Central HP <5.4 tons | COLEMAN | HRCU-A-CB (Split System: Heat Pump with Remote Outdoor Unit-Air-Source) | HMH72B341 | ASPEN |  | D(A,C,E)36C36+TDR | TM8Y060A12MP11 | 32400 | 18 | 8.1 | 33400 | 27400 | 82.04% | 2.42 | 0 | 10 |  |  |  |  | R-410A | 2.7 | Residential & Commercial | USHP | Ducted CEE Tier 1
212626037 | Central HP <5.4 tons | COLEMAN | HRCU-A-CB (Split System: Heat Pump with Remote Outdoor Unit-Air-Source) | HMH72B341 | ASPEN |  | D(A,C,E)36D26+TDR | TM8Y060A12MP11 | 30400 | 17.6 | 8.1 | 33400 | 27400 | 82.04% | 2.42 | 0 | 9.6 |  |  |  |  | R-410A | 2.5333 | Residential & Commercial | USHP
212626038 | Central HP <5.4 tons | COLEMAN | HRCU-A-CB (Split System: Heat Pump with Remote Outdoor Unit-Air-Source) | HMH72B341 | ASPEN |  | D(A,C,E)36D36+TDR | TM8Y060A12MP11 | 32800 | 18 | 8.1 | 33400 | 27400 | 82.04% | 2.42 | 0 | 10 |  |  |  |  | R-410A | 2.7333 | Residential & Commercial | USHP | Ducted CEE Tier 1
212626039 | Central HP <5.4 tons | COLEMAN | HRCU-A-CB (Split System: Heat Pump with Remote Outdoor Unit-Air-Source) | HMH72B341 | ASPEN |  | D(A,C,E)42A46+TDR | TM8Y060A12MP11 | 32400 | 18 | 8.1 | 33400 | 27400 | 82.04% | 2.42 | 0 | 9.9 |  |  |  |  | R-410A | 2.7 | Residential & Commercial | USHP
212626069 | Central HP <5.4 tons | COLEMAN | HRCU-A-CB (Split System: Heat Pump with Remote Outdoor Unit-Air-Source) | HMH72B341 | ASPEN |  | C(A,C,D,E)48C26+TDR | TM8Y080B12MP11 | 31000 | 17.7 | 8.5 | 33400 | 27400 | 82.04% | 2.65 | 0 | 9 |  |  |  |  | R-410A | 2.5833 | Residential & Commercial | USHP
212626072 | Central HP <5.4 tons | COLEMAN | HRCU-A-CB (Split System: Heat Pump with Remote Outdoor Unit-Air-Source) | HMH72B341 | ASPEN |  | D(A,C,E)36B46+TDR | TM8Y080B12MP11 | 33000 | 18 | 8.5 | 33400 | 27400 | 82.04% | 2.65 | 0 | 10 |  |  |  |  | R-410A | 2.75 | Residential & Commercial | USHP | Ducted CEE Tier 1
212626073 | Central HP <5.4 tons | COLEMAN | HRCU-A-CB (Split System: Heat Pump with Remote Outdoor Unit-Air-Source) | HMH72B341 | ASPEN |  | D(A,C,E)36C36+TDR | TM8Y080B12MP11 | 32600 | 18 | 8.5 | 33400 | 27400 | 82.04% | 2.65 | 0 | 10 |  |  |  |  | R-410A | 2.7167 | Residential & Commercial | USHP | Ducted CEE Tier 1
209880045 | Central HP <5.4 tons | FUJITSU | HRCU-A-CB (Split System: Heat Pump with Remote Outdoor Unit-Air-Source) | FOP1848MJAZCA |  |  | FCCA6021SZEA | FF96TV510021M4S*A | 44500 | 19 | 8.5 | 43500 | 45000 | 103.4% | 2 | 0 | 10.9 |  |  |  |  | R-410A | 3.7083 | Residential & Commercial | USHP | Ducted CEE Tier 1
215726301 | Central HP <5.4 tons | COLEMAN | HRCU-A-CB (Split System: Heat Pump with Remote Outdoor Unit-Air-Source) | HH860E2S11 | ADP |  | H,YG88*60+TXV+AEFE5* | 0 | 53500 | 19 | 9 | 51000 | 37400 | 73.33% | 2.1 | 0 | 12 |  |  |  |  | R-454B | 4.4583 | Residential & Commercial | USHP | Ducted CEE Tier 1
214389872 | Central HP <5.4 tons | CARRIER | HRCU-A-CB (Split System: Heat Pump with Remote Outdoor Unit-Air-Source) | 25VNA424A*031* | ADP |  | H,PG53936 | 58TN*B070C14**12 | 24200 | 20 | 10.5 | 24800 | 19300 | 77.82% | 2.54 | 0 | 13 |  |  |  |  | R-410A | 2.0167 | Residential & Commercial | USHP | Ducted CEE Tier 1
214389889 | Central HP <5.4 tons | CARRIER | HRCU-A-CB (Split System: Heat Pump with Remote Outdoor Unit-Air-Source) | 25VNA424A*031* | ADP |  | H,PG32936 | 58TN*B110C21**20 | 23200 | 20 | 10 | 25000 | 19300 | 77.2% | 2.44 | 0 | 13 |  |  |  |  | R-410A | 1.9333 | Residential & Commercial | USHP | Ducted CEE Tier 1
214271581 | Central HP <5.4 tons | CARRIER | HRCU-A-CB (Split System: Heat Pump with Remote Outdoor Unit-Air-Source) | 25VNA424A*031* | ADP |  | C36A***L139 | 58TN*B045C17**12 | 23200 | 20 | 10.5 | 25000 | 19500 | 78% | 2.42 | 0 | 12.5 |  |  |  |  | R-410A | 1.9333 | Residential & Commercial | USHP | Ducted CEE Tier 1
213815131 | Central HP <5.4 tons | DAIKIN | HRCU-A-CB (Split System: Heat Pump with Remote Outdoor Unit-Air-Source) | DZ9VCA3610A* |  |  | CA*F3137*6A*+MBVK12BP1X00A*+TXV | 0 | 34000 | 18.5 | 8.2 | 34000 | 24400 | 71.76% | 1.8 | 0 | 12 |  |  |  |  | R-410A | 2.8333 | Residential & Commercial | USHP | Ducted CEE Tier 1
213773040 | Central HP <5.4 tons | COMFORTMAKER | HRCU-A-CB (Split System: Heat Pump with Remote Outdoor Unit-Air-Source) | CVH825GKA3* |  |  | EA*4X36L21A*+WALLCON | *80CTL0451712B* | 23400 | 16 | 8.1 | 21600 | 16700 | 77.31% | 1.92 | 0 | 10.5 |  |  |  |  | R-410A | 1.95 | Residential & Commercial | USHP | Ducted CEE Tier 1
213773340 | Central HP <5.4 tons | COMFORTMAKER | HRCU-A-CB (Split System: Heat Pump with Remote Outdoor Unit-Air-Source) | CVH825GKA3* |  |  | EA*4X37L21A*+WALLCON | *97CMN1002122B* | 24400 | 16.5 | 8.5 | 21200 | 16600 | 78.3% | 2.02 | 0 | 11 |  |  |  |  | R-410A | 2.0333 | Residential & Commercial | USHP | Ducted CEE Tier 1
215675788 | Central HP <5.4 tons | COMFORTMAKER | HRCU-A-CB (Split System: Heat Pump with Remote Outdoor Unit-Air-Source) | C5H0V48*K*AAA* |  |  | EVM5X60M21A*+WALLCON | *97CMN0602120B* | 47500 | 18.5 | 9 | 50000 | 37200 | 74.4% | 1.98 | 0 | 10 |  |  |  |  | R-454B | 3.9583 | Residential & Commercial | USHP | Ducted CEE Tier 1
215735534 | Central HP <5.4 tons | YORK | HRCU-A-CB (Split System: Heat Pump with Remote Outdoor Unit-Air-Source) | HH824E2S11 | ADP |  | H,YE33*36+TXV-BLEED | TM9V040A10MP12 | 22400 | 16 | 8.8 | 21400 | 17100 | 79.91% | 1.96 | 0 | 10.5 |  |  |  |  | R-454B | 1.8667 | Residential & Commercial | USHP | Ducted CEE Tier 1
216972780 | Central HP <5.4 tons | CARRIER | HRCU-A-CB (Split System: Heat Pump with Remote Outdoor Unit-Air-Source) | 27VNA348A*030* | ADP |  | C60A***L16*+TXV | 58TN*B090C21**20 | 44000 | 21 | 9.5 | 46000 | 35800 | 77.83% | 1.92 | 0 | 11 |  |  |  |  | R-454B | 3.6667 | Residential & Commercial | USHP | Ducted CEE Tier 1
216972805 | Central HP <5.4 tons | CARRIER | HRCU-A-CB (Split System: Heat Pump with Remote Outdoor Unit-Air-Source) | 27VNA348A*030* | ADP |  | PL48H210P75*+TXV | 59CU5B060C17**16 | 42000 | 20 | 9.4 | 47000 | 36200 | 77.02% | 1.98 | 0 | 10 |  |  |  |  | R-454B | 3.5 | Residential & Commercial | USHP | Ducted CEE Tier 1
216972819 | Central HP <5.4 tons | CARRIER | HRCU-A-CB (Split System: Heat Pump with Remote Outdoor Unit-Air-Source) | 27VNA348A*030* | ADP |  | C60A***L16*+TXV | 59CU5B080C21**20 | 43500 | 21 | 9.5 | 46500 | 36200 | 77.85% | 2 | 0 | 10.5 |  |  |  |  | R-454B | 3.625 | Residential & Commercial | USHP | Ducted CEE Tier 1
216972837 | Central HP <5.4 tons | CARRIER | HRCU-A-CB (Split System: Heat Pump with Remote Outdoor Unit-Air-Source) | 27VNA348A*030* | ADP |  | PL60H210P29*+TXV | 59MN7C060C21**20 | 43000 | 20 | 9.5 | 46500 | 37000 | 79.57% | 2 | 0 | 10 |  |  |  |  | R-454B | 3.5833 | Residential & Commercial | USHP | Ducted CEE Tier 1
216972869 | Central HP <5.4 tons | CARRIER | HRCU-A-CB (Split System: Heat Pump with Remote Outdoor Unit-Air-Source) | 27VNA348A*030* | ADP |  | C48A***L16*+TXV | 59MN7C080C21**20 | 43500 | 20 | 9.5 | 46000 | 36200 | 78.7% | 2 | 0 | 10.5 |  |  |  |  | R-454B | 3.625 | Residential & Commercial | USHP | Ducted CEE Tier 1
216972889 | Central HP <5.4 tons | CARRIER | HRCU-A-CB (Split System: Heat Pump with Remote Outdoor Unit-Air-Source) | 27VNA348A*030* | ADP |  | PL60H210P29*+TXV | 59TN6C080C17**14 | 42500 | 20 | 9 | 46500 | 34800 | 74.84% | 2 | 0 | 11 |  |  |  |  | R-454B | 3.5417 | Residential & Commercial | USHP | Ducted CEE Tier 1
216972894 | Central HP <5.4 tons | CARRIER | HRCU-A-CB (Split System: Heat Pump with Remote Outdoor Unit-Air-Source) | 27VNA348A*030* | ADP |  | C48A***L15*+TXV | 59TN6C080C17**14 | 42500 | 20 | 9 | 46500 | 34800 | 74.84% | 2 | 0 | 11 |  |  |  |  | R-454B | 3.5417 | Residential & Commercial | USHP | Ducted CEE Tier 1
213772446 | Central HP <5.4 tons | BRYANT HEATING AND COOLING SYSTEMS | HRCU-A-CB (Split System: Heat Pump with Remote Outdoor Unit-Air-Source) | 288BNV025*0**B* |  |  | CSPH*4812AL*+UI | 88*TB48070C17*** | 24200 | 16.5 | 8.1 | 21200 | 16600 | 78.3% | 2.02 | 0 | 10.5 |  |  |  |  | R-410A | 2.0167 | Residential & Commercial | USHP | Ducted CEE Tier 1
212626237 | Central HP <5.4 tons | COLEMAN | HRCU-A-CB (Split System: Heat Pump with Remote Outdoor Unit-Air-Source) | HMH72B341 | ASPEN |  | C(A,C,D,E)48A36+TDR | TM8E080C16MP11 | 33000 | 18 | 8.1 | 33600 | 28200 | 83.93% | 2.64 | 0 | 10 |  |  |  |  | R-410A | 2.75 | Residential & Commercial | USHP | Ducted CEE Tier 1
212626272 | Central HP <5.4 tons | COLEMAN | HRCU-A-CB (Split System: Heat Pump with Remote Outdoor Unit-Air-Source) | HMH72B341 | ASPEN |  | D(A,C,E)48B26+TDR | TM8E120C16MP11 | 32000 | 18 | 8.1 | 33600 | 28600 | 85.12% | 2.64 | 0 | 10 |  |  |  |  | R-410A | 2.6667 | Residential & Commercial | USHP | Ducted CEE Tier 1
212626288 | Central HP <5.4 tons | COLEMAN | HRCU-A-CB (Split System: Heat Pump with Remote Outdoor Unit-Air-Source) | HMH72B341 | ASPEN |  | D(A,C,E)48A36+TDR | TM8E120C16MP11 | 33200 | 18 | 8.1 | 33600 | 28600 | 85.12% | 2.67 | 0 | 10 |  |  |  |  | R-410A | 2.7667 | Residential & Commercial | USHP | Ducted CEE Tier 1
212626321 | Central HP <5.4 tons | COLEMAN | HRCU-A-CB (Split System: Heat Pump with Remote Outdoor Unit-Air-Source) | HMH72B341 | ASPEN |  | C(A,C,D,E)48A26+TDR | TM8E080B12MP11 | 29800 | 17.4 | 8.3 | 33600 | 28000 | 83.33% | 2.59 | 0 | 9 |  |  |  |  | R-410A | 2.4833 | Residential & Commercial | USHP
212626338 | Central HP <5.4 tons | COLEMAN | HRCU-A-CB (Split System: Heat Pump with Remote Outdoor Unit-Air-Source) | HMH72B341 | ASPEN |  | C(A,C,D,E)42B36+TDR | TM8Y120C20MP11 | 33600 | 18 | 8.1 | 33600 | 30000 | 89.29% | 2.72 | 0 | 9.5 |  |  |  |  | R-410A | 2.8 | Residential & Commercial | USHP
212626370 | Central HP <5.4 tons | COLEMAN | HRCU-A-CB (Split System: Heat Pump with Remote Outdoor Unit-Air-Source) | HMH72B341 | ASPEN |  | C(A,C,D,E)48A26+TDR | TL8E080C16UH11 | 29600 | 16.9 | 8.3 | 33600 | 27600 | 82.14% | 2.64 | 0 | 9.5 |  |  |  |  | R-410A | 2.4667 | Residential & Commercial | USHP
212626388 | Central HP <5.4 tons | COLEMAN | HRCU-A-CB (Split System: Heat Pump with Remote Outdoor Unit-Air-Source) | HMH72B341 | ASPEN |  | D(A,C,E)36B46+TDR | TM9E100C16MP12 | 33000 | 18 | 8.5 | 33600 | 27200 | 80.95% | 2.66 | 0 | 10 |  |  |  |  | R-410A | 2.75 | Residential & Commercial | USHP | Ducted CEE Tier 1
212626405 | Central HP <5.4 tons | COLEMAN | HRCU-A-CB (Split System: Heat Pump with Remote Outdoor Unit-Air-Source) | HMH72B341 | ASPEN |  | D(A,C,E)36D26+TDR | TM8Y100C20MP11 | 32200 | 18 | 8.3 | 33600 | 30000 | 89.29% | 2.81 | 0 | 9.5 |  |  |  |  | R-410A | 2.6833 | Residential & Commercial | USHP
214389972 | Central HP <5.4 tons | CARRIER | HRCU-A-CB (Split System: Heat Pump with Remote Outdoor Unit-Air-Source) | 25VNA837A*031* | ADP |  | H,PG53936 | 58TN*B070C17**16 | 32400 | 17 | 8.5 | 30600 | 24600 | 80.39% | 1.98 | 0 | 11.5 |  |  |  |  | R-410A | 2.7 | Residential & Commercial | USHP | Ducted CEE Tier 1
214272383 | Central HP <5.4 tons | CARRIER | HRCU-A-CB (Split System: Heat Pump with Remote Outdoor Unit-Air-Source) | 25VNA837A*031* | ADP |  | C36A***L539 | 59TN6C100C21**22 | 32400 | 18 | 8.5 | 30400 | 24400 | 80.26% | 2 | 0 | 11.5 |  |  |  |  | R-410A | 2.7 | Residential & Commercial | USHP | Ducted CEE Tier 1
216997234 | Central HP <5.4 tons | CARRIER | HRCU-A-CB (Split System: Heat Pump with Remote Outdoor Unit-Air-Source) | 27VNA024A*030* | ADP |  | H,PG7J*36+TXV | 59MN7C060C17**14 | 23000 | 17 | 9 | 22200 | 16300 | 73.42% | 1.98 | 0 | 10 |  |  |  |  | R-454B | 1.9167 | Residential & Commercial | USHP | Ducted CEE Tier 1
215675988 | Central HP <5.4 tons | COMFORTMAKER | HRCU-A-CB (Split System: Heat Pump with Remote Outdoor Unit-Air-Source) | C5H0V48*K*AAA* |  |  | EVM5X61M24A*+WALLCON | *80CTL0902120B* | 48500 | 19.5 | 9.5 | 50000 | 36600 | 73.2% | 2.1 | 0 | 10.5 |  |  |  |  | R-454B | 4.0417 | Residential & Commercial | USHP | Ducted CEE Tier 1
215676438 | Central HP <5.4 tons | COMFORTMAKER | HRCU-A-CB (Split System: Heat Pump with Remote Outdoor Unit-Air-Source) | C5H0V48*K*AAA* |  |  | EVD5X60M21A*+WALLCON | *80CTL0451712B* | 47500 | 18 | 9 | 50000 | 37600 | 75.2% | 1.98 | 0 | 9.5 |  |  |  |  | R-454B | 3.9583 | Residential & Commercial | USHP
215676908 | Central HP <5.4 tons | COMFORTMAKER | HRCU-A-CB (Split System: Heat Pump with Remote Outdoor Unit-Air-Source) | C5H0V48*K*AAA* |  |  | EVD5X61M24A*+WALLCON | *97CMN0602120B* | 48000 | 19 | 9 | 50000 | 37200 | 74.4% | 1.98 | 0 | 10 |  |  |  |  | R-454B | 4 | Residential & Commercial | USHP | Ducted CEE Tier 1
215676958 | Central HP <5.4 tons | COMFORTMAKER | HRCU-A-CB (Split System: Heat Pump with Remote Outdoor Unit-Air-Source) | C5H0V48*K*AAA* |  |  | EVD5X61M24A*+WALLCON | *96CTN1202422B* | 48500 | 19.5 | 9.5 | 50000 | 36600 | 73.2% | 2.12 | 0 | 10.5 |  |  |  |  | R-454B | 4.0417 | Residential & Commercial | USHP | Ducted CEE Tier 1
215675368 | Central HP <5.4 tons | COMFORTMAKER | HRCU-A-CB (Split System: Heat Pump with Remote Outdoor Unit-Air-Source) | C5H0V48*K*AAA* |  |  | EVM5X48M21A*+WALLCON | *80CSU0802120A* | 47000 | 18.5 | 9 | 50000 | 36400 | 72.8% | 2 | 0 | 10 |  |  |  |  | R-454B | 3.9167 | Residential & Commercial | USHP | Ducted CEE Tier 1
212975756 | Central HP <5.4 tons | HEIL | HRCU-A-CB (Split System: Heat Pump with Remote Outdoor Unit-Air-Source) | DLCURAH24ABK |  |  | EN(A,D,W)4X36L17** | *96VTN0601412B* | 23400 | 16.5 | 8.1 | 26200 | 24600 | 93.89% | 2.04 | 0 | 10 |  |  |  |  | R-410A | 1.95 | Residential & Commercial | USHP | Ducted CEE Tier 1
216972905 | Central HP <5.4 tons | CARRIER | HRCU-A-CB (Split System: Heat Pump with Remote Outdoor Unit-Air-Source) | 27VNA348A*030* | ADP |  | PL48H210P75*+TXV | 59TN6C080C21**20 | 43500 | 20 | 9.5 | 46000 | 36200 | 78.7% | 2 | 0 | 10.5 |  |  |  |  | R-454B | 3.625 | Residential & Commercial | USHP | Ducted CEE Tier 1
216972971 | Central HP <5.4 tons | CARRIER | HRCU-A-CB (Split System: Heat Pump with Remote Outdoor Unit-Air-Source) | 27VNA360A*030* | ADP |  | PL60H210P17*+TXV | 58TN*B070C21**20 | 55500 | 18 | 8.1 | 58500 | 46000 | 78.63% | 1.95 | 0 | 11 |  |  |  |  | R-454B | 4.625 | Residential & Commercial | USHP | Ducted CEE Tier 1
216972973 | Central HP <5.4 tons | CARRIER | HRCU-A-CB (Split System: Heat Pump with Remote Outdoor Unit-Air-Source) | 27VNA360A*030* | ADP |  | C60A***L18*+TXV | 58TN*B070C21**20 | 55500 | 18 | 8.1 | 58500 | 46000 | 78.63% | 1.95 | 0 | 11 |  |  |  |  | R-454B | 4.625 | Residential & Commercial | USHP | Ducted CEE Tier 1
216972978 | Central HP <5.4 tons | CARRIER | HRCU-A-CB (Split System: Heat Pump with Remote Outdoor Unit-Air-Source) | 27VNA360A*030* | ADP |  | C60A***L16*+TXV | 58TN*B090C21**20 | 55000 | 18 | 8.5 | 58500 | 45000 | 76.92% | 2.06 | 0 | 11 |  |  |  |  | R-454B | 4.5833 | Residential & Commercial | USHP | Ducted CEE Tier 1
215487385 | Central HP <5.4 tons | DAIKIN | HRCU-A-CB (Split System: Heat Pump with Remote Outdoor Unit-Air-Source) | DH7VSA2410A* |  |  | CHPEA3026*3A* | D*80VC0604B*A* | 23200 | 19 | 8.6 | 23200 | 17000 | 73.28% | 2 | 0 | 11 |  |  |  |  | R-32 | 1.9333 | Residential & Commercial | USHP | Ducted CEE Tier 1
216972939 | Central HP <5.4 tons | CARRIER | HRCU-A-CB (Split System: Heat Pump with Remote Outdoor Unit-Air-Source) | 27VNA348A*030* | ADP |  | C48A***L53*+TXV | 59TN7A080C17**16 | 44500 | 20 | 9 | 47000 | 37200 | 79.15% | 2 | 0 | 11 |  |  |  |  | R-454B | 3.7083 | Residential & Commercial | USHP | Ducted CEE Tier 1
216972955 | Central HP <5.4 tons | CARRIER | HRCU-A-CB (Split System: Heat Pump with Remote Outdoor Unit-Air-Source) | 27VNA348A*030* | ADP |  | A60VHA*+TXV | 59TN7A100C21**22 | 44500 | 21 | 9.5 | 46000 | 36000 | 78.26% | 2 | 0 | 11 |  |  |  |  | R-454B | 3.7083 | Residential & Commercial | USHP | Ducted CEE Tier 1
216972996 | Central HP <5.4 tons | CARRIER | HRCU-A-CB (Split System: Heat Pump with Remote Outdoor Unit-Air-Source) | 27VNA360A*030* | ADP |  | PL60H210P17*+TXV | 59CU5B080C21**20 | 55500 | 18 | 8.1 | 58500 | 45500 | 77.78% | 1.95 | 0 | 11 |  |  |  |  | R-454B | 4.625 | Residential & Commercial | USHP | Ducted CEE Tier 1
216973014 | Central HP <5.4 tons | CARRIER | HRCU-A-CB (Split System: Heat Pump with Remote Outdoor Unit-Air-Source) | 27VNA360A*030* | ADP |  | C60A***L18*+TXV | 59MN7C060C21**20 | 54500 | 18 | 8.5 | 59000 | 47000 | 79.66% | 2 | 0 | 10 |  |  |  |  | R-454B | 4.5417 | Residential & Commercial | USHP | Ducted CEE Tier 1
212626406 | Central HP <5.4 tons | COLEMAN | HRCU-A-CB (Split System: Heat Pump with Remote Outdoor Unit-Air-Source) | HMH72B341 | ASPEN |  | D(A,C,E)42C26+TDR | TM8Y100C20MP11 | 32200 | 18 | 8.3 | 33600 | 30000 | 89.29% | 2.81 | 0 | 9.5 |  |  |  |  | R-410A | 2.6833 | Residential & Commercial | USHP
212626422 | Central HP <5.4 tons | COLEMAN | HRCU-A-CB (Split System: Heat Pump with Remote Outdoor Unit-Air-Source) | HMH72B341 | ASPEN |  | C(A,C,D,E)42A26+TDR | TM9V100C20MP12 | 29200 | 16.7 | 8.5 | 33600 | 28200 | 83.93% | 2.7 | 0 | 8.9 |  |  |  |  | R-410A | 2.4333 | Residential & Commercial | USHP
216974745 | Central HP <5.4 tons | BRYANT HEATING AND COOLING SYSTEMS | HRCU-A-CB (Split System: Heat Pump with Remote Outdoor Unit-Air-Source) | 293VAN036**AA* | ADP |  | V,C36H175P15*+TXV | 83*CA36040C17*** | 33400 | 20 | 9.5 | 33000 | 26000 | 78.79% | 2.04 | 0 | 11.5 |  |  |  |  | R-454B | 2.7833 | Residential & Commercial | USHP | Ducted CEE Tier 1
216974746 | Central HP <5.4 tons | BRYANT HEATING AND COOLING SYSTEMS | HRCU-A-CB (Split System: Heat Pump with Remote Outdoor Unit-Air-Source) | 293VAN036**AA* | ADP |  | PL36H210P74*+TXV | 83*CA36040C17*** | 32800 | 20 | 9.5 | 33000 | 26000 | 78.79% | 2.04 | 0 | 11 |  |  |  |  | R-454B | 2.7333 | Residential & Commercial | USHP | Ducted CEE Tier 1
213145924 | Central HP <5.4 tons | CARRIER | HRCU-A-CB (Split System: Heat Pump with Remote Outdoor Unit-Air-Source) | 38MURAQ30AB3* | ADP |  | C36A***L159+AEFE3A* | 0 | 30400 | 15.2 | 8.5 | 33400 | 27000 | 80.84% | 1.82 | 0 | 9 |  |  |  |  | R-410A | 2.5333 | Residential & Commercial | USHP
216972421 | Central HP <5.4 tons | CARRIER | HRCU-A-CB (Split System: Heat Pump with Remote Outdoor Unit-Air-Source) | 27VNA336A*030* | ADP |  | C36A***L53*+TXV | 58CU*B040C17**12 | 33800 | 20 | 9.5 | 32600 | 25600 | 78.53% | 2.06 | 0 | 11.7 |  |  |  |  | R-454B | 2.8167 | Residential & Commercial | USHP | Ducted CEE Tier 1
216972485 | Central HP <5.4 tons | CARRIER | HRCU-A-CB (Split System: Heat Pump with Remote Outdoor Unit-Air-Source) | 27VNA336A*030* | ADP |  | C36A***L15*+TXV | 58TN*B070C14**12 | 33400 | 19 | 9 | 33600 | 26600 | 79.17% | 1.92 | 0 | 11 |  |  |  |  | R-454B | 2.7833 | Residential & Commercial | USHP | Ducted CEE Tier 1
216972512 | Central HP <5.4 tons | CARRIER | HRCU-A-CB (Split System: Heat Pump with Remote Outdoor Unit-Air-Source) | 27VNA336A*030* | ADP |  | C36A***L15*+TXV | 58TN*B070C17**16 | 32600 | 19 | 9.5 | 33600 | 26600 | 79.17% | 2 | 0 | 11 |  |  |  |  | R-454B | 2.7167 | Residential & Commercial | USHP | Ducted CEE Tier 1
216680586 | Central HP <5.4 tons | CARRIER | HRCU-A-CB (Split System: Heat Pump with Remote Outdoor Unit-Air-Source) | 38MURAQ24AB3* |  |  | CSPH*3012AL* | 59TP7A080V17**16 | 23800 | 16 | 9 | 26000 | 22800 | 87.69% | 1.76 | 0 | 10 |  |  |  |  | R-410A | 1.9833 | Residential & Commercial | USHP | Ducted CEE Tier 1
216972781 | Central HP <5.4 tons | CARRIER | HRCU-A-CB (Split System: Heat Pump with Remote Outdoor Unit-Air-Source) | 27VNA348A*030* | ADP |  | PL60H210P17*+TXV | 58TN*B090C21**20 | 44500 | 21 | 9.5 | 46500 | 36200 | 77.85% | 2 | 0 | 11 |  |  |  |  | R-454B | 3.7083 | Residential & Commercial | USHP | Ducted CEE Tier 1
216972784 | Central HP <5.4 tons | CARRIER | HRCU-A-CB (Split System: Heat Pump with Remote Outdoor Unit-Air-Source) | 27VNA348A*030* | ADP |  | C60A***L19*+TXV | 58TN*B090C21**20 | 45000 | 21 | 9.5 | 46500 | 36200 | 77.85% | 2 | 0 | 11 |  |  |  |  | R-454B | 3.75 | Residential & Commercial | USHP | Ducted CEE Tier 1
216972798 | Central HP <5.4 tons | CARRIER | HRCU-A-CB (Split System: Heat Pump with Remote Outdoor Unit-Air-Source) | 27VNA348A*030* | ADP |  | V,C60H245P76*+TXV | 58TN*B135C24**22 | 44000 | 21 | 9.5 | 46000 | 35800 | 77.83% | 2 | 0 | 11 |  |  |  |  | R-454B | 3.6667 | Residential & Commercial | USHP | Ducted CEE Tier 1
216972817 | Central HP <5.4 tons | CARRIER | HRCU-A-CB (Split System: Heat Pump with Remote Outdoor Unit-Air-Source) | 27VNA348A*030* | ADP |  | V,C48H210P16*+TXV | 59CU5B080C21**20 | 43500 | 21 | 9.5 | 46500 | 36200 | 77.85% | 2 | 0 | 10.5 |  |  |  |  | R-454B | 3.625 | Residential & Commercial | USHP | Ducted CEE Tier 1
216972834 | Central HP <5.4 tons | CARRIER | HRCU-A-CB (Split System: Heat Pump with Remote Outdoor Unit-Air-Source) | 27VNA348A*030* | ADP |  | V,C60H210P17*+TXV | 59CU5B100C21**22 | 44500 | 21 | 9.5 | 46500 | 36200 | 77.85% | 2 | 0 | 11 |  |  |  |  | R-454B | 3.7083 | Residential & Commercial | USHP | Ducted CEE Tier 1
216972835 | Central HP <5.4 tons | CARRIER | HRCU-A-CB (Split System: Heat Pump with Remote Outdoor Unit-Air-Source) | 27VNA348A*030* | ADP |  | C60A***L18*+TXV | 59CU5B100C21**22 | 44500 | 21 | 9.5 | 46500 | 36200 | 77.85% | 2 | 0 | 11 |  |  |  |  | R-454B | 3.7083 | Residential & Commercial | USHP | Ducted CEE Tier 1
216972848 | Central HP <5.4 tons | CARRIER | HRCU-A-CB (Split System: Heat Pump with Remote Outdoor Unit-Air-Source) | 27VNA348A*030* | ADP |  | C60A***L18*+TXV | 59MN7C060C21**20 | 43500 | 20 | 9.5 | 46500 | 37000 | 79.57% | 2 | 0 | 10 |  |  |  |  | R-454B | 3.625 | Residential & Commercial | USHP | Ducted CEE Tier 1
216972849 | Central HP <5.4 tons | CARRIER | HRCU-A-CB (Split System: Heat Pump with Remote Outdoor Unit-Air-Source) | 27VNA348A*030* | ADP |  | C60A***L19*+TXV | 59MN7C060C21**20 | 44000 | 20 | 9.5 | 46500 | 37000 | 79.57% | 2 | 0 | 10 |  |  |  |  | R-454B | 3.6667 | Residential & Commercial | USHP | Ducted CEE Tier 1
216972932 | Central HP <5.4 tons | CARRIER | HRCU-A-CB (Split System: Heat Pump with Remote Outdoor Unit-Air-Source) | 27VNA348A*030* | ADP |  | V,C48H175P78*+TXV | 59TN7A080C17**16 | 43000 | 20 | 9.5 | 46500 | 37000 | 79.57% | 2 | 0 | 10.5 |  |  |  |  | R-454B | 3.5833 | Residential & Commercial | USHP | Ducted CEE Tier 1
216972965 | Central HP <5.4 tons | CARRIER | HRCU-A-CB (Split System: Heat Pump with Remote Outdoor Unit-Air-Source) | 27VNA348A*030* | ADP |  | C60A***L19*+TXV | 59TN7A100C21**22 | 44500 | 21 | 9.5 | 46000 | 36000 | 78.26% | 2 | 0 | 11 |  |  |  |  | R-454B | 3.7083 | Residential & Commercial | USHP | Ducted CEE Tier 1
216972400 | Central HP <5.4 tons | CARRIER | HRCU-A-CB (Split System: Heat Pump with Remote Outdoor Unit-Air-Source) | 27VNA336A*030* | ADP |  | A36VCA*+TXV | 58CU*B040C17**12 | 32800 | 20 | 9.5 | 33200 | 26200 | 78.92% | 2.02 | 0 | 11.5 |  |  |  |  | R-454B | 2.7333 | Residential & Commercial | USHP | Ducted CEE Tier 1
216972447 | Central HP <5.4 tons | CARRIER | HRCU-A-CB (Split System: Heat Pump with Remote Outdoor Unit-Air-Source) | 27VNA336A*030* | ADP |  | C36A***L53*+TXV | 58CU*B060C17**16 | 33800 | 20 | 9.5 | 32800 | 25600 | 78.05% | 2.06 | 0 | 11.7 |  |  |  |  | R-454B | 2.8167 | Residential & Commercial | USHP | Ducted CEE Tier 1
216972465 | Central HP <5.4 tons | CARRIER | HRCU-A-CB (Split System: Heat Pump with Remote Outdoor Unit-Air-Source) | 27VNA336A*030* | ADP |  | V,C36H175P15*+TXV | 58TN*B045C17**12 | 33000 | 19 | 9 | 33800 | 26800 | 79.29% | 1.9 | 0 | 10.5 |  |  |  |  | R-454B | 2.75 | Residential & Commercial | USHP | Ducted CEE Tier 1
216972467 | Central HP <5.4 tons | CARRIER | HRCU-A-CB (Split System: Heat Pump with Remote Outdoor Unit-Air-Source) | 27VNA336A*030* | ADP |  | PL36H210P74*+TXV | 58TN*B045C17**12 | 32200 | 19 | 9 | 34200 | 27200 | 79.53% | 1.88 | 0 | 10.5 |  |  |  |  | R-454B | 2.6833 | Residential & Commercial | USHP | Ducted CEE Tier 1
216972500 | Central HP <5.4 tons | CARRIER | HRCU-A-CB (Split System: Heat Pump with Remote Outdoor Unit-Air-Source) | 27VNA336A*030* | ADP |  | PL36H175P14*+TXV | 58TN*B070C17**16 | 32600 | 19 | 9.5 | 33600 | 26600 | 79.17% | 2 | 0 | 11 |  |  |  |  | R-454B | 2.7167 | Residential & Commercial | USHP | Ducted CEE Tier 1
216972601 | Central HP <5.4 tons | CARRIER | HRCU-A-CB (Split System: Heat Pump with Remote Outdoor Unit-Air-Source) | 27VNA336A*030* | ADP |  | PL36H210P74*+TXV | 59CU5B080C21**20 | 31600 | 19 | 9.35 | 32800 | 25600 | 78.05% | 2.02 | 0 | 11 |  |  |  |  | R-454B | 2.6333 | Residential & Commercial | USHP | Ducted CEE Tier 1
216972631 | Central HP <5.4 tons | CARRIER | HRCU-A-CB (Split System: Heat Pump with Remote Outdoor Unit-Air-Source) | 27VNA336A*030* | ADP |  | C36A***L15*+TXV | 59MN7C060C17**14 | 32800 | 19 | 9.5 | 32400 | 25600 | 79.01% | 2.04 | 0 | 11 |  |  |  |  | R-454B | 2.7333 | Residential & Commercial | USHP | Ducted CEE Tier 1
216972634 | Central HP <5.4 tons | CARRIER | HRCU-A-CB (Split System: Heat Pump with Remote Outdoor Unit-Air-Source) | 27VNA336A*030* | ADP |  | V,C36H175P45*+TXV | 59MN7C060C17**14 | 33800 | 19 | 9.5 | 32600 | 25800 | 79.14% | 2.06 | 0 | 11 |  |  |  |  | R-454B | 2.8167 | Residential & Commercial | USHP | Ducted CEE Tier 1
216972648 | Central HP <5.4 tons | CARRIER | HRCU-A-CB (Split System: Heat Pump with Remote Outdoor Unit-Air-Source) | 27VNA336A*030* | ADP |  | V,C36H175P13*+TXV | 59MN7C080C17**14 | 32400 | 19 | 9.5 | 33800 | 26800 | 79.29% | 2 | 0 | 11 |  |  |  |  | R-454B | 2.7 | Residential & Commercial | USHP | Ducted CEE Tier 1
216972682 | Central HP <5.4 tons | CARRIER | HRCU-A-CB (Split System: Heat Pump with Remote Outdoor Unit-Air-Source) | 27VNA336A*030* | ADP |  | V,C36H175P45*+TXV | 59TN6C080C17**14 | 33200 | 20 | 9.5 | 33200 | 26200 | 78.92% | 2.02 | 0 | 11 |  |  |  |  | R-454B | 2.7667 | Residential & Commercial | USHP | Ducted CEE Tier 1
216972684 | Central HP <5.4 tons | CARRIER | HRCU-A-CB (Split System: Heat Pump with Remote Outdoor Unit-Air-Source) | 27VNA336A*030* | ADP |  | PL36H210P74*+TXV | 59TN6C080C21**20 | 32800 | 20 | 9.5 | 33000 | 26000 | 78.79% | 2.04 | 0 | 11 |  |  |  |  | R-454B | 2.7333 | Residential & Commercial | USHP | Ducted CEE Tier 1
216972698 | Central HP <5.4 tons | CARRIER | HRCU-A-CB (Split System: Heat Pump with Remote Outdoor Unit-Air-Source) | 27VNA336A*030* | ADP |  | PL36H210P74*+TXV | 59TN7A060C17**16 | 32400 | 19 | 9 | 33800 | 26600 | 78.7% | 1.9 | 0 | 10.5 |  |  |  |  | R-454B | 2.7 | Residential & Commercial | USHP | Ducted CEE Tier 1
216972700 | Central HP <5.4 tons | CARRIER | HRCU-A-CB (Split System: Heat Pump with Remote Outdoor Unit-Air-Source) | 27VNA336A*030* | ADP |  | V,C36H175P13*+TXV | 59TN7A060C17**16 | 32400 | 19 | 9 | 34000 | 27000 | 79.41% | 1.88 | 0 | 10.5 |  |  |  |  | R-454B | 2.7 | Residential & Commercial | USHP | Ducted CEE Tier 1
216972717 | Central HP <5.4 tons | CARRIER | HRCU-A-CB (Split System: Heat Pump with Remote Outdoor Unit-Air-Source) | 27VNA336A*030* | ADP |  | V,C36H210P74*+TXV | 59TN7A080C21**20 | 32800 | 20 | 9.5 | 33000 | 26000 | 78.79% | 2.04 | 0 | 11 |  |  |  |  | R-454B | 2.7333 | Residential & Commercial | USHP | Ducted CEE Tier 1
215938386 | Central HP <5.4 tons | HEIL | HRCU-A-CB (Split System: Heat Pump with Remote Outdoor Unit-Air-Source) | H5H3V48*K*AAA* |  |  | EVD5X60M24A*+WALLCON | *96CTN1002122B* | 45500 | 20.5 | 8.1 | 52500 | 38000 | 72.38% | 1.9 | 0 | 11.5 |  |  |  |  | R-454B | 3.7917 | Residential & Commercial | USHP | Ducted CEE Tier 1
213872342 | Central HP <5.4 tons | CHAMPION HEATING AND COOLING | HRCU-A-CB (Split System: Heat Pump with Remote Outdoor Unit-Air-Source) | HMH72B341 | ADP |  | H,YG9J936 | TM9V100C16MP12 | 34000 | 17 | 8.5 | 32400 | 23600 | 72.84% | 2.1 | 0 | 10 |  |  |  |  | R-410A | 2.8333 | Residential & Commercial | USHP | Ducted CEE Tier 1
215735564 | Central HP <5.4 tons | YORK | HRCU-A-CB (Split System: Heat Pump with Remote Outdoor Unit-Air-Source) | HH860E2S11 | ADP |  | H,YE1K*48+TXV-BLEED | TM9Y100C16MP11 | 43500 | 16 | 8.45 | 42500 | 33400 | 78.59% | 1.98 | 0 | 10.5 |  |  |  |  | R-454B | 3.625 | Residential & Commercial | USHP | Ducted CEE Tier 1
216981026 | Central HP <5.4 tons | YORK | HRCU-A-CB (Split System: Heat Pump with Remote Outdoor Unit-Air-Source) | HH860E2S11 | ADP |  | V,Y60H210P19*+TXV-BLEED | Y92E080C16SMPS1 | 44000 | 18 | 9 | 43000 | 32400 | 75.35% | 2 | 0 | 11 |  |  |  |  | R-454B | 3.6667 | Residential & Commercial | USHP | Ducted CEE Tier 1
216997200 | Central HP <5.4 tons | CARRIER | HRCU-A-CB (Split System: Heat Pump with Remote Outdoor Unit-Air-Source) | 27VNA348A*030* | ADP |  | H,PG35*48+TXV | 58TN*B090C17**16 | 43500 | 20 | 9 | 46500 | 35400 | 76.13% | 1.86 | 0 | 11 |  |  |  |  | R-454B | 3.625 | Residential & Commercial | USHP | Ducted CEE Tier 1
216997065 | Central HP <5.4 tons | CARRIER | HRCU-A-CB (Split System: Heat Pump with Remote Outdoor Unit-Air-Source) | 27VNA048A*030* | ADP |  | H,PG48*60+TXV | 58TN*B110C21**20 | 45000 | 18 | 9 | 45500 | 33000 | 72.53% | 2.08 | 0 | 10 |  |  |  |  | R-454B | 3.75 | Residential & Commercial | USHP | Ducted CEE Tier 1
214389921 | Central HP <5.4 tons | CARRIER | HRCU-A-CB (Split System: Heat Pump with Remote Outdoor Unit-Air-Source) | 25VNA448A*031* | ADP |  | H,PG3K960 | 58TN*B070C17**16 | 44500 | 20 | 9 | 44500 | 36200 | 81.35% | 2.3 | 0 | 11 |  |  |  |  | R-410A | 3.7083 | Residential & Commercial | USHP | Ducted CEE Tier 1
215669155 | Central HP <5.4 tons | AIRQUEST | HRCU-A-CB (Split System: Heat Pump with Remote Outdoor Unit-Air-Source) | H5H0V36*K*AAA* |  |  | EA*5X48M21A*+WALLCON | *80CTL0901716B* | 33800 | 18 | 9 | 35000 | 25000 | 71.43% | 1.88 | 0 | 10 |  |  |  |  | R-454B | 2.8167 | Residential & Commercial | USHP | Ducted CEE Tier 1
215934710 | Central HP <5.4 tons | DAY & NIGHT | HRCU-A-CB (Split System: Heat Pump with Remote Outdoor Unit-Air-Source) | C5H3V36*K*AAA* |  |  | EVM5X32M17A*+WALLCON | *96CTN0601714B* | 35200 | 21 | 8.5 | 38000 | 28000 | 73.68% | 2.06 | 0 | 11.7 |  |  |  |  | R-454B | 2.9333 | Residential & Commercial | USHP | Ducted CEE Tier 1
215669005 | Central HP <5.4 tons | AIRQUEST | HRCU-A-CB (Split System: Heat Pump with Remote Outdoor Unit-Air-Source) | H5H0V36*K*AAA* |  |  | EA*5X43M21A*+WALLCON | *80CTL0902120B* | 34600 | 18 | 9 | 35200 | 25000 | 71.02% | 1.9 | 0 | 10 |  |  |  |  | R-454B | 2.8833 | Residential & Commercial | USHP | Ducted CEE Tier 1
215933370 | Central HP <5.4 tons | DAY & NIGHT | HRCU-A-CB (Split System: Heat Pump with Remote Outdoor Unit-Air-Source) | C5H3V36*K*AAA* |  |  | ESH5X42M12A*+WALLCON | *95CSU0601716B* | 33400 | 18.5 | 9 | 35200 | 27000 | 76.7% | 1.92 | 0 | 11 |  |  |  |  | R-454B | 2.7833 | Residential & Commercial | USHP | Ducted CEE Tier 1
215933590 | Central HP <5.4 tons | DAY & NIGHT | HRCU-A-CB (Split System: Heat Pump with Remote Outdoor Unit-Air-Source) | C5H3V36*K*AAA* |  |  | ESH5X48M12A*+WALLCON | *80CTL0902120B* | 33800 | 19.5 | 9 | 34600 | 26400 | 76.3% | 1.94 | 0 | 11.7 |  |  |  |  | R-454B | 2.8167 | Residential & Commercial | USHP | Ducted CEE Tier 1
215669355 | Central HP <5.4 tons | AIRQUEST | HRCU-A-CB (Split System: Heat Pump with Remote Outdoor Unit-Air-Source) | H5H0V36*K*AAA* |  |  | EA*5X60M24A*+WALLCON | *95CSU1002122B* | 34400 | 18 | 9 | 34200 | 24600 | 71.93% | 1.92 | 0 | 10 |  |  |  |  | R-454B | 2.8667 | Residential & Commercial | USHP | Ducted CEE Tier 1
215669575 | Central HP <5.4 tons | AIRQUEST | HRCU-A-CB (Split System: Heat Pump with Remote Outdoor Unit-Air-Source) | H5H0V36*K*AAA* |  |  | EA*5X61M21A*+WALLCON | *97CMN1002122B* | 34800 | 18.5 | 9 | 34400 | 24800 | 72.09% | 1.92 | 0 | 10.5 |  |  |  |  | R-454B | 2.9 | Residential & Commercial | USHP | Ducted CEE Tier 1
215669625 | Central HP <5.4 tons | AIRQUEST | HRCU-A-CB (Split System: Heat Pump with Remote Outdoor Unit-Air-Source) | H5H0V36*K*AAA* |  |  | EA*5X61M24A*+WALLCON | *80CTL0702120B* | 34800 | 18.5 | 9 | 34400 | 24800 | 72.09% | 1.92 | 0 | 10 |  |  |  |  | R-454B | 2.9 | Residential & Commercial | USHP | Ducted CEE Tier 1
215669675 | Central HP <5.4 tons | AIRQUEST | HRCU-A-CB (Split System: Heat Pump with Remote Outdoor Unit-Air-Source) | H5H0V36*K*AAA* |  |  | EA*5X61M24A*+WALLCON | *95CSU1002122B* | 35000 | 18.5 | 9 | 34400 | 24600 | 71.51% | 1.92 | 0 | 10 |  |  |  |  | R-454B | 2.9167 | Residential & Commercial | USHP | Ducted CEE Tier 1
215669759 | Central HP <5.4 tons | AIRQUEST | HRCU-A-CB (Split System: Heat Pump with Remote Outdoor Unit-Air-Source) | H5H0V36*K*AAA* |  |  | ESH5X36M12A*+WALLCON | *80CSU1002120A* | 33600 | 16 | 8.5 | 35800 | 25400 | 70.95% | 1.78 | 0 | 9.5 |  |  |  |  | R-454B | 2.8 | Residential & Commercial | USHP
215828362 | Central HP <5.4 tons | CARRIER | HRCU-A-CB (Split System: Heat Pump with Remote Outdoor Unit-Air-Source) | 25VNA448A*031* | ADP |  | C60A***L169 | 59MN7C080C21**20 | 43500 | 21 | 9 | 44500 | 36000 | 80.9% | 2.26 | 0 | 11.7 |  |  |  |  | R-410A | 3.625 | Residential & Commercial | USHP | Ducted CEE Tier 1
215676688 | Central HP <5.4 tons | COMFORTMAKER | HRCU-A-CB (Split System: Heat Pump with Remote Outdoor Unit-Air-Source) | C5H0V48*K*AAA* |  |  | EVD5X61M21A*+WALLCON | *80CSU0601716A* | 48500 | 19 | 9 | 50000 | 36800 | 73.6% | 2 | 0 | 10 |  |  |  |  | R-454B | 4.0417 | Residential & Commercial | USHP | Ducted CEE Tier 1
215934430 | Central HP <5.4 tons | DAY & NIGHT | HRCU-A-CB (Split System: Heat Pump with Remote Outdoor Unit-Air-Source) | C5H3V48*K*AAA* |  |  | ESH5X48M12A*+WALLCON | *80CSU1002120A* | 44000 | 20 | 9 | 48500 | 36600 | 75.46% | 1.8 | 0 | 10.5 |  |  |  |  | R-454B | 3.6667 | Residential & Commercial | USHP | Ducted CEE Tier 1
215938390 | Central HP <5.4 tons | DAY & NIGHT | HRCU-A-CB (Split System: Heat Pump with Remote Outdoor Unit-Air-Source) | C5H3V48*K*AAA* |  |  | EVD5X60M24A*+WALLCON | *96CTN1002122B* | 45500 | 20.5 | 8.1 | 52500 | 38000 | 72.38% | 1.9 | 0 | 11.5 |  |  |  |  | R-454B | 3.7917 | Residential & Commercial | USHP | Ducted CEE Tier 1
216972630 | Central HP <5.4 tons | CARRIER | HRCU-A-CB (Split System: Heat Pump with Remote Outdoor Unit-Air-Source) | 27VNA336A*030* | ADP |  | PL36H210P74*+TXV | 59MN7C060C17**14 | 32400 | 19 | 9.5 | 32400 | 25600 | 79.01% | 2.04 | 0 | 10.5 |  |  |  |  | R-454B | 2.7 | Residential & Commercial | USHP | Ducted CEE Tier 1
216972669 | Central HP <5.4 tons | CARRIER | HRCU-A-CB (Split System: Heat Pump with Remote Outdoor Unit-Air-Source) | 27VNA336A*030* | ADP |  | C36A***L53*+TXV | 59TN6C060C17**14 | 33400 | 20 | 9.4 | 32200 | 25200 | 78.26% | 2.05 | 0 | 10.5 |  |  |  |  | R-454B | 2.7833 | Residential & Commercial | USHP | Ducted CEE Tier 1
216972696 | Central HP <5.4 tons | CARRIER | HRCU-A-CB (Split System: Heat Pump with Remote Outdoor Unit-Air-Source) | 27VNA336A*030* | ADP |  | PL36H175P15*+TXV | 59TN7A060C17**16 | 33000 | 19 | 9 | 33800 | 26600 | 78.7% | 1.9 | 0 | 11 |  |  |  |  | R-454B | 2.75 | Residential & Commercial | USHP | Ducted CEE Tier 1
216972705 | Central HP <5.4 tons | CARRIER | HRCU-A-CB (Split System: Heat Pump with Remote Outdoor Unit-Air-Source) | 27VNA336A*030* | ADP |  | C36A***L13*+TXV | 59TN7A080C17**16 | 32400 | 19 | 9.5 | 33600 | 26800 | 79.76% | 2 | 0 | 11 |  |  |  |  | R-454B | 2.7 | Residential & Commercial | USHP | Ducted CEE Tier 1
216679410 | Central HP <5.4 tons | CARRIER | HRCU-A-CB (Split System: Heat Pump with Remote Outdoor Unit-Air-Source) | 38MURAQ24AB3* |  |  | CAP**3617AL* | 59TP7A060V17**16 | 23600 | 17 | 9 | 25800 | 23200 | 89.92% | 1.82 | 0 | 10 |  |  |  |  | R-410A | 1.9667 | Residential & Commercial | USHP | Ducted CEE Tier 1
213145906 | Central HP <5.4 tons | CARRIER | HRCU-A-CB (Split System: Heat Pump with Remote Outdoor Unit-Air-Source) | 38MURAQ24AB3* | ADP |  | C36A***L129+AEFE3A* | 0 | 23600 | 17 | 9 | 25600 | 25200 | 98.44% | 2.14 | 0 | 10 |  |  |  |  | R-410A | 1.9667 | Residential & Commercial | USHP | Ducted CEE Tier 1
212498507 | Central HP <5.4 tons | CARRIER | HRCU-A-CB (Split System: Heat Pump with Remote Outdoor Unit-Air-Source) | 38MURAQ18AB3* | ADP |  | CE1801C+TXV | 0 | 17400 | 17 | 8.6 | 17000 | 19300 | 113.5% | 2.3 | 0 | 10.5 |  |  |  |  | R-410A | 1.45 | Residential & Commercial | USHP | Ducted CEE Tier 1
213782160 | Central HP <5.4 tons | COMFORTMAKER | HRCU-A-CB (Split System: Heat Pump with Remote Outdoor Unit-Air-Source) | CVH837GKA2* |  |  | EHD4X48AAL+WALLCON | *97CMN1202422B* | 32600 | 16.5 | 8.1 | 33000 | 24800 | 75.15% | 1.96 | 0 | 11 |  |  |  |  | R-410A | 2.7167 | Residential & Commercial | USHP | Ducted CEE Tier 1
213782310 | Central HP <5.4 tons | COMFORTMAKER | HRCU-A-CB (Split System: Heat Pump with Remote Outdoor Unit-Air-Source) | CVH837GKA2* |  |  | EHD4X60AAL+WALLCON | *97CMN1002122B* | 33000 | 16.5 | 8.1 | 32200 | 24800 | 77.02% | 2 | 0 | 11.5 |  |  |  |  | R-410A | 2.75 | Residential & Commercial | USHP | Ducted CEE Tier 1
216681799 | Central HP <5.4 tons | COMFORTMAKER | HRCU-A-CB (Split System: Heat Pump with Remote Outdoor Unit-Air-Source) | DLCURAH36ABK |  |  | EA*4X43L21A* | *97VTN1002120A* | 36200 | 16.5 | 9 | 38000 | 34400 | 90.53% | 1.96 | 0 | 10 |  |  |  |  | R-410A | 3.0167 | Residential & Commercial | USHP | Ducted CEE Tier 1
214862347 | Central HP <5.4 tons | BRYANT HEATING AND COOLING SYSTEMS | HRCU-A-CB (Split System: Heat Pump with Remote Outdoor Unit-Air-Source) | 288BNV025*0**C* | ADP |  | H,PE9J936 | 987MC66120C24*** | 23800 | 16 | 8.1 | 19800 | 16200 | 81.82% | 1.96 | 0 | 11 |  |  |  |  | R-410A | 1.9833 | Residential & Commercial | USHP | Ducted CEE Tier 1
215669585 | Central HP <5.4 tons | AIRQUEST | HRCU-A-CB (Split System: Heat Pump with Remote Outdoor Unit-Air-Source) | H5H0V36*K*AAA* |  |  | EA*5X61M21A*+WALLCON | *96CTN0601714B* | 34600 | 18 | 9 | 34600 | 25000 | 72.25% | 1.9 | 0 | 10 |  |  |  |  | R-454B | 2.8833 | Residential & Commercial | USHP | Ducted CEE Tier 1
215669095 | Central HP <5.4 tons | AIRQUEST | HRCU-A-CB (Split System: Heat Pump with Remote Outdoor Unit-Air-Source) | H5H0V36*K*AAA* |  |  | EA*5X48M21A*+WALLCON | *80CSU0401712A* | 33800 | 18 | 9 | 35000 | 25000 | 71.43% | 1.88 | 0 | 9.5 |  |  |  |  | R-454B | 2.8167 | Residential & Commercial | USHP
216972966 | Central HP <5.4 tons | CARRIER | HRCU-A-CB (Split System: Heat Pump with Remote Outdoor Unit-Air-Source) | 27VNA348A*030* | ADP |  | V,C60H245P76*+TXV | 59TN7A120C24**22 | 43500 | 21 | 9.45 | 46500 | 36200 | 77.85% | 2 | 0 | 11 |  |  |  |  | R-454B | 3.625 | Residential & Commercial | USHP | Ducted CEE Tier 1
214574318 | Central HP <5.4 tons | CARRIER | HRCU-A-CB (Split System: Heat Pump with Remote Outdoor Unit-Air-Source) | 25VNA837A*031* |  |  | CSPH*4212AL*+UI | 59TN6C080C21**20 | 32600 | 17.5 | 8.5 | 32800 | 24800 | 75.61% | 1.96 | 0 | 11 |  |  |  |  | R-410A | 2.7167 | Residential & Commercial | USHP | Ducted CEE Tier 1
215669012 | Central HP <5.4 tons | HEIL | HRCU-A-CB (Split System: Heat Pump with Remote Outdoor Unit-Air-Source) | H5H0V36*K*AAA* |  |  | EA*5X43M21A*+WALLCON | *80CTL1102120B* | 34600 | 18 | 9 | 35200 | 25000 | 71.02% | 1.9 | 0 | 10 |  |  |  |  | R-454B | 2.8833 | Residential & Commercial | USHP | Ducted CEE Tier 1
215669028 | Central HP <5.4 tons | HEIL | HRCU-A-CB (Split System: Heat Pump with Remote Outdoor Unit-Air-Source) | H5H0V36*K*AAA* |  |  | EA*5X43M21A*+WALLCON | *95CSU0802120B* | 34400 | 17.5 | 9 | 35400 | 25200 | 71.19% | 1.88 | 0 | 9.5 |  |  |  |  | R-454B | 2.8667 | Residential & Commercial | USHP
215669194 | Central HP <5.4 tons | HEIL | HRCU-A-CB (Split System: Heat Pump with Remote Outdoor Unit-Air-Source) | H5H0V36*K*AAA* |  |  | EA*5X48M21A*+WALLCON | *95CSU0802120B* | 33800 | 17.5 | 9 | 35000 | 25000 | 71.43% | 1.88 | 0 | 9.5 |  |  |  |  | R-454B | 2.8167 | Residential & Commercial | USHP
215669244 | Central HP <5.4 tons | HEIL | HRCU-A-CB (Split System: Heat Pump with Remote Outdoor Unit-Air-Source) | H5H0V36*K*AAA* |  |  | EA*5X48M21A*+WALLCON | *97CMN0802120B* | 33800 | 18 | 9 | 35000 | 25000 | 71.43% | 1.88 | 0 | 10 |  |  |  |  | R-454B | 2.8167 | Residential & Commercial | USHP | Ducted CEE Tier 1
215669394 | Central HP <5.4 tons | HEIL | HRCU-A-CB (Split System: Heat Pump with Remote Outdoor Unit-Air-Source) | H5H0V36*K*AAA* |  |  | EA*5X60M24A*+WALLCON | *97CMN1202422B* | 34400 | 18.5 | 9 | 34200 | 24800 | 72.51% | 1.9 | 0 | 10 |  |  |  |  | R-454B | 2.8667 | Residential & Commercial | USHP | Ducted CEE Tier 1
215670319 | Central HP <5.4 tons | AIRQUEST | HRCU-A-CB (Split System: Heat Pump with Remote Outdoor Unit-Air-Source) | H5H0V36*K*AAA* |  |  | ESH5X48M12A*+WALLCON | *97CMN1202422B* | 34200 | 17 | 8.5 | 35400 | 25200 | 71.19% | 1.88 | 0 | 9.5 |  |  |  |  | R-454B | 2.85 | Residential & Commercial | USHP
215670219 | Central HP <5.4 tons | AIRQUEST | HRCU-A-CB (Split System: Heat Pump with Remote Outdoor Unit-Air-Source) | H5H0V36*K*AAA* |  |  | ESH5X48M12A*+WALLCON | *80CTL1102120B* | 34200 | 17 | 8.5 | 35400 | 25200 | 71.19% | 1.9 | 0 | 9.5 |  |  |  |  | R-454B | 2.85 | Residential & Commercial | USHP
216973030 | Central HP <5.4 tons | CARRIER | HRCU-A-CB (Split System: Heat Pump with Remote Outdoor Unit-Air-Source) | 27VNA360A*030* | ADP |  | C60A***L18*+TXV | 59MN7C100C21**22 | 55500 | 18 | 8.5 | 58500 | 46000 | 78.63% | 2.02 | 0 | 11 |  |  |  |  | R-454B | 4.625 | Residential & Commercial | USHP | Ducted CEE Tier 1
213258953 | Central HP <5.4 tons | KEEPRITE | HRCU-A-CB (Split System: Heat Pump with Remote Outdoor Unit-Air-Source) | DLCURAH24ABK | ADP |  | H,GE7J936 | *96VTN1002120A* | 23600 | 17 | 8.5 | 24400 | 22400 | 91.8% | 1.9 | 0 | 9.5 |  |  |  |  | R-410A | 1.9667 | Residential & Commercial | USHP
214385571 | Central HP <5.4 tons | COMFORTMAKER | HRCU-A-CB (Split System: Heat Pump with Remote Outdoor Unit-Air-Source) | DLCURAH24ABK | ADP |  | H,YE35936 | *95MSU0401712A* | 23400 | 17 | 8.5 | 24400 | 24000 | 98.36% | 2.02 | 0 | 10 |  |  |  |  | R-410A | 1.95 | Residential & Commercial | USHP | Ducted CEE Tier 1
216776398 | Central HP <5.4 tons | YORK | HRCU-A-CB (Split System: Heat Pump with Remote Outdoor Unit-Air-Source) | HH860E2S11 | ADP |  | AD-61(P,U)******+TXV-BLEED | Y91E100C20SMPS1 | 45500 | 18 | 9 | 44500 | 33600 | 75.51% | 2 | 0 | 11.7 |  |  |  |  | R-454B | 3.7917 | Residential & Commercial | USHP | Ducted CEE Tier 1
216977875 | Central HP <5.4 tons | YORK | HRCU-A-CB (Split System: Heat Pump with Remote Outdoor Unit-Air-Source) | HH836E2S11 | ADP |  | CH365B*C+TXV | Y91E060B12SMPS1 | 32800 | 16 | 8.4 | 29400 | 25000 | 85.03% | 1.98 | 0 | 10.5 |  |  |  |  | R-454B | 2.7333 | Residential & Commercial | USHP | Ducted CEE Tier 1
216776400 | Central HP <5.4 tons | YORK | HRCU-A-CB (Split System: Heat Pump with Remote Outdoor Unit-Air-Source) | HH836E2S11 | ADP |  | AD-37(P,U)******+TXV-BLEED | Y81E080B12SMPS1 | 32800 | 17 | 8.4 | 28800 | 24400 | 84.72% | 1.98 | 0 | 11.5 |  |  |  |  | R-454B | 2.7333 | Residential & Commercial | USHP | Ducted CEE Tier 1
216679872 | Central HP <5.4 tons | COMFORTMAKER | HRCU-A-CB (Split System: Heat Pump with Remote Outdoor Unit-Air-Source) | DLCURAH36ABK |  |  | EA*4X43L21A* | *97VTN0801716A* | 36400 | 15.5 | 9 | 38500 | 34400 | 89.35% | 1.96 | 0 | 10 |  |  |  |  | R-410A | 3.0333 | Residential & Commercial | USHP | Ducted CEE Tier 1
216679956 | Central HP <5.4 tons | COMFORTMAKER | HRCU-A-CB (Split System: Heat Pump with Remote Outdoor Unit-Air-Source) | DLCURAH36ABK |  |  | END4X42L17** | *97VTN0801716A* | 35600 | 15.2 | 8.5 | 39000 | 34600 | 88.72% | 1.8 | 0 | 10 |  |  |  |  | R-410A | 2.9667 | Residential & Commercial | USHP | Ducted CEE Tier 1
212441627 | Central HP <5.4 tons | CHAMPION HEATING AND COOLING | HRCU-A-CB (Split System: Heat Pump with Remote Outdoor Unit-Air-Source) | HMH72B341 | ADP |  | H,YE8J936 | TM9E040A10MP12 | 32200 | 17 | 8.5 | 32400 | 23000 | 70.99% | 1.98 | 0 | 9.5 |  |  |  |  | R-410A | 2.6833 | Residential & Commercial | USHP
213753839 | Central HP <5.4 tons | CARRIER | HRCU-A-CB (Split System: Heat Pump with Remote Outdoor Unit-Air-Source) | 38MURAQ36AB3* | ASPEN |  | D(A,C,E)36B34+TDR | 59SP6A100V21**20 | 35200 | 16 | 8.1 | 39000 | 31800 | 81.54% | 2.51 | 0 | 9.5 |  |  |  |  | R-410A | 2.9333 | Residential & Commercial | USHP
212976039 | Central HP <5.4 tons | HEIL | HRCU-A-CB (Split System: Heat Pump with Remote Outdoor Unit-Air-Source) | DLCURAH24ABK |  |  | EA*4X36L17A* | *96VTN0801716B* | 23600 | 17 | 8.5 | 26000 | 24200 | 93.08% | 2.02 | 0 | 10 |  |  |  |  | R-410A | 1.9667 | Residential & Commercial | USHP | Ducted CEE Tier 1
215441394 | Central HP <5.4 tons | YORK | HRCU-A-CB (Split System: Heat Pump with Remote Outdoor Unit-Air-Source) | HH836E2S11 | ADP |  | CV365B*C+TXV+AEF48BXP* | 0 | 33000 | 19 | 8.85 | 29400 | 24800 | 84.35% | 1.98 | 0 | 11.5 |  |  |  |  | R-454B | 2.75 | Residential & Commercial | USHP | Ducted CEE Tier 1
215441376 | Central HP <5.4 tons | YORK | HRCU-A-CB (Split System: Heat Pump with Remote Outdoor Unit-Air-Source) | HMH72B341 | ADP |  | H,YG80736 | TM9E080C16MP12 | 34000 | 18 | 8.1 | 32000 | 23400 | 73.12% | 2.08 | 0 | 10 |  |  |  |  | R-410A | 2.8333 | Residential & Commercial | USHP | Ducted CEE Tier 1
215731722 | Central HP <5.4 tons | YORK | HRCU-A-CB (Split System: Heat Pump with Remote Outdoor Unit-Air-Source) | HH860E2S11 | ADP |  | H,YG53*48+TXV | Y81E120C16SMPS1 | 44000 | 18 | 8.5 | 42000 | 32600 | 77.62% | 2 | 0 | 12 |  |  |  |  | R-454B | 3.6667 | Residential & Commercial | USHP | Ducted CEE Tier 1
215735533 | Central HP <5.4 tons | YORK | HRCU-A-CB (Split System: Heat Pump with Remote Outdoor Unit-Air-Source) | HH824E2S11 | ADP |  | H,YE31*30+TXV-BLEED | TM9V040A10MP12 | 21800 | 16 | 8.5 | 21200 | 17100 | 80.66% | 1.9 | 0 | 10 |  |  |  |  | R-454B | 1.8167 | Residential & Commercial | USHP | Ducted CEE Tier 1
215679248 | Central HP <5.4 tons | COMFORTMAKER | HRCU-A-CB (Split System: Heat Pump with Remote Outdoor Unit-Air-Source) | C5H0V36*K*AAA* |  |  | EA*5X37M17A*+WALLCON | *80CSU0601716B* | 34000 | 17 | 9 | 35600 | 25400 | 71.35% | 1.86 | 0 | 9.5 |  |  |  |  | R-454B | 2.8333 | Residential & Commercial | USHP
215679298 | Central HP <5.4 tons | COMFORTMAKER | HRCU-A-CB (Split System: Heat Pump with Remote Outdoor Unit-Air-Source) | C5H0V36*K*AAA* |  |  | EA*5X37M21A*+WALLCON | *80CSU0601716B* | 34600 | 17.5 | 9 | 35200 | 25000 | 71.02% | 1.9 | 0 | 10 |  |  |  |  | R-454B | 2.8833 | Residential & Commercial | USHP | Ducted CEE Tier 1
210598028 | Central HP <5.4 tons | HEIL | HRCU-A-CB (Split System: Heat Pump with Remote Outdoor Unit-Air-Source) | HVH825GKA2* |  |  | EA*4X48L21A*+WALLCON | *95CSU1002122A* | 24200 | 17 | 8.1 | 21000 | 16500 | 78.57% | 2.02 | 0 | 11 |  |  |  |  | R-410A | 2.0167 | Residential & Commercial | USHP | Ducted CEE Tier 1
210598048 | Central HP <5.4 tons | HEIL | HRCU-A-CB (Split System: Heat Pump with Remote Outdoor Unit-Air-Source) | HVH825GKA2* |  |  | EA*4X48L21A*+WALLCON | *97CMN0602120A* | 24000 | 16.5 | 8.1 | 21000 | 16600 | 79.05% | 2 | 0 | 11 |  |  |  |  | R-410A | 2 | Residential & Commercial | USHP | Ducted CEE Tier 1
216733492 | Central HP <5.4 tons | DAY & NIGHT | HRCU-A-CB (Split System: Heat Pump with Remote Outdoor Unit-Air-Source) | D5CUHAH24AAK |  |  | EA*5X25M17A* | *96VSN0601412B* | 22800 | 16.5 | 8.5 | 20600 | 18400 | 89.32% | 1.96 | 0 | 11 |  |  |  |  | R-454B | 1.9 | Residential & Commercial | USHP | Ducted CEE Tier 1
216733810 | Central HP <5.4 tons | DAY & NIGHT | HRCU-A-CB (Split System: Heat Pump with Remote Outdoor Unit-Air-Source) | D5CUHAH24AAK |  |  | EA*5X30M17A* | *80CSU0401712A* | 22800 | 17 | 8.5 | 21200 | 19000 | 89.62% | 1.94 | 0 | 11 |  |  |  |  | R-454B | 1.9 | Residential & Commercial | USHP | Ducted CEE Tier 1
215675326 | Central HP <5.4 tons | AIRQUEST | HRCU-A-CB (Split System: Heat Pump with Remote Outdoor Unit-Air-Source) | H5H0V48*K*AAA* |  |  | ESH5X60M12A*+WALLCON | *96CTN1002122B* | 45500 | 16.5 | 8.5 | 48000 | 33800 | 70.42% | 2.08 | 0 | 9.5 |  |  |  |  | R-454B | 3.7917 | Residential & Commercial | USHP
216017532 | Central HP <5.4 tons | YORK | HRCU-A-C (Split System: Heat Pump with Remote Outdoor Unit with No Indoor Fan --Air Source) | HH824E2S11 | ADP |  | V,Y36H175P13*+TXV-BLEED+TD | 0 | 23000 | 15.2 | 8.5 | 21400 | 17000 | 79.44% | 2 | 0 | 11 |  |  |  |  | R-454B | 1.9167 | Residential & Commercial | USHP | Ducted CEE Tier 1
216776393 | Central HP <5.4 tons | YORK | HRCU-A-CB (Split System: Heat Pump with Remote Outdoor Unit-Air-Source) | HH824E2S11 | ADP |  | AD-34(P,U)******+TXV-BLEED | Y91E060B12SMPS1 | 23000 | 17 | 9.5 | 21400 | 18700 | 87.38% | 2 | 0 | 11.7 |  |  |  |  | R-454B | 1.9167 | Residential & Commercial | USHP | Ducted CEE Tier 1
215942526 | Central HP <5.4 tons | DAY & NIGHT | HRCU-A-CB (Split System: Heat Pump with Remote Outdoor Unit-Air-Source) | C5H3V36*K*AAA* |  |  | EVD5X61M21A*+WALLCON | *97CMN0802120B* | 35800 | 22 | 8.5 | 37400 | 28200 | 75.4% | 2.04 | 0 | 12.5 |  |  |  |  | R-454B | 2.9833 | Residential & Commercial | USHP | Ducted CEE Tier 1
215675346 | Central HP <5.4 tons | AIRQUEST | HRCU-A-CB (Split System: Heat Pump with Remote Outdoor Unit-Air-Source) | H5H0V48*K*AAA* |  |  | FCMA5B60L0D*+WALLCON | 0 | 46500 | 19.5 | 9.5 | 47000 | 33000 | 70.21% | 2.2 | 0 | 10.5 |  |  |  |  | R-454B | 3.875 | Residential & Commercial | USHP | Ducted CEE Tier 1
215668693 | Central HP <5.4 tons | AIRQUEST | HRCU-A-CB (Split System: Heat Pump with Remote Outdoor Unit-Air-Source) | H5H0V36*K*AAA* |  |  | EA*5X37M21A*+WALLCON | *80CTL1102120B* | 34600 | 18 | 9 | 35200 | 25000 | 71.02% | 1.9 | 0 | 10 |  |  |  |  | R-454B | 2.8833 | Residential & Commercial | USHP | Ducted CEE Tier 1
215668741 | Central HP <5.4 tons | AIRQUEST | HRCU-A-CB (Split System: Heat Pump with Remote Outdoor Unit-Air-Source) | H5H0V36*K*AAA* |  |  | EA*5X37M21A*+WALLCON | *97CMN0801714B* | 34200 | 17.5 | 9 | 35400 | 25400 | 71.75% | 1.88 | 0 | 9.5 |  |  |  |  | R-454B | 2.85 | Residential & Commercial | USHP
216736003 | Central HP <5.4 tons | DAY & NIGHT | HRCU-A-CB (Split System: Heat Pump with Remote Outdoor Unit-Air-Source) | D5CUHAH24AAK |  |  | EA*5X37M21A* | *96VTN0601716B* | 23000 | 16.5 | 8.5 | 20600 | 18400 | 89.32% | 1.96 | 0 | 11 |  |  |  |  | R-454B | 1.9167 | Residential & Commercial | USHP | Ducted CEE Tier 1
216737066 | Central HP <5.4 tons | DAY & NIGHT | HRCU-A-CB (Split System: Heat Pump with Remote Outdoor Unit-Air-Source) | D5CUHAH24AAK |  |  | ESH5X30M12A* | *80MS(N,L)0702116A* | 22400 | 15.2 | 8.1 | 21000 | 18900 | 90% | 1.9 | 0 | 10.5 |  |  |  |  | R-454B | 1.8667 | Residential & Commercial | USHP | Ducted CEE Tier 1
213881440 | Central HP <5.4 tons | CARRIER | HRCU-A-CB (Split System: Heat Pump with Remote Outdoor Unit-Air-Source) | 38MURAQ36AB3* | ADP |  | PL36H210P749 | 58TP*B090V21**20 | 35200 | 16 | 8.1 | 36800 | 34600 | 94.02% | 1.88 | 0 | 10 |  |  |  |  | R-410A | 2.9333 | Residential & Commercial | USHP | Ducted CEE Tier 1
216980999 | Central HP <5.4 tons | YORK | HRCU-A-CB (Split System: Heat Pump with Remote Outdoor Unit-Air-Source) | HH824E2S11 | ADP |  | V,Y36H175P13*+TXV-BLEED | Y82E080B12LMPS1 | 23000 | 18 | 9.5 | 21400 | 18000 | 84.11% | 2 | 0 | 12 |  |  |  |  | R-454B | 1.9167 | Residential & Commercial | USHP | Ducted CEE Tier 1
213080824 | Central HP <5.4 tons | CARRIER | HRCU-A-CB (Split System: Heat Pump with Remote Outdoor Unit-Air-Source) | 38MURAQ36AB3* |  |  | CAP**4321AL* | 59SU5B080M21**20 | 36600 | 16 | 8.5 | 38500 | 35000 | 90.91% | 2.08 | 0 | 10 |  |  |  |  | R-410A | 3.05 | Residential & Commercial | USHP | Ducted CEE Tier 1
215487420 | Central HP <5.4 tons | DAIKIN | HRCU-A-CB (Split System: Heat Pump with Remote Outdoor Unit-Air-Source) | DH7VSA4210A* |  |  | CA*EA6030*3A* | D*96VC1005CNA* | 40500 | 16.5 | 8.8 | 41000 | 31000 | 75.61% | 2 | 0 | 10 |  |  |  |  | R-32 | 3.375 | Residential & Commercial | USHP | Ducted CEE Tier 1
216981012 | Central HP <5.4 tons | YORK | HRCU-A-CB (Split System: Heat Pump with Remote Outdoor Unit-Air-Source) | HH836E2S11 | ADP |  | V,Y36H175P38*+TXV-BLEED | Y92E060B12SMPS1 | 33400 | 18 | 8.5 | 30000 | 23800 | 79.33% | 2 | 0 | 11 |  |  |  |  | R-454B | 2.7833 | Residential & Commercial | USHP | Ducted CEE Tier 1
215487370 | Central HP <5.4 tons | DAIKIN | HRCU-A-CB (Split System: Heat Pump with Remote Outdoor Unit-Air-Source) | DH7VSA2410A* |  |  | CA*EA3022*3A* | D*96VC0803BNA* | 23200 | 19 | 8.6 | 23200 | 17000 | 73.28% | 2 | 0 | 11 |  |  |  |  | R-32 | 1.9333 | Residential & Commercial | USHP | Ducted CEE Tier 1
213366553 | Central HP <5.4 tons | COLEMAN | HRCU-A-CB (Split System: Heat Pump with Remote Outdoor Unit-Air-Source) | HMH72B341 | ADP |  | A36VDA+TXV | Z8ES080B12SMPS1 | 33200 | 18 | 8.5 | 31400 | 23000 | 73.25% | 2.04 | 0 | 10 |  |  |  |  | R-410A | 2.7667 | Residential & Commercial | USHP | Ducted CEE Tier 1
215670369 | Central HP <5.4 tons | AIRQUEST | HRCU-A-CB (Split System: Heat Pump with Remote Outdoor Unit-Air-Source) | H5H0V36*K*AAA* |  |  | ESH5X48M12A*+WALLCON | *96CTN1202422B* | 34200 | 17 | 8.5 | 35400 | 25200 | 71.19% | 1.9 | 0 | 9.5 |  |  |  |  | R-454B | 2.85 | Residential & Commercial | USHP
215933580 | Central HP <5.4 tons | DAY & NIGHT | HRCU-A-CB (Split System: Heat Pump with Remote Outdoor Unit-Air-Source) | C5H3V36*K*AAA* |  |  | ESH5X48M12A*+WALLCON | *80CTL0901716B* | 33600 | 19.5 | 9 | 34800 | 26600 | 76.44% | 1.94 | 0 | 11.5 |  |  |  |  | R-454B | 2.8 | Residential & Commercial | USHP | Ducted CEE Tier 1
215933700 | Central HP <5.4 tons | DAY & NIGHT | HRCU-A-CB (Split System: Heat Pump with Remote Outdoor Unit-Air-Source) | C5H3V36*K*AAA* |  |  | ESH5X48M12A*+WALLCON | *96CTN0601714B* | 33400 | 19 | 9 | 34200 | 26000 | 76.02% | 1.94 | 0 | 11 |  |  |  |  | R-454B | 2.7833 | Residential & Commercial | USHP | Ducted CEE Tier 1
215933750 | Central HP <5.4 tons | DAY & NIGHT | HRCU-A-CB (Split System: Heat Pump with Remote Outdoor Unit-Air-Source) | C5H3V36*K*AAA* |  |  | ESH5X60M12A*+WALLCON | *80CTL0451712B* | 33800 | 19 | 9 | 35200 | 26800 | 76.14% | 1.92 | 0 | 11 |  |  |  |  | R-454B | 2.8167 | Residential & Commercial | USHP | Ducted CEE Tier 1
215679348 | Central HP <5.4 tons | COMFORTMAKER | HRCU-A-CB (Split System: Heat Pump with Remote Outdoor Unit-Air-Source) | C5H0V36*K*AAA* |  |  | EA*5X42M21A*+WALLCON | *96CTN0802120B* | 33200 | 17.5 | 9 | 35800 | 25600 | 71.51% | 1.86 | 0 | 10 |  |  |  |  | R-454B | 2.7667 | Residential & Commercial | USHP | Ducted CEE Tier 1
215679498 | Central HP <5.4 tons | COMFORTMAKER | HRCU-A-CB (Split System: Heat Pump with Remote Outdoor Unit-Air-Source) | C5H0V36*K*AAA* |  |  | EA*5X48M21A*+WALLCON | *80CSU0401712B* | 34000 | 18 | 9 | 35000 | 25000 | 71.43% | 1.9 | 0 | 10 |  |  |  |  | R-454B | 2.8333 | Residential & Commercial | USHP | Ducted CEE Tier 1
215679898 | Central HP <5.4 tons | COMFORTMAKER | HRCU-A-CB (Split System: Heat Pump with Remote Outdoor Unit-Air-Source) | C5H0V36*K*AAA* |  |  | ESH5X48M12A*+WALLCON | *97CTN0601716A* | 33800 | 16 | 8.5 | 35600 | 25600 | 71.91% | 1.78 | 0 | 9 |  |  |  |  | R-454B | 2.8167 | Residential & Commercial | USHP
215679948 | Central HP <5.4 tons | COMFORTMAKER | HRCU-A-CB (Split System: Heat Pump with Remote Outdoor Unit-Air-Source) | C5H0V36*K*AAA* |  |  | ESH5X60M12A*+WALLCON | *80CSU0401712B* | 34600 | 17 | 8.5 | 34600 | 24800 | 71.68% | 1.92 | 0 | 10 |  |  |  |  | R-454B | 2.8833 | Residential & Commercial | USHP | Ducted CEE Tier 1
215679998 | Central HP <5.4 tons | COMFORTMAKER | HRCU-A-CB (Split System: Heat Pump with Remote Outdoor Unit-Air-Source) | C5H0V36*K*AAA* |  |  | ESH5X60M12A*+WALLCON | *97CTN1002122A* | 34600 | 17 | 8.5 | 34600 | 24800 | 71.68% | 1.82 | 0 | 10 |  |  |  |  | R-454B | 2.8833 | Residential & Commercial | USHP | Ducted CEE Tier 1
215678058 | Central HP <5.4 tons | COMFORTMAKER | HRCU-A-CB (Split System: Heat Pump with Remote Outdoor Unit-Air-Source) | C5H0V60*K*AAA* |  |  | ESH5X60M12A*+WALLCON | *80CTL0701716B* | 54000 | 16.5 | 8.5 | 59000 | 41500 | 70.34% | 1.9 | 0 | 9 |  |  |  |  | R-454B | 4.5 | Residential & Commercial | USHP
215682588 | Central HP <5.4 tons | COMFORTMAKER | HRCU-A-CB (Split System: Heat Pump with Remote Outdoor Unit-Air-Source) | C5H0V60*K*AAA* |  |  | EA*5X60M24A*+WALLCON | *80CSU0802120B* | 55500 | 18.5 | 8.5 | 58500 | 41000 | 70.09% | 2.04 | 0 | 9 |  |  |  |  | R-454B | 4.625 | Residential & Commercial | USHP
215682638 | Central HP <5.4 tons | COMFORTMAKER | HRCU-A-CB (Split System: Heat Pump with Remote Outdoor Unit-Air-Source) | C5H0V60*K*AAA* |  |  | EA*5X61M21A*+WALLCON | *80CSU0401712B* | 55500 | 18 | 8.5 | 58500 | 41000 | 70.09% | 2.04 | 0 | 9 |  |  |  |  | R-454B | 4.625 | Residential & Commercial | USHP
215935480 | Central HP <5.4 tons | DAY & NIGHT | HRCU-A-CB (Split System: Heat Pump with Remote Outdoor Unit-Air-Source) | C5H3V36*K*AAA* |  |  | EVM5X61M24A*+WALLCON | *80CTL1352422B* | 36000 | 22.5 | 8.5 | 37600 | 28200 | 75% | 2.04 | 0 | 12.5 |  |  |  |  | R-454B | 3 | Residential & Commercial | USHP | Ducted CEE Tier 1
216972982 | Central HP <5.4 tons | CARRIER | HRCU-A-CB (Split System: Heat Pump with Remote Outdoor Unit-Air-Source) | 27VNA360A*030* | ADP |  | C60A***L19*+TXV | 58TN*B090C21**20 | 56500 | 19 | 8.5 | 58500 | 46000 | 78.63% | 2.04 | 0 | 11.5 |  |  |  |  | R-454B | 4.7083 | Residential & Commercial | USHP | Ducted CEE Tier 1
216776394 | Central HP <5.4 tons | YORK | HRCU-A-CB (Split System: Heat Pump with Remote Outdoor Unit-Air-Source) | HH824E2S11 | ADP |  | AD-30(P,U)******+TXV-BLEED | Y92E060B12SMPS1 | 22400 | 17 | 9.25 | 21400 | 18100 | 84.58% | 1.96 | 0 | 11 |  |  |  |  | R-454B | 1.8667 | Residential & Commercial | USHP | Ducted CEE Tier 1
215669245 | Central HP <5.4 tons | AIRQUEST | HRCU-A-CB (Split System: Heat Pump with Remote Outdoor Unit-Air-Source) | H5H0V36*K*AAA* |  |  | EA*5X48M21A*+WALLCON | *97CMN0802120B* | 33800 | 18 | 9 | 35000 | 25000 | 71.43% | 1.88 | 0 | 10 |  |  |  |  | R-454B | 2.8167 | Residential & Commercial | USHP | Ducted CEE Tier 1
215669645 | Central HP <5.4 tons | AIRQUEST | HRCU-A-CB (Split System: Heat Pump with Remote Outdoor Unit-Air-Source) | H5H0V36*K*AAA* |  |  | EA*5X61M24A*+WALLCON | *80CTL1102120B* | 35000 | 18.5 | 9 | 34400 | 24600 | 71.51% | 1.92 | 0 | 10.5 |  |  |  |  | R-454B | 2.9167 | Residential & Commercial | USHP | Ducted CEE Tier 1
215487437 | Central HP <5.4 tons | DAIKIN | HRCU-A-CB (Split System: Heat Pump with Remote Outdoor Unit-Air-Source) | DH7VSA4210A* |  |  | CHPEA6030*3A* | D*96VC1005DNA* | 40500 | 17 | 8.6 | 41000 | 31000 | 75.61% | 2 | 0 | 10 |  |  |  |  | R-32 | 3.375 | Residential & Commercial | USHP | Ducted CEE Tier 1
213611678 | Central HP <5.4 tons | LENNOX | HRCU-A-CB (Split System: Heat Pump with Remote Outdoor Unit-Air-Source) | EL22XPV-024-230A** | ADP |  | LEC309C05 | 0 | 23000 | 19 | 8.4 | 20600 | 14500 | 70.39% | 2.04 | 0 | 13 |  |  |  |  | R-410A | 1.9167 | Residential & Commercial | USHP | Ducted CEE Tier 1
215669830 | Central HP <5.4 tons | HEIL | HRCU-A-CB (Split System: Heat Pump with Remote Outdoor Unit-Air-Source) | H5H0V36*K*AAA* |  |  | ESH5X36M12A*+WALLCON | *95CSU0601716B* | 33600 | 16 | 8.5 | 35800 | 25600 | 71.51% | 1.76 | 0 | 9 |  |  |  |  | R-454B | 2.8 | Residential & Commercial | USHP
215670178 | Central HP <5.4 tons | HEIL | HRCU-A-CB (Split System: Heat Pump with Remote Outdoor Unit-Air-Source) | H5H0V36*K*AAA* |  |  | ESH5X48M12A*+WALLCON | *80CTL0701716B* | 34000 | 16.5 | 8.5 | 35600 | 25400 | 71.35% | 1.78 | 0 | 9.5 |  |  |  |  | R-454B | 2.8333 | Residential & Commercial | USHP
215731481 | Central HP <5.4 tons | YORK | HRCU-A-CB (Split System: Heat Pump with Remote Outdoor Unit-Air-Source) | HH860E2S11 | ADP |  | H,YG55*60+TXV | TM8V120C20MP12 | 53000 | 19 | 8.5 | 52000 | 38500 | 74.04% | 2 | 0 | 11 |  |  |  |  | R-454B | 4.4167 | Residential & Commercial | USHP | Ducted CEE Tier 1
215731496 | Central HP <5.4 tons | YORK | HRCU-A-CB (Split System: Heat Pump with Remote Outdoor Unit-Air-Source) | HH860E2S11 | ADP |  | H,YG55*60+TXV | TM9V120D20MP12 | 53000 | 19 | 8.5 | 52500 | 39000 | 74.29% | 2 | 0 | 11 |  |  |  |  | R-454B | 4.4167 | Residential & Commercial | USHP | Ducted CEE Tier 1
215731499 | Central HP <5.4 tons | YORK | HRCU-A-CB (Split System: Heat Pump with Remote Outdoor Unit-Air-Source) | HH860E2S11 | ADP |  | H,YG74*60+TXV-BLEED | TM9V120D20MP12 | 53000 | 19 | 8.5 | 52000 | 38500 | 74.04% | 2 | 0 | 11 |  |  |  |  | R-454B | 4.4167 | Residential & Commercial | USHP | Ducted CEE Tier 1
215731514 | Central HP <5.4 tons | YORK | HRCU-A-CB (Split System: Heat Pump with Remote Outdoor Unit-Air-Source) | HH860E2S11 | ADP |  | H,YG54*60+TXV | TM9Y080C16MP11 | 44000 | 17 | 8.5 | 42500 | 33400 | 78.59% | 2 | 0 | 11 |  |  |  |  | R-454B | 3.6667 | Residential & Commercial | USHP | Ducted CEE Tier 1
215731531 | Central HP <5.4 tons | YORK | HRCU-A-CB (Split System: Heat Pump with Remote Outdoor Unit-Air-Source) | HH860E2S11 | ADP |  | H,YG86*48+TXV-BLEED | TM9Y080C16MP11 | 44000 | 17 | 8.5 | 42500 | 33400 | 78.59% | 2 | 0 | 11 |  |  |  |  | R-454B | 3.6667 | Residential & Commercial | USHP | Ducted CEE Tier 1
215933830 | Central HP <5.4 tons | DAY & NIGHT | HRCU-A-CB (Split System: Heat Pump with Remote Outdoor Unit-Air-Source) | C5H3V36*K*AAA* |  |  | ESH5X60M12A*+WALLCON | *95CSU0601716B* | 34000 | 19 | 9 | 34800 | 26400 | 75.86% | 1.92 | 0 | 11 |  |  |  |  | R-454B | 2.8333 | Residential & Commercial | USHP | Ducted CEE Tier 1
215933880 | Central HP <5.4 tons | DAY & NIGHT | HRCU-A-CB (Split System: Heat Pump with Remote Outdoor Unit-Air-Source) | C5H3V36*K*AAA* |  |  | ESH5X60M12A*+WALLCON | *97CMN0801714B* | 34000 | 19 | 9 | 34800 | 26400 | 75.86% | 1.94 | 0 | 11 |  |  |  |  | R-454B | 2.8333 | Residential & Commercial | USHP | Ducted CEE Tier 1
215933530 | Central HP <5.4 tons | DAY & NIGHT | HRCU-A-CB (Split System: Heat Pump with Remote Outdoor Unit-Air-Source) | C5H3V36*K*AAA* |  |  | ESH5X48M12A*+WALLCON | *80CSU1002120A* | 33600 | 19.5 | 9 | 34800 | 26600 | 76.44% | 1.94 | 0 | 11.5 |  |  |  |  | R-454B | 2.8 | Residential & Commercial | USHP | Ducted CEE Tier 1
215934970 | Central HP <5.4 tons | DAY & NIGHT | HRCU-A-CB (Split System: Heat Pump with Remote Outdoor Unit-Air-Source) | C5H3V36*K*AAA* |  |  | EVM5X48M21A*+WALLCON | *96CTN0601714B* | 34600 | 20.5 | 8.5 | 38000 | 27600 | 72.63% | 2.05 | 0 | 11.5 |  |  |  |  | R-454B | 2.8833 | Residential & Commercial | USHP | Ducted CEE Tier 1
215935050 | Central HP <5.4 tons | DAY & NIGHT | HRCU-A-CB (Split System: Heat Pump with Remote Outdoor Unit-Air-Source) | C5H3V36*K*AAA* |  |  | EVM5X49M21A*+WALLCON | *80CTL1102120B* | 35600 | 22 | 8.5 | 38000 | 28400 | 74.74% | 2.02 | 0 | 12.5 |  |  |  |  | R-454B | 2.9667 | Residential & Commercial | USHP | Ducted CEE Tier 1
216972983 | Central HP <5.4 tons | CARRIER | HRCU-A-CB (Split System: Heat Pump with Remote Outdoor Unit-Air-Source) | 27VNA360A*030* | ADP |  | PL60H210P29*+TXV | 58TN*B110C21**20 | 56000 | 18 | 8.1 | 59000 | 45500 | 77.12% | 2 | 0 | 11.5 |  |  |  |  | R-454B | 4.6667 | Residential & Commercial | USHP | Ducted CEE Tier 1
216733750 | Central HP <5.4 tons | HEIL | HRCU-A-CB (Split System: Heat Pump with Remote Outdoor Unit-Air-Source) | D5CUHAH24AAK |  |  | EA*5X30M14A* | *96MSN0601412A* | 22200 | 15.5 | 8.1 | 20800 | 18800 | 90.38% | 1.9 | 0 | 10.5 |  |  |  |  | R-454B | 1.85 | Residential & Commercial | USHP | Ducted CEE Tier 1
206771389 | Central HP <5.4 tons | HEIL | HRCU-A-CB (Split System: Heat Pump with Remote Outdoor Unit-Air-Source) | HVH837GKA2* |  |  | EA*4X42L21A*+WALLCON | *80CTL0701716A* | 31800 | 17 | 8.1 | 33200 | 24600 | 74.1% | 1.88 | 11 | 11 |  |  |  |  | R-410A | 2.65 | Residential & Commercial | USHP | Ducted CEE Tier 1
206772316 | Central HP <5.4 tons | HEIL | HRCU-A-CB (Split System: Heat Pump with Remote Outdoor Unit-Air-Source) | HVH837GKA2* |  |  | EN(A,D,W)4X48L21**+WALLCON | *96CTN1002122A* | 32400 | 17.5 | 8.1 | 33000 | 24800 | 75.15% | 1.96 | 11.5 | 11.7 |  |  |  |  | R-410A | 2.7 | Residential & Commercial | USHP | Ducted CEE Tier 1
215936450 | Central HP <5.4 tons | DAY & NIGHT | HRCU-A-CB (Split System: Heat Pump with Remote Outdoor Unit-Air-Source) | C5H3V36*K*AAA* |  |  | EVD5X49M24A*+WALLCON | *80CTL0902120B* | 35600 | 22 | 8.5 | 38000 | 28400 | 74.74% | 2.04 | 0 | 12.5 |  |  |  |  | R-454B | 2.9667 | Residential & Commercial | USHP | Ducted CEE Tier 1
215682808 | Central HP <5.4 tons | COMFORTMAKER | HRCU-A-CB (Split System: Heat Pump with Remote Outdoor Unit-Air-Source) | C5H0V60*K*AAA* |  |  | EVM5X60M21A*+WALLCON | *80CSU0401712B* | 56000 | 18 | 8.5 | 60500 | 43500 | 71.9% | 2.12 | 0 | 9.5 |  |  |  |  | R-454B | 4.6667 | Residential & Commercial | USHP
215682858 | Central HP <5.4 tons | COMFORTMAKER | HRCU-A-CB (Split System: Heat Pump with Remote Outdoor Unit-Air-Source) | C5H0V60*K*AAA* |  |  | EVM5X60M21A*+WALLCON | *97CTN1002122A* | 56500 | 18.5 | 9 | 64000 | 45000 | 70.31% | 2.08 | 0 | 9 |  |  |  |  | R-454B | 4.7083 | Residential & Commercial | USHP
215682908 | Central HP <5.4 tons | COMFORTMAKER | HRCU-A-CB (Split System: Heat Pump with Remote Outdoor Unit-Air-Source) | C5H0V60*K*AAA* |  |  | EVM5X60M24A*+WALLCON | *97CTN1002122A* | 56500 | 18.5 | 9 | 63000 | 44500 | 70.63% | 2.08 | 0 | 9 |  |  |  |  | R-454B | 4.7083 | Residential & Commercial | USHP
215683008 | Central HP <5.4 tons | COMFORTMAKER | HRCU-A-CB (Split System: Heat Pump with Remote Outdoor Unit-Air-Source) | C5H0V60*K*AAA* |  |  | EVD5X60M21A*+WALLCON | *80CSU0601716B* | 56000 | 18.5 | 8.5 | 60000 | 43000 | 71.67% | 2.12 | 0 | 9.5 |  |  |  |  | R-454B | 4.6667 | Residential & Commercial | USHP
216765794 | Central HP <5.4 tons | TRANE | HRCU-A-CB (Split System: Heat Pump with Remote Outdoor Unit-Air-Source) | 5TWR7024A1 |  |  | 5PX*B004AS3+P0V0B000M40SD | 0 | 22800 | 17.1 | 8.7 | 21400 | 17000 | 79.44% | 1.99 | 0 | 12.5 |  |  |  |  | R-454B | 1.9 | Residential & Commercial | USHP | Ducted CEE Tier 1
206772920 | Central HP <5.4 tons | HEIL | HRCU-A-CB (Split System: Heat Pump with Remote Outdoor Unit-Air-Source) | HVH837GKA2* |  |  | EHD4X48AAL+WALLCON | *96CTN1202422A* | 32600 | 17 | 8.1 | 33000 | 24800 | 75.15% | 1.98 | 11 | 11 |  |  |  |  | R-410A | 2.7167 | Residential & Commercial | USHP | Ducted CEE Tier 1
206773109 | Central HP <5.4 tons | HEIL | HRCU-A-CB (Split System: Heat Pump with Remote Outdoor Unit-Air-Source) | HVH837GKA2* |  |  | EA*4X43L21A*+WALLCON | *80CSU0601716A* | 32800 | 17 | 8.5 | 33000 | 25200 | 76.36% | 1.96 | 12 | 11 |  |  |  |  | R-410A | 2.7333 | Residential & Commercial | USHP | Ducted CEE Tier 1
206773420 | Central HP <5.4 tons | HEIL | HRCU-A-CB (Split System: Heat Pump with Remote Outdoor Unit-Air-Source) | HVH837GKA2* |  |  | EA*4X37L21A*+WALLCON | *95CSU0802120A* | 33000 | 17.5 | 8.5 | 32800 | 25000 | 76.22% | 2 | 12 | 11.5 |  |  |  |  | R-410A | 2.75 | Residential & Commercial | USHP | Ducted CEE Tier 1
206773643 | Central HP <5.4 tons | HEIL | HRCU-A-CB (Split System: Heat Pump with Remote Outdoor Unit-Air-Source) | HVH837GKA2* |  |  | EHD4X36AAL+WALLCON | *95CSU1002122A* | 32200 | 16.5 | 8.1 | 33200 | 24600 | 74.1% | 1.94 | 11.5 | 11 |  |  |  |  | R-410A | 2.6833 | Residential & Commercial | USHP | Ducted CEE Tier 1
214802733 | Central HP <5.4 tons | RHEEM | HRCU-A-CB (Split System: Heat Pump with Remote Outdoor Unit-Air-Source) | RP15AZ24AJ2N | ASPEN |  | D(A,C,E)30A34+TDR | R801V1004A17UHN | 22400 | 16.4 | 8.1 | 22800 | 16200 | 71.05% | 2.95 | 0 | 11.8 |  |  |  |  | R-410A | 1.8667 | Residential & Commercial | USHP | Ducted CEE Tier 1
215731566 | Central HP <5.4 tons | YORK | HRCU-A-CB (Split System: Heat Pump with Remote Outdoor Unit-Air-Source) | HH860E2S11 | ADP |  | H,YG86*48+TXV | TM9Y100C16MP11 | 44000 | 17 | 8.5 | 42500 | 33400 | 78.59% | 2 | 0 | 11 |  |  |  |  | R-454B | 3.6667 | Residential & Commercial | USHP | Ducted CEE Tier 1
215731583 | Central HP <5.4 tons | YORK | HRCU-A-CB (Split System: Heat Pump with Remote Outdoor Unit-Air-Source) | HH860E2S11 | ADP |  | H,YG74*60+TXV-BLEED | TM9Y100C20MP11 | 52500 | 18 | 8.5 | 52500 | 39000 | 74.29% | 2 | 0 | 11 |  |  |  |  | R-454B | 4.375 | Residential & Commercial | USHP | Ducted CEE Tier 1
215731597 | Central HP <5.4 tons | YORK | HRCU-A-CB (Split System: Heat Pump with Remote Outdoor Unit-Air-Source) | HH860E2S11 | ADP |  | H,YG51*60+TXV-BLEED | TM9Y120D20MP11 | 53000 | 19 | 8.5 | 52500 | 39000 | 74.29% | 2 | 0 | 11 |  |  |  |  | R-454B | 4.4167 | Residential & Commercial | USHP | Ducted CEE Tier 1
215487364 | Central HP <5.4 tons | DAIKIN | HRCU-A-CB (Split System: Heat Pump with Remote Outdoor Unit-Air-Source) | DH7VSA2410A* |  |  | CA*EA3022*3A* | D*80VC0803B*A* | 23200 | 19 | 8.6 | 23200 | 17000 | 73.28% | 2 | 0 | 11 |  |  |  |  | R-32 | 1.9333 | Residential & Commercial | USHP | Ducted CEE Tier 1
215487377 | Central HP <5.4 tons | DAIKIN | HRCU-A-CB (Split System: Heat Pump with Remote Outdoor Unit-Air-Source) | DH7VSA2410A* |  |  | CA*EA3626*3A* | D*80VC0805C*A* | 23200 | 19 | 8.6 | 23200 | 17000 | 73.28% | 2 | 0 | 11 |  |  |  |  | R-32 | 1.9333 | Residential & Commercial | USHP | Ducted CEE Tier 1
215731598 | Central HP <5.4 tons | YORK | HRCU-A-CB (Split System: Heat Pump with Remote Outdoor Unit-Air-Source) | HH860E2S11 | ADP |  | H,YG51*60+TXV | TM9Y120D20MP11 | 53000 | 19 | 8.5 | 52500 | 39000 | 74.29% | 2 | 0 | 11 |  |  |  |  | R-454B | 4.4167 | Residential & Commercial | USHP | Ducted CEE Tier 1
215731632 | Central HP <5.4 tons | YORK | HRCU-A-CB (Split System: Heat Pump with Remote Outdoor Unit-Air-Source) | HH860E2S11 | ADP |  | H,YG86*48+TXV | Y81E080C16SMPS1 | 44500 | 18 | 8.5 | 42500 | 33000 | 77.65% | 2 | 0 | 12 |  |  |  |  | R-454B | 3.7083 | Residential & Commercial | USHP | Ducted CEE Tier 1
215731730 | Central HP <5.4 tons | YORK | HRCU-A-CB (Split System: Heat Pump with Remote Outdoor Unit-Air-Source) | HH860E2S11 | ADP |  | H,YG74*60+TXV | Y81E120C16SMPS1 | 44000 | 18 | 8.5 | 41500 | 32600 | 78.55% | 2 | 0 | 12 |  |  |  |  | R-454B | 3.6667 | Residential & Commercial | USHP | Ducted CEE Tier 1
216797122 | Central HP <5.4 tons | TRANE | HRCU-A-CB (Split System: Heat Pump with Remote Outdoor Unit-Air-Source) | 5TWV8X36A1 | ASPEN |  | D(A,C,E)48C3J+TDR | S9V2C100D5PSC+LRP | 30800 | 18 | 8.5 | 34000 | 34000 | 100% | 2.71 | 0 | 9.8 |  |  |  |  | R-454B | 2.5667 | Residential & Commercial | USHP
214862395 | Central HP <5.4 tons | BRYANT HEATING AND COOLING SYSTEMS | HRCU-A-CB (Split System: Heat Pump with Remote Outdoor Unit-Air-Source) | 288BNV037*0**B* | ADP |  | H,PG83936 | 987MC42080C17*** | 32200 | 17 | 8.1 | 31400 | 24600 | 78.34% | 1.94 | 0 | 11.5 |  |  |  |  | R-410A | 2.6833 | Residential & Commercial | USHP | Ducted CEE Tier 1
215669937 | Central HP <5.4 tons | COMFORTMAKER | HRCU-A-CB (Split System: Heat Pump with Remote Outdoor Unit-Air-Source) | C5H0V36*K*AAA* |  |  | ESH5X42M12A*+WALLCON | *80CSU0401712A* | 34000 | 16.5 | 8.5 | 35600 | 25400 | 71.35% | 1.76 | 0 | 9.5 |  |  |  |  | R-454B | 2.8333 | Residential & Commercial | USHP
215683058 | Central HP <5.4 tons | COMFORTMAKER | HRCU-A-CB (Split System: Heat Pump with Remote Outdoor Unit-Air-Source) | C5H0V60*K*AAA* |  |  | EVD5X60M24A*+WALLCON | *96CTN0802120B* | 56500 | 18 | 9 | 63500 | 44500 | 70.08% | 2.08 | 0 | 9 |  |  |  |  | R-454B | 4.7083 | Residential & Commercial | USHP
215936470 | Central HP <5.4 tons | DAY & NIGHT | HRCU-A-CB (Split System: Heat Pump with Remote Outdoor Unit-Air-Source) | C5H3V36*K*AAA* |  |  | EVD5X49M24A*+WALLCON | *80CTL1352422B* | 35600 | 22 | 8.5 | 38000 | 28400 | 74.74% | 2.04 | 0 | 12.5 |  |  |  |  | R-454B | 2.9667 | Residential & Commercial | USHP | Ducted CEE Tier 1
213607719 | Central HP <5.4 tons | CARRIER | HRCU-A-CB (Split System: Heat Pump with Remote Outdoor Unit-Air-Source) | 38MURAQ36AB3* |  |  | FT4BN(B,X)C36L* | 0 | 35400 | 16.5 | 8.5 | 38000 | 35200 | 92.63% | 1.86 | 0 | 10 |  |  |  |  | R-410A | 2.95 | Residential & Commercial | USHP | Ducted CEE Tier 1
216765830 | Central HP <5.4 tons | TRANE | HRCU-A-CB (Split System: Heat Pump with Remote Outdoor Unit-Air-Source) | 5TWR7024A1 |  |  | 5PX*B006AS3 | S9X1B080D4PSB | 22000 | 15.2 | 8.7 | 21200 | 17000 | 80.19% | 2.02 | 0 | 12 |  |  |  |  | R-454B | 1.8333 | Residential & Commercial | USHP | Ducted CEE Tier 1
216765846 | Central HP <5.4 tons | TRANE | HRCU-A-CB (Split System: Heat Pump with Remote Outdoor Unit-Air-Source) | 5TWR7024A1 |  |  | 5PX*B006AS3 | S9X2B080D4PSB | 22000 | 15.2 | 8.7 | 21200 | 17000 | 80.19% | 2.02 | 0 | 12 |  |  |  |  | R-454B | 1.8333 | Residential & Commercial | USHP | Ducted CEE Tier 1
216765860 | Central HP <5.4 tons | TRANE | HRCU-A-CB (Split System: Heat Pump with Remote Outdoor Unit-Air-Source) | 5TWR7024A1 |  |  | 5PX*B006AS3 | S9X1B040U3PSB | 23800 | 17.1 | 9 | 21800 | 17400 | 79.82% | 2.08 | 0 | 12.5 |  |  |  |  | R-454B | 1.9833 | Residential & Commercial | USHP | Ducted CEE Tier 1
216765862 | Central HP <5.4 tons | TRANE | HRCU-A-CB (Split System: Heat Pump with Remote Outdoor Unit-Air-Source) | 5TWR7024A1 |  |  | 5PX*B006AS3 | S9X1B060U4PSB | 23800 | 17.1 | 9 | 21800 | 17400 | 79.82% | 2.08 | 0 | 12.5 |  |  |  |  | R-454B | 1.9833 | Residential & Commercial | USHP | Ducted CEE Tier 1
216765880 | Central HP <5.4 tons | TRANE | HRCU-A-CB (Split System: Heat Pump with Remote Outdoor Unit-Air-Source) | 5TWR7024A1 |  |  | 5PX*BD04AS3 | S8V2B060M4PDB | 23400 | 17.1 | 8.1 | 22400 | 17300 | 77.23% | 1.84 | 0 | 12.5 |  |  |  |  | R-454B | 1.95 | Residential & Commercial | USHP | Ducted CEE Tier 1
216765912 | Central HP <5.4 tons | TRANE | HRCU-A-CB (Split System: Heat Pump with Remote Outdoor Unit-Air-Source) | 5TWR7024A1 |  |  | 5PX*BD06AS3+P0V0A000M30SD | 0 | 23800 | 17.1 | 8.7 | 22200 | 17400 | 78.38% | 1.98 | 0 | 12.5 |  |  |  |  | R-454B | 1.9833 | Residential & Commercial | USHP | Ducted CEE Tier 1
216766028 | Central HP <5.4 tons | TRANE | HRCU-A-CB (Split System: Heat Pump with Remote Outdoor Unit-Air-Source) | 5TWR7036A1 |  |  | 5PX*B004AS3 | S9X2B060U4PSB | 32400 | 16 | 8.7 | 32600 | 24200 | 74.23% | 2.12 | 0 | 11.7 |  |  |  |  | R-454B | 2.7 | Residential & Commercial | USHP | Ducted CEE Tier 1
216766128 | Central HP <5.4 tons | TRANE | HRCU-A-CB (Split System: Heat Pump with Remote Outdoor Unit-Air-Source) | 5TWR7036A1 |  |  | 5PX*C005AS3+P0V0C000M50SD | 0 | 32800 | 16.5 | 8.7 | 32400 | 24000 | 74.07% | 2.16 | 0 | 12 |  |  |  |  | R-454B | 2.7333 | Residential & Commercial | USHP | Ducted CEE Tier 1
216766146 | Central HP <5.4 tons | TRANE | HRCU-A-CB (Split System: Heat Pump with Remote Outdoor Unit-Air-Source) | 5TWR7036A1 |  |  | 5PX*C007AS3 | S9X1C080U5PSB | 34200 | 17.1 | 9 | 33000 | 24400 | 73.94% | 2.21 | 0 | 12 |  |  |  |  | R-454B | 2.85 | Residential & Commercial | USHP | Ducted CEE Tier 1
216766230 | Central HP <5.4 tons | TRANE | HRCU-A-CB (Split System: Heat Pump with Remote Outdoor Unit-Air-Source) | 5TWR7036A1 |  |  | 5PX*CD09AS3 | S8V2C100M5PCB | 34200 | 17.1 | 8.7 | 32400 | 24000 | 74.07% | 2.17 | 0 | 12 |  |  |  |  | R-454B | 2.85 | Residential & Commercial | USHP | Ducted CEE Tier 1
216766262 | Central HP <5.4 tons | TRANE | HRCU-A-CB (Split System: Heat Pump with Remote Outdoor Unit-Air-Source) | 5TWR7036A1 |  |  | 5PX*DD10AS3 | S9X2D120D5PSB | 33800 | 15.2 | 9 | 32400 | 24000 | 74.07% | 2.21 | 0 | 12 |  |  |  |  | R-454B | 2.8167 | Residential & Commercial | USHP | Ducted CEE Tier 1
216766328 | Central HP <5.4 tons | TRANE | HRCU-A-CB (Split System: Heat Pump with Remote Outdoor Unit-Air-Source) | 5TWR7036A1 |  |  | 5TXCB006AS3 | S9X1B080U4PSB | 33600 | 16.5 | 8.7 | 32800 | 24400 | 74.39% | 2.18 | 0 | 12 |  |  |  |  | R-454B | 2.8 | Residential & Commercial | USHP | Ducted CEE Tier 1
216766346 | Central HP <5.4 tons | TRANE | HRCU-A-CB (Split System: Heat Pump with Remote Outdoor Unit-Air-Source) | 5TWR7036A1 |  |  | 5TXCC005AS3 | S8V2C100M5PCB | 32600 | 16 | 8.7 | 32400 | 24000 | 74.07% | 2.13 | 0 | 12 |  |  |  |  | R-454B | 2.7167 | Residential & Commercial | USHP | Ducted CEE Tier 1
216766348 | Central HP <5.4 tons | TRANE | HRCU-A-CB (Split System: Heat Pump with Remote Outdoor Unit-Air-Source) | 5TWR7036A1 |  |  | 5TXCC005AS3 | S9V2C080U5VSB | 32400 | 16.5 | 8.7 | 32000 | 23800 | 74.38% | 2.13 | 0 | 12 |  |  |  |  | R-454B | 2.7 | Residential & Commercial | USHP | Ducted CEE Tier 1
213613332 | Central HP <5.4 tons | DAIKIN | HRCU-A-CB (Split System: Heat Pump with Remote Outdoor Unit-Air-Source) | DZ6VSA481EA* |  |  | DFVE60DP1400B* | 0 | 44000 | 17 | 8.6 | 44000 | 31000 | 70.45% | 2 | 0 | 10 |  |  |  |  | R-410A | 3.6667 | Residential & Commercial | USHP | Ducted CEE Tier 1
215936550 | Central HP <5.4 tons | DAY & NIGHT | HRCU-A-CB (Split System: Heat Pump with Remote Outdoor Unit-Air-Source) | C5H3V36*K*AAA* |  |  | EVD5X49M24A*+WALLCON | *96CTN1202422B* | 35600 | 22 | 8.5 | 38500 | 28400 | 73.77% | 2.04 | 0 | 12.5 |  |  |  |  | R-454B | 2.9667 | Residential & Commercial | USHP | Ducted CEE Tier 1
213773840 | Central HP <5.4 tons | COMFORTMAKER | HRCU-A-CB (Split System: Heat Pump with Remote Outdoor Unit-Air-Source) | CVH825GKA3* |  |  | EA*4X48L24A*+WALLCON | *97CMN1002122B* | 24200 | 16.5 | 8.1 | 21000 | 16500 | 78.57% | 2.02 | 0 | 11 |  |  |  |  | R-410A | 2.0167 | Residential & Commercial | USHP | Ducted CEE Tier 1
216972969 | Central HP <5.4 tons | CARRIER | HRCU-A-CB (Split System: Heat Pump with Remote Outdoor Unit-Air-Source) | 27VNA360A*030* | ADP |  | A60VHA*+TXV | 58TN*B070C21**20 | 55500 | 18 | 8.1 | 58500 | 46000 | 78.63% | 1.95 | 0 | 11 |  |  |  |  | R-454B | 4.625 | Residential & Commercial | USHP | Ducted CEE Tier 1
216972998 | Central HP <5.4 tons | CARRIER | HRCU-A-CB (Split System: Heat Pump with Remote Outdoor Unit-Air-Source) | 27VNA360A*030* | ADP |  | C60A***L18*+TXV | 59CU5B080C21**20 | 55500 | 18 | 8.1 | 58500 | 45500 | 77.78% | 1.95 | 0 | 11 |  |  |  |  | R-454B | 4.625 | Residential & Commercial | USHP | Ducted CEE Tier 1
216973012 | Central HP <5.4 tons | CARRIER | HRCU-A-CB (Split System: Heat Pump with Remote Outdoor Unit-Air-Source) | 27VNA360A*030* | ADP |  | PL60H210P17*+TXV | 59MN7C060C21**20 | 54500 | 18 | 8.5 | 59000 | 47000 | 79.66% | 2 | 0 | 10 |  |  |  |  | R-454B | 4.5417 | Residential & Commercial | USHP | Ducted CEE Tier 1
212500136 | Central HP <5.4 tons | LENNOX | HRCU-A-CB (Split System: Heat Pump with Remote Outdoor Unit-Air-Source) | EL22XPV-024-230A** | ADP |  | LH29/36F9 | SL297UH040NV36B* | 23800 | 21 | 8.5 | 22000 | 15400 | 70% | 1.92 | 0 | 13.5 |  |  |  |  | R-410A | 1.9833 | Residential & Commercial | USHP | Ducted CEE Tier 1
216770086 | Central HP <5.4 tons | TRANE | HRCU-A-CB (Split System: Heat Pump with Remote Outdoor Unit-Air-Source) | 5TWX7024A1 |  |  | 5PX*C005AS3 | *UHMC100CCV4 | 23000 | 17.1 | 8.7 | 21400 | 16900 | 78.97% | 1.99 | 0 | 12.7 |  |  |  |  | R-454B | 1.9167 | Residential & Commercial | USHP | Ducted CEE Tier 1
215731732 | Central HP <5.4 tons | YORK | HRCU-A-CB (Split System: Heat Pump with Remote Outdoor Unit-Air-Source) | HH860E2S11 | ADP |  | H,YG52*48+TXV | Y81E120C16SMPS1 | 44000 | 18 | 8.5 | 42000 | 32600 | 77.62% | 2 | 0 | 12 |  |  |  |  | R-454B | 3.6667 | Residential & Commercial | USHP | Ducted CEE Tier 1
215726318 | Central HP <5.4 tons | YORK | HRCU-A-CB (Split System: Heat Pump with Remote Outdoor Unit-Air-Source) | HH836E2S11 | ADP |  | H,YG36*36+TXV-BLEED | TM8V080C16MP12 | 33600 | 18 | 8.5 | 30000 | 25200 | 84% | 2 | 0 | 11 |  |  |  |  | R-454B | 2.8 | Residential & Commercial | USHP | Ducted CEE Tier 1
215731833 | Central HP <5.4 tons | YORK | HRCU-A-CB (Split System: Heat Pump with Remote Outdoor Unit-Air-Source) | HH836E2S11 | ADP |  | H,YG48*36+TXV-BLEED | Y81E120C16SMPS1 | 33400 | 19 | 8.5 | 29600 | 24800 | 83.78% | 2 | 0 | 11.7 |  |  |  |  | R-454B | 2.7833 | Residential & Commercial | USHP | Ducted CEE Tier 1
215423203 | Central HP <5.4 tons | YORK | HRCU-A-CB (Split System: Heat Pump with Remote Outdoor Unit-Air-Source) | HH836E2S11 | ADP |  | H,YE9J*36+TXV-BLEED | TM8E080B12MP11 | 33200 | 17 | 8.5 | 29800 | 25000 | 83.89% | 2 | 0 | 11 |  |  |  |  | R-454B | 2.7667 | Residential & Commercial | USHP | Ducted CEE Tier 1
215423204 | Central HP <5.4 tons | YORK | HRCU-A-CB (Split System: Heat Pump with Remote Outdoor Unit-Air-Source) | HH836E2S11 | ADP |  | H,YE9J*36+TXV | TM8E080B12MP11 | 33200 | 17 | 8.5 | 29800 | 25000 | 83.89% | 2 | 0 | 11 |  |  |  |  | R-454B | 2.7667 | Residential & Commercial | USHP | Ducted CEE Tier 1
215423219 | Central HP <5.4 tons | YORK | HRCU-A-CB (Split System: Heat Pump with Remote Outdoor Unit-Air-Source) | HH836E2S11 | ADP |  | H,YE9J*36+TXV | TM8E100B12MP11 | 33200 | 17 | 8.5 | 29600 | 25000 | 84.46% | 2 | 0 | 11 |  |  |  |  | R-454B | 2.7667 | Residential & Commercial | USHP | Ducted CEE Tier 1
215423236 | Central HP <5.4 tons | YORK | HRCU-A-CB (Split System: Heat Pump with Remote Outdoor Unit-Air-Source) | HH836E2S11 | ADP |  | H,YE34*36+TXV | TM8E120C20MP11 | 33400 | 16 | 8.35 | 30400 | 25200 | 82.89% | 1.98 | 0 | 10.5 |  |  |  |  | R-454B | 2.7833 | Residential & Commercial | USHP | Ducted CEE Tier 1
215487444 | Central HP <5.4 tons | DAIKIN | HRCU-A-CB (Split System: Heat Pump with Remote Outdoor Unit-Air-Source) | DH7VSA4810A* |  |  | CA*EA6030*3A* | D*80VC0805D*A* | 45500 | 17 | 8.8 | 47000 | 33600 | 71.49% | 2 | 0 | 10 |  |  |  |  | R-32 | 3.7917 | Residential & Commercial | USHP | Ducted CEE Tier 1
209880047 | Central HP <5.4 tons | FUJITSU | HRCU-A-CB (Split System: Heat Pump with Remote Outdoor Unit-Air-Source) | FOP1848MJAZCA |  |  | FCCA6021SZEA | FF97MV510021DHS*A | 44500 | 19 | 8.1 | 43500 | 45000 | 103.4% | 2 | 0 | 10 |  |  |  |  | R-410A | 3.7083 | Residential & Commercial | USHP | Ducted CEE Tier 1
215487429 | Central HP <5.4 tons | DAIKIN | HRCU-A-CB (Split System: Heat Pump with Remote Outdoor Unit-Air-Source) | DH7VSA4210A* |  |  | CHPEA4830*3A* | D*96VC1005DNA* | 40500 | 17 | 8.6 | 41000 | 31000 | 75.61% | 2 | 0 | 10 |  |  |  |  | R-32 | 3.375 | Residential & Commercial | USHP | Ducted CEE Tier 1
216682099 | Central HP <5.4 tons | COMFORTMAKER | HRCU-A-CB (Split System: Heat Pump with Remote Outdoor Unit-Air-Source) | DLCURAH30ABK |  |  | EA*4X42L24A* | *97VTN1002120A* | 30200 | 15.2 | 9 | 34000 | 27200 | 80% | 1.75 | 0 | 9 |  |  |  |  | R-410A | 2.5167 | Residential & Commercial | USHP
216682810 | Central HP <5.4 tons | COMFORTMAKER | HRCU-A-CB (Split System: Heat Pump with Remote Outdoor Unit-Air-Source) | DLCURAH30ABK |  |  | EA*4X42L24A* | *97VTN1002122A* | 30000 | 15.2 | 8.5 | 34000 | 27200 | 80% | 1.75 | 0 | 9 |  |  |  |  | R-410A | 2.5 | Residential & Commercial | USHP
215423252 | Central HP <5.4 tons | YORK | HRCU-A-CB (Split System: Heat Pump with Remote Outdoor Unit-Air-Source) | HH836E2S11 | ADP |  | H,YE35*36+TXV | TM8V100C16MP12 | 33600 | 18 | 8.5 | 30000 | 25200 | 84% | 2 | 0 | 11 |  |  |  |  | R-454B | 2.8 | Residential & Commercial | USHP | Ducted CEE Tier 1
215487463 | Central HP <5.4 tons | DAIKIN | HRCU-A-CB (Split System: Heat Pump with Remote Outdoor Unit-Air-Source) | DH6VSA1810A* |  |  | CA*EA3022*3A* | D*96VC0804CNA* | 17000 | 19 | 8.8 | 16800 | 13000 | 77.38% | 2.1 | 0 | 12 |  |  |  |  | R-32 | 1.4167 | Residential & Commercial | USHP | Ducted CEE Tier 1
215423271 | Central HP <5.4 tons | YORK | HRCU-A-CB (Split System: Heat Pump with Remote Outdoor Unit-Air-Source) | HH836E2S11 | ADP |  | H,YE34*36+TXV | TM8Y100C20MP11 | 33400 | 18 | 8.35 | 30600 | 25400 | 83.01% | 1.98 | 0 | 10.5 |  |  |  |  | R-454B | 2.7833 | Residential & Commercial | USHP | Ducted CEE Tier 1
215423320 | Central HP <5.4 tons | YORK | HRCU-A-CB (Split System: Heat Pump with Remote Outdoor Unit-Air-Source) | HH836E2S11 | ADP |  | H,YE80*36+TXV | TM9V080B12MP12 | 33000 | 18 | 8.5 | 29200 | 24800 | 84.93% | 2 | 0 | 11 |  |  |  |  | R-454B | 2.75 | Residential & Commercial | USHP | Ducted CEE Tier 1
215423352 | Central HP <5.4 tons | YORK | HRCU-A-CB (Split System: Heat Pump with Remote Outdoor Unit-Air-Source) | HH836E2S11 | ADP |  | H,YE35*36+TXV | TM9Y100C16MP11 | 33200 | 18 | 8.5 | 29400 | 24800 | 84.35% | 2 | 0 | 11 |  |  |  |  | R-454B | 2.7667 | Residential & Commercial | USHP | Ducted CEE Tier 1
215423353 | Central HP <5.4 tons | YORK | HRCU-A-CB (Split System: Heat Pump with Remote Outdoor Unit-Air-Source) | HH836E2S11 | ADP |  | H,YE9J*36+TXV-BLEED | TM9Y100C16MP11 | 32400 | 18 | 8.5 | 29400 | 23800 | 80.95% | 2 | 0 | 10.5 |  |  |  |  | R-454B | 2.7 | Residential & Commercial | USHP | Ducted CEE Tier 1
215423386 | Central HP <5.4 tons | YORK | HRCU-A-CB (Split System: Heat Pump with Remote Outdoor Unit-Air-Source) | HH836E2S11 | ADP |  | H,YE34*36+TXV | Y81E100C20SMPS1 | 33200 | 18 | 8.35 | 30000 | 25000 | 83.33% | 1.98 | 0 | 10.5 |  |  |  |  | R-454B | 2.7667 | Residential & Commercial | USHP | Ducted CEE Tier 1
215731784 | Central HP <5.4 tons | YORK | HRCU-A-CB (Split System: Heat Pump with Remote Outdoor Unit-Air-Source) | HH860E2S11 | ADP |  | H,YG54*60+TXV | Y81E130D20SMPS1 | 54000 | 19 | 8.5 | 52500 | 39000 | 74.29% | 2 | 0 | 11.7 |  |  |  |  | R-454B | 4.5 | Residential & Commercial | USHP | Ducted CEE Tier 1
216766412 | Central HP <5.4 tons | TRANE | HRCU-A-CB (Split System: Heat Pump with Remote Outdoor Unit-Air-Source) | 5TWR7036A1 |  |  | 5TXCC009AS3 | S9X1C080U5PSB | 34400 | 17.1 | 9 | 32600 | 24200 | 74.23% | 2.22 | 0 | 12 |  |  |  |  | R-454B | 2.8667 | Residential & Commercial | USHP | Ducted CEE Tier 1
216765914 | Central HP <5.4 tons | TRANE | HRCU-A-CB (Split System: Heat Pump with Remote Outdoor Unit-Air-Source) | 5TWR7024A1 |  |  | 5PX*BD06AS3 | S9X1B040D3PSB | 23600 | 17.1 | 8.5 | 22200 | 17300 | 77.93% | 1.96 | 0 | 12.5 |  |  |  |  | R-454B | 1.9667 | Residential & Commercial | USHP | Ducted CEE Tier 1
213772850 | Central HP <5.4 tons | COMFORTMAKER | HRCU-A-CB (Split System: Heat Pump with Remote Outdoor Unit-Air-Source) | CVH825GKA3* |  |  | EA*4X30L17A*+WALLCON | *80CTL0701412B* | 23600 | 16.5 | 8.1 | 21600 | 16700 | 77.31% | 1.9 | 0 | 10.5 |  |  |  |  | R-410A | 1.9667 | Residential & Commercial | USHP | Ducted CEE Tier 1
206771605 | Central HP <5.4 tons | HEIL | HRCU-A-CB (Split System: Heat Pump with Remote Outdoor Unit-Air-Source) | HVH837GKA2* |  |  | EA*4X42L24A*+WALLCON | *97CMN0602120A* | 31600 | 17 | 8.1 | 33400 | 24600 | 73.65% | 1.88 | 11.5 | 11 |  |  |  |  | R-410A | 2.6333 | Residential & Commercial | USHP | Ducted CEE Tier 1
213815132 | Central HP <5.4 tons | DAIKIN | HRCU-A-CB (Split System: Heat Pump with Remote Outdoor Unit-Air-Source) | DZ9VCA3610A* |  |  | CA*F3743*6D*+MBVK12BP1X00A*+TXV | 0 | 34000 | 19 | 8.2 | 34000 | 24400 | 71.76% | 1.8 | 0 | 12 |  |  |  |  | R-410A | 2.8333 | Residential & Commercial | USHP | Ducted CEE Tier 1
209880044 | Central HP <5.4 tons | FUJITSU | HRCU-A-CB (Split System: Heat Pump with Remote Outdoor Unit-Air-Source) | FOP1848MJAZCA |  |  | FCCA6021SZEA | FF98MV508521UPS*A | 44500 | 19 | 8.1 | 43500 | 45000 | 103.4% | 2 | 0 | 10 |  |  |  |  | R-410A | 3.7083 | Residential & Commercial | USHP | Ducted CEE Tier 1
213773498 | Central HP <5.4 tons | AIRQUEST | HRCU-A-CB (Split System: Heat Pump with Remote Outdoor Unit-Air-Source) | HVH825GKA3* |  |  | EA*4X42L24A*+WALLCON | *80CTL0902120B* | 23800 | 16.5 | 8.1 | 21400 | 16600 | 77.57% | 1.96 | 0 | 10.5 |  |  |  |  | R-410A | 1.9833 | Residential & Commercial | USHP | Ducted CEE Tier 1
216766780 | Central HP <5.4 tons | TRANE | HRCU-A-CB (Split System: Heat Pump with Remote Outdoor Unit-Air-Source) | 5TWX7024A1 |  |  | 5PX*B004AS3 | S9V2B040D3VSB | 21800 | 15.5 | 8.5 | 21200 | 16900 | 79.72% | 1.94 | 0 | 11.5 |  |  |  |  | R-454B | 1.8167 | Residential & Commercial | USHP | Ducted CEE Tier 1
216766782 | Central HP <5.4 tons | TRANE | HRCU-A-CB (Split System: Heat Pump with Remote Outdoor Unit-Air-Source) | 5TWX7024A1 |  |  | 5PX*B004AS3 | S9X1B040U3PSB | 23200 | 16.5 | 8.7 | 21800 | 17200 | 78.9% | 2.01 | 0 | 12 |  |  |  |  | R-454B | 1.9333 | Residential & Commercial | USHP | Ducted CEE Tier 1
215423470 | Central HP <5.4 tons | YORK | HRCU-A-CB (Split System: Heat Pump with Remote Outdoor Unit-Air-Source) | HH860E2S11 | ADP |  | H,YE48*60+TXV | TL9E100C20UH11 | 52000 | 18 | 8.5 | 51500 | 38000 | 73.79% | 2 | 0 | 11 |  |  |  |  | R-454B | 4.3333 | Residential & Commercial | USHP | Ducted CEE Tier 1
215423471 | Central HP <5.4 tons | YORK | HRCU-A-CB (Split System: Heat Pump with Remote Outdoor Unit-Air-Source) | HH860E2S11 | ADP |  | H,YE54*60+TXV | TL9E100C20UH11 | 52000 | 19 | 8.5 | 51500 | 38000 | 73.79% | 2 | 0 | 11 |  |  |  |  | R-454B | 4.3333 | Residential & Commercial | USHP | Ducted CEE Tier 1
215423486 | Central HP <5.4 tons | YORK | HRCU-A-CB (Split System: Heat Pump with Remote Outdoor Unit-Air-Source) | HH860E2S11 | ADP |  | H,YE48*60+TXV | TM8E080C16MP11 | 44500 | 18 | 8.5 | 43500 | 33800 | 77.7% | 2 | 0 | 11 |  |  |  |  | R-454B | 3.7083 | Residential & Commercial | USHP | Ducted CEE Tier 1
215423488 | Central HP <5.4 tons | YORK | HRCU-A-CB (Split System: Heat Pump with Remote Outdoor Unit-Air-Source) | HH860E2S11 | ADP |  | H,YE54*60+TXV | TM8E080C16MP11 | 44500 | 18 | 8.5 | 43500 | 33800 | 77.7% | 2 | 0 | 11 |  |  |  |  | R-454B | 3.7083 | Residential & Commercial | USHP | Ducted CEE Tier 1
215423489 | Central HP <5.4 tons | YORK | HRCU-A-CB (Split System: Heat Pump with Remote Outdoor Unit-Air-Source) | HH860E2S11 | ADP |  | H,YE55*60+TXV | TM8E080C16MP11 | 44500 | 18 | 8.5 | 43500 | 33800 | 77.7% | 2 | 0 | 11 |  |  |  |  | R-454B | 3.7083 | Residential & Commercial | USHP | Ducted CEE Tier 1
215670062 | Central HP <5.4 tons | HEIL | HRCU-A-CB (Split System: Heat Pump with Remote Outdoor Unit-Air-Source) | H5H0V36*K*AAA* |  |  | ESH5X42M12A*+WALLCON | *97CMN0802120B* | 34000 | 16.5 | 8.5 | 35600 | 25200 | 70.79% | 1.78 | 0 | 9.5 |  |  |  |  | R-454B | 2.8333 | Residential & Commercial | USHP
215423503 | Central HP <5.4 tons | YORK | HRCU-A-CB (Split System: Heat Pump with Remote Outdoor Unit-Air-Source) | HH860E2S11 | ADP |  | H,YE49*60+TXV | TM8E080C20MP11 | 53500 | 19 | 8.5 | 53000 | 39500 | 74.53% | 2 | 0 | 11 |  |  |  |  | R-454B | 4.4583 | Residential & Commercial | USHP | Ducted CEE Tier 1
216981010 | Central HP <5.4 tons | YORK | HRCU-A-CB (Split System: Heat Pump with Remote Outdoor Unit-Air-Source) | HH836E2S11 | ADP |  | V,Y36H175P38*+TXV-BLEED | TM8V080B12MP12 | 33000 | 17 | 8.5 | 29400 | 24800 | 84.35% | 2 | 0 | 11 |  |  |  |  | R-454B | 2.75 | Residential & Commercial | USHP | Ducted CEE Tier 1
215670209 | Central HP <5.4 tons | AIRQUEST | HRCU-A-CB (Split System: Heat Pump with Remote Outdoor Unit-Air-Source) | H5H0V36*K*AAA* |  |  | ESH5X48M12A*+WALLCON | *80CTL0902120B* | 34200 | 17 | 8.5 | 35400 | 25200 | 71.19% | 1.9 | 0 | 9.5 |  |  |  |  | R-454B | 2.85 | Residential & Commercial | USHP
215487425 | Central HP <5.4 tons | DAIKIN | HRCU-A-CB (Split System: Heat Pump with Remote Outdoor Unit-Air-Source) | DH7VSA4210A* |  |  | CHPEA4830*3A* | D*80VC0805D*A* | 40500 | 17 | 8.6 | 41000 | 31000 | 75.61% | 2 | 0 | 10 |  |  |  |  | R-32 | 3.375 | Residential & Commercial | USHP | Ducted CEE Tier 1
204298977 | Central HP <5.4 tons | HEIL | HRCU-A-CB (Split System: Heat Pump with Remote Outdoor Unit-Air-Source) | HVH837GKA** |  |  | EA*4X42L21A*+WALLCON | *97CMN0801714A* | 31600 | 17 | 8.1 | 33400 | 24800 | 74.25% | 1.86 | 11.5 | 11 |  |  |  |  | R-410A | 2.6333 | Residential & Commercial | USHP | Ducted CEE Tier 1
215423520 | Central HP <5.4 tons | YORK | HRCU-A-CB (Split System: Heat Pump with Remote Outdoor Unit-Air-Source) | HH860E2S11 | ADP |  | H,YE49*60+TXV | TM8E100C16MP11 | 44500 | 18 | 8.5 | 43500 | 33800 | 77.7% | 2 | 0 | 11 |  |  |  |  | R-454B | 3.7083 | Residential & Commercial | USHP | Ducted CEE Tier 1
215423538 | Central HP <5.4 tons | YORK | HRCU-A-CB (Split System: Heat Pump with Remote Outdoor Unit-Air-Source) | HH860E2S11 | ADP |  | H,YE36*48+TXV | TM8E120C16MP11 | 44000 | 17 | 8.4 | 43500 | 33800 | 77.7% | 1.98 | 0 | 10.5 |  |  |  |  | R-454B | 3.6667 | Residential & Commercial | USHP | Ducted CEE Tier 1
215423553 | Central HP <5.4 tons | YORK | HRCU-A-CB (Split System: Heat Pump with Remote Outdoor Unit-Air-Source) | HH860E2S11 | ADP |  | H,YE86*60+TXV | TM8E120C16MP11 | 44500 | 18 | 8.5 | 43500 | 33800 | 77.7% | 2 | 0 | 11 |  |  |  |  | R-454B | 3.7083 | Residential & Commercial | USHP | Ducted CEE Tier 1
215423589 | Central HP <5.4 tons | YORK | HRCU-A-CB (Split System: Heat Pump with Remote Outdoor Unit-Air-Source) | HH860E2S11 | ADP |  | H,YE54*48+TXV | TM8V080C16MP12 | 43500 | 18 | 8.5 | 42000 | 32800 | 78.1% | 2 | 0 | 11.7 |  |  |  |  | R-454B | 3.625 | Residential & Commercial | USHP | Ducted CEE Tier 1
215423603 | Central HP <5.4 tons | YORK | HRCU-A-CB (Split System: Heat Pump with Remote Outdoor Unit-Air-Source) | HH860E2S11 | ADP |  | H,YE3K*60+TXV | TM8V100C16MP12 | 43500 | 17 | 8.5 | 42000 | 32800 | 78.1% | 2 | 0 | 11.7 |  |  |  |  | R-454B | 3.625 | Residential & Commercial | USHP | Ducted CEE Tier 1
215423402 | Central HP <5.4 tons | YORK | HRCU-A-CB (Split System: Heat Pump with Remote Outdoor Unit-Air-Source) | HH836E2S11 | ADP |  | H,YE35*36+TXV | Y82E080B12LMPS1 | 32800 | 19 | 8.5 | 28400 | 24400 | 85.92% | 2 | 0 | 11.7 |  |  |  |  | R-454B | 2.7333 | Residential & Commercial | USHP | Ducted CEE Tier 1
215667783 | Central HP <5.4 tons | COMFORTMAKER | HRCU-A-CB (Split System: Heat Pump with Remote Outdoor Unit-Air-Source) | C5H0V24*K*AAA* |  |  | EA*5X37M17A*+WALLCON | *97CMN0801714B* | 23800 | 17 | 9 | 23400 | 16500 | 70.51% | 2 | 0 | 10.5 |  |  |  |  | R-454B | 1.9833 | Residential & Commercial | USHP | Ducted CEE Tier 1
215678228 | Central HP <5.4 tons | COMFORTMAKER | HRCU-A-CB (Split System: Heat Pump with Remote Outdoor Unit-Air-Source) | C5H0V24*K*AAA* |  |  | EA*5X25M17A*+WALLCON | *80CSU0401712B* | 24000 | 17 | 9 | 23200 | 16300 | 70.26% | 2.02 | 0 | 10.5 |  |  |  |  | R-454B | 2 | Residential & Commercial | USHP | Ducted CEE Tier 1
215678378 | Central HP <5.4 tons | COMFORTMAKER | HRCU-A-CB (Split System: Heat Pump with Remote Outdoor Unit-Air-Source) | C5H0V24*K*AAA* |  |  | EA*5X37M17A*+WALLCON | *97CTN0801716A* | 23800 | 17 | 9 | 23400 | 16500 | 70.51% | 2 | 0 | 10 |  |  |  |  | R-454B | 1.9833 | Residential & Commercial | USHP | Ducted CEE Tier 1
215423404 | Central HP <5.4 tons | YORK | HRCU-A-CB (Split System: Heat Pump with Remote Outdoor Unit-Air-Source) | HH836E2S11 | ADP |  | H,YE9J*36+TXV | Y82E080B12LMPS1 | 32800 | 18 | 8.5 | 28400 | 24400 | 85.92% | 2 | 0 | 11.7 |  |  |  |  | R-454B | 2.7333 | Residential & Commercial | USHP | Ducted CEE Tier 1
214271882 | Central HP <5.4 tons | CARRIER | HRCU-A-CB (Split System: Heat Pump with Remote Outdoor Unit-Air-Source) | 25VNA825A*032* | ADP |  | V,C36H175P149 | 58TN*B045C17**12 | 23600 | 16 | 8.1 | 20000 | 16300 | 81.5% | 1.94 | 0 | 10.5 |  |  |  |  | R-410A | 1.9667 | Residential & Commercial | USHP | Ducted CEE Tier 1
215424440 | Central HP <5.4 tons | YORK | HRCU-A-CB (Split System: Heat Pump with Remote Outdoor Unit-Air-Source) | HH824E2S11 | ADP |  | H,YE7J*30+TXV | TL9E060B12UH11 | 22400 | 17 | 8.8 | 21400 | 17700 | 82.71% | 1.96 | 0 | 11 |  |  |  |  | R-454B | 1.8667 | Residential & Commercial | USHP | Ducted CEE Tier 1
216735518 | Central HP <5.4 tons | AIRQUEST | HRCU-A-CB (Split System: Heat Pump with Remote Outdoor Unit-Air-Source) | D5CUHAH24AAK |  |  | EA*5X37M21A* | *80VSL0701716B* | 23000 | 16.5 | 8.5 | 20600 | 18300 | 88.83% | 1.96 | 0 | 11 |  |  |  |  | R-454B | 1.9167 | Residential & Commercial | USHP | Ducted CEE Tier 1
216735869 | Central HP <5.4 tons | AIRQUEST | HRCU-A-CB (Split System: Heat Pump with Remote Outdoor Unit-Air-Source) | D5CUHAH24AAK |  |  | EA*5X37M21A* | *96VSN0601716B* | 23000 | 16.5 | 8.5 | 20600 | 18400 | 89.32% | 1.96 | 0 | 11 |  |  |  |  | R-454B | 1.9167 | Residential & Commercial | USHP | Ducted CEE Tier 1
216972362 | Central HP <5.4 tons | CARRIER | HRCU-A-CB (Split System: Heat Pump with Remote Outdoor Unit-Air-Source) | 27VNA154A*030* | ADP |  | C60A***L16*+TXV | 59TN7A080C21**20 | 48000 | 19 | 10.5 | 50500 | 53000 | 105% | 1.94 | 0 | 10.5 |  |  |  |  | R-454B | 4 | Residential & Commercial | USHP | Ducted CEE Tier 1
215941163 | Central HP <5.4 tons | TEMPSTAR | HRCU-A-CB (Split System: Heat Pump with Remote Outdoor Unit-Air-Source) | T5H3V48*K*AAA* |  |  | ESH5X48M12A*+WALLCON | *80CSU0601716B* | 44000 | 20 | 9 | 48500 | 36600 | 75.46% | 1.8 | 0 | 11 |  |  |  |  | R-454B | 3.6667 | Residential & Commercial | USHP | Ducted CEE Tier 1
215487445 | Central HP <5.4 tons | DAIKIN | HRCU-A-CB (Split System: Heat Pump with Remote Outdoor Unit-Air-Source) | DH7VSA4810A* |  |  | CA*EA6030*3A* | D*96VC1005DNA* | 45500 | 16.5 | 8.8 | 47000 | 33600 | 71.49% | 2 | 0 | 10 |  |  |  |  | R-32 | 3.7917 | Residential & Commercial | USHP | Ducted CEE Tier 1
213075988 | Central HP <5.4 tons | DAY & NIGHT | HRCU-A-CB (Split System: Heat Pump with Remote Outdoor Unit-Air-Source) | DLCURAH36ABK |  |  | EN(A,D,W)4X48L21** | *95MSU1002120A* | 36200 | 16.5 | 8.1 | 38500 | 35000 | 90.91% | 2.02 | 0 | 10.5 |  |  |  |  | R-410A | 3.0167 | Residential & Commercial | USHP | Ducted CEE Tier 1
213076338 | Central HP <5.4 tons | DAY & NIGHT | HRCU-A-CB (Split System: Heat Pump with Remote Outdoor Unit-Air-Source) | DLCURAH36ABK |  |  | EN(A,D)4X48L24** | *95MSU1002122A* | 36200 | 16.5 | 8.1 | 38500 | 35000 | 90.91% | 2.02 | 0 | 10.5 |  |  |  |  | R-410A | 3.0167 | Residential & Commercial | USHP | Ducted CEE Tier 1
213773548 | Central HP <5.4 tons | AIRQUEST | HRCU-A-CB (Split System: Heat Pump with Remote Outdoor Unit-Air-Source) | HVH825GKA3* |  |  | EA*4X42L24A*+WALLCON | *96CTN1002122B* | 23800 | 16.5 | 8.1 | 21400 | 16600 | 77.57% | 1.96 | 0 | 11 |  |  |  |  | R-410A | 1.9833 | Residential & Commercial | USHP | Ducted CEE Tier 1
216736133 | Central HP <5.4 tons | AIRQUEST | HRCU-A-CB (Split System: Heat Pump with Remote Outdoor Unit-Air-Source) | D5CUHAH24AAK |  |  | ESH5X24M12A* | *80CSU0601716A* | 22800 | 16 | 8.5 | 21600 | 19300 | 89.35% | 1.94 | 0 | 10.5 |  |  |  |  | R-454B | 1.9 | Residential & Commercial | USHP | Ducted CEE Tier 1
216736334 | Central HP <5.4 tons | AIRQUEST | HRCU-A-CB (Split System: Heat Pump with Remote Outdoor Unit-Air-Source) | D5CUHAH24AAK |  |  | ESH5X24M12A* | *80MSU0401712A* | 22400 | 15.5 | 8.1 | 21200 | 19000 | 89.62% | 1.85 | 0 | 10.5 |  |  |  |  | R-454B | 1.8667 | Residential & Commercial | USHP | Ducted CEE Tier 1
215424488 | Central HP <5.4 tons | YORK | HRCU-A-CB (Split System: Heat Pump with Remote Outdoor Unit-Air-Source) | HH824E2S11 | ADP |  | H,YE8J*36+TXV | TM8V080B12MP12 | 22800 | 17 | 8.9 | 21400 | 17700 | 82.71% | 1.98 | 0 | 10.5 |  |  |  |  | R-454B | 1.9 | Residential & Commercial | USHP | Ducted CEE Tier 1
215424505 | Central HP <5.4 tons | YORK | HRCU-A-CB (Split System: Heat Pump with Remote Outdoor Unit-Air-Source) | HH824E2S11 | ADP |  | H,YE7J*30+TXV | TM9E026A08MP12 | 22400 | 16 | 8.8 | 21400 | 17200 | 80.37% | 1.96 | 0 | 10.5 |  |  |  |  | R-454B | 1.8667 | Residential & Commercial | USHP | Ducted CEE Tier 1
213076656 | Central HP <5.4 tons | DAY & NIGHT | HRCU-A-CB (Split System: Heat Pump with Remote Outdoor Unit-Air-Source) | DLCURAH36ABK |  |  | EA*4X42L21A* | *80VTL0902120B* | 35200 | 16 | 8.1 | 38500 | 35000 | 90.91% | 1.88 | 0 | 10 |  |  |  |  | R-410A | 2.9333 | Residential & Commercial | USHP | Ducted CEE Tier 1
213076841 | Central HP <5.4 tons | DAY & NIGHT | HRCU-A-CB (Split System: Heat Pump with Remote Outdoor Unit-Air-Source) | DLCURAH36ABK |  |  | EN(A,D,W)4X48L21** | *80VTL1102122B* | 36400 | 16.5 | 8.1 | 38500 | 35000 | 90.91% | 2.02 | 0 | 10.5 |  |  |  |  | R-410A | 3.0333 | Residential & Commercial | USHP | Ducted CEE Tier 1
215423438 | Central HP <5.4 tons | YORK | HRCU-A-CB (Split System: Heat Pump with Remote Outdoor Unit-Air-Source) | HH836E2S11 | ADP |  | H,YE9J*36+TXV-BLEED | YP9C100C16MP13 | 33400 | 17 | 8.5 | 29400 | 24800 | 84.35% | 2 | 0 | 11 |  |  |  |  | R-454B | 2.7833 | Residential & Commercial | USHP | Ducted CEE Tier 1
215726368 | Central HP <5.4 tons | YORK | HRCU-A-CB (Split System: Heat Pump with Remote Outdoor Unit-Air-Source) | HH836E2S11 | ADP |  | H,YG81*36+TXV | TM9Y080C16MP11 | 32800 | 19 | 8.5 | 29400 | 23800 | 80.95% | 2 | 0 | 11 |  |  |  |  | R-454B | 2.7333 | Residential & Commercial | USHP | Ducted CEE Tier 1
215735541 | Central HP <5.4 tons | YORK | HRCU-A-CB (Split System: Heat Pump with Remote Outdoor Unit-Air-Source) | HH824E2S11 | ADP |  | H,YE31*30+TXV-BLEED | TM9Y060B12MP11 | 21800 | 17 | 8.5 | 21200 | 17300 | 81.6% | 1.9 | 0 | 11 |  |  |  |  | R-454B | 1.8167 | Residential & Commercial | USHP | Ducted CEE Tier 1
208587413 | Central HP <5.4 tons | FUJITSU | HRCU-A-CB (Split System: Heat Pump with Remote Outdoor Unit-Air-Source) | FOP1848MJAZCA1 |  |  | FHRAVM6021SJZECA | 0 | 45000 | 19 | 8.5 | 40000 | 42000 | 105% | 1.8 | 0 | 12 |  |  |  |  | R-410A | 3.75 | Residential & Commercial | USHP | Ducted CEE Tier 1
215939694 | Central HP <5.4 tons | CARRIER | HRCU-A-CB (Split System: Heat Pump with Remote Outdoor Unit-Air-Source) | 27VNA336A*030* |  |  | CAA**4221AM*+UI | 59TN7A080C21**20 | 32600 | 19.5 | 9.5 | 34800 | 26800 | 77.01% | 2.02 | 0 | 11.7 |  |  |  |  | R-454B | 2.7167 | Residential & Commercial | USHP | Ducted CEE Tier 1
215939894 | Central HP <5.4 tons | CARRIER | HRCU-A-CB (Split System: Heat Pump with Remote Outdoor Unit-Air-Source) | 27VNA336A*030* |  |  | CAA**6124AM*+UI | 59TN6C080C21**20 | 34400 | 20.5 | 9.5 | 34400 | 26000 | 75.58% | 2.06 | 0 | 12 |  |  |  |  | R-454B | 2.8667 | Residential & Commercial | USHP | Ducted CEE Tier 1
215940244 | Central HP <5.4 tons | CARRIER | HRCU-A-CB (Split System: Heat Pump with Remote Outdoor Unit-Air-Source) | 27VNA336A*030* |  |  | CSAH*6012AM*+UI | 59TN7A120C24**22 | 34200 | 19.5 | 9 | 34200 | 26000 | 76.02% | 1.94 | 0 | 11.7 |  |  |  |  | R-454B | 2.85 | Residential & Commercial | USHP | Ducted CEE Tier 1
215940314 | Central HP <5.4 tons | CARRIER | HRCU-A-CB (Split System: Heat Pump with Remote Outdoor Unit-Air-Source) | 27VNA336A*030* |  |  | CVAMA4421XMA*+UI | 59TN7A100C21**22 | 35600 | 22 | 8.5 | 38000 | 28600 | 75.26% | 2.02 | 0 | 12.5 |  |  |  |  | R-454B | 2.9667 | Residential & Commercial | USHP | Ducted CEE Tier 1
215940364 | Central HP <5.4 tons | CARRIER | HRCU-A-CB (Split System: Heat Pump with Remote Outdoor Unit-Air-Source) | 27VNA336A*030* |  |  | CVAMA4921XMA*+UI | 59TN7A080C17**16 | 35400 | 21 | 8.5 | 38500 | 29000 | 75.32% | 2.02 | 0 | 12 |  |  |  |  | R-454B | 2.95 | Residential & Commercial | USHP | Ducted CEE Tier 1
215940414 | Central HP <5.4 tons | CARRIER | HRCU-A-CB (Split System: Heat Pump with Remote Outdoor Unit-Air-Source) | 27VNA336A*030* |  |  | CVAMA6021XMA*+UI | 58CU*B060C17**16 | 35600 | 22 | 8.5 | 38000 | 28600 | 75.26% | 2.02 | 0 | 12.5 |  |  |  |  | R-454B | 2.9667 | Residential & Commercial | USHP | Ducted CEE Tier 1
215726399 | Central HP <5.4 tons | YORK | HRCU-A-CB (Split System: Heat Pump with Remote Outdoor Unit-Air-Source) | HH836E2S11 | ADP |  | H,YG36*36+TXV-BLEED | Y81E080C20SMPS1 | 34600 | 19 | 8.5 | 30800 | 25400 | 82.47% | 2 | 0 | 11 |  |  |  |  | R-454B | 2.8833 | Residential & Commercial | USHP | Ducted CEE Tier 1
215726401 | Central HP <5.4 tons | YORK | HRCU-A-CB (Split System: Heat Pump with Remote Outdoor Unit-Air-Source) | HH836E2S11 | ADP |  | H,YG37*36+TXV-BLEED | Y81E080C20SMPS1 | 34600 | 19 | 8.5 | 30800 | 25400 | 82.47% | 2 | 0 | 11 |  |  |  |  | R-454B | 2.8833 | Residential & Commercial | USHP | Ducted CEE Tier 1
215423638 | Central HP <5.4 tons | YORK | HRCU-A-CB (Split System: Heat Pump with Remote Outdoor Unit-Air-Source) | HH860E2S11 | ADP |  | H,YE84*60+TXV | TM8V120C20MP12 | 53000 | 19 | 8.5 | 52000 | 38500 | 74.04% | 2 | 0 | 11 |  |  |  |  | R-454B | 4.4167 | Residential & Commercial | USHP | Ducted CEE Tier 1
215423689 | Central HP <5.4 tons | YORK | HRCU-A-CB (Split System: Heat Pump with Remote Outdoor Unit-Air-Source) | HH860E2S11 | ADP |  | H,YE36*60+TXV-BLEED | TM8Y120C20MP11 | 52000 | 18 | 8.3 | 53000 | 39500 | 74.53% | 1.96 | 0 | 10.5 |  |  |  |  | R-454B | 4.3333 | Residential & Commercial | USHP | Ducted CEE Tier 1
215726436 | Central HP <5.4 tons | YORK | HRCU-A-CB (Split System: Heat Pump with Remote Outdoor Unit-Air-Source) | HH836E2S11 | ADP |  | H,YG80*36+TXV | Y81E120C16SMPS1 | 33400 | 19 | 8.5 | 29400 | 24800 | 84.35% | 2 | 0 | 11.7 |  |  |  |  | R-454B | 2.7833 | Residential & Commercial | USHP | Ducted CEE Tier 1
215726451 | Central HP <5.4 tons | YORK | HRCU-A-CB (Split System: Heat Pump with Remote Outdoor Unit-Air-Source) | HH836E2S11 | ADP |  | H,YG80*36+TXV-BLEED | Y82E080B12LMPS1 | 32800 | 19 | 8.5 | 28400 | 24400 | 85.92% | 2 | 0 | 11.7 |  |  |  |  | R-454B | 2.7333 | Residential & Commercial | USHP | Ducted CEE Tier 1
215423736 | Central HP <5.4 tons | YORK | HRCU-A-CB (Split System: Heat Pump with Remote Outdoor Unit-Air-Source) | HH860E2S11 | ADP |  | H,YE37*60+TXV | TM9E100C16MP12 | 44500 | 17 | 8.5 | 44000 | 34000 | 77.27% | 2 | 0 | 11 |  |  |  |  | R-454B | 3.7083 | Residential & Commercial | USHP | Ducted CEE Tier 1
215423739 | Central HP <5.4 tons | YORK | HRCU-A-CB (Split System: Heat Pump with Remote Outdoor Unit-Air-Source) | HH860E2S11 | ADP |  | H,YE3K*60+TXV | TM9E100C16MP12 | 44500 | 18 | 8.5 | 44000 | 34000 | 77.27% | 2 | 0 | 11 |  |  |  |  | R-454B | 3.7083 | Residential & Commercial | USHP | Ducted CEE Tier 1
215424524 | Central HP <5.4 tons | YORK | HRCU-A-CB (Split System: Heat Pump with Remote Outdoor Unit-Air-Source) | HH824E2S11 | ADP |  | H,YE7J*36+TXV | TM9E060A10MP12 | 22400 | 16 | 8.8 | 21400 | 17700 | 82.71% | 1.96 | 0 | 10.5 |  |  |  |  | R-454B | 1.8667 | Residential & Commercial | USHP | Ducted CEE Tier 1
215424540 | Central HP <5.4 tons | YORK | HRCU-A-CB (Split System: Heat Pump with Remote Outdoor Unit-Air-Source) | HH824E2S11 | ADP |  | H,YE7J*36+TXV-BLEED | TM9E080B12MP12 | 23000 | 17 | 9 | 21400 | 18300 | 85.51% | 2 | 0 | 11.7 |  |  |  |  | R-454B | 1.9167 | Residential & Commercial | USHP | Ducted CEE Tier 1
213077040 | Central HP <5.4 tons | DAY & NIGHT | HRCU-A-CB (Split System: Heat Pump with Remote Outdoor Unit-Air-Source) | DLCURAH36ABK |  |  | EA*4X36L21A* | *96VSN0802120B* | 34800 | 16 | 8.1 | 38500 | 35200 | 91.43% | 1.82 | 0 | 9.5 |  |  |  |  | R-410A | 2.9 | Residential & Commercial | USHP
213077240 | Central HP <5.4 tons | DAY & NIGHT | HRCU-A-CB (Split System: Heat Pump with Remote Outdoor Unit-Air-Source) | DLCURAH36ABK |  |  | EA*4X42L24A* | *96VSN1202422B* | 35400 | 16 | 8.1 | 38500 | 35000 | 90.91% | 1.9 | 0 | 10 |  |  |  |  | R-410A | 2.95 | Residential & Commercial | USHP | Ducted CEE Tier 1
215726452 | Central HP <5.4 tons | YORK | HRCU-A-CB (Split System: Heat Pump with Remote Outdoor Unit-Air-Source) | HH836E2S11 | ADP |  | H,YG80*36+TXV | Y82E080B12LMPS1 | 32800 | 19 | 8.5 | 28400 | 24400 | 85.92% | 2 | 0 | 11.7 |  |  |  |  | R-454B | 2.7333 | Residential & Commercial | USHP | Ducted CEE Tier 1
215731298 | Central HP <5.4 tons | YORK | HRCU-A-CB (Split System: Heat Pump with Remote Outdoor Unit-Air-Source) | HH836E2S11 | ADP |  | H,YG48*36+TXV | TM9Y080C16MP11 | 32800 | 19 | 8.5 | 29400 | 23800 | 80.95% | 2 | 0 | 11 |  |  |  |  | R-454B | 2.7333 | Residential & Commercial | USHP | Ducted CEE Tier 1
215487396 | Central HP <5.4 tons | DAIKIN | HRCU-A-CB (Split System: Heat Pump with Remote Outdoor Unit-Air-Source) | DH7VSA3610A* |  |  | CA*EA4830*3A* | D*96VC1005DNA* | 34800 | 18.5 | 8.5 | 35000 | 28400 | 81.14% | 2 | 0 | 10.5 |  |  |  |  | R-32 | 2.9 | Residential & Commercial | USHP | Ducted CEE Tier 1
216796784 | Central HP <5.4 tons | TRANE | HRCU-A-CB (Split System: Heat Pump with Remote Outdoor Unit-Air-Source) | 5TWR5036A1 | ASPEN |  | D(A,C,E)48C3J+TDR | S9X2C100U5PSB | 31800 | 15.2 | 8.1 | 31400 | 22400 | 71.34% | 3.01 | 0 | 11.7 |  |  |  |  | R-454B | 2.65 | Residential & Commercial | USHP | Ducted CEE Tier 1
215487395 | Central HP <5.4 tons | DAIKIN | HRCU-A-CB (Split System: Heat Pump with Remote Outdoor Unit-Air-Source) | DH7VSA3610A* |  |  | CA*EA4830*3A* | D*96VC1205DNA* | 34800 | 18.5 | 8.5 | 35000 | 28400 | 81.14% | 2 | 0 | 10.5 |  |  |  |  | R-32 | 2.9 | Residential & Commercial | USHP | Ducted CEE Tier 1
215487397 | Central HP <5.4 tons | DAIKIN | HRCU-A-CB (Split System: Heat Pump with Remote Outdoor Unit-Air-Source) | DH7VSA3610A* |  |  | CA*EA4830*3A* | D*96VC1005CNA* | 34800 | 18.5 | 8.5 | 35000 | 28400 | 81.14% | 2 | 0 | 10.5 |  |  |  |  | R-32 | 2.9 | Residential & Commercial | USHP | Ducted CEE Tier 1
213077442 | Central HP <5.4 tons | DAY & NIGHT | HRCU-A-CB (Split System: Heat Pump with Remote Outdoor Unit-Air-Source) | DLCURAH36ABK |  |  | END4X42L17** | *96VTN0801716B* | 35800 | 15.5 | 8.1 | 39000 | 35200 | 90.26% | 1.96 | 0 | 10 |  |  |  |  | R-410A | 2.9833 | Residential & Commercial | USHP | Ducted CEE Tier 1
213077726 | Central HP <5.4 tons | DAY & NIGHT | HRCU-A-CB (Split System: Heat Pump with Remote Outdoor Unit-Air-Source) | DLCURAH36ABK |  |  | EA*4X42L21A* | *96VTN1002122B* | 35400 | 16.5 | 8.1 | 38500 | 35000 | 90.91% | 1.88 | 0 | 10 |  |  |  |  | R-410A | 2.95 | Residential & Commercial | USHP | Ducted CEE Tier 1
215670249 | Central HP <5.4 tons | AIRQUEST | HRCU-A-CB (Split System: Heat Pump with Remote Outdoor Unit-Air-Source) | H5H0V36*K*AAA* |  |  | ESH5X48M12A*+WALLCON | *95CSU0802120B* | 34200 | 16.5 | 8.5 | 35400 | 25200 | 71.19% | 1.88 | 0 | 9.5 |  |  |  |  | R-454B | 2.85 | Residential & Commercial | USHP
215670569 | Central HP <5.4 tons | AIRQUEST | HRCU-A-CB (Split System: Heat Pump with Remote Outdoor Unit-Air-Source) | H5H0V36*K*AAA* |  |  | ESH5X60M12A*+WALLCON | *96CTN0601714B* | 34200 | 16.5 | 8.5 | 34800 | 25200 | 72.41% | 1.78 | 0 | 9.5 |  |  |  |  | R-454B | 2.85 | Residential & Commercial | USHP
216981002 | Central HP <5.4 tons | YORK | HRCU-A-CB (Split System: Heat Pump with Remote Outdoor Unit-Air-Source) | HH824E2S11 | ADP |  | V,Y36H***P21*+TXV-BLEED | Y92E040A10SMPS1 | 22800 | 16 | 8.9 | 21400 | 16800 | 78.5% | 1.98 | 0 | 11.7 |  |  |  |  | R-454B | 1.9 | Residential & Commercial | USHP | Ducted CEE Tier 1
209880040 | Central HP <5.4 tons | FUJITSU | HRCU-A-CB (Split System: Heat Pump with Remote Outdoor Unit-Air-Source) | FOP1836MJAZCA |  |  | FCCA6021SZEA | FF98MV306017UPS*A | 34200 | 19 | 8.5 | 34200 | 43500 | 127.2% | 2.2 | 0 | 12.5 |  |  |  |  | R-410A | 2.85 | Residential & Commercial | USHP | Ducted CEE Tier 1
216972412 | Central HP <5.4 tons | CARRIER | HRCU-A-CB (Split System: Heat Pump with Remote Outdoor Unit-Air-Source) | 27VNA336A*030* | ADP |  | V,C36H175P15*+TXV | 58CU*B040C17**12 | 33400 | 20 | 9.5 | 32800 | 25800 | 78.66% | 2.04 | 0 | 11.7 |  |  |  |  | R-454B | 2.7833 | Residential & Commercial | USHP | Ducted CEE Tier 1
216972469 | Central HP <5.4 tons | CARRIER | HRCU-A-CB (Split System: Heat Pump with Remote Outdoor Unit-Air-Source) | 27VNA336A*030* | ADP |  | C36A***L15*+TXV | 58TN*B045C17**12 | 32800 | 19 | 9 | 33800 | 26800 | 79.29% | 1.9 | 0 | 10.5 |  |  |  |  | R-454B | 2.7333 | Residential & Commercial | USHP | Ducted CEE Tier 1
216972471 | Central HP <5.4 tons | CARRIER | HRCU-A-CB (Split System: Heat Pump with Remote Outdoor Unit-Air-Source) | 27VNA336A*030* | ADP |  | V,C36H175P13*+TXV | 58TN*B045C17**12 | 32200 | 19 | 9 | 34200 | 27200 | 79.53% | 1.88 | 0 | 10.5 |  |  |  |  | R-454B | 2.6833 | Residential & Commercial | USHP | Ducted CEE Tier 1
216972476 | Central HP <5.4 tons | CARRIER | HRCU-A-CB (Split System: Heat Pump with Remote Outdoor Unit-Air-Source) | 27VNA336A*030* | ADP |  | V,C36H175P45*+TXV | 58TN*B045C17**12 | 33800 | 19 | 9 | 33600 | 26400 | 78.57% | 1.92 | 0 | 11 |  |  |  |  | R-454B | 2.8167 | Residential & Commercial | USHP | Ducted CEE Tier 1
216972494 | Central HP <5.4 tons | CARRIER | HRCU-A-CB (Split System: Heat Pump with Remote Outdoor Unit-Air-Source) | 27VNA336A*030* | ADP |  | PL36H210P29*+TXV | 58TN*B070C17**16 | 34000 | 19 | 9 | 33000 | 26000 | 78.79% | 1.94 | 0 | 11.5 |  |  |  |  | R-454B | 2.8333 | Residential & Commercial | USHP | Ducted CEE Tier 1
213077810 | Central HP <5.4 tons | DAY & NIGHT | HRCU-A-CB (Split System: Heat Pump with Remote Outdoor Unit-Air-Source) | DLCURAH36ABK |  |  | EN(A,D)4X48L24** | *96VTN1202422B* | 35800 | 16.5 | 8.1 | 38500 | 35000 | 90.91% | 2 | 0 | 10 |  |  |  |  | R-410A | 2.9833 | Residential & Commercial | USHP | Ducted CEE Tier 1
213078261 | Central HP <5.4 tons | DAY & NIGHT | HRCU-A-CB (Split System: Heat Pump with Remote Outdoor Unit-Air-Source) | DLCURAH36ABK |  |  | EA*4X36L17A* | *80MS(N,L)0901714A* | 35000 | 16 | 8.1 | 38500 | 35200 | 91.43% | 1.82 | 0 | 9.5 |  |  |  |  | R-410A | 2.9167 | Residential & Commercial | USHP
215424556 | Central HP <5.4 tons | YORK | HRCU-A-CB (Split System: Heat Pump with Remote Outdoor Unit-Air-Source) | HH824E2S11 | ADP |  | H,YE32*36+TXV | TM9V060B12MP12 | 22200 | 17 | 8.65 | 21200 | 17200 | 81.13% | 1.94 | 0 | 11 |  |  |  |  | R-454B | 1.85 | Residential & Commercial | USHP | Ducted CEE Tier 1
215424574 | Central HP <5.4 tons | YORK | HRCU-A-CB (Split System: Heat Pump with Remote Outdoor Unit-Air-Source) | HH824E2S11 | ADP |  | H,YE32*36+TXV | TM9Y040A10MP11 | 22200 | 16 | 8.2 | 20800 | 16900 | 81.25% | 1.94 | 0 | 10.5 |  |  |  |  | R-454B | 1.85 | Residential & Commercial | USHP | Ducted CEE Tier 1
215487414 | Central HP <5.4 tons | DAIKIN | HRCU-A-CB (Split System: Heat Pump with Remote Outdoor Unit-Air-Source) | DH7VSA3610A* |  |  | CHPEA4830*3A* | D*80VC0804C*A* | 35000 | 18.5 | 8.1 | 35000 | 28400 | 81.14% | 2 | 0 | 10.5 |  |  |  |  | R-32 | 2.9167 | Residential & Commercial | USHP | Ducted CEE Tier 1
216453762 | Central HP <5.4 tons | RUUD | HRCU-A-CB (Split System: Heat Pump with Remote Outdoor Unit-Air-Source) | RD17AZ48AJ3N | ASPEN |  | D(A,C,E)48C44+TDR | U98MV1005A21UPS | 42000 | 17 | 8.5 | 45500 | 35600 | 78.24% | 2.79 | 0 | 11 |  |  |  |  | R-410A | 3.5 | Residential & Commercial | USHP | Ducted CEE Tier 1
216980996 | Central HP <5.4 tons | YORK | HRCU-A-CB (Split System: Heat Pump with Remote Outdoor Unit-Air-Source) | HH824E2S11 | ADP |  | V,Y36H175P13*+TXV-BLEED | TM8V080B12MP12 | 22600 | 17 | 8.85 | 21400 | 18100 | 84.58% | 1.98 | 0 | 11.7 |  |  |  |  | R-454B | 1.8833 | Residential & Commercial | USHP | Ducted CEE Tier 1
209880036 | Central HP <5.4 tons | FUJITSU | HRCU-A-CB (Split System: Heat Pump with Remote Outdoor Unit-Air-Source) | FOP1836MJAZCA |  |  | FCCA6021SZEA | FF98MV307017UPS*A | 34200 | 19 | 8.5 | 34200 | 43500 | 127.2% | 2.2 | 0 | 12.5 |  |  |  |  | R-410A | 2.85 | Residential & Commercial | USHP | Ducted CEE Tier 1
216981016 | Central HP <5.4 tons | YORK | HRCU-A-CB (Split System: Heat Pump with Remote Outdoor Unit-Air-Source) | HH860E2S11 | ADP |  | V,Y60H210P19*+TXV-BLEED | TM8V080C16MP12 | 44000 | 18 | 9 | 42500 | 33200 | 78.12% | 2 | 0 | 11.7 |  |  |  |  | R-454B | 3.6667 | Residential & Commercial | USHP | Ducted CEE Tier 1
216776169 | Central HP <5.4 tons | YORK | HRCU-A-CB (Split System: Heat Pump with Remote Outdoor Unit-Air-Source) | HH860E2S11 | ADP |  | FE*TT4*60+TXV-BLEED | 0 | 46000 | 19 | 9 | 44000 | 33600 | 76.36% | 2.1 | 0 | 12 |  |  |  |  | R-454B | 3.8333 | Residential & Commercial | USHP | Ducted CEE Tier 1
213078426 | Central HP <5.4 tons | DAY & NIGHT | HRCU-A-CB (Split System: Heat Pump with Remote Outdoor Unit-Air-Source) | DLCURAH36ABK |  |  | EA*4X42L24A* | *80MS(N,L)0902116A* | 35200 | 16.5 | 8.1 | 38500 | 35000 | 90.91% | 1.88 | 0 | 10 |  |  |  |  | R-410A | 2.9333 | Residential & Commercial | USHP | Ducted CEE Tier 1
213078793 | Central HP <5.4 tons | DAY & NIGHT | HRCU-A-CB (Split System: Heat Pump with Remote Outdoor Unit-Air-Source) | DLCURAH36ABK |  |  | EA*4X42L24A* | *80MS(N,L)1552420A* | 35600 | 16.5 | 8.1 | 38500 | 35000 | 90.91% | 1.9 | 0 | 10 |  |  |  |  | R-410A | 2.9667 | Residential & Commercial | USHP | Ducted CEE Tier 1
213079111 | Central HP <5.4 tons | DAY & NIGHT | HRCU-A-CB (Split System: Heat Pump with Remote Outdoor Unit-Air-Source) | DLCURAH36ABK |  |  | EA*4X42L21A* | *80MSU0601716A* | 35200 | 16.5 | 8.1 | 38500 | 35000 | 90.91% | 1.86 | 0 | 10 |  |  |  |  | R-410A | 2.9333 | Residential & Commercial | USHP | Ducted CEE Tier 1
213079831 | Central HP <5.4 tons | DAY & NIGHT | HRCU-A-CB (Split System: Heat Pump with Remote Outdoor Unit-Air-Source) | DLCURAH36ABK |  |  | EN(A,D)4X48L24** | *92MSN1002120A* | 36000 | 16.5 | 8.1 | 38500 | 34800 | 90.39% | 2 | 0 | 10.5 |  |  |  |  | R-410A | 3 | Residential & Commercial | USHP | Ducted CEE Tier 1
215424608 | Central HP <5.4 tons | YORK | HRCU-A-CB (Split System: Heat Pump with Remote Outdoor Unit-Air-Source) | HH824E2S11 | ADP |  | H,YE8J*30+TXV | Y81E060A12SMPS1 | 22600 | 17 | 8.9 | 21000 | 16900 | 80.48% | 1.98 | 0 | 11.7 |  |  |  |  | R-454B | 1.8833 | Residential & Commercial | USHP | Ducted CEE Tier 1
215424609 | Central HP <5.4 tons | YORK | HRCU-A-CB (Split System: Heat Pump with Remote Outdoor Unit-Air-Source) | HH824E2S11 | ADP |  | H,YE8J*36+TXV | Y81E060A12SMPS1 | 22600 | 17 | 8.9 | 21000 | 16900 | 80.48% | 1.98 | 0 | 11.7 |  |  |  |  | R-454B | 1.8833 | Residential & Commercial | USHP | Ducted CEE Tier 1
215423740 | Central HP <5.4 tons | YORK | HRCU-A-CB (Split System: Heat Pump with Remote Outdoor Unit-Air-Source) | HH860E2S11 | ADP |  | H,YE48*60+TXV-BLEED | TM9E100C16MP12 | 44500 | 18 | 8.5 | 44000 | 34000 | 77.27% | 2 | 0 | 11 |  |  |  |  | R-454B | 3.7083 | Residential & Commercial | USHP | Ducted CEE Tier 1
213076930 | Central HP <5.4 tons | DAY & NIGHT | HRCU-A-CB (Split System: Heat Pump with Remote Outdoor Unit-Air-Source) | DLCURAH36ABK |  |  | EA*4X36L17A* | *96VSN0801716B* | 35200 | 15.2 | 8.1 | 39000 | 35400 | 90.77% | 1.82 | 0 | 9.5 |  |  |  |  | R-410A | 2.9333 | Residential & Commercial | USHP
213076950 | Central HP <5.4 tons | DAY & NIGHT | HRCU-A-CB (Split System: Heat Pump with Remote Outdoor Unit-Air-Source) | DLCURAH36ABK |  |  | EA*4X37L17A* | *96VSN0801716B* | 36000 | 15.5 | 8.5 | 38500 | 35200 | 91.43% | 2 | 0 | 10 |  |  |  |  | R-410A | 3 | Residential & Commercial | USHP | Ducted CEE Tier 1
213077030 | Central HP <5.4 tons | DAY & NIGHT | HRCU-A-CB (Split System: Heat Pump with Remote Outdoor Unit-Air-Source) | DLCURAH36ABK |  |  | EN(A,D,W)4X48L21** | *96VSN0801716B* | 35600 | 16 | 8.1 | 38500 | 35000 | 90.91% | 1.98 | 0 | 10 |  |  |  |  | R-410A | 2.9667 | Residential & Commercial | USHP | Ducted CEE Tier 1
213077250 | Central HP <5.4 tons | DAY & NIGHT | HRCU-A-CB (Split System: Heat Pump with Remote Outdoor Unit-Air-Source) | DLCURAH36ABK |  |  | EA*4X48L24A* | *96VSN1202422B* | 36000 | 16.5 | 8.5 | 38000 | 34800 | 91.58% | 2.04 | 0 | 10 |  |  |  |  | R-410A | 3 | Residential & Commercial | USHP | Ducted CEE Tier 1
215423755 | Central HP <5.4 tons | YORK | HRCU-A-CB (Split System: Heat Pump with Remote Outdoor Unit-Air-Source) | HH860E2S11 | ADP |  | H,YE48*60+TXV-BLEED | TM9E100C20MP12 | 53500 | 18 | 8.5 | 53000 | 39500 | 74.53% | 2 | 0 | 11 |  |  |  |  | R-454B | 4.4583 | Residential & Commercial | USHP | Ducted CEE Tier 1
213079914 | Central HP <5.4 tons | DAY & NIGHT | HRCU-A-CB (Split System: Heat Pump with Remote Outdoor Unit-Air-Source) | DLCURAH36ABK |  |  | EN(A,D)4X48L24** | *92MSN1002122A* | 36000 | 16.5 | 8.1 | 38500 | 35000 | 90.91% | 2 | 0 | 10.5 |  |  |  |  | R-410A | 3 | Residential & Commercial | USHP | Ducted CEE Tier 1
213080033 | Central HP <5.4 tons | DAY & NIGHT | HRCU-A-CB (Split System: Heat Pump with Remote Outdoor Unit-Air-Source) | DLCURAH36ABK |  |  | EA*4X37L21A* | *96MSN0801716A* | 36400 | 15.5 | 8.5 | 38000 | 35000 | 92.11% | 2.06 | 0 | 10 |  |  |  |  | R-410A | 3.0333 | Residential & Commercial | USHP | Ducted CEE Tier 1
215424625 | Central HP <5.4 tons | YORK | HRCU-A-CB (Split System: Heat Pump with Remote Outdoor Unit-Air-Source) | HH824E2S11 | ADP |  | H,YE8J*36+TXV | Y81E100B12SMPS1 | 23000 | 18 | 9 | 21400 | 18200 | 85.05% | 2 | 0 | 12 |  |  |  |  | R-454B | 1.9167 | Residential & Commercial | USHP | Ducted CEE Tier 1
214776315 | Central HP <5.4 tons | YORK | HRCU-A-CB (Split System: Heat Pump with Remote Outdoor Unit-Air-Source) | HH824E2S11 | ADP |  | CH240A*C+TXV | TM9E026A08MP12 | 22400 | 16 | 8.7 | 21200 | 17200 | 81.13% | 1.94 | 0 | 10.5 |  |  |  |  | R-454B | 1.8667 | Residential & Commercial | USHP | Ducted CEE Tier 1
214776331 | Central HP <5.4 tons | YORK | HRCU-A-CB (Split System: Heat Pump with Remote Outdoor Unit-Air-Source) | HH824E2S11 | ADP |  | CX360A*35+TXV | TM9E060A10MP12 | 22200 | 16 | 8.65 | 21200 | 17700 | 83.49% | 1.94 | 0 | 10.5 |  |  |  |  | R-454B | 1.85 | Residential & Commercial | USHP | Ducted CEE Tier 1
213077468 | Central HP <5.4 tons | DAY & NIGHT | HRCU-A-CB (Split System: Heat Pump with Remote Outdoor Unit-Air-Source) | DLCURAH36ABK |  |  | EN(A,D,W)4X48L21** | *96VTN0801716B* | 35600 | 16 | 8.1 | 38500 | 35000 | 90.91% | 1.98 | 0 | 10 |  |  |  |  | R-410A | 2.9667 | Residential & Commercial | USHP | Ducted CEE Tier 1
213077535 | Central HP <5.4 tons | DAY & NIGHT | HRCU-A-CB (Split System: Heat Pump with Remote Outdoor Unit-Air-Source) | DLCURAH36ABK |  |  | EA*4X48L21A* | *96VTN0802120B* | 36200 | 16 | 8.5 | 38000 | 34800 | 91.58% | 2.04 | 0 | 10 |  |  |  |  | R-410A | 3.0167 | Residential & Commercial | USHP | Ducted CEE Tier 1
213078051 | Central HP <5.4 tons | DAY & NIGHT | HRCU-A-CB (Split System: Heat Pump with Remote Outdoor Unit-Air-Source) | DLCURAH36ABK |  |  | EA*4X36L21A* | *80MS(N,L)0701716A* | 34800 | 16 | 8.1 | 38500 | 35200 | 91.43% | 1.82 | 0 | 9.5 |  |  |  |  | R-410A | 2.9 | Residential & Commercial | USHP
213078135 | Central HP <5.4 tons | DAY & NIGHT | HRCU-A-CB (Split System: Heat Pump with Remote Outdoor Unit-Air-Source) | DLCURAH36ABK |  |  | END4X42L17** | *80MS(N,L)0701716A* | 35800 | 15.5 | 8.1 | 38500 | 35200 | 91.43% | 1.96 | 0 | 10 |  |  |  |  | R-410A | 2.9833 | Residential & Commercial | USHP | Ducted CEE Tier 1
213078201 | Central HP <5.4 tons | DAY & NIGHT | HRCU-A-CB (Split System: Heat Pump with Remote Outdoor Unit-Air-Source) | DLCURAH36ABK |  |  | EA*4X42L24A* | *80MS(N,L)0702116A* | 35200 | 16.5 | 8.1 | 38500 | 35000 | 90.91% | 1.88 | 0 | 10 |  |  |  |  | R-410A | 2.9333 | Residential & Commercial | USHP | Ducted CEE Tier 1
213078835 | Central HP <5.4 tons | DAY & NIGHT | HRCU-A-CB (Split System: Heat Pump with Remote Outdoor Unit-Air-Source) | DLCURAH36ABK |  |  | EA*4X36L21A* | *80MSU1002120A* | 35000 | 16 | 8.5 | 38500 | 35200 | 91.43% | 1.8 | 0 | 9.5 |  |  |  |  | R-410A | 2.9167 | Residential & Commercial | USHP
213079403 | Central HP <5.4 tons | DAY & NIGHT | HRCU-A-CB (Split System: Heat Pump with Remote Outdoor Unit-Air-Source) | DLCURAH36ABK |  |  | EA*4X37L17A* | *92MSN0601714A* | 36000 | 15.5 | 8.5 | 38500 | 35000 | 90.91% | 2 | 0 | 10 |  |  |  |  | R-410A | 3 | Residential & Commercial | USHP | Ducted CEE Tier 1
206133788 | Central HP <5.4 tons | HEIL | HRCU-A-CB (Split System: Heat Pump with Remote Outdoor Unit-Air-Source) | HVH825GKA2* |  |  | EA*4X36L21A*+WALLCON | *95CSU1002122A* | 23600 | 16.5 | 8.1 | 21400 | 16600 | 77.57% | 1.94 | 11.5 | 10.5 |  |  |  |  | R-410A | 1.9667 | Residential & Commercial | USHP | Ducted CEE Tier 1
209880037 | Central HP <5.4 tons | FUJITSU | HRCU-A-CB (Split System: Heat Pump with Remote Outdoor Unit-Air-Source) | FOP1836MJAZCA |  |  | FCCA6021SZEA | FF98MV508521UPS*A | 34200 | 19 | 8.5 | 34200 | 43000 | 125.7% | 2.2 | 0 | 12.5 |  |  |  |  | R-410A | 2.85 | Residential & Commercial | USHP | Ducted CEE Tier 1
215669839 | Central HP <5.4 tons | AIRQUEST | HRCU-A-CB (Split System: Heat Pump with Remote Outdoor Unit-Air-Source) | H5H0V36*K*AAA* |  |  | ESH5X36M12A*+WALLCON | *95CSU0802120B* | 33600 | 16 | 8.5 | 35800 | 25400 | 70.95% | 1.76 | 0 | 9.5 |  |  |  |  | R-454B | 2.8 | Residential & Commercial | USHP
216776402 | Central HP <5.4 tons | YORK | HRCU-A-CB (Split System: Heat Pump with Remote Outdoor Unit-Air-Source) | HH836E2S11 | ADP |  | AD-33(P,U)******+TXV-BLEED | Y91E080B12SMPS1 | 33600 | 18 | 8.5 | 29800 | 25200 | 84.56% | 2 | 0 | 11 |  |  |  |  | R-454B | 2.8 | Residential & Commercial | USHP | Ducted CEE Tier 1
216770102 | Central HP <5.4 tons | TRANE | HRCU-A-CB (Split System: Heat Pump with Remote Outdoor Unit-Air-Source) | 5TWX7036A1 |  |  | 5PX*CD09AS3 | S8X2C100M5PSC | 34400 | 16.5 | 8.7 | 32600 | 24200 | 74.23% | 2.16 | 0 | 12 |  |  |  |  | R-454B | 2.8667 | Residential & Commercial | USHP | Ducted CEE Tier 1
216776168 | Central HP <5.4 tons | YORK | HRCU-A-CB (Split System: Heat Pump with Remote Outdoor Unit-Air-Source) | HH824E2S11 | ADP |  | FE*G33*30+TXV-BLEED | 0 | 24000 | 19 | 9.5 | 22400 | 16600 | 74.11% | 2.1 | 0 | 12 |  |  |  |  | R-454B | 2 | Residential & Commercial | USHP | Ducted CEE Tier 1
210868912 | Central HP <5.4 tons | FUJITSU | HRCU-A-CB (Split System: Heat Pump with Remote Outdoor Unit-Air-Source) | FOP1836MJAZCA |  |  | FCCA6021SZEA | FF75214LT80Y | 34200 | 19 | 8.5 | 34200 | 43000 | 125.7% | 2.2 | 0 | 12.5 |  |  |  |  | R-410A | 2.85 | Residential & Commercial | USHP | Ducted CEE Tier 1
214776346 | Central HP <5.4 tons | YORK | HRCU-A-CB (Split System: Heat Pump with Remote Outdoor Unit-Air-Source) | HH824E2S11 | ADP |  | CV363**C+TXV | TM9V040A10MP12 | 22400 | 16 | 8.8 | 21400 | 17100 | 79.91% | 1.96 | 0 | 10.5 |  |  |  |  | R-454B | 1.8667 | Residential & Commercial | USHP | Ducted CEE Tier 1
215423771 | Central HP <5.4 tons | YORK | HRCU-A-CB (Split System: Heat Pump with Remote Outdoor Unit-Air-Source) | HH860E2S11 | ADP |  | H,YE49*60+TXV | TM9E120D20MP12 | 53000 | 19 | 8.5 | 52500 | 39000 | 74.29% | 2 | 0 | 11 |  |  |  |  | R-454B | 4.4167 | Residential & Commercial | USHP | Ducted CEE Tier 1
215423772 | Central HP <5.4 tons | YORK | HRCU-A-CB (Split System: Heat Pump with Remote Outdoor Unit-Air-Source) | HH860E2S11 | ADP |  | H,YE84*60+TXV | TM9E120D20MP12 | 53000 | 19 | 8.5 | 52500 | 39000 | 74.29% | 2 | 0 | 11 |  |  |  |  | R-454B | 4.4167 | Residential & Commercial | USHP | Ducted CEE Tier 1
215423786 | Central HP <5.4 tons | YORK | HRCU-A-CB (Split System: Heat Pump with Remote Outdoor Unit-Air-Source) | HH860E2S11 | ADP |  | H,YE54*60+TXV | TM9V080C16MP12 | 43500 | 18 | 8.5 | 42000 | 33000 | 78.57% | 2 | 0 | 11 |  |  |  |  | R-454B | 3.625 | Residential & Commercial | USHP | Ducted CEE Tier 1
215423789 | Central HP <5.4 tons | YORK | HRCU-A-CB (Split System: Heat Pump with Remote Outdoor Unit-Air-Source) | HH860E2S11 | ADP |  | H,YE74*48+TXV | TM9V080C16MP12 | 43500 | 18 | 8.5 | 42000 | 33000 | 78.57% | 2 | 0 | 11 |  |  |  |  | R-454B | 3.625 | Residential & Commercial | USHP | Ducted CEE Tier 1
215423790 | Central HP <5.4 tons | YORK | HRCU-A-CB (Split System: Heat Pump with Remote Outdoor Unit-Air-Source) | HH860E2S11 | ADP |  | H,YE84*60+TXV | TM9V080C16MP12 | 43500 | 18 | 8.5 | 42000 | 33000 | 78.57% | 2 | 0 | 11 |  |  |  |  | R-454B | 3.625 | Residential & Commercial | USHP | Ducted CEE Tier 1
215423805 | Central HP <5.4 tons | YORK | HRCU-A-CB (Split System: Heat Pump with Remote Outdoor Unit-Air-Source) | HH860E2S11 | ADP |  | H,YE55*60+TXV | TM9V100C16MP12 | 43500 | 18 | 8.5 | 42000 | 32800 | 78.1% | 2 | 0 | 11.7 |  |  |  |  | R-454B | 3.625 | Residential & Commercial | USHP | Ducted CEE Tier 1
215423820 | Central HP <5.4 tons | YORK | HRCU-A-CB (Split System: Heat Pump with Remote Outdoor Unit-Air-Source) | HH860E2S11 | ADP |  | H,YE49*60+TXV | TM9V100C20MP12 | 52000 | 19 | 8.5 | 51500 | 38000 | 73.79% | 2 | 0 | 11 |  |  |  |  | R-454B | 4.3333 | Residential & Commercial | USHP | Ducted CEE Tier 1
213079573 | Central HP <5.4 tons | DAY & NIGHT | HRCU-A-CB (Split System: Heat Pump with Remote Outdoor Unit-Air-Source) | DLCURAH36ABK |  |  | EA*4X43L21A* | *92MSN0801716A* | 36200 | 16.5 | 8.5 | 38000 | 34800 | 91.58% | 2.04 | 0 | 10 |  |  |  |  | R-410A | 3.0167 | Residential & Commercial | USHP | Ducted CEE Tier 1
213080057 | Central HP <5.4 tons | DAY & NIGHT | HRCU-A-CB (Split System: Heat Pump with Remote Outdoor Unit-Air-Source) | DLCURAH36ABK |  |  | EA*4X43L21A* | *96MSN0801716A* | 36400 | 15.5 | 8.5 | 38500 | 35000 | 90.91% | 2.06 | 0 | 10 |  |  |  |  | R-410A | 3.0333 | Residential & Commercial | USHP | Ducted CEE Tier 1
213080141 | Central HP <5.4 tons | DAY & NIGHT | HRCU-A-CB (Split System: Heat Pump with Remote Outdoor Unit-Air-Source) | DLCURAH36ABK |  |  | EA*4X36L21A* | *96MSN0802120A* | 35200 | 16 | 8.1 | 39000 | 35200 | 90.26% | 1.84 | 0 | 9.5 |  |  |  |  | R-410A | 2.9333 | Residential & Commercial | USHP
213080273 | Central HP <5.4 tons | DAY & NIGHT | HRCU-A-CB (Split System: Heat Pump with Remote Outdoor Unit-Air-Source) | DLCURAH36ABK |  |  | EA*4X36L21A* | *96MSN1002120A* | 35200 | 16 | 8.1 | 38500 | 35200 | 91.43% | 1.8 | 0 | 9.5 |  |  |  |  | R-410A | 2.9333 | Residential & Commercial | USHP
213080309 | Central HP <5.4 tons | DAY & NIGHT | HRCU-A-CB (Split System: Heat Pump with Remote Outdoor Unit-Air-Source) | DLCURAH36ABK |  |  | EA*4X42L24A* | *96MSN1002120A* | 35400 | 16 | 8.1 | 38500 | 35000 | 90.91% | 1.88 | 0 | 10 |  |  |  |  | R-410A | 2.95 | Residential & Commercial | USHP | Ducted CEE Tier 1
215735545 | Central HP <5.4 tons | YORK | HRCU-A-CB (Split System: Heat Pump with Remote Outdoor Unit-Air-Source) | HH824E2S11 | ADP |  | H,YE31*30+TXV-BLEED | Y82E060A12LMPS1 | 21800 | 18 | 8.5 | 21200 | 17300 | 81.6% | 1.9 | 0 | 11 |  |  |  |  | R-454B | 1.8167 | Residential & Commercial | USHP | Ducted CEE Tier 1
216797132 | Central HP <5.4 tons | TRANE | HRCU-A-CB (Split System: Heat Pump with Remote Outdoor Unit-Air-Source) | 5TWV8X48A1 | ASPEN |  | D(A,C,E)60B3J+TDR | *UHMD120CCV5+LRP | 45000 | 18 | 8.5 | 45500 | 45500 | 100% | 2.81 | 0 | 9.8 |  |  |  |  | R-454B | 3.75 | Residential & Commercial | USHP
215940983 | Central HP <5.4 tons | TEMPSTAR | HRCU-A-CB (Split System: Heat Pump with Remote Outdoor Unit-Air-Source) | T5H3V48*K*AAA* |  |  | EA*5X48M21A*+WALLCON | *97CTN0802120A* | 43500 | 20.5 | 9.5 | 48000 | 36600 | 76.25% | 1.92 | 0 | 10.5 |  |  |  |  | R-454B | 3.625 | Residential & Commercial | USHP | Ducted CEE Tier 1
215667437 | Central HP <5.4 tons | COMFORTMAKER | HRCU-A-CB (Split System: Heat Pump with Remote Outdoor Unit-Air-Source) | C5H0V24*K*AAA* |  |  | EA*5X30M17A*+WALLCON | *80CTL0701716B* | 23000 | 17 | 9 | 23800 | 16700 | 70.17% | 1.96 | 0 | 10 |  |  |  |  | R-454B | 1.9167 | Residential & Commercial | USHP | Ducted CEE Tier 1
215667935 | Central HP <5.4 tons | COMFORTMAKER | HRCU-A-CB (Split System: Heat Pump with Remote Outdoor Unit-Air-Source) | C5H0V24*K*AAA* |  |  | EA*5X37M21A*+WALLCON | *96CTN1002122B* | 24000 | 17.5 | 9 | 23200 | 16300 | 70.26% | 2.02 | 0 | 10.5 |  |  |  |  | R-454B | 2 | Residential & Commercial | USHP | Ducted CEE Tier 1
215668671 | Central HP <5.4 tons | COMFORTMAKER | HRCU-A-CB (Split System: Heat Pump with Remote Outdoor Unit-Air-Source) | C5H0V36*K*AAA* |  |  | EA*5X37M21A*+WALLCON | *80CTL0702120B* | 34400 | 18 | 9 | 35400 | 25200 | 71.19% | 1.88 | 0 | 10 |  |  |  |  | R-454B | 2.8667 | Residential & Commercial | USHP | Ducted CEE Tier 1
213772950 | Central HP <5.4 tons | COMFORTMAKER | HRCU-A-CB (Split System: Heat Pump with Remote Outdoor Unit-Air-Source) | CVH825GKA3* |  |  | EA*4X36L17A*+WALLCON | *80CTL0701412B* | 23600 | 16.5 | 8.1 | 21400 | 16700 | 78.04% | 1.92 | 0 | 10.5 |  |  |  |  | R-410A | 1.9667 | Residential & Commercial | USHP | Ducted CEE Tier 1
213080674 | Central HP <5.4 tons | DAY & NIGHT | HRCU-A-CB (Split System: Heat Pump with Remote Outdoor Unit-Air-Source) | DLCURAH36ABK |  |  | EA*4X37L17A* | *95MSU0601716A* | 36000 | 15.5 | 8.5 | 38500 | 35000 | 90.91% | 2 | 0 | 10 |  |  |  |  | R-410A | 3 | Residential & Commercial | USHP | Ducted CEE Tier 1
215936600 | Central HP <5.4 tons | DAY & NIGHT | HRCU-A-CB (Split System: Heat Pump with Remote Outdoor Unit-Air-Source) | C5H3V36*K*AAA* |  |  | EVD5X60M21A*+WALLCON | *80CTL0701716B* | 35400 | 21.5 | 8.5 | 38000 | 28800 | 75.79% | 2.02 | 0 | 12 |  |  |  |  | R-454B | 2.95 | Residential & Commercial | USHP | Ducted CEE Tier 1
215935950 | Central HP <5.4 tons | DAY & NIGHT | HRCU-A-CB (Split System: Heat Pump with Remote Outdoor Unit-Air-Source) | C5H3V36*K*AAA* |  |  | EVD5X42M21A*+WALLCON | *80CSU0401712A* | 34400 | 21 | 8.5 | 38500 | 28400 | 73.77% | 2.04 | 0 | 11.7 |  |  |  |  | R-454B | 2.8667 | Residential & Commercial | USHP | Ducted CEE Tier 1
215423857 | Central HP <5.4 tons | YORK | HRCU-A-CB (Split System: Heat Pump with Remote Outdoor Unit-Air-Source) | HH860E2S11 | ADP |  | H,YE36*60+TXV | TM9Y100C16MP11 | 43500 | 16 | 8.4 | 42500 | 33400 | 78.59% | 1.98 | 0 | 10.5 |  |  |  |  | R-454B | 3.625 | Residential & Commercial | USHP | Ducted CEE Tier 1
215423907 | Central HP <5.4 tons | YORK | HRCU-A-CB (Split System: Heat Pump with Remote Outdoor Unit-Air-Source) | HH860E2S11 | ADP |  | H,YE48*60+TXV | Y81E080C16SMPS1 | 44500 | 18 | 8.5 | 42500 | 33000 | 77.65% | 2 | 0 | 12 |  |  |  |  | R-454B | 3.7083 | Residential & Commercial | USHP | Ducted CEE Tier 1
215423920 | Central HP <5.4 tons | YORK | HRCU-A-CB (Split System: Heat Pump with Remote Outdoor Unit-Air-Source) | HH860E2S11 | ADP |  | H,YE48*60+TXV-BLEED | Y81E080C20SMPS1 | 44000 | 18 | 8.5 | 42500 | 33000 | 77.65% | 2 | 0 | 12 |  |  |  |  | R-454B | 3.6667 | Residential & Commercial | USHP | Ducted CEE Tier 1
215423940 | Central HP <5.4 tons | YORK | HRCU-A-CB (Split System: Heat Pump with Remote Outdoor Unit-Air-Source) | HH860E2S11 | ADP |  | H,YE54*60+TXV | Y81E100C16SMPS1 | 44000 | 18 | 8.5 | 42000 | 32800 | 78.1% | 2 | 0 | 12 |  |  |  |  | R-454B | 3.6667 | Residential & Commercial | USHP | Ducted CEE Tier 1
215423973 | Central HP <5.4 tons | YORK | HRCU-A-CB (Split System: Heat Pump with Remote Outdoor Unit-Air-Source) | HH860E2S11 | ADP |  | H,YE49*60+TXV | Y81E120C16SMPS1 | 44000 | 18 | 8.5 | 41500 | 32600 | 78.55% | 2 | 0 | 12 |  |  |  |  | R-454B | 3.6667 | Residential & Commercial | USHP | Ducted CEE Tier 1
215423988 | Central HP <5.4 tons | YORK | HRCU-A-CB (Split System: Heat Pump with Remote Outdoor Unit-Air-Source) | HH860E2S11 | ADP |  | H,YE86*60+TXV | Y81E120C20SMPS1 | 52500 | 19 | 8.5 | 51500 | 38000 | 73.79% | 2 | 0 | 11.7 |  |  |  |  | R-454B | 4.375 | Residential & Commercial | USHP | Ducted CEE Tier 1
215424005 | Central HP <5.4 tons | YORK | HRCU-A-CB (Split System: Heat Pump with Remote Outdoor Unit-Air-Source) | HH860E2S11 | ADP |  | H,YE36*60+TXV | Y91E080C16SMPS1 | 44500 | 17 | 8.4 | 45000 | 33400 | 74.22% | 1.98 | 0 | 11.5 |  |  |  |  | R-454B | 3.7083 | Residential & Commercial | USHP | Ducted CEE Tier 1
213080165 | Central HP <5.4 tons | DAY & NIGHT | HRCU-A-CB (Split System: Heat Pump with Remote Outdoor Unit-Air-Source) | DLCURAH36ABK |  |  | EA*4X42L21A* | *96MSN0802120A* | 35600 | 16 | 8.1 | 38500 | 35200 | 91.43% | 1.9 | 0 | 10 |  |  |  |  | R-410A | 2.9667 | Residential & Commercial | USHP | Ducted CEE Tier 1
213080398 | Central HP <5.4 tons | DAY & NIGHT | HRCU-A-CB (Split System: Heat Pump with Remote Outdoor Unit-Air-Source) | DLCURAH36ABK |  |  | EA*4X42L21A* | *96MSN1002122A* | 35200 | 16 | 8.1 | 38500 | 35000 | 90.91% | 1.88 | 0 | 10 |  |  |  |  | R-410A | 2.9333 | Residential & Commercial | USHP | Ducted CEE Tier 1
215424024 | Central HP <5.4 tons | YORK | HRCU-A-CB (Split System: Heat Pump with Remote Outdoor Unit-Air-Source) | HH860E2S11 | ADP |  | H,YE37*60+TXV | Y91E080C20SMPS1 | 44500 | 17 | 8.5 | 44500 | 33000 | 74.16% | 2 | 0 | 12 |  |  |  |  | R-454B | 3.7083 | Residential & Commercial | USHP | Ducted CEE Tier 1
215424039 | Central HP <5.4 tons | YORK | HRCU-A-CB (Split System: Heat Pump with Remote Outdoor Unit-Air-Source) | HH860E2S11 | ADP |  | H,YE36*60+TXV-BLEED | Y91E100C16SMPS1 | 45000 | 17 | 8.4 | 45000 | 33800 | 75.11% | 1.98 | 0 | 11.5 |  |  |  |  | R-454B | 3.75 | Residential & Commercial | USHP | Ducted CEE Tier 1
215424055 | Central HP <5.4 tons | YORK | HRCU-A-CB (Split System: Heat Pump with Remote Outdoor Unit-Air-Source) | HH860E2S11 | ADP |  | H,YE86*60+TXV | Y91E100C16SMPS1 | 45500 | 18 | 8.5 | 45000 | 33800 | 75.11% | 2 | 0 | 11.7 |  |  |  |  | R-454B | 3.7917 | Residential & Commercial | USHP | Ducted CEE Tier 1
215424071 | Central HP <5.4 tons | YORK | HRCU-A-CB (Split System: Heat Pump with Remote Outdoor Unit-Air-Source) | HH860E2S11 | ADP |  | H,YE74*48+TXV | Y91E100C20SMPS1 | 45500 | 18 | 8.5 | 45000 | 33600 | 74.67% | 2 | 0 | 11.7 |  |  |  |  | R-454B | 3.7917 | Residential & Commercial | USHP | Ducted CEE Tier 1
215424089 | Central HP <5.4 tons | YORK | HRCU-A-CB (Split System: Heat Pump with Remote Outdoor Unit-Air-Source) | HH860E2S11 | ADP |  | H,YE86*60+TXV | Y91E120D20SMPS1 | 53500 | 18 | 8.5 | 51500 | 38500 | 74.76% | 2 | 0 | 11.7 |  |  |  |  | R-454B | 4.4583 | Residential & Commercial | USHP | Ducted CEE Tier 1
215424107 | Central HP <5.4 tons | YORK | HRCU-A-CB (Split System: Heat Pump with Remote Outdoor Unit-Air-Source) | HH860E2S11 | ADP |  | H,YE86*60+TXV | YP9C080C16MP13 | 43500 | 18 | 8.5 | 42000 | 33000 | 78.57% | 2 | 0 | 11 |  |  |  |  | R-454B | 3.625 | Residential & Commercial | USHP | Ducted CEE Tier 1
215424121 | Central HP <5.4 tons | YORK | HRCU-A-CB (Split System: Heat Pump with Remote Outdoor Unit-Air-Source) | HH860E2S11 | ADP |  | H,YE55*60+TXV | YP9C100C16MP13 | 43500 | 18 | 8.5 | 42000 | 32800 | 78.1% | 2 | 0 | 11.7 |  |  |  |  | R-454B | 3.625 | Residential & Commercial | USHP | Ducted CEE Tier 1
213258369 | Central HP <5.4 tons | KEEPRITE | HRCU-A-CB (Split System: Heat Pump with Remote Outdoor Unit-Air-Source) | DLCURAH24ABK | ADP |  | H,GE30924 | *96VTN0601714A* | 23000 | 16 | 8.5 | 25200 | 24000 | 95.24% | 2.02 | 0 | 9.5 |  |  |  |  | R-410A | 1.9167 | Residential & Commercial | USHP
209880046 | Central HP <5.4 tons | FUJITSU | HRCU-A-CB (Split System: Heat Pump with Remote Outdoor Unit-Air-Source) | FOP1848MJAZCA |  |  | FCCA6021SZEA | FF96TV507021M4S*A | 44000 | 18 | 8.1 | 43500 | 45000 | 103.4% | 2 | 0 | 10 |  |  |  |  | R-410A | 3.6667 | Residential & Commercial | USHP | Ducted CEE Tier 1
216453759 | Central HP <5.4 tons | RUUD | HRCU-A-CB (Split System: Heat Pump with Remote Outdoor Unit-Air-Source) | RD17AZ48AJ3N | ASPEN |  | D(A,C,E)48C44+TDR | R962V0855A21M4 | 42000 | 17 | 8.5 | 45500 | 35200 | 77.36% | 2.77 | 0 | 11 |  |  |  |  | R-410A | 3.5 | Residential & Commercial | USHP | Ducted CEE Tier 1
213366567 | Central HP <5.4 tons | TOSOT | HRCU-A-CB (Split System: Heat Pump with Remote Outdoor Unit-Air-Source) | TU60-24WADU | ADP |  | HE49960+AEFE5* | 0 | 47500 | 16 | 9 | 46000 | 38500 | 83.7% | 1.8 | 0 | 11 |  |  |  |  | R-410A | 3.9583 | Residential & Commercial | USHP | Ducted CEE Tier 1
215424123 | Central HP <5.4 tons | YORK | HRCU-A-CB (Split System: Heat Pump with Remote Outdoor Unit-Air-Source) | HH860E2S11 | ADP |  | H,YE74*48+TXV | YP9C100C16MP13 | 43500 | 18 | 8.5 | 42000 | 32800 | 78.1% | 2 | 0 | 11.7 |  |  |  |  | R-454B | 3.625 | Residential & Commercial | USHP | Ducted CEE Tier 1
215424124 | Central HP <5.4 tons | YORK | HRCU-A-CB (Split System: Heat Pump with Remote Outdoor Unit-Air-Source) | HH860E2S11 | ADP |  | H,YE84*60+TXV | YP9C100C16MP13 | 43500 | 18 | 8.5 | 42000 | 32800 | 78.1% | 2 | 0 | 11.7 |  |  |  |  | R-454B | 3.625 | Residential & Commercial | USHP | Ducted CEE Tier 1
215726466 | Central HP <5.4 tons | YORK | HRCU-A-CB (Split System: Heat Pump with Remote Outdoor Unit-Air-Source) | HH860E2S11 | ADP |  | H,YG50*60+TXV-BLEED | TM8V080C16MP12 | 43500 | 18 | 8.5 | 42000 | 32800 | 78.1% | 2 | 0 | 11.7 |  |  |  |  | R-454B | 3.625 | Residential & Commercial | USHP | Ducted CEE Tier 1
215726467 | Central HP <5.4 tons | YORK | HRCU-A-CB (Split System: Heat Pump with Remote Outdoor Unit-Air-Source) | HH860E2S11 | ADP |  | H,YG50*48+TXV | TM8V080C16MP12 | 43500 | 18 | 8.5 | 42000 | 32800 | 78.1% | 2 | 0 | 11.7 |  |  |  |  | R-454B | 3.625 | Residential & Commercial | USHP | Ducted CEE Tier 1
215726469 | Central HP <5.4 tons | YORK | HRCU-A-CB (Split System: Heat Pump with Remote Outdoor Unit-Air-Source) | HH860E2S11 | ADP |  | H,YG52*60+TXV-BLEED | TM8V080C16MP12 | 43500 | 18 | 8.5 | 42000 | 32800 | 78.1% | 2 | 0 | 11.7 |  |  |  |  | R-454B | 3.625 | Residential & Commercial | USHP | Ducted CEE Tier 1
215726483 | Central HP <5.4 tons | YORK | HRCU-A-CB (Split System: Heat Pump with Remote Outdoor Unit-Air-Source) | HH860E2S11 | ADP |  | H,YG48*60+TXV | TM8V100C16MP12 | 43500 | 18 | 8.5 | 42000 | 32800 | 78.1% | 2 | 0 | 11.7 |  |  |  |  | R-454B | 3.625 | Residential & Commercial | USHP | Ducted CEE Tier 1
215726499 | Central HP <5.4 tons | YORK | HRCU-A-CB (Split System: Heat Pump with Remote Outdoor Unit-Air-Source) | HH860E2S11 | ADP |  | H,YG88*60+TXV-BLEED | TM8V100C16MP12 | 43500 | 18 | 8.5 | 42000 | 32800 | 78.1% | 2 | 0 | 11.7 |  |  |  |  | R-454B | 3.625 | Residential & Commercial | USHP | Ducted CEE Tier 1
215726519 | Central HP <5.4 tons | YORK | HRCU-A-CB (Split System: Heat Pump with Remote Outdoor Unit-Air-Source) | HH860E2S11 | ADP |  | H,YG48*60+TXV | TM8V120C20MP12 | 44000 | 18 | 8.5 | 42500 | 33200 | 78.12% | 2 | 0 | 11.7 |  |  |  |  | R-454B | 3.6667 | Residential & Commercial | USHP | Ducted CEE Tier 1
213258952 | Central HP <5.4 tons | KEEPRITE | HRCU-A-CB (Split System: Heat Pump with Remote Outdoor Unit-Air-Source) | DLCURAH24ABK | ADP |  | H,GE7J936 | *96VTN0801716A* | 24200 | 16 | 8.5 | 24600 | 22000 | 89.43% | 1.86 | 0 | 10 |  |  |  |  | R-410A | 2.0167 | Residential & Commercial | USHP | Ducted CEE Tier 1
216981005 | Central HP <5.4 tons | YORK | HRCU-A-CB (Split System: Heat Pump with Remote Outdoor Unit-Air-Source) | HH824E2S11 | ADP |  | H,YG8J*36+TXV-BLEED | Y92E060B12SMPS1 | 23000 | 18 | 9.5 | 21400 | 18100 | 84.58% | 2 | 0 | 11.7 |  |  |  |  | R-454B | 1.9167 | Residential & Commercial | USHP | Ducted CEE Tier 1
216056056 | Central HP <5.4 tons | CHAMPION HEATING AND COOLING | HRCU-A-CB (Split System: Heat Pump with Remote Outdoor Unit-Air-Source) | HH860E2S11 | ASPEN |  | C(A,C,D,E)60A3K+TDR | Z9ES100C20SMPS1 | 42000 | 17.5 | 8.1 | 46500 | 34000 | 73.12% | 2 | 0 | 11.2 |  |  |  |  | R-454B | 3.5 | Residential & Commercial | USHP | Ducted CEE Tier 1
215726533 | Central HP <5.4 tons | YORK | HRCU-A-CB (Split System: Heat Pump with Remote Outdoor Unit-Air-Source) | HH860E2S11 | ADP |  | H,YG48*48+TXV | TM9V120D20MP12 | 44000 | 18 | 8.5 | 42500 | 33000 | 77.65% | 2 | 0 | 11.7 |  |  |  |  | R-454B | 3.6667 | Residential & Commercial | USHP | Ducted CEE Tier 1
215726553 | Central HP <5.4 tons | YORK | HRCU-A-CB (Split System: Heat Pump with Remote Outdoor Unit-Air-Source) | HH860E2S11 | ADP |  | H,YG49*60+TXV | TM9Y080C16MP11 | 44000 | 17 | 8.5 | 42500 | 33400 | 78.59% | 2 | 0 | 11 |  |  |  |  | R-454B | 3.6667 | Residential & Commercial | USHP | Ducted CEE Tier 1
215726585 | Central HP <5.4 tons | YORK | HRCU-A-CB (Split System: Heat Pump with Remote Outdoor Unit-Air-Source) | HH860E2S11 | ADP |  | H,YG86*60+TXV-BLEED | TM9Y100C16MP11 | 44000 | 17 | 8.5 | 42500 | 33400 | 78.59% | 2 | 0 | 11 |  |  |  |  | R-454B | 3.6667 | Residential & Commercial | USHP | Ducted CEE Tier 1
215726600 | Central HP <5.4 tons | YORK | HRCU-A-CB (Split System: Heat Pump with Remote Outdoor Unit-Air-Source) | HH860E2S11 | ADP |  | H,YG88*60+TXV | TM9Y100C20MP11 | 52500 | 18 | 8.5 | 52500 | 39000 | 74.29% | 2 | 0 | 11 |  |  |  |  | R-454B | 4.375 | Residential & Commercial | USHP | Ducted CEE Tier 1
215726616 | Central HP <5.4 tons | YORK | HRCU-A-CB (Split System: Heat Pump with Remote Outdoor Unit-Air-Source) | HH860E2S11 | ADP |  | H,YG37*48+TXV | Y81E080C16SMPS1 | 44500 | 17 | 8.5 | 42500 | 33000 | 77.65% | 2 | 0 | 12 |  |  |  |  | R-454B | 3.7083 | Residential & Commercial | USHP | Ducted CEE Tier 1
215726619 | Central HP <5.4 tons | YORK | HRCU-A-CB (Split System: Heat Pump with Remote Outdoor Unit-Air-Source) | HH860E2S11 | ADP |  | H,YG48*48+TXV | Y81E080C16SMPS1 | 44500 | 18 | 8.5 | 42500 | 33000 | 77.65% | 2 | 0 | 12 |  |  |  |  | R-454B | 3.7083 | Residential & Commercial | USHP | Ducted CEE Tier 1
215726700 | Central HP <5.4 tons | YORK | HRCU-A-CB (Split System: Heat Pump with Remote Outdoor Unit-Air-Source) | HH860E2S11 | ADP |  | H,YG49*60+TXV | Y81E120C16SMPS1 | 44000 | 18 | 8.5 | 42000 | 32600 | 77.62% | 2 | 0 | 12 |  |  |  |  | R-454B | 3.6667 | Residential & Commercial | USHP | Ducted CEE Tier 1
216618741 | Central HP <5.4 tons | FRIEDRICH | HRCU-A-CB (Split System: Heat Pump with Remote Outdoor Unit-Air-Source) | WFPU18Z483C | ADP |  | V,G60H210D169+AEFE5* | 0 | 45000 | 16 | 8.1 | 44500 | 32600 | 73.26% | 1.82 | 0 | 9.5 |  |  |  |  | R-410A | 3.75 | Residential & Commercial | USHP
216797140 | Central HP <5.4 tons | TRANE | HRCU-A-CB (Split System: Heat Pump with Remote Outdoor Unit-Air-Source) | 5TWV8X48A1 | ASPEN |  | D(A,C,E)60B3J+TDR | S8V2B060M4PDB | 45000 | 18 | 8.5 | 46000 | 46000 | 100% | 2.65 | 0 | 9.8 |  |  |  |  | R-454B | 3.75 | Residential & Commercial | USHP
216972496 | Central HP <5.4 tons | CARRIER | HRCU-A-CB (Split System: Heat Pump with Remote Outdoor Unit-Air-Source) | 27VNA336A*030* | ADP |  | A36VCA*+TXV | 58TN*B070C17**16 | 32600 | 19 | 9.5 | 33600 | 26600 | 79.17% | 2 | 0 | 11 |  |  |  |  | R-454B | 2.7167 | Residential & Commercial | USHP | Ducted CEE Tier 1
216972646 | Central HP <5.4 tons | CARRIER | HRCU-A-CB (Split System: Heat Pump with Remote Outdoor Unit-Air-Source) | 27VNA336A*030* | ADP |  | PL36H210P74*+TXV | 59MN7C080C17**14 | 32400 | 19 | 9.5 | 33800 | 26800 | 79.29% | 2 | 0 | 11 |  |  |  |  | R-454B | 2.7 | Residential & Commercial | USHP | Ducted CEE Tier 1
216972671 | Central HP <5.4 tons | CARRIER | HRCU-A-CB (Split System: Heat Pump with Remote Outdoor Unit-Air-Source) | 27VNA336A*030* | ADP |  | PL36H210P29*+TXV | 59TN6C080C17**14 | 33200 | 20 | 9.5 | 33200 | 26200 | 78.92% | 2.02 | 0 | 11 |  |  |  |  | R-454B | 2.7667 | Residential & Commercial | USHP | Ducted CEE Tier 1
216972694 | Central HP <5.4 tons | CARRIER | HRCU-A-CB (Split System: Heat Pump with Remote Outdoor Unit-Air-Source) | 27VNA336A*030* | ADP |  | PL36H175P14*+TXV | 59TN7A060C17**16 | 32400 | 19 | 9 | 33800 | 26600 | 78.7% | 1.9 | 0 | 10.5 |  |  |  |  | R-454B | 2.7 | Residential & Commercial | USHP | Ducted CEE Tier 1
216972714 | Central HP <5.4 tons | CARRIER | HRCU-A-CB (Split System: Heat Pump with Remote Outdoor Unit-Air-Source) | 27VNA336A*030* | ADP |  | V,C36H175P45*+TXV | 59TN7A080C17**16 | 33600 | 20 | 9 | 33200 | 26200 | 78.92% | 1.92 | 0 | 11 |  |  |  |  | R-454B | 2.8 | Residential & Commercial | USHP | Ducted CEE Tier 1
216766798 | Central HP <5.4 tons | TRANE | HRCU-A-CB (Split System: Heat Pump with Remote Outdoor Unit-Air-Source) | 5TWX7024A1 |  |  | 5PX*B004AS3+P0V0A000M30SD | 0 | 23200 | 17 | 8.7 | 21800 | 17300 | 79.36% | 2 | 0 | 12 |  |  |  |  | R-454B | 1.9333 | Residential & Commercial | USHP | Ducted CEE Tier 1
216766832 | Central HP <5.4 tons | TRANE | HRCU-A-CB (Split System: Heat Pump with Remote Outdoor Unit-Air-Source) | 5TWX7024A1 |  |  | 5PX*BD06AS3 | S9X2B060D3PSB | 23800 | 17.5 | 8.5 | 22200 | 17400 | 78.38% | 1.97 | 0 | 12.7 |  |  |  |  | R-454B | 1.9833 | Residential & Commercial | USHP | Ducted CEE Tier 1
216766841 | Central HP <5.4 tons | TRANE | HRCU-A-CB (Split System: Heat Pump with Remote Outdoor Unit-Air-Source) | 5TWX7024A1 |  |  | 5PX*BD06AS3 | S8V2B080M4PCB | 23800 | 17.1 | 8.5 | 22200 | 17400 | 78.38% | 1.96 | 0 | 12.7 |  |  |  |  | R-454B | 1.9833 | Residential & Commercial | USHP | Ducted CEE Tier 1
216766855 | Central HP <5.4 tons | TRANE | HRCU-A-CB (Split System: Heat Pump with Remote Outdoor Unit-Air-Source) | 5TWX7024A1 |  |  | 5TXCB004AS3 | S8V2A040M3PDB | 23200 | 16.5 | 8.7 | 21800 | 17300 | 79.36% | 2.01 | 0 | 12 |  |  |  |  | R-454B | 1.9333 | Residential & Commercial | USHP | Ducted CEE Tier 1
216766864 | Central HP <5.4 tons | TRANE | HRCU-A-CB (Split System: Heat Pump with Remote Outdoor Unit-Air-Source) | 5TWX7024A1 |  |  | 5TXCB004AS3 | S8V2B060M4PCB | 23200 | 17 | 8.7 | 21800 | 17300 | 79.36% | 2.01 | 0 | 12 |  |  |  |  | R-454B | 1.9333 | Residential & Commercial | USHP | Ducted CEE Tier 1
213773100 | Central HP <5.4 tons | COMFORTMAKER | HRCU-A-CB (Split System: Heat Pump with Remote Outdoor Unit-Air-Source) | CVH825GKA3* |  |  | EA*4X36L21A*+WALLCON | *97CMN0601714B* | 23400 | 16 | 8.1 | 21600 | 16700 | 77.31% | 1.92 | 0 | 10.5 |  |  |  |  | R-410A | 1.95 | Residential & Commercial | USHP | Ducted CEE Tier 1
213773470 | Central HP <5.4 tons | COMFORTMAKER | HRCU-A-CB (Split System: Heat Pump with Remote Outdoor Unit-Air-Source) | CVH825GKA3* |  |  | EA*4X42L21A*+WALLCON | *96CTN0601714B* | 23600 | 16.5 | 8.1 | 21400 | 16700 | 78.04% | 1.94 | 0 | 10.5 |  |  |  |  | R-410A | 1.9667 | Residential & Commercial | USHP | Ducted CEE Tier 1
213773670 | Central HP <5.4 tons | COMFORTMAKER | HRCU-A-CB (Split System: Heat Pump with Remote Outdoor Unit-Air-Source) | CVH825GKA3* |  |  | EA*4X43L21A*+WALLCON | *96CTN0801714B* | 24400 | 16.5 | 8.1 | 21200 | 16600 | 78.3% | 2.02 | 0 | 11 |  |  |  |  | R-410A | 2.0333 | Residential & Commercial | USHP | Ducted CEE Tier 1
215668855 | Central HP <5.4 tons | COMFORTMAKER | HRCU-A-CB (Split System: Heat Pump with Remote Outdoor Unit-Air-Source) | C5H0V36*K*AAA* |  |  | EA*5X42M21A*+WALLCON | *80CTL1102120B* | 33200 | 18 | 9 | 35800 | 25600 | 71.51% | 1.84 | 0 | 10 |  |  |  |  | R-454B | 2.7667 | Residential & Commercial | USHP | Ducted CEE Tier 1
215668871 | Central HP <5.4 tons | COMFORTMAKER | HRCU-A-CB (Split System: Heat Pump with Remote Outdoor Unit-Air-Source) | C5H0V36*K*AAA* |  |  | EA*5X42M21A*+WALLCON | *95CSU0802120B* | 33200 | 17.5 | 8.5 | 35800 | 25600 | 71.51% | 1.86 | 0 | 9.5 |  |  |  |  | R-454B | 2.7667 | Residential & Commercial | USHP
209880039 | Central HP <5.4 tons | FUJITSU | HRCU-A-CB (Split System: Heat Pump with Remote Outdoor Unit-Air-Source) | FOP1836MJAZCA |  |  | FCCA6021SZEA | FF96TV304017M4S*A | 34200 | 19 | 8.5 | 34200 | 43500 | 127.2% | 2.2 | 0 | 12.5 |  |  |  |  | R-410A | 2.85 | Residential & Commercial | USHP | Ducted CEE Tier 1
208587411 | Central HP <5.4 tons | FUJITSU | HRCU-A-CB (Split System: Heat Pump with Remote Outdoor Unit-Air-Source) | FOP1824MJAZCA1 |  |  | FHRAVM2421HJZECA | 0 | 22800 | 20 | 8.5 | 22800 | 24800 | 108.8% | 2 | 0 | 12.5 |  |  |  |  | R-410A | 1.9 | Residential & Commercial | USHP | Ducted CEE Tier 1
215940514 | Central HP <5.4 tons | CARRIER | HRCU-A-CB (Split System: Heat Pump with Remote Outdoor Unit-Air-Source) | 27VNA336A*030* |  |  | CVAVA3621XMA*+UI | 58CU*B040C17**12 | 34600 | 21 | 8.5 | 38500 | 28000 | 72.73% | 2.06 | 0 | 12 |  |  |  |  | R-454B | 2.8833 | Residential & Commercial | USHP | Ducted CEE Tier 1
215940564 | Central HP <5.4 tons | CARRIER | HRCU-A-CB (Split System: Heat Pump with Remote Outdoor Unit-Air-Source) | 27VNA336A*030* |  |  | CVAVA3621XMA*+UI | 59TN7A100C21**22 | 34400 | 21 | 8.5 | 38500 | 28000 | 72.73% | 2.06 | 0 | 12 |  |  |  |  | R-454B | 2.8667 | Residential & Commercial | USHP | Ducted CEE Tier 1
213607720 | Central HP <5.4 tons | CARRIER | HRCU-A-CB (Split System: Heat Pump with Remote Outdoor Unit-Air-Source) | 38MURAQ36AB3* |  |  | FG4ANXC36L* | 0 | 35400 | 16.5 | 8.5 | 38000 | 35200 | 92.63% | 1.86 | 0 | 10 |  |  |  |  | R-410A | 2.95 | Residential & Commercial | USHP | Ducted CEE Tier 1
216990372 | Central HP <5.4 tons | BRYANT HEATING AND COOLING SYSTEMS | HRCU-A-CB (Split System: Heat Pump with Remote Outdoor Unit-Air-Source) | 290VAN060**AA* | ADP |  | C60A***L19*+TXV | 88*TB60090C21*** | 56000 | 19 | 9 | 57500 | 41000 | 71.3% | 2.02 | 0 | 9 |  |  |  |  | R-454B | 4.6667 | Residential & Commercial | USHP
215726719 | Central HP <5.4 tons | YORK | HRCU-A-CB (Split System: Heat Pump with Remote Outdoor Unit-Air-Source) | HH860E2S11 | ADP |  | H,YG50*60+TXV | Y81E120C20SMPS1 | 52500 | 19 | 8.5 | 51500 | 38000 | 73.79% | 2 | 0 | 11.7 |  |  |  |  | R-454B | 4.375 | Residential & Commercial | USHP | Ducted CEE Tier 1
215726734 | Central HP <5.4 tons | YORK | HRCU-A-CB (Split System: Heat Pump with Remote Outdoor Unit-Air-Source) | HH860E2S11 | ADP |  | H,YG50*60+TXV | Y81E130D20SMPS1 | 54000 | 19 | 8.5 | 52500 | 39000 | 74.29% | 2 | 0 | 11.7 |  |  |  |  | R-454B | 4.5 | Residential & Commercial | USHP | Ducted CEE Tier 1
215731330 | Central HP <5.4 tons | YORK | HRCU-A-CB (Split System: Heat Pump with Remote Outdoor Unit-Air-Source) | HH860E2S11 | ADP |  | H,YG3K*60+TXV | TM8V080C16MP12 | 43500 | 17 | 8.5 | 42000 | 32800 | 78.1% | 2 | 0 | 11.7 |  |  |  |  | R-454B | 3.625 | Residential & Commercial | USHP | Ducted CEE Tier 1
215425325 | Central HP <5.4 tons | YORK | HRCU-A-CB (Split System: Heat Pump with Remote Outdoor Unit-Air-Source) | HH860E2S11 | ADP |  | H,YE72*60+TXV | TL9E080C16UH11 | 44500 | 18 | 8.5 | 44000 | 34000 | 77.27% | 2 | 0 | 11 |  |  |  |  | R-454B | 3.7083 | Residential & Commercial | USHP | Ducted CEE Tier 1
215425359 | Central HP <5.4 tons | YORK | HRCU-A-CB (Split System: Heat Pump with Remote Outdoor Unit-Air-Source) | HH860E2S11 | ADP |  | H,YE84*48+TXV | TM8E100C16MP11 | 44500 | 18 | 8.5 | 43500 | 33800 | 77.7% | 2 | 0 | 11 |  |  |  |  | R-454B | 3.7083 | Residential & Commercial | USHP | Ducted CEE Tier 1
215425376 | Central HP <5.4 tons | YORK | HRCU-A-CB (Split System: Heat Pump with Remote Outdoor Unit-Air-Source) | HH860E2S11 | ADP |  | H,YE72*60+TXV | TM8E130D20MP11 | 54000 | 19 | 8.5 | 53000 | 39500 | 74.53% | 2 | 0 | 11 |  |  |  |  | R-454B | 4.5 | Residential & Commercial | USHP | Ducted CEE Tier 1
215425392 | Central HP <5.4 tons | YORK | HRCU-A-CB (Split System: Heat Pump with Remote Outdoor Unit-Air-Source) | HH860E2S11 | ADP |  | H,YE3K*48+TXV | TM8V100C16MP12 | 43500 | 17 | 8.5 | 42000 | 32800 | 78.1% | 2 | 0 | 11.7 |  |  |  |  | R-454B | 3.625 | Residential & Commercial | USHP | Ducted CEE Tier 1
216766866 | Central HP <5.4 tons | TRANE | HRCU-A-CB (Split System: Heat Pump with Remote Outdoor Unit-Air-Source) | 5TWX7024A1 |  |  | 5TXCB006AS3 | S8V2A040M3PDB | 23800 | 17.1 | 9 | 22000 | 17500 | 79.55% | 2.06 | 0 | 12.7 |  |  |  |  | R-454B | 1.9833 | Residential & Commercial | USHP | Ducted CEE Tier 1
216981020 | Central HP <5.4 tons | YORK | HRCU-A-CB (Split System: Heat Pump with Remote Outdoor Unit-Air-Source) | HH860E2S11 | ADP |  | V,Y60H210P19*+TXV-BLEED | Y82E100C16LMPS1 | 45000 | 17 | 9 | 43500 | 32200 | 74.02% | 2 | 0 | 11 |  |  |  |  | R-454B | 3.75 | Residential & Commercial | USHP | Ducted CEE Tier 1
216776399 | Central HP <5.4 tons | YORK | HRCU-A-CB (Split System: Heat Pump with Remote Outdoor Unit-Air-Source) | HH860E2S11 | ADP |  | AD-61(P,U)******+TXV-BLEED | Y92E120D20SMPS1 | 54000 | 18 | 9 | 53000 | 39500 | 74.53% | 2 | 0 | 11 |  |  |  |  | R-454B | 4.5 | Residential & Commercial | USHP | Ducted CEE Tier 1
215425426 | Central HP <5.4 tons | YORK | HRCU-A-CB (Split System: Heat Pump with Remote Outdoor Unit-Air-Source) | HH860E2S11 | ADP |  | H,YE49*48+TXV | TM8Y100C16MP11 | 44000 | 18 | 8.5 | 42000 | 33000 | 78.57% | 2 | 0 | 11.7 |  |  |  |  | R-454B | 3.6667 | Residential & Commercial | USHP | Ducted CEE Tier 1
215425427 | Central HP <5.4 tons | YORK | HRCU-A-CB (Split System: Heat Pump with Remote Outdoor Unit-Air-Source) | HH860E2S11 | ADP |  | H,YE74*60+TXV | TM8Y100C16MP11 | 44000 | 18 | 8.5 | 42000 | 33000 | 78.57% | 2 | 0 | 11.7 |  |  |  |  | R-454B | 3.6667 | Residential & Commercial | USHP | Ducted CEE Tier 1
215425442 | Central HP <5.4 tons | YORK | HRCU-A-CB (Split System: Heat Pump with Remote Outdoor Unit-Air-Source) | HH860E2S11 | ADP |  | H,YE53*48+TXV | TM9E080C16MP12 | 44500 | 18 | 8.5 | 43500 | 34000 | 78.16% | 2 | 0 | 11 |  |  |  |  | R-454B | 3.7083 | Residential & Commercial | USHP | Ducted CEE Tier 1
214776412 | Central HP <5.4 tons | YORK | HRCU-A-CB (Split System: Heat Pump with Remote Outdoor Unit-Air-Source) | HH860E2S11 | ADP |  | CH600C*C+TXV | TL8E080C16UH11 | 44000 | 17 | 8.45 | 43500 | 33800 | 77.7% | 1.98 | 0 | 10.5 |  |  |  |  | R-454B | 3.6667 | Residential & Commercial | USHP | Ducted CEE Tier 1
214776414 | Central HP <5.4 tons | YORK | HRCU-A-CB (Split System: Heat Pump with Remote Outdoor Unit-Air-Source) | HH860E2S11 | ADP |  | CH600D*C+TXV | TL8E080C16UH11 | 44000 | 17 | 8.4 | 43500 | 33800 | 77.7% | 1.98 | 0 | 10.5 |  |  |  |  | R-454B | 3.6667 | Residential & Commercial | USHP | Ducted CEE Tier 1
214776430 | Central HP <5.4 tons | YORK | HRCU-A-CB (Split System: Heat Pump with Remote Outdoor Unit-Air-Source) | HH860E2S11 | ADP |  | CV600**C+TXV | TL8E100C20UH11 | 50500 | 18 | 8.3 | 51500 | 38000 | 73.79% | 1.96 | 0 | 10.5 |  |  |  |  | R-454B | 4.2083 | Residential & Commercial | USHP | Ducted CEE Tier 1
214776431 | Central HP <5.4 tons | YORK | HRCU-A-CB (Split System: Heat Pump with Remote Outdoor Unit-Air-Source) | HH860E2S11 | ADP |  | CV601**C+TXV | TL8E100C20UH11 | 51000 | 18 | 8.35 | 51500 | 38000 | 73.79% | 1.98 | 0 | 10.5 |  |  |  |  | R-454B | 4.25 | Residential & Commercial | USHP | Ducted CEE Tier 1
214776513 | Central HP <5.4 tons | YORK | HRCU-A-CB (Split System: Heat Pump with Remote Outdoor Unit-Air-Source) | HH860E2S11 | ADP |  | CV605**C+TXV | TM9E100C16MP12 | 44500 | 18 | 8.5 | 44000 | 34000 | 77.27% | 2 | 0 | 11 |  |  |  |  | R-454B | 3.7083 | Residential & Commercial | USHP | Ducted CEE Tier 1
214776530 | Central HP <5.4 tons | YORK | HRCU-A-CB (Split System: Heat Pump with Remote Outdoor Unit-Air-Source) | HH860E2S11 | ADP |  | CV607**C+TXV | TM9E100C20MP12 | 53500 | 19 | 8.5 | 53000 | 39500 | 74.53% | 2 | 0 | 11 |  |  |  |  | R-454B | 4.4583 | Residential & Commercial | USHP | Ducted CEE Tier 1
214776533 | Central HP <5.4 tons | YORK | HRCU-A-CB (Split System: Heat Pump with Remote Outdoor Unit-Air-Source) | HH860E2S11 | ADP |  | CV609**A+TXV | TM9E100C20MP12 | 53500 | 19 | 8.5 | 53000 | 39500 | 74.53% | 2 | 0 | 11 |  |  |  |  | R-454B | 4.4583 | Residential & Commercial | USHP | Ducted CEE Tier 1
214776563 | Central HP <5.4 tons | YORK | HRCU-A-CB (Split System: Heat Pump with Remote Outdoor Unit-Air-Source) | HH860E2S11 | ADP |  | CV602D*A+TXV | TM9V080C16MP12 | 43500 | 18 | 8.5 | 42000 | 33000 | 78.57% | 2 | 0 | 11 |  |  |  |  | R-454B | 3.625 | Residential & Commercial | USHP | Ducted CEE Tier 1
214776565 | Central HP <5.4 tons | YORK | HRCU-A-CB (Split System: Heat Pump with Remote Outdoor Unit-Air-Source) | HH860E2S11 | ADP |  | CH480C*C+TXV | TM9V100C16MP12 | 42500 | 17 | 8.3 | 42000 | 32800 | 78.1% | 1.96 | 0 | 11 |  |  |  |  | R-454B | 3.5417 | Residential & Commercial | USHP | Ducted CEE Tier 1
214776579 | Central HP <5.4 tons | YORK | HRCU-A-CB (Split System: Heat Pump with Remote Outdoor Unit-Air-Source) | HH860E2S11 | ADP |  | CH602**A+TXV | TM9V100C16MP12 | 43500 | 18 | 8.5 | 42000 | 32800 | 78.1% | 2 | 0 | 11.7 |  |  |  |  | R-454B | 3.625 | Residential & Commercial | USHP | Ducted CEE Tier 1
214776580 | Central HP <5.4 tons | YORK | HRCU-A-CB (Split System: Heat Pump with Remote Outdoor Unit-Air-Source) | HH860E2S11 | ADP |  | CV602D*A+TXV | TM9V100C16MP12 | 43500 | 18 | 8.5 | 42000 | 32800 | 78.1% | 2 | 0 | 11.7 |  |  |  |  | R-454B | 3.625 | Residential & Commercial | USHP | Ducted CEE Tier 1
214776630 | Central HP <5.4 tons | YORK | HRCU-A-CB (Split System: Heat Pump with Remote Outdoor Unit-Air-Source) | HH860E2S11 | ADP |  | CX601C*35+TXV | TMLE080C20MP11 | 53500 | 19 | 8.5 | 53000 | 39500 | 74.53% | 2 | 0 | 11 |  |  |  |  | R-454B | 4.4583 | Residential & Commercial | USHP | Ducted CEE Tier 1
214776633 | Central HP <5.4 tons | YORK | HRCU-A-CB (Split System: Heat Pump with Remote Outdoor Unit-Air-Source) | HH860E2S11 | ADP |  | CV606**C+TXV | TMLE080C20MP11 | 53500 | 19 | 8.5 | 53000 | 39500 | 74.53% | 2 | 0 | 11 |  |  |  |  | R-454B | 4.4583 | Residential & Commercial | USHP | Ducted CEE Tier 1
214776647 | Central HP <5.4 tons | YORK | HRCU-A-CB (Split System: Heat Pump with Remote Outdoor Unit-Air-Source) | HH860E2S11 | ADP |  | CV601**C+TXV | TMLE100C16MP11 | 44500 | 17 | 8.5 | 43500 | 33800 | 77.7% | 2 | 0 | 11 |  |  |  |  | R-454B | 3.7083 | Residential & Commercial | USHP | Ducted CEE Tier 1
214776648 | Central HP <5.4 tons | YORK | HRCU-A-CB (Split System: Heat Pump with Remote Outdoor Unit-Air-Source) | HH860E2S11 | ADP |  | CX601C*35+TXV | TMLE100C16MP11 | 44500 | 18 | 8.5 | 43500 | 33800 | 77.7% | 2 | 0 | 11 |  |  |  |  | R-454B | 3.7083 | Residential & Commercial | USHP | Ducted CEE Tier 1
214776649 | Central HP <5.4 tons | YORK | HRCU-A-CB (Split System: Heat Pump with Remote Outdoor Unit-Air-Source) | HH860E2S11 | ADP |  | CH605D*C+TXV | TMLE100C16MP11 | 44500 | 18 | 8.5 | 43500 | 33800 | 77.7% | 2 | 0 | 11 |  |  |  |  | R-454B | 3.7083 | Residential & Commercial | USHP | Ducted CEE Tier 1
214776716 | Central HP <5.4 tons | YORK | HRCU-A-CB (Split System: Heat Pump with Remote Outdoor Unit-Air-Source) | HH860E2S11 | ADP |  | CH600C*C+TXV | TMLV120C20MP12 | 52000 | 18 | 8.3 | 52000 | 38500 | 74.04% | 1.96 | 0 | 10.5 |  |  |  |  | R-454B | 4.3333 | Residential & Commercial | USHP | Ducted CEE Tier 1
214776731 | Central HP <5.4 tons | YORK | HRCU-A-CB (Split System: Heat Pump with Remote Outdoor Unit-Air-Source) | HH860E2S11 | ADP |  | CH604**C+TXV | Y81E080C16SMPS1 | 44500 | 18 | 8.5 | 42500 | 33000 | 77.65% | 2 | 0 | 12 |  |  |  |  | R-454B | 3.7083 | Residential & Commercial | USHP | Ducted CEE Tier 1
214776748 | Central HP <5.4 tons | YORK | HRCU-A-CB (Split System: Heat Pump with Remote Outdoor Unit-Air-Source) | HH860E2S11 | ADP |  | CH600D*C+TXV | Y81E080C20SMPS1 | 51500 | 18 | 8.3 | 52000 | 38500 | 74.04% | 1.96 | 0 | 10.5 |  |  |  |  | R-454B | 4.2917 | Residential & Commercial | USHP | Ducted CEE Tier 1
214776766 | Central HP <5.4 tons | YORK | HRCU-A-CB (Split System: Heat Pump with Remote Outdoor Unit-Air-Source) | HH860E2S11 | ADP |  | CH605D*C+TXV | Y81E100C20SMPS1 | 44500 | 18 | 8.5 | 42500 | 33000 | 77.65% | 2 | 0 | 12 |  |  |  |  | R-454B | 3.7083 | Residential & Commercial | USHP | Ducted CEE Tier 1
214776782 | Central HP <5.4 tons | YORK | HRCU-A-CB (Split System: Heat Pump with Remote Outdoor Unit-Air-Source) | HH860E2S11 | ADP |  | CV606**C+TXV | Y81E120C20SMPS1 | 52500 | 19 | 8.5 | 51500 | 38000 | 73.79% | 2 | 0 | 11.7 |  |  |  |  | R-454B | 4.375 | Residential & Commercial | USHP | Ducted CEE Tier 1
214776797 | Central HP <5.4 tons | YORK | HRCU-A-CB (Split System: Heat Pump with Remote Outdoor Unit-Air-Source) | HH860E2S11 | ADP |  | CX601C*35+TXV | YP9C080C16MP13 | 43500 | 18 | 8.5 | 42000 | 33000 | 78.57% | 2 | 0 | 11 |  |  |  |  | R-454B | 3.625 | Residential & Commercial | USHP | Ducted CEE Tier 1
214776799 | Central HP <5.4 tons | YORK | HRCU-A-CB (Split System: Heat Pump with Remote Outdoor Unit-Air-Source) | HH860E2S11 | ADP |  | CV605**C+TXV | YP9C080C16MP13 | 43500 | 18 | 8.5 | 42000 | 33000 | 78.57% | 2 | 0 | 11 |  |  |  |  | R-454B | 3.625 | Residential & Commercial | USHP | Ducted CEE Tier 1
214776832 | Central HP <5.4 tons | YORK | HRCU-A-CB (Split System: Heat Pump with Remote Outdoor Unit-Air-Source) | HH860E2S11 | ADP |  | CV602D*A+TXV | YP9C120D20MP13 | 53000 | 19 | 8.5 | 52500 | 39000 | 74.29% | 2 | 0 | 11 |  |  |  |  | R-454B | 4.4167 | Residential & Commercial | USHP | Ducted CEE Tier 1
214776833 | Central HP <5.4 tons | YORK | HRCU-A-CB (Split System: Heat Pump with Remote Outdoor Unit-Air-Source) | HH860E2S11 | ADP |  | CV609**A+TXV | YP9C120D20MP13 | 53000 | 19 | 8.5 | 52500 | 39000 | 74.29% | 2 | 0 | 11 |  |  |  |  | R-454B | 4.4167 | Residential & Commercial | USHP | Ducted CEE Tier 1
214776847 | Central HP <5.4 tons | YORK | HRCU-A-CB (Split System: Heat Pump with Remote Outdoor Unit-Air-Source) | HH860E2S11 | ADP |  | CV607**C+TXV | YPLC080C16MP13 | 43500 | 18 | 8.5 | 42000 | 32800 | 78.1% | 2 | 0 | 11.7 |  |  |  |  | R-454B | 3.625 | Residential & Commercial | USHP | Ducted CEE Tier 1
214776850 | Central HP <5.4 tons | YORK | HRCU-A-CB (Split System: Heat Pump with Remote Outdoor Unit-Air-Source) | HH860E2S11 | ADP |  | CV609**A+TXV | YPLC080C16MP13 | 43500 | 18 | 8.5 | 42000 | 32800 | 78.1% | 2 | 0 | 11.7 |  |  |  |  | R-454B | 3.625 | Residential & Commercial | USHP | Ducted CEE Tier 1
214776864 | Central HP <5.4 tons | YORK | HRCU-A-CB (Split System: Heat Pump with Remote Outdoor Unit-Air-Source) | HH860E2S11 | ADP |  | CV605**C+TXV | YPLC100C20MP13 | 44000 | 18 | 8.5 | 42500 | 33200 | 78.12% | 2 | 0 | 11.7 |  |  |  |  | R-454B | 3.6667 | Residential & Commercial | USHP | Ducted CEE Tier 1
212603108 | Central HP <5.4 tons | DAY & NIGHT | HRCU-A-CB (Split System: Heat Pump with Remote Outdoor Unit-Air-Source) | DLCURAH24ABK | ADP |  | PL36H175P159 | *80ES(N,L)0701716A* | 24800 | 16 | 8.1 | 25200 | 21800 | 86.51% | 1.82 | 0 | 10.5 |  |  |  |  | R-410A | 2.0667 | Residential & Commercial | USHP | Ducted CEE Tier 1
212603109 | Central HP <5.4 tons | DAY & NIGHT | HRCU-A-CB (Split System: Heat Pump with Remote Outdoor Unit-Air-Source) | DLCURAH24ABK | ADP |  | V,G36H175P159 | *80ES(N,L)0701716A* | 24800 | 16 | 8.1 | 25200 | 21800 | 86.51% | 1.82 | 0 | 10.5 |  |  |  |  | R-410A | 2.0667 | Residential & Commercial | USHP | Ducted CEE Tier 1
215669705 | Central HP <5.4 tons | AIRQUEST | HRCU-A-CB (Split System: Heat Pump with Remote Outdoor Unit-Air-Source) | H5H0V36*K*AAA* |  |  | EA*5X61M24A*+WALLCON | *97CMN1002122B* | 35000 | 18.5 | 9 | 34400 | 24800 | 72.09% | 1.92 | 0 | 10.5 |  |  |  |  | R-454B | 2.9167 | Residential & Commercial | USHP | Ducted CEE Tier 1
215932040 | Central HP <5.4 tons | DAY & NIGHT | HRCU-A-CB (Split System: Heat Pump with Remote Outdoor Unit-Air-Source) | C5H3V36*K*AAA* |  |  | EA*5X36M17A*+WALLCON | *80CSU0401712A* | 32200 | 19.5 | 9.5 | 35200 | 27200 | 77.27% | 1.98 | 0 | 11 |  |  |  |  | R-454B | 2.6833 | Residential & Commercial | USHP | Ducted CEE Tier 1
215670071 | Central HP <5.4 tons | AIRQUEST | HRCU-A-CB (Split System: Heat Pump with Remote Outdoor Unit-Air-Source) | H5H0V36*K*AAA* |  |  | ESH5X42M12A*+WALLCON | *97CMN1002122B* | 34000 | 16.5 | 8.5 | 35600 | 25200 | 70.79% | 1.78 | 0 | 9.5 |  |  |  |  | R-454B | 2.8333 | Residential & Commercial | USHP
215670103 | Central HP <5.4 tons | AIRQUEST | HRCU-A-CB (Split System: Heat Pump with Remote Outdoor Unit-Air-Source) | H5H0V36*K*AAA* |  |  | ESH5X42M12A*+WALLCON | *96CTN0801714B* | 33800 | 16.5 | 8.5 | 35600 | 25400 | 71.35% | 1.78 | 0 | 9.5 |  |  |  |  | R-454B | 2.8167 | Residential & Commercial | USHP
216734924 | Central HP <5.4 tons | DAY & NIGHT | HRCU-A-CB (Split System: Heat Pump with Remote Outdoor Unit-Air-Source) | D5CUHAH24AAK |  |  | EA*5X37M17A* | *80MS(N,L)0701412A* | 22800 | 16.5 | 8.5 | 20600 | 18400 | 89.32% | 1.98 | 0 | 11 |  |  |  |  | R-454B | 1.9 | Residential & Commercial | USHP | Ducted CEE Tier 1
215669831 | Central HP <5.4 tons | AIRQUEST | HRCU-A-CB (Split System: Heat Pump with Remote Outdoor Unit-Air-Source) | H5H0V36*K*AAA* |  |  | ESH5X36M12A*+WALLCON | *95CSU0601716B* | 33600 | 16 | 8.5 | 35800 | 25600 | 71.51% | 1.76 | 0 | 9 |  |  |  |  | R-454B | 2.8 | Residential & Commercial | USHP
215669863 | Central HP <5.4 tons | AIRQUEST | HRCU-A-CB (Split System: Heat Pump with Remote Outdoor Unit-Air-Source) | H5H0V36*K*AAA* |  |  | ESH5X36M12A*+WALLCON | *97CMN0602120B* | 33600 | 16 | 8.5 | 35800 | 25600 | 71.51% | 1.76 | 0 | 9 |  |  |  |  | R-454B | 2.8 | Residential & Commercial | USHP
215669895 | Central HP <5.4 tons | AIRQUEST | HRCU-A-CB (Split System: Heat Pump with Remote Outdoor Unit-Air-Source) | H5H0V36*K*AAA* |  |  | ESH5X36M12A*+WALLCON | *97CMN1202422B* | 33800 | 16.5 | 8.5 | 35800 | 25400 | 70.95% | 1.76 | 0 | 9.5 |  |  |  |  | R-454B | 2.8167 | Residential & Commercial | USHP
215669911 | Central HP <5.4 tons | AIRQUEST | HRCU-A-CB (Split System: Heat Pump with Remote Outdoor Unit-Air-Source) | H5H0V36*K*AAA* |  |  | ESH5X36M12A*+WALLCON | *96CTN0601714B* | 33400 | 16 | 8.5 | 36000 | 25800 | 71.67% | 1.76 | 0 | 9 |  |  |  |  | R-454B | 2.7833 | Residential & Commercial | USHP
215670047 | Central HP <5.4 tons | AIRQUEST | HRCU-A-CB (Split System: Heat Pump with Remote Outdoor Unit-Air-Source) | H5H0V36*K*AAA* |  |  | ESH5X42M12A*+WALLCON | *97CMN0601714B* | 33600 | 16 | 8.5 | 35800 | 25600 | 71.51% | 1.76 | 0 | 9 |  |  |  |  | R-454B | 2.8 | Residential & Commercial | USHP
215670095 | Central HP <5.4 tons | AIRQUEST | HRCU-A-CB (Split System: Heat Pump with Remote Outdoor Unit-Air-Source) | H5H0V36*K*AAA* |  |  | ESH5X42M12A*+WALLCON | *96CTN0601714B* | 33600 | 16.5 | 8.5 | 35800 | 25600 | 71.51% | 1.76 | 0 | 9 |  |  |  |  | R-454B | 2.8 | Residential & Commercial | USHP
216990558 | Central HP <5.4 tons | BRYANT HEATING AND COOLING SYSTEMS | HRCU-A-CB (Split System: Heat Pump with Remote Outdoor Unit-Air-Source) | 293VAN036**AA* | ADP |  | C36A***L15*+TXV | 88*TB36045C17*** | 32800 | 19 | 9 | 33800 | 26800 | 79.29% | 1.9 | 0 | 10.5 |  |  |  |  | R-454B | 2.7333 | Residential & Commercial | USHP | Ducted CEE Tier 1
216990591 | Central HP <5.4 tons | BRYANT HEATING AND COOLING SYSTEMS | HRCU-A-CB (Split System: Heat Pump with Remote Outdoor Unit-Air-Source) | 293VAN036**AA* | ADP |  | C36A***L15*+TXV | 88*TB48090C17*** | 33200 | 20 | 9.5 | 33000 | 26000 | 78.79% | 2.04 | 0 | 11.5 |  |  |  |  | R-454B | 2.7667 | Residential & Commercial | USHP | Ducted CEE Tier 1
211257311 | Central HP <5.4 tons | CARRIER | HRCU-A-CB (Split System: Heat Pump with Remote Outdoor Unit-Air-Source) | 38MURAQ18AB3* |  |  | FJ4DN*B24L* | 0 | 18500 | 15.5 | 9 | 19300 | 18300 | 94.82% | 2.2 | 0 | 10.5 |  |  |  |  | R-410A | 1.5417 | Residential & Commercial | USHP | Ducted CEE Tier 1
208587412 | Central HP <5.4 tons | FUJITSU | HRCU-A-CB (Split System: Heat Pump with Remote Outdoor Unit-Air-Source) | FOP1836MJAZCA1 |  |  | FHRAVM6021SJZECA | 0 | 34200 | 20 | 8.5 | 32000 | 40500 | 126.6% | 2.1 | 0 | 12.5 |  |  |  |  | R-410A | 2.85 | Residential & Commercial | USHP | Ducted CEE Tier 1
216990525 | Central HP <5.4 tons | BRYANT HEATING AND COOLING SYSTEMS | HRCU-A-CB (Split System: Heat Pump with Remote Outdoor Unit-Air-Source) | 291VAN054**AA* | ADP |  | C60A***L18*+TXV | 88*TB60070C21*** | 49000 | 19 | 10.5 | 51000 | 53500 | 104.9% | 1.92 | 0 | 11 |  |  |  |  | R-454B | 4.0833 | Residential & Commercial | USHP | Ducted CEE Tier 1
215833649 | Central HP <5.4 tons | COLEMAN | HRCU-A-CB (Split System: Heat Pump with Remote Outdoor Unit-Air-Source) | HH860E2S11 | ADP |  | A60VHA*+TXV+AEFE5* | 0 | 54000 | 19 | 9 | 52000 | 38000 | 73.08% | 2.1 | 0 | 11.7 |  |  |  |  | R-454B | 4.5 | Residential & Commercial | USHP | Ducted CEE Tier 1
209880049 | Central HP <5.4 tons | FUJITSU | HRCU-A-CB (Split System: Heat Pump with Remote Outdoor Unit-Air-Source) | FOP1860MJAZCA |  |  | FCCA6021SZEA | FF96TV510021M4S*A | 52500 | 18 | 8.1 | 52500 | 50500 | 96.19% | 1.9 | 0 | 10 |  |  |  |  | R-410A | 4.375 | Residential & Commercial | USHP | Ducted CEE Tier 1
212505529 | Central HP <5.4 tons | BRYANT HEATING AND COOLING SYSTEMS | HRCU-A-CB (Split System: Heat Pump with Remote Outdoor Unit-Air-Source) | 288BNV025*0**C* | ADP |  | H,PG81936 | 88*TA36070C14*** | 24200 | 17 | 8.1 | 19600 | 17800 | 90.82% | 2.22 | 0 | 11 |  |  |  |  | R-410A | 2.0167 | Residential & Commercial | USHP | Ducted CEE Tier 1
216734975 | Central HP <5.4 tons | DAY & NIGHT | HRCU-A-CB (Split System: Heat Pump with Remote Outdoor Unit-Air-Source) | D5CUHAH24AAK |  |  | EA*5X37M17A* | *80VSL0701412B* | 23000 | 16.5 | 8.5 | 20800 | 18500 | 88.94% | 1.94 | 0 | 11 |  |  |  |  | R-454B | 1.9167 | Residential & Commercial | USHP | Ducted CEE Tier 1
216735325 | Central HP <5.4 tons | DAY & NIGHT | HRCU-A-CB (Split System: Heat Pump with Remote Outdoor Unit-Air-Source) | D5CUHAH24AAK |  |  | EA*5X37M17A* | *96VTN0401712B* | 22800 | 16 | 8.5 | 20800 | 18600 | 89.42% | 1.96 | 0 | 10.5 |  |  |  |  | R-454B | 1.9 | Residential & Commercial | USHP | Ducted CEE Tier 1
216735456 | Central HP <5.4 tons | DAY & NIGHT | HRCU-A-CB (Split System: Heat Pump with Remote Outdoor Unit-Air-Source) | D5CUHAH24AAK |  |  | EA*5X37M21A* | *80MS(N,L)0451714A* | 23000 | 15.5 | 8.5 | 20600 | 18400 | 89.32% | 1.98 | 0 | 11 |  |  |  |  | R-454B | 1.9167 | Residential & Commercial | USHP | Ducted CEE Tier 1
213752469 | Central HP <5.4 tons | CARRIER | HRCU-A-CB (Split System: Heat Pump with Remote Outdoor Unit-Air-Source) | 38MURAQ24AA3* | ASPEN |  | D(A,C,E)30B34+TDR | 59SC6A080M17**16 | 23600 | 16 | 8.5 | 25400 | 22600 | 88.98% | 2.88 | 0 | 9.5 |  |  |  |  | R-410A | 1.9667 | Residential & Commercial | USHP
213752539 | Central HP <5.4 tons | CARRIER | HRCU-A-CB (Split System: Heat Pump with Remote Outdoor Unit-Air-Source) | 38MURAQ24AA3* | ASPEN |  | D(A,C,E)24B44+TDR | 59SP6A080V21**20 | 23800 | 16 | 8.1 | 25200 | 22400 | 88.89% | 2.92 | 0 | 9 |  |  |  |  | R-410A | 1.9833 | Residential & Commercial | USHP
213752546 | Central HP <5.4 tons | CARRIER | HRCU-A-CB (Split System: Heat Pump with Remote Outdoor Unit-Air-Source) | 38MURAQ24AA3* | ASPEN |  | D(A,C,E)36B34+TDR | 59SP6A080V21**20 | 23800 | 16 | 8.1 | 25200 | 22400 | 88.89% | 2.92 | 0 | 9.5 |  |  |  |  | R-410A | 1.9833 | Residential & Commercial | USHP
216981024 | Central HP <5.4 tons | YORK | HRCU-A-CB (Split System: Heat Pump with Remote Outdoor Unit-Air-Source) | HH860E2S11 | ADP |  | V,Y60H210P19*+TXV-BLEED | Y82E120C20LMPS1 | 54000 | 19 | 9 | 52000 | 38000 | 73.08% | 2 | 0 | 12 |  |  |  |  | R-454B | 4.5 | Residential & Commercial | USHP | Ducted CEE Tier 1
215735527 | Central HP <5.4 tons | YORK | HRCU-A-CB (Split System: Heat Pump with Remote Outdoor Unit-Air-Source) | HH860E2S11 | ADP |  | H,YE35*48+TXV-BLEED | TM9V080C16MP12 | 42500 | 17 | 8.3 | 42000 | 33000 | 78.57% | 1.96 | 0 | 10.5 |  |  |  |  | R-454B | 3.5417 | Residential & Commercial | USHP | Ducted CEE Tier 1
215679258 | Central HP <5.4 tons | COMFORTMAKER | HRCU-A-CB (Split System: Heat Pump with Remote Outdoor Unit-Air-Source) | C5H0V36*K*AAA* |  |  | EA*5X37M17A*+WALLCON | *97CTN0601716A* | 33600 | 17 | 9 | 36000 | 25800 | 71.67% | 1.88 | 0 | 9 |  |  |  |  | R-454B | 2.8 | Residential & Commercial | USHP
216797054 | Central HP <5.4 tons | TRANE | HRCU-A-CB (Split System: Heat Pump with Remote Outdoor Unit-Air-Source) | 5TWV8X24A1 | ASPEN |  | D(A,C,E)30A4J+TDR | S9V2B040U3VSB+LRP | 20400 | 18 | 8.5 | 24400 | 24400 | 100% | 3.04 | 0 | 11.2 |  |  |  |  | R-454B | 1.7 | Residential & Commercial | USHP | Ducted CEE Tier 1
216644277 | Central HP <5.4 tons | CARRIER | HRCU-A-CB (Split System: Heat Pump with Remote Outdoor Unit-Air-Source) | 37MUHAQ18AA3 |  |  | CAA**2517AM* | 59SU5B060M17**16 | 18100 | 15.2 | 9 | 19700 | 17600 | 89.34% | 1.9 | 0 | 11 |  |  |  |  | R-454B | 1.5083 | Residential & Commercial | USHP | Ducted CEE Tier 1
216776403 | Central HP <5.4 tons | YORK | HRCU-A-CB (Split System: Heat Pump with Remote Outdoor Unit-Air-Source) | HH836E2S11 | ADP |  | AD-33(P,U)******+TXV-BLEED | Y92E080B12SMPS1 | 33400 | 18 | 8.5 | 29800 | 23600 | 79.19% | 2 | 0 | 11 |  |  |  |  | R-454B | 2.7833 | Residential & Commercial | USHP | Ducted CEE Tier 1
215679408 | Central HP <5.4 tons | COMFORTMAKER | HRCU-A-CB (Split System: Heat Pump with Remote Outdoor Unit-Air-Source) | C5H0V36*K*AAA* |  |  | EA*5X42M21A*+WALLCON | *97CTN1002122A* | 33200 | 17.5 | 9 | 35800 | 25600 | 71.51% | 1.84 | 0 | 10 |  |  |  |  | R-454B | 2.7667 | Residential & Commercial | USHP | Ducted CEE Tier 1
215679428 | Central HP <5.4 tons | COMFORTMAKER | HRCU-A-CB (Split System: Heat Pump with Remote Outdoor Unit-Air-Source) | C5H0V36*K*AAA* |  |  | EA*5X43M21A*+WALLCON | *80CSU0401712B* | 34600 | 18 | 9 | 35200 | 25000 | 71.02% | 1.9 | 0 | 10 |  |  |  |  | R-454B | 2.8833 | Residential & Commercial | USHP | Ducted CEE Tier 1
215679458 | Central HP <5.4 tons | COMFORTMAKER | HRCU-A-CB (Split System: Heat Pump with Remote Outdoor Unit-Air-Source) | C5H0V36*K*AAA* |  |  | EA*5X43M21A*+WALLCON | *97CTN0801716A* | 34200 | 17.5 | 9 | 35400 | 25400 | 71.75% | 1.88 | 0 | 9.5 |  |  |  |  | R-454B | 2.85 | Residential & Commercial | USHP
215679558 | Central HP <5.4 tons | COMFORTMAKER | HRCU-A-CB (Split System: Heat Pump with Remote Outdoor Unit-Air-Source) | C5H0V36*K*AAA* |  |  | EA*5X60M24A*+WALLCON | *96CTN0802120B* | 34400 | 18 | 9 | 34200 | 24800 | 72.51% | 1.9 | 0 | 10 |  |  |  |  | R-454B | 2.8667 | Residential & Commercial | USHP | Ducted CEE Tier 1
215679728 | Central HP <5.4 tons | COMFORTMAKER | HRCU-A-CB (Split System: Heat Pump with Remote Outdoor Unit-Air-Source) | C5H0V36*K*AAA* |  |  | ESH5X36M12A*+WALLCON | *80CSU0601716B* | 33800 | 16.5 | 8.5 | 35600 | 25400 | 71.35% | 1.76 | 0 | 9.5 |  |  |  |  | R-454B | 2.8167 | Residential & Commercial | USHP
215679978 | Central HP <5.4 tons | COMFORTMAKER | HRCU-A-CB (Split System: Heat Pump with Remote Outdoor Unit-Air-Source) | C5H0V36*K*AAA* |  |  | ESH5X60M12A*+WALLCON | *97CTN0801716A* | 34400 | 16 | 8.5 | 34800 | 25000 | 71.84% | 1.78 | 0 | 9.5 |  |  |  |  | R-454B | 2.8667 | Residential & Commercial | USHP
215669415 | Central HP <5.4 tons | AIRQUEST | HRCU-A-CB (Split System: Heat Pump with Remote Outdoor Unit-Air-Source) | H5H0V36*K*AAA* |  |  | EA*5X60M24A*+WALLCON | *96CTN1202422B* | 34400 | 18.5 | 9 | 34200 | 24800 | 72.51% | 1.9 | 0 | 10.5 |  |  |  |  | R-454B | 2.8667 | Residential & Commercial | USHP | Ducted CEE Tier 1
215669715 | Central HP <5.4 tons | AIRQUEST | HRCU-A-CB (Split System: Heat Pump with Remote Outdoor Unit-Air-Source) | H5H0V36*K*AAA* |  |  | EA*5X61M24A*+WALLCON | *97CMN1202422B* | 34800 | 18.5 | 9 | 34400 | 24800 | 72.09% | 1.92 | 0 | 10.5 |  |  |  |  | R-454B | 2.9 | Residential & Commercial | USHP | Ducted CEE Tier 1
214229140 | Central HP <5.4 tons | DAY & NIGHT | HRCU-A-CB (Split System: Heat Pump with Remote Outdoor Unit-Air-Source) | DLCURAH24ABK |  |  | EA*4X25L17A* | *80MSU0601716A* | 24200 | 17.5 | 8.5 | 25200 | 21200 | 84.13% | 1.8 | 0 | 10 |  |  |  |  | R-410A | 2.0167 | Residential & Commercial | USHP | Ducted CEE Tier 1
214229173 | Central HP <5.4 tons | DAY & NIGHT | HRCU-A-CB (Split System: Heat Pump with Remote Outdoor Unit-Air-Source) | DLCURAH24ABK |  |  | EA*4X37L17A* | *80MSU0601716A* | 24000 | 17.5 | 8.5 | 25600 | 21600 | 84.38% | 1.82 | 0 | 10 |  |  |  |  | R-410A | 2 | Residential & Commercial | USHP | Ducted CEE Tier 1
214229206 | Central HP <5.4 tons | DAY & NIGHT | HRCU-A-CB (Split System: Heat Pump with Remote Outdoor Unit-Air-Source) | DLCURAH24ABK |  |  | EN(A,D,W)4X36L17** | *80MSU0601716A* | 23600 | 17 | 8.5 | 25600 | 24000 | 93.75% | 2 | 0 | 10.5 |  |  |  |  | R-410A | 1.9667 | Residential & Commercial | USHP | Ducted CEE Tier 1
216766921 | Central HP <5.4 tons | TRANE | HRCU-A-CB (Split System: Heat Pump with Remote Outdoor Unit-Air-Source) | 5TWX7036A1 |  |  | 5PX*BD04AS3 | S9V2B040D3VSB | 32600 | 16 | 8.2 | 33600 | 24600 | 73.21% | 1.97 | 0 | 11.5 |  |  |  |  | R-454B | 2.7167 | Residential & Commercial | USHP | Ducted CEE Tier 1
216766964 | Central HP <5.4 tons | TRANE | HRCU-A-CB (Split System: Heat Pump with Remote Outdoor Unit-Air-Source) | 5TWX7036A1 |  |  | 5PX*C007AS3 | S9X1C100U5PSB | 33600 | 15.2 | 8.7 | 32600 | 24200 | 74.23% | 2.18 | 0 | 12 |  |  |  |  | R-454B | 2.8 | Residential & Commercial | USHP | Ducted CEE Tier 1
216766973 | Central HP <5.4 tons | TRANE | HRCU-A-CB (Split System: Heat Pump with Remote Outdoor Unit-Air-Source) | 5TWX7036A1 |  |  | 5PX*C009AS3 | S9X1C100U5PSB | 34000 | 15.5 | 8.7 | 32400 | 24000 | 74.07% | 2.2 | 0 | 12 |  |  |  |  | R-454B | 2.8333 | Residential & Commercial | USHP | Ducted CEE Tier 1
215670199 | Central HP <5.4 tons | AIRQUEST | HRCU-A-CB (Split System: Heat Pump with Remote Outdoor Unit-Air-Source) | H5H0V36*K*AAA* |  |  | ESH5X48M12A*+WALLCON | *80CTL0901716B* | 34200 | 17 | 8.5 | 35400 | 25200 | 71.19% | 1.88 | 0 | 9.5 |  |  |  |  | R-454B | 2.85 | Residential & Commercial | USHP
216776401 | Central HP <5.4 tons | YORK | HRCU-A-CB (Split System: Heat Pump with Remote Outdoor Unit-Air-Source) | HH836E2S11 | ADP |  | AD-37(P,U)******+TXV-BLEED | Y82E080B12LMPS1 | 32800 | 18 | 8.9 | 28800 | 24400 | 84.72% | 1.98 | 0 | 11.5 |  |  |  |  | R-454B | 2.7333 | Residential & Commercial | USHP | Ducted CEE Tier 1
216767005 | Central HP <5.4 tons | TRANE | HRCU-A-CB (Split System: Heat Pump with Remote Outdoor Unit-Air-Source) | 5TWX7036A1 |  |  | 5PX*D008AS3 | S8V2D120M5PDB | 34200 | 17.1 | 9 | 32600 | 24200 | 74.23% | 2.21 | 0 | 12 |  |  |  |  | R-454B | 2.85 | Residential & Commercial | USHP | Ducted CEE Tier 1
216767032 | Central HP <5.4 tons | TRANE | HRCU-A-CB (Split System: Heat Pump with Remote Outdoor Unit-Air-Source) | 5TWX7036A1 |  |  | 5TXCB004AS3 | S8V2B060M4PCB | 32000 | 16 | 8.5 | 32200 | 24000 | 74.53% | 2.09 | 0 | 11.7 |  |  |  |  | R-454B | 2.6667 | Residential & Commercial | USHP | Ducted CEE Tier 1
216767048 | Central HP <5.4 tons | TRANE | HRCU-A-CB (Split System: Heat Pump with Remote Outdoor Unit-Air-Source) | 5TWX7036A1 |  |  | 5TXCB006AS3 | S9X1B060U4PSB | 33000 | 16 | 8.7 | 32400 | 24000 | 74.07% | 2.15 | 0 | 12 |  |  |  |  | R-454B | 2.75 | Residential & Commercial | USHP | Ducted CEE Tier 1
216767064 | Central HP <5.4 tons | TRANE | HRCU-A-CB (Split System: Heat Pump with Remote Outdoor Unit-Air-Source) | 5TWX7036A1 |  |  | 5TXCC005AS3 | S8V2C100M5PDB | 32600 | 16 | 8.5 | 32400 | 24000 | 74.07% | 2.12 | 0 | 11.7 |  |  |  |  | R-454B | 2.7167 | Residential & Commercial | USHP | Ducted CEE Tier 1
216767066 | Central HP <5.4 tons | TRANE | HRCU-A-CB (Split System: Heat Pump with Remote Outdoor Unit-Air-Source) | 5TWX7036A1 |  |  | 5TXCC007AS3+P0V0C000M50SD | 0 | 34000 | 17.1 | 9 | 32600 | 24000 | 73.62% | 2.21 | 0 | 12 |  |  |  |  | R-454B | 2.8333 | Residential & Commercial | USHP | Ducted CEE Tier 1
216770022 | Central HP <5.4 tons | TRANE | HRCU-A-CB (Split System: Heat Pump with Remote Outdoor Unit-Air-Source) | 5TWR7048A1 |  |  | 5TXCC009AS3 | S8X1C080M5PTC | 43500 | 16 | 8.7 | 44000 | 32200 | 73.18% | 2.22 | 0 | 12 |  |  |  |  | R-454B | 3.625 | Residential & Commercial | USHP | Ducted CEE Tier 1
216974769 | Central HP <5.4 tons | BRYANT HEATING AND COOLING SYSTEMS | HRCU-A-CB (Split System: Heat Pump with Remote Outdoor Unit-Air-Source) | 293VAN036**AA* | ADP |  | V,C36H175P14*+TXV | 83*CB36040C17*** | 32800 | 20 | 9.5 | 33200 | 26200 | 78.92% | 2.02 | 0 | 11.5 |  |  |  |  | R-454B | 2.7333 | Residential & Commercial | USHP | Ducted CEE Tier 1
215677838 | Central HP <5.4 tons | COMFORTMAKER | HRCU-A-CB (Split System: Heat Pump with Remote Outdoor Unit-Air-Source) | C5H0V60*K*AAA* |  |  | EA*5X60M24A*+WALLCON | *97CMN0802120B* | 54500 | 18 | 8.5 | 59500 | 42000 | 70.59% | 1.9 | 0 | 8.5 |  |  |  |  | R-454B | 4.5417 | Residential & Commercial | USHP
213080710 | Central HP <5.4 tons | DAY & NIGHT | HRCU-A-CB (Split System: Heat Pump with Remote Outdoor Unit-Air-Source) | DLCURAH36ABK |  |  | EA*4X43L21A* | *95MSU0601716A* | 36600 | 16 | 8.5 | 38500 | 35000 | 90.91% | 2.06 | 0 | 10 |  |  |  |  | R-410A | 3.05 | Residential & Commercial | USHP | Ducted CEE Tier 1
213739871 | Central HP <5.4 tons | DAY & NIGHT | HRCU-A-CB (Split System: Heat Pump with Remote Outdoor Unit-Air-Source) | DLCURAH24ABK | ADP |  | PL36H175P069 | *80VSL0451412B* | 23600 | 17 | 8.5 | 24600 | 24200 | 98.37% | 2.04 | 0 | 10.5 |  |  |  |  | R-410A | 1.9667 | Residential & Commercial | USHP | Ducted CEE Tier 1
213739887 | Central HP <5.4 tons | DAY & NIGHT | HRCU-A-CB (Split System: Heat Pump with Remote Outdoor Unit-Air-Source) | DLCURAH24ABK | ADP |  | FG80936 | *80VTL0451412B* | 23600 | 17 | 8.5 | 24600 | 24200 | 98.37% | 2.04 | 0 | 10.5 |  |  |  |  | R-410A | 1.9667 | Residential & Commercial | USHP | Ducted CEE Tier 1
213739912 | Central HP <5.4 tons | DAY & NIGHT | HRCU-A-CB (Split System: Heat Pump with Remote Outdoor Unit-Air-Source) | DLCURAH24ABK | ADP |  | V,G36H175P159 | *95MSU0401712A* | 23400 | 17 | 8.5 | 24400 | 24000 | 98.36% | 2.02 | 0 | 10 |  |  |  |  | R-410A | 1.95 | Residential & Commercial | USHP | Ducted CEE Tier 1
213739919 | Central HP <5.4 tons | DAY & NIGHT | HRCU-A-CB (Split System: Heat Pump with Remote Outdoor Unit-Air-Source) | DLCURAH24ABK | ADP |  | FG32936 | *96MSN0261410A* | 23400 | 16 | 8.5 | 25400 | 25800 | 101.6% | 2.2 | 0 | 10 |  |  |  |  | R-410A | 1.95 | Residential & Commercial | USHP | Ducted CEE Tier 1
212603160 | Central HP <5.4 tons | DAY & NIGHT | HRCU-A-CB (Split System: Heat Pump with Remote Outdoor Unit-Air-Source) | DLCURAH24ABK | ADP |  | FG32936 | *80VTL0701716A* | 23600 | 17 | 8.1 | 24600 | 22600 | 91.87% | 1.9 | 0 | 10 |  |  |  |  | R-410A | 1.9667 | Residential & Commercial | USHP | Ducted CEE Tier 1
214776349 | Central HP <5.4 tons | YORK | HRCU-A-CB (Split System: Heat Pump with Remote Outdoor Unit-Air-Source) | HH824E2S11 | ADP |  | CV360**C+TXV | TM9V060B12MP12 | 21800 | 17 | 8.45 | 21200 | 17200 | 81.13% | 1.9 | 0 | 11 |  |  |  |  | R-454B | 1.8167 | Residential & Commercial | USHP | Ducted CEE Tier 1
209880027 | Central HP <5.4 tons | FUJITSU | HRCU-A-CB (Split System: Heat Pump with Remote Outdoor Unit-Air-Source) | FOP1824MJAZCA |  |  | FCCA2421HZEA | FF98MV307017UPS*A | 22800 | 20 | 8.5 | 22800 | 26000 | 114% | 2.1 | 0 | 12.5 |  |  |  |  | R-410A | 1.9 | Residential & Commercial | USHP | Ducted CEE Tier 1
212603173 | Central HP <5.4 tons | DAY & NIGHT | HRCU-A-CB (Split System: Heat Pump with Remote Outdoor Unit-Air-Source) | DLCURAH24ABK | ADP |  | FG32936 | *92ESN0801716A* | 24000 | 17 | 8.5 | 25200 | 23400 | 92.86% | 1.96 | 0 | 10 |  |  |  |  | R-410A | 2 | Residential & Commercial | USHP | Ducted CEE Tier 1
212603207 | Central HP <5.4 tons | DAY & NIGHT | HRCU-A-CB (Split System: Heat Pump with Remote Outdoor Unit-Air-Source) | DLCURAH24ABK | ADP |  | FG80936 | *96VSN0601412A* | 23600 | 16 | 8.5 | 24200 | 23000 | 95.04% | 1.94 | 0 | 10 |  |  |  |  | R-410A | 1.9667 | Residential & Commercial | USHP | Ducted CEE Tier 1
215731313 | Central HP <5.4 tons | YORK | HRCU-A-CB (Split System: Heat Pump with Remote Outdoor Unit-Air-Source) | HH836E2S11 | ADP |  | H,YG48*36+TXV | Y82E080B12LMPS1 | 32800 | 19 | 8.5 | 28400 | 24400 | 85.92% | 2 | 0 | 11.7 |  |  |  |  | R-454B | 2.7333 | Residential & Commercial | USHP | Ducted CEE Tier 1
216797141 | Central HP <5.4 tons | TRANE | HRCU-A-CB (Split System: Heat Pump with Remote Outdoor Unit-Air-Source) | 5TWV8X48A1 | ASPEN |  | D(A,C,E)48C3J+TDR | S8V2B080M4PCB | 45000 | 18 | 8.5 | 46000 | 46000 | 100% | 2.7 | 0 | 9.8 |  |  |  |  | R-454B | 3.75 | Residential & Commercial | USHP
209880024 | Central HP <5.4 tons | FUJITSU | HRCU-A-CB (Split System: Heat Pump with Remote Outdoor Unit-Air-Source) | FOP1824MJAZCA |  |  | FCCA2421HZEA | FF97MV306017DHS*A | 22800 | 20 | 8.5 | 22800 | 26000 | 114% | 2.1 | 0 | 12.5 |  |  |  |  | R-410A | 1.9 | Residential & Commercial | USHP | Ducted CEE Tier 1
215938396 | Central HP <5.4 tons | HEIL | HRCU-A-CB (Split System: Heat Pump with Remote Outdoor Unit-Air-Source) | H5H3V48*K*AAA* |  |  | EVD5X60M24A*+WALLCON | *96CTN1202422B* | 45500 | 20.5 | 8.1 | 52500 | 38000 | 72.38% | 1.95 | 0 | 11.5 |  |  |  |  | R-454B | 3.7917 | Residential & Commercial | USHP | Ducted CEE Tier 1
216735606 | Central HP <5.4 tons | DAY & NIGHT | HRCU-A-CB (Split System: Heat Pump with Remote Outdoor Unit-Air-Source) | D5CUHAH24AAK |  |  | EA*5X37M21A* | *80CTL0701716B* | 23200 | 16.5 | 8.5 | 20600 | 18400 | 89.32% | 1.96 | 0 | 11 |  |  |  |  | R-454B | 1.9333 | Residential & Commercial | USHP | Ducted CEE Tier 1
216770016 | Central HP <5.4 tons | TRANE | HRCU-A-CB (Split System: Heat Pump with Remote Outdoor Unit-Air-Source) | 5TWR7048A1 |  |  | 5TXCC009AS3 | L8V1C100U5VSB | 43500 | 16.5 | 8.7 | 43500 | 32000 | 73.56% | 2.22 | 0 | 12 |  |  |  |  | R-454B | 3.625 | Residential & Commercial | USHP | Ducted CEE Tier 1
216770030 | Central HP <5.4 tons | TRANE | HRCU-A-CB (Split System: Heat Pump with Remote Outdoor Unit-Air-Source) | 5TWR7048A1 |  |  | 5TXCC009AS3 | S8X2C080M5PTC | 43500 | 16 | 8.7 | 44000 | 32200 | 73.18% | 2.22 | 0 | 12 |  |  |  |  | R-454B | 3.625 | Residential & Commercial | USHP | Ducted CEE Tier 1
215667151 | Central HP <5.4 tons | COMFORTMAKER | HRCU-A-CB (Split System: Heat Pump with Remote Outdoor Unit-Air-Source) | C5H0V24*K*AAA* |  |  | EA*5X25M17A*+WALLCON | *80CSU0401712A* | 24000 | 17.5 | 9 | 23400 | 16400 | 70.09% | 2.02 | 0 | 10.5 |  |  |  |  | R-454B | 2 | Residential & Commercial | USHP | Ducted CEE Tier 1
213369636 | Central HP <5.4 tons | Dettson | HRCU-A-C (Split System: Heat Pump with Remote Outdoor Unit with No Indoor Fan --Air Source) | EVD-30-O | ADP |  | *G8J936+TD | 0 | 29800 | 15.2 | 9.5 | 31400 | 26600 | 84.71% | 1.82 | 0 | 10.5 |  |  |  |  | R-410A | 2.4833 | Residential & Commercial | USHP | Ducted CEE Tier 1
215224756 | Central HP <5.4 tons | CARRIER | HRCU-A-CB (Split System: Heat Pump with Remote Outdoor Unit-Air-Source) | 25VNA424A*031* | ADP |  | H,PG31930 | 59MN7C080C17**14 | 22800 | 20 | 10 | 25200 | 19600 | 77.78% | 2.38 | 0 | 12.5 |  |  |  |  | R-410A | 1.9 | Residential & Commercial | USHP | Ducted CEE Tier 1
215487485 | Central HP <5.4 tons | DAIKIN | HRCU-A-CB (Split System: Heat Pump with Remote Outdoor Unit-Air-Source) | DH6VSA1810A* |  |  | CA*EA3022*3A* | D*80VC0603B*A* | 17000 | 19 | 8.8 | 16800 | 13000 | 77.38% | 2.1 | 0 | 12 |  |  |  |  | R-32 | 1.4167 | Residential & Commercial | USHP | Ducted CEE Tier 1
216766875 | Central HP <5.4 tons | TRANE | HRCU-A-CB (Split System: Heat Pump with Remote Outdoor Unit-Air-Source) | 5TWX7024A1 |  |  | 5TXCB006AS3+P0V0B000M40SD | 0 | 23400 | 17.1 | 8.7 | 21600 | 17100 | 79.17% | 2.03 | 0 | 13 |  |  |  |  | R-454B | 1.95 | Residential & Commercial | USHP | Ducted CEE Tier 1
216766880 | Central HP <5.4 tons | TRANE | HRCU-A-CB (Split System: Heat Pump with Remote Outdoor Unit-Air-Source) | 5TWX7024A1 |  |  | 5TXCB006AS3 | S9X1B040U3PSB | 23800 | 17.5 | 9 | 21800 | 17400 | 79.82% | 2.06 | 0 | 12.7 |  |  |  |  | R-454B | 1.9833 | Residential & Commercial | USHP | Ducted CEE Tier 1
214385797 | Central HP <5.4 tons | COMFORTMAKER | HRCU-A-CB (Split System: Heat Pump with Remote Outdoor Unit-Air-Source) | DLCURAH24ABK | ADP |  | H,YA10936 | *95MSU0401712A* | 23000 | 16 | 8.5 | 25400 | 25800 | 101.6% | 2.2 | 0 | 9.5 |  |  |  |  | R-410A | 1.9167 | Residential & Commercial | USHP
210868916 | Central HP <5.4 tons | FUJITSU | HRCU-A-CB (Split System: Heat Pump with Remote Outdoor Unit-Air-Source) | FOP1848MJAZCA |  |  | FCCA6021SZEA | FF75214LT80Y | 44500 | 19 | 8.1 | 43500 | 45000 | 103.4% | 2 | 0 | 10 |  |  |  |  | R-410A | 3.7083 | Residential & Commercial | USHP | Ducted CEE Tier 1
215281561 | Central HP <5.4 tons | YORK | HRCU-A-CB (Split System: Heat Pump with Remote Outdoor Unit-Air-Source) | HMH72B341 | ADP |  | SL9939 | 0 | 33000 | 18 | 8.7 | 31600 | 22800 | 72.15% | 2.1 | 0 | 10.5 |  |  |  |  | R-410A | 2.75 | Residential & Commercial | USHP | Ducted CEE Tier 1
215487409 | Central HP <5.4 tons | DAIKIN | HRCU-A-CB (Split System: Heat Pump with Remote Outdoor Unit-Air-Source) | DH7VSA3610A* |  |  | CHPEA4830*3A* | D*96VC1005CNA* | 35000 | 18.5 | 8.1 | 35000 | 28400 | 81.14% | 2 | 0 | 10.5 |  |  |  |  | R-32 | 2.9167 | Residential & Commercial | USHP | Ducted CEE Tier 1
216981023 | Central HP <5.4 tons | YORK | HRCU-A-CB (Split System: Heat Pump with Remote Outdoor Unit-Air-Source) | HH860E2S11 | ADP |  | H,YG88*60+TXV-BLEED | Y82E100C20LMPS1 | 54000 | 19 | 9 | 51500 | 37600 | 73.01% | 2 | 0 | 12 |  |  |  |  | R-454B | 4.5 | Residential & Commercial | USHP | Ducted CEE Tier 1
216770113 | Central HP <5.4 tons | TRANE | HRCU-A-CB (Split System: Heat Pump with Remote Outdoor Unit-Air-Source) | 5TWX7036A1 |  |  | 5TXCC009AS3 | L9X1C100U5VSA | 33200 | 16 | 8.7 | 32200 | 23800 | 73.91% | 2.16 | 0 | 12 |  |  |  |  | R-454B | 2.7667 | Residential & Commercial | USHP | Ducted CEE Tier 1
215683594 | Central HP <5.4 tons | BRYANT HEATING AND COOLING SYSTEMS | HRCU-A-CB (Split System: Heat Pump with Remote Outdoor Unit-Air-Source) | 290VAN024**AA* |  |  | CAA**2417AM*+UI | 986TD30040C14*** | 22400 | 15.5 | 8.5 | 24400 | 17200 | 70.49% | 1.82 | 0 | 9 |  |  |  |  | R-454B | 1.8667 | Residential & Commercial | USHP
215683614 | Central HP <5.4 tons | BRYANT HEATING AND COOLING SYSTEMS | HRCU-A-CB (Split System: Heat Pump with Remote Outdoor Unit-Air-Source) | 290VAN024**AA* |  |  | CAA**2517AM*+UI | 986TD42060C17*** | 23800 | 17 | 9 | 23400 | 16500 | 70.51% | 2.02 | 0 | 10.5 |  |  |  |  | R-454B | 1.9833 | Residential & Commercial | USHP | Ducted CEE Tier 1
215683678 | Central HP <5.4 tons | BRYANT HEATING AND COOLING SYSTEMS | HRCU-A-CB (Split System: Heat Pump with Remote Outdoor Unit-Air-Source) | 290VAN024**AA* |  |  | CAA**3717AM*+UI | 987MC42060C17*** | 23600 | 17 | 9 | 23600 | 16600 | 70.34% | 1.98 | 0 | 10 |  |  |  |  | R-454B | 1.9667 | Residential & Commercial | USHP | Ducted CEE Tier 1
215683696 | Central HP <5.4 tons | BRYANT HEATING AND COOLING SYSTEMS | HRCU-A-CB (Split System: Heat Pump with Remote Outdoor Unit-Air-Source) | 290VAN024**AA* |  |  | CAA**3721AM*+UI | 88*TB60070C21*** | 24000 | 17.5 | 9 | 23200 | 16300 | 70.26% | 2.02 | 0 | 10.5 |  |  |  |  | R-454B | 2 | Residential & Commercial | USHP | Ducted CEE Tier 1
215683712 | Central HP <5.4 tons | BRYANT HEATING AND COOLING SYSTEMS | HRCU-A-CB (Split System: Heat Pump with Remote Outdoor Unit-Air-Source) | 290VAN024**AA* |  |  | CAA**3721AM*+UI | 987MC66100C21*** | 24000 | 17.5 | 9 | 23200 | 16300 | 70.26% | 2.02 | 0 | 10.5 |  |  |  |  | R-454B | 2 | Residential & Commercial | USHP | Ducted CEE Tier 1
215683714 | Central HP <5.4 tons | BRYANT HEATING AND COOLING SYSTEMS | HRCU-A-CB (Split System: Heat Pump with Remote Outdoor Unit-Air-Source) | 290VAN024**AA* |  |  | CAA**3721AM*+UI | 986TD42060C17*** | 24000 | 17.5 | 9 | 23400 | 16400 | 70.09% | 2 | 0 | 10.5 |  |  |  |  | R-454B | 2 | Residential & Commercial | USHP | Ducted CEE Tier 1
213366532 | Central HP <5.4 tons | COLEMAN | HRCU-A-CB (Split System: Heat Pump with Remote Outdoor Unit-Air-Source) | HMH72B241 | ADP |  | H,YG34936 | Z8ET080B12LMPS1 | 21800 | 17 | 8.1 | 22000 | 15600 | 70.91% | 1.86 | 0 | 9.5 |  |  |  |  | R-410A | 1.8167 | Residential & Commercial | USHP
216766448 | Central HP <5.4 tons | TRANE | HRCU-A-CB (Split System: Heat Pump with Remote Outdoor Unit-Air-Source) | 5TWR7048A1 |  |  | 5PX*C009AS3 | S8V2C080M5PCB | 43500 | 16.5 | 8.7 | 44000 | 32200 | 73.18% | 2.21 | 0 | 12 |  |  |  |  | R-454B | 3.625 | Residential & Commercial | USHP | Ducted CEE Tier 1
216766512 | Central HP <5.4 tons | TRANE | HRCU-A-CB (Split System: Heat Pump with Remote Outdoor Unit-Air-Source) | 5TWR7048A1 |  |  | 5PX*D010AS3 | S9V2C080U5VSB | 43500 | 16.5 | 8.7 | 43500 | 32000 | 73.56% | 2.23 | 0 | 12.5 |  |  |  |  | R-454B | 3.625 | Residential & Commercial | USHP | Ducted CEE Tier 1
216766548 | Central HP <5.4 tons | TRANE | HRCU-A-CB (Split System: Heat Pump with Remote Outdoor Unit-Air-Source) | 5TWR7048A1 |  |  | 5PX*DD10AS3 | S9V2D120D5VSB | 43500 | 16 | 8.7 | 44500 | 32400 | 72.81% | 2.2 | 0 | 12 |  |  |  |  | R-454B | 3.625 | Residential & Commercial | USHP | Ducted CEE Tier 1
216981011 | Central HP <5.4 tons | YORK | HRCU-A-CB (Split System: Heat Pump with Remote Outdoor Unit-Air-Source) | HH836E2S11 | ADP |  | V,Y36H175P38*+TXV-BLEED | Y82E080B12LMPS1 | 33200 | 19 | 9 | 28800 | 24400 | 84.72% | 2 | 0 | 11.7 |  |  |  |  | R-454B | 2.7667 | Residential & Commercial | USHP | Ducted CEE Tier 1
216766564 | Central HP <5.4 tons | TRANE | HRCU-A-CB (Split System: Heat Pump with Remote Outdoor Unit-Air-Source) | 5TWR7048A1 |  |  | 5TXCC009AS3 | S9X1C100U5PSB | 43500 | 15.2 | 8.7 | 44000 | 32200 | 73.18% | 2.21 | 0 | 12 |  |  |  |  | R-454B | 3.625 | Residential & Commercial | USHP | Ducted CEE Tier 1
216766612 | Central HP <5.4 tons | TRANE | HRCU-A-CB (Split System: Heat Pump with Remote Outdoor Unit-Air-Source) | 5TWR7048A1 |  |  | 5TXCD010AS3 | S9V2C080U5VSB | 43500 | 16.5 | 8.7 | 43500 | 32000 | 73.56% | 2.22 | 0 | 12.5 |  |  |  |  | R-454B | 3.625 | Residential & Commercial | USHP | Ducted CEE Tier 1
216990540 | Central HP <5.4 tons | BRYANT HEATING AND COOLING SYSTEMS | HRCU-A-CB (Split System: Heat Pump with Remote Outdoor Unit-Air-Source) | 291VAN054**AA* | ADP |  | A60VHA*+TXV | 88*TB60110C21*** | 49500 | 19 | 10.5 | 50500 | 52500 | 104% | 1.96 | 0 | 11.5 |  |  |  |  | R-454B | 4.125 | Residential & Commercial | USHP | Ducted CEE Tier 1
216990542 | Central HP <5.4 tons | BRYANT HEATING AND COOLING SYSTEMS | HRCU-A-CB (Split System: Heat Pump with Remote Outdoor Unit-Air-Source) | 291VAN054**AA* | ADP |  | C48A***L16*+TXV | 88*TB60110C21*** | 48500 | 19 | 10.5 | 50500 | 52500 | 104% | 1.96 | 0 | 11 |  |  |  |  | R-454B | 4.0417 | Residential & Commercial | USHP | Ducted CEE Tier 1
215940964 | Central HP <5.4 tons | CARRIER | HRCU-A-CB (Split System: Heat Pump with Remote Outdoor Unit-Air-Source) | 27VNA348A*030* |  |  | CAA**4821AM*+UI | 59TN7A080C17**16 | 43000 | 20 | 9.5 | 48500 | 37400 | 77.11% | 2 | 0 | 10.5 |  |  |  |  | R-454B | 3.5833 | Residential & Commercial | USHP | Ducted CEE Tier 1
216453751 | Central HP <5.4 tons | RUUD | HRCU-A-CB (Split System: Heat Pump with Remote Outdoor Unit-Air-Source) | RD17AZ36AJ3N | ASPEN |  | D(A,C,E)48C44+TDR | R962V0403A17M4 | 34200 | 17 | 8.5 | 34200 | 24600 | 71.93% | 2.81 | 0 | 10.5 |  |  |  |  | R-410A | 2.85 | Residential & Commercial | USHP | Ducted CEE Tier 1
216990239 | Central HP <5.4 tons | BRYANT HEATING AND COOLING SYSTEMS | HRCU-A-CB (Split System: Heat Pump with Remote Outdoor Unit-Air-Source) | 290VAN036**AA* | ADP |  | A36VCA*+TXV | 88*TB36045C17*** | 32800 | 17 | 9 | 33600 | 25000 | 74.4% | 1.88 | 0 | 9 |  |  |  |  | R-454B | 2.7333 | Residential & Commercial | USHP
216770034 | Central HP <5.4 tons | TRANE | HRCU-A-CB (Split System: Heat Pump with Remote Outdoor Unit-Air-Source) | 5TWR7048A1 |  |  | 5TXCC009AS3 | S8X2C100M5PTC | 43500 | 16.5 | 8.7 | 44000 | 32200 | 73.18% | 2.21 | 0 | 12 |  |  |  |  | R-454B | 3.625 | Residential & Commercial | USHP | Ducted CEE Tier 1
216755380 | Central HP <5.4 tons | CARRIER | HRCU-A-CB (Split System: Heat Pump with Remote Outdoor Unit-Air-Source) | 37MUHAQ30AA3 |  |  | CAA**3721AM* | 58SP*B110V21**22 | 31000 | 15.2 | 9 | 34200 | 30200 | 88.3% | 1.8 | 0 | 9.5 |  |  |  |  | R-454B | 2.5833 | Residential & Commercial | USHP
213369635 | Central HP <5.4 tons | Dettson | HRCU-A-C (Split System: Heat Pump with Remote Outdoor Unit with No Indoor Fan --Air Source) | EVD-30-O | ADP |  | *G33936+TD | 0 | 29400 | 15.2 | 9.35 | 31200 | 26600 | 85.26% | 1.8 | 0 | 10 |  |  |  |  | R-410A | 2.45 | Residential & Commercial | USHP | Ducted CEE Tier 1
214625024 | Central HP <5.4 tons | BRYANT | HRCU-A-C (Split System: Heat Pump with Remote Outdoor Unit with No Indoor Fan --Air Source) | 38MURAQ30AB3 | ASPEN |  | D(A,C,E)30B34+TDR | 0 | 28000 | 15.4 | 9 | 32400 | 27000 | 83.33% | 1.85 | 0 | 10.3 |  |  |  |  | R-410A | 2.3333 | Residential & Commercial | USHP | Ducted CEE Tier 1
216757953 | Central HP <5.4 tons | CARRIER | HRCU-A-CB (Split System: Heat Pump with Remote Outdoor Unit-Air-Source) | 37MUHAQ30AA3 |  |  | CAA**4321AM* | 59SU5B100M21**20 | 31200 | 15.5 | 9 | 34200 | 30200 | 88.3% | 1.8 | 0 | 9.5 |  |  |  |  | R-454B | 2.6 | Residential & Commercial | USHP
216644663 | Central HP <5.4 tons | CARRIER | HRCU-A-CB (Split System: Heat Pump with Remote Outdoor Unit-Air-Source) | 37MUHAQ18AA3 |  |  | FM(C,U)5Z30**AL* | 0 | 18500 | 15.5 | 12 | 20600 | 18600 | 90.29% | 2.08 | 0 | 11.5 |  |  |  |  | R-454B | 1.5417 | Residential & Commercial | USHP | Ducted CEE Tier 1
214229473 | Central HP <5.4 tons | DAY & NIGHT | HRCU-A-CB (Split System: Heat Pump with Remote Outdoor Unit-Air-Source) | DLCURAH36ABK |  |  | EN(A,D)4X48L24** | *80MSU1002120A* | 35800 | 16.5 | 8.5 | 38500 | 34800 | 90.39% | 2 | 0 | 10 |  |  |  |  | R-410A | 2.9833 | Residential & Commercial | USHP | Ducted CEE Tier 1
216766630 | Central HP <5.4 tons | TRANE | HRCU-A-CB (Split System: Heat Pump with Remote Outdoor Unit-Air-Source) | 5TWR7048A1 |  |  | 5TXCD010AS3+P0V0C000M50SD | 0 | 44000 | 17.1 | 9 | 43500 | 32000 | 73.56% | 2.24 | 0 | 12.5 |  |  |  |  | R-454B | 3.6667 | Residential & Commercial | USHP | Ducted CEE Tier 1
216766632 | Central HP <5.4 tons | TRANE | HRCU-A-CB (Split System: Heat Pump with Remote Outdoor Unit-Air-Source) | 5TWR7048A1 |  |  | 5TXCD010AS3 | S9X1D120U5PSB | 44000 | 16 | 9 | 44000 | 32400 | 73.64% | 2.24 | 0 | 12 |  |  |  |  | R-454B | 3.6667 | Residential & Commercial | USHP | Ducted CEE Tier 1
211755880 | Central HP <5.4 tons | YORK | HRCU-A-CB (Split System: Heat Pump with Remote Outdoor Unit-Air-Source) | HMH72B341 | ASPEN |  | C(A,C,D,E)48D24+TDR | TMLE080C16MP11 | 32600 | 18 | 8.1 | 33000 | 29000 | 87.88% | 2.57 | 0 | 10 |  |  |  |  | R-410A | 2.7167 | Residential & Commercial | USHP | Ducted CEE Tier 1
211755884 | Central HP <5.4 tons | YORK | HRCU-A-CB (Split System: Heat Pump with Remote Outdoor Unit-Air-Source) | HMH72B341 | ASPEN |  | D(A,C,E)36A44+TDR | TMLE100B12MP11 | 32200 | 18 | 8.1 | 33800 | 27400 | 81.07% | 2.51 | 0 | 9.9 |  |  |  |  | R-410A | 2.6833 | Residential & Commercial | USHP
216972744 | Central HP <5.4 tons | CARRIER | HRCU-A-CB (Split System: Heat Pump with Remote Outdoor Unit-Air-Source) | 27VNA348A*030* | ADP |  | PL60H210P17*+TXV | 58TN*B070C17**16 | 43500 | 20 | 9 | 47000 | 37000 | 78.72% | 2 | 0 | 10.5 |  |  |  |  | R-454B | 3.625 | Residential & Commercial | USHP | Ducted CEE Tier 1
212505547 | Central HP <5.4 tons | BRYANT HEATING AND COOLING SYSTEMS | HRCU-A-CB (Split System: Heat Pump with Remote Outdoor Unit-Air-Source) | 288BNV037*0**B* | ADP |  | H,PG83936 | 987MB66120C24*** | 32800 | 17 | 8.1 | 30400 | 27200 | 89.47% | 2.2 | 0 | 11.5 |  |  |  |  | R-410A | 2.7333 | Residential & Commercial | USHP | Ducted CEE Tier 1
215487404 | Central HP <5.4 tons | DAIKIN | HRCU-A-CB (Split System: Heat Pump with Remote Outdoor Unit-Air-Source) | DH7VSA3610A* |  |  | CA*EA6030*3A* | D*80VC0805D*A* | 35000 | 18.5 | 8.5 | 35000 | 28400 | 81.14% | 2 | 0 | 10.5 |  |  |  |  | R-32 | 2.9167 | Residential & Commercial | USHP | Ducted CEE Tier 1
216770036 | Central HP <5.4 tons | TRANE | HRCU-A-CB (Split System: Heat Pump with Remote Outdoor Unit-Air-Source) | 5TWR7048A1 |  |  | 5TXCC009AS3 | S9V2C080U5PSC | 43500 | 16.5 | 8.7 | 43500 | 32000 | 73.56% | 2.22 | 0 | 12 |  |  |  |  | R-454B | 3.625 | Residential & Commercial | USHP | Ducted CEE Tier 1
216770052 | Central HP <5.4 tons | TRANE | HRCU-A-CB (Split System: Heat Pump with Remote Outdoor Unit-Air-Source) | 5TWR7048A1 |  |  | 5TXCD008AS3 | S8X2D120M5PTC | 43500 | 17.1 | 8.7 | 44500 | 32800 | 73.71% | 2.22 | 0 | 12 |  |  |  |  | R-454B | 3.625 | Residential & Commercial | USHP | Ducted CEE Tier 1
216990272 | Central HP <5.4 tons | BRYANT HEATING AND COOLING SYSTEMS | HRCU-A-CB (Split System: Heat Pump with Remote Outdoor Unit-Air-Source) | 290VAN036**AA* | ADP |  | A36VCA*+TXV | 88*TB48090C17*** | 33200 | 18 | 9 | 34200 | 25200 | 73.68% | 1.86 | 0 | 10 |  |  |  |  | R-454B | 2.7667 | Residential & Commercial | USHP | Ducted CEE Tier 1
216990273 | Central HP <5.4 tons | BRYANT HEATING AND COOLING SYSTEMS | HRCU-A-CB (Split System: Heat Pump with Remote Outdoor Unit-Air-Source) | 290VAN036**AA* | ADP |  | C36A***L13*+TXV | 88*TB48090C17*** | 33200 | 18 | 9 | 34200 | 25200 | 73.68% | 1.86 | 0 | 10 |  |  |  |  | R-454B | 2.7667 | Residential & Commercial | USHP | Ducted CEE Tier 1
214320254 | Central HP <5.4 tons | RUUD | HRCU-A-CB (Split System: Heat Pump with Remote Outdoor Unit-Air-Source) | RD17AZ36AJ3N | ADP |  | PL36H175P389 | R962V0703A17M4S | 33200 | 18 | 8.1 | 32600 | 29200 | 89.57% | 1.9 | 0 | 9.5 |  |  |  |  | R-410A | 2.7667 | Residential & Commercial | USHP
215487486 | Central HP <5.4 tons | DAIKIN | HRCU-A-CB (Split System: Heat Pump with Remote Outdoor Unit-Air-Source) | DH6VSA1810A* |  |  | CA*EA2418*3A* | D*80VC0603B*A* | 17000 | 19 | 8.8 | 16800 | 13000 | 77.38% | 2.1 | 0 | 12 |  |  |  |  | R-32 | 1.4167 | Residential & Commercial | USHP | Ducted CEE Tier 1
212864635 | Central HP <5.4 tons | BRYANT HEATING AND COOLING SYSTEMS | HRCU-A-CB (Split System: Heat Pump with Remote Outdoor Unit-Air-Source) | 284ANV024*0**B* | ADP |  | H,PG32930 | 88*TA36045C17*** | 23000 | 20 | 10 | 25200 | 19600 | 77.78% | 2.4 | 0 | 13 |  |  |  |  | R-410A | 1.9167 | Residential & Commercial | USHP | Ducted CEE Tier 1
216453752 | Central HP <5.4 tons | RUUD | HRCU-A-CB (Split System: Heat Pump with Remote Outdoor Unit-Air-Source) | RD17AZ36AJ3N | ASPEN |  | D(A,C,E)37A44+TDR | R962V0603A17M4 | 33400 | 17 | 8.5 | 34200 | 25000 | 73.1% | 2.77 | 0 | 9.8 |  |  |  |  | R-410A | 2.7833 | Residential & Commercial | USHP
216453753 | Central HP <5.4 tons | RUUD | HRCU-A-CB (Split System: Heat Pump with Remote Outdoor Unit-Air-Source) | RD17AZ36AJ3N | ASPEN |  | D(A,C,E)48C44+TDR | R962V0603A17M4 | 34200 | 17 | 8.5 | 34200 | 25000 | 73.1% | 2.83 | 0 | 10.5 |  |  |  |  | R-410A | 2.85 | Residential & Commercial | USHP | Ducted CEE Tier 1
215487481 | Central HP <5.4 tons | DAIKIN | HRCU-A-CB (Split System: Heat Pump with Remote Outdoor Unit-Air-Source) | DH6VSA1810A* |  |  | CHPEA2422*3A* | D*80VC0604B*A* | 17000 | 19 | 8.8 | 16800 | 13000 | 77.38% | 2.1 | 0 | 12 |  |  |  |  | R-32 | 1.4167 | Residential & Commercial | USHP | Ducted CEE Tier 1
215224764 | Central HP <5.4 tons | CARRIER | HRCU-A-CB (Split System: Heat Pump with Remote Outdoor Unit-Air-Source) | 25VNA448A*031* | ADP |  | H,PG48960 | 59MN7C080C21**20 | 44500 | 21 | 9 | 44500 | 36000 | 80.9% | 2.26 | 0 | 12 |  |  |  |  | R-410A | 3.7083 | Residential & Commercial | USHP | Ducted CEE Tier 1
215425275 | Central HP <5.4 tons | YORK | HRCU-A-CB (Split System: Heat Pump with Remote Outdoor Unit-Air-Source) | HH836E2S11 | ADP |  | H,YE1K*36+TXV | TM8E080C16MP11 | 32800 | 19 | 8.5 | 29200 | 23600 | 80.82% | 2 | 0 | 11 |  |  |  |  | R-454B | 2.7333 | Residential & Commercial | USHP | Ducted CEE Tier 1
215425308 | Central HP <5.4 tons | YORK | HRCU-A-CB (Split System: Heat Pump with Remote Outdoor Unit-Air-Source) | HH836E2S11 | ADP |  | H,YE1K*36+TXV | Y81E080C20SMPS1 | 34600 | 19 | 8.5 | 30800 | 25400 | 82.47% | 2 | 0 | 11 |  |  |  |  | R-454B | 2.8833 | Residential & Commercial | USHP | Ducted CEE Tier 1
214849129 | Central HP <5.4 tons | YORK | HRCU-A-CB (Split System: Heat Pump with Remote Outdoor Unit-Air-Source) | HMH72B341 | ADP |  | CH360*9 | Y81E040A12SMPS1 | 33200 | 18 | 8.5 | 31400 | 23000 | 73.25% | 2.06 | 0 | 10 |  |  |  |  | R-410A | 2.7667 | Residential & Commercial | USHP | Ducted CEE Tier 1
214776897 | Central HP <5.4 tons | YORK | HRCU-A-CB (Split System: Heat Pump with Remote Outdoor Unit-Air-Source) | HH860E2S11 | ADP |  | CV607**C+TXV | YPLC120C20MP13 | 53000 | 19 | 8.5 | 52000 | 38500 | 74.04% | 2 | 0 | 11 |  |  |  |  | R-454B | 4.4167 | Residential & Commercial | USHP | Ducted CEE Tier 1
215224758 | Central HP <5.4 tons | CARRIER | HRCU-A-CB (Split System: Heat Pump with Remote Outdoor Unit-Air-Source) | 25VNA424A*031* | ADP |  | H,PG9J936 | 59MN7C080C17**14 | 23400 | 20 | 10.5 | 25000 | 19400 | 77.6% | 2.46 | 0 | 13 |  |  |  |  | R-410A | 1.95 | Residential & Commercial | USHP | Ducted CEE Tier 1
214849147 | Central HP <5.4 tons | YORK | HRCU-A-CB (Split System: Heat Pump with Remote Outdoor Unit-Air-Source) | HMH72B341 | ADP |  | CV361*9 | Y81E080B12SMPS1 | 33200 | 18 | 8.5 | 31400 | 23000 | 73.25% | 2.04 | 0 | 10 |  |  |  |  | R-410A | 2.7667 | Residential & Commercial | USHP | Ducted CEE Tier 1
214849162 | Central HP <5.4 tons | YORK | HRCU-A-CB (Split System: Heat Pump with Remote Outdoor Unit-Air-Source) | HMH72B341 | ADP |  | CX361B935 | Y82E080B12LMPS1 | 33200 | 18 | 8.5 | 31400 | 23000 | 73.25% | 2.04 | 0 | 9.5 |  |  |  |  | R-410A | 2.7667 | Residential & Commercial | USHP
215487438 | Central HP <5.4 tons | DAIKIN | HRCU-A-CB (Split System: Heat Pump with Remote Outdoor Unit-Air-Source) | DH7VSA4210A* |  |  | CHPEA6030*3A* | D*96VC1205DNA* | 40500 | 17 | 8.6 | 41000 | 31000 | 75.61% | 2 | 0 | 10 |  |  |  |  | R-32 | 3.375 | Residential & Commercial | USHP | Ducted CEE Tier 1
214385473 | Central HP <5.4 tons | COMFORTMAKER | HRCU-A-CB (Split System: Heat Pump with Remote Outdoor Unit-Air-Source) | CVH837GKA2* | ADP |  | H,YE35936 | *80CSU0601716A* | 31800 | 17 | 8.1 | 31400 | 24400 | 77.71% | 1.96 | 0 | 11.5 |  |  |  |  | R-410A | 2.65 | Residential & Commercial | USHP | Ducted CEE Tier 1
216981003 | Central HP <5.4 tons | YORK | HRCU-A-CB (Split System: Heat Pump with Remote Outdoor Unit-Air-Source) | HH824E2S11 | ADP |  | H,YG9J*30+TXV-BLEED | Y92E040A10SMPS1 | 22800 | 16 | 9 | 21400 | 16800 | 78.5% | 2 | 0 | 11.7 |  |  |  |  | R-454B | 1.9 | Residential & Commercial | USHP | Ducted CEE Tier 1
215643930 | Central HP <5.4 tons | YORK | HRCU-A-CB (Split System: Heat Pump with Remote Outdoor Unit-Air-Source) | HH824E2S11 | ADP |  | CH360B*C+TXV | Y81E080B12SMPS1 | 22200 | 18 | 9.1 | 21200 | 17500 | 82.55% | 1.94 | 0 | 11 |  |  |  |  | R-454B | 1.85 | Residential & Commercial | USHP | Ducted CEE Tier 1
214385716 | Central HP <5.4 tons | COMFORTMAKER | HRCU-A-CB (Split System: Heat Pump with Remote Outdoor Unit-Air-Source) | CVH825GKA3* | ADP |  | H,YA10936 | *80CSU0401712A* | 23200 | 16 | 8.1 | 20400 | 16400 | 80.39% | 1.9 | 0 | 10.5 |  |  |  |  | R-410A | 1.9333 | Residential & Commercial | USHP | Ducted CEE Tier 1
215670359 | Central HP <5.4 tons | AIRQUEST | HRCU-A-CB (Split System: Heat Pump with Remote Outdoor Unit-Air-Source) | H5H0V36*K*AAA* |  |  | ESH5X48M12A*+WALLCON | *96CTN1002122B* | 34200 | 17 | 8.5 | 35400 | 25200 | 71.19% | 1.9 | 0 | 9.5 |  |  |  |  | R-454B | 2.85 | Residential & Commercial | USHP
215670509 | Central HP <5.4 tons | AIRQUEST | HRCU-A-CB (Split System: Heat Pump with Remote Outdoor Unit-Air-Source) | H5H0V36*K*AAA* |  |  | ESH5X60M12A*+WALLCON | *97CMN0602120B* | 34400 | 16 | 8.5 | 34800 | 25000 | 71.84% | 1.78 | 0 | 9.5 |  |  |  |  | R-454B | 2.8667 | Residential & Commercial | USHP
214385386 | Central HP <5.4 tons | COMFORTMAKER | HRCU-A-CB (Split System: Heat Pump with Remote Outdoor Unit-Air-Source) | DLCURAH30ABK | ADP |  | H,YE35936 | *80MSU0601716A* | 30000 | 15.2 | 8.1 | 32600 | 27200 | 83.44% | 1.8 | 0 | 9 |  |  |  |  | R-410A | 2.5 | Residential & Commercial | USHP
212498512 | Central HP <5.4 tons | CARRIER | HRCU-A-CB (Split System: Heat Pump with Remote Outdoor Unit-Air-Source) | 38MURAQ24AB3* | ADP |  | CE2403A+TXV | 0 | 23800 | 17 | 8.85 | 25600 | 25400 | 99.22% | 2.14 | 0 | 10 |  |  |  |  | R-410A | 1.9833 | Residential & Commercial | USHP | Ducted CEE Tier 1
206136076 | Central HP <5.4 tons | HEIL | HRCU-A-CB (Split System: Heat Pump with Remote Outdoor Unit-Air-Source) | HVH837GKA** |  |  | EA*4X37L21A*+WALLCON | *95CSU0802120A* | 33000 | 17.5 | 8.5 | 32800 | 25000 | 76.22% | 2 | 12 | 11.5 |  |  |  |  | R-410A | 2.75 | Residential & Commercial | USHP | Ducted CEE Tier 1
206136126 | Central HP <5.4 tons | HEIL | HRCU-A-CB (Split System: Heat Pump with Remote Outdoor Unit-Air-Source) | HVH837GKA** |  |  | EA*4X42L24A*+WALLCON | *95CSU1002122A* | 31800 | 17.5 | 8.1 | 33000 | 24400 | 73.94% | 1.9 | 11.5 | 11 |  |  |  |  | R-410A | 2.65 | Residential & Commercial | USHP | Ducted CEE Tier 1
216770048 | Central HP <5.4 tons | TRANE | HRCU-A-CB (Split System: Heat Pump with Remote Outdoor Unit-Air-Source) | 5TWR7048A1 |  |  | 5TXCD008AS3 | S8X2C100M5PTC | 43500 | 16.5 | 8.7 | 45000 | 33000 | 73.33% | 2.21 | 0 | 11.7 |  |  |  |  | R-454B | 3.625 | Residential & Commercial | USHP | Ducted CEE Tier 1
215281559 | Central HP <5.4 tons | YORK | HRCU-A-CB (Split System: Heat Pump with Remote Outdoor Unit-Air-Source) | HMH72B341 | ADP |  | SL6937 | 0 | 33000 | 18 | 8.7 | 31600 | 22800 | 72.15% | 2.1 | 0 | 10.5 |  |  |  |  | R-410A | 2.75 | Residential & Commercial | USHP | Ducted CEE Tier 1
216770114 | Central HP <5.4 tons | TRANE | HRCU-A-CB (Split System: Heat Pump with Remote Outdoor Unit-Air-Source) | 5TWX7036A1 |  |  | 5TXCC009AS3 | S8X2C100M5PSC | 34400 | 16.5 | 8.7 | 32600 | 24200 | 74.23% | 2.2 | 0 | 12 |  |  |  |  | R-454B | 2.8667 | Residential & Commercial | USHP | Ducted CEE Tier 1
216797067 | Central HP <5.4 tons | TRANE | HRCU-A-CB (Split System: Heat Pump with Remote Outdoor Unit-Air-Source) | 5TWV8X36A1 | ASPEN |  | D(A,C,E)36C3J+TDR | *UHMC100CCV4+LRP | 29800 | 18 | 8.5 | 32400 | 32400 | 100% | 2.81 | 0 | 9.8 |  |  |  |  | R-454B | 2.4833 | Residential & Commercial | USHP
216797085 | Central HP <5.4 tons | TRANE | HRCU-A-CB (Split System: Heat Pump with Remote Outdoor Unit-Air-Source) | 5TWV8X36A1 | ASPEN |  | D(A,C,E)36C3J+TDR | S8V2B080M4PDB | 29600 | 18 | 8.5 | 33000 | 33000 | 100% | 2.63 | 0 | 9.8 |  |  |  |  | R-454B | 2.4667 | Residential & Commercial | USHP
216797102 | Central HP <5.4 tons | TRANE | HRCU-A-CB (Split System: Heat Pump with Remote Outdoor Unit-Air-Source) | 5TWV8X36A1 | ASPEN |  | D(A,C,E)48C3J+TDR | S9V2B060D3PSC+LRP | 30200 | 18 | 8.5 | 33800 | 33800 | 100% | 2.76 | 0 | 9.8 |  |  |  |  | R-454B | 2.5167 | Residential & Commercial | USHP
216770026 | Central HP <5.4 tons | TRANE | HRCU-A-CB (Split System: Heat Pump with Remote Outdoor Unit-Air-Source) | 5TWR7048A1 |  |  | 5TXCC009AS3 | S8X1C100M5PTC | 43500 | 16.5 | 8.7 | 44000 | 32200 | 73.18% | 2.21 | 0 | 12 |  |  |  |  | R-454B | 3.625 | Residential & Commercial | USHP | Ducted CEE Tier 1
213772698 | Central HP <5.4 tons | AIRQUEST | HRCU-A-CB (Split System: Heat Pump with Remote Outdoor Unit-Air-Source) | HVH825GKA3* |  |  | EA*4X24L17A*+WALLCON | *96CTN0601714B* | 23200 | 16 | 8.1 | 22000 | 16800 | 76.36% | 1.88 | 0 | 10 |  |  |  |  | R-410A | 1.9333 | Residential & Commercial | USHP | Ducted CEE Tier 1
212626506 | Central HP <5.4 tons | COLEMAN | HRCU-A-CB (Split System: Heat Pump with Remote Outdoor Unit-Air-Source) | HMH72B341 | ASPEN |  | D(A,C,E)48B36+TDR | TM9V080B12MP12 | 32800 | 17 | 8.2 | 33800 | 29200 | 86.39% | 2.65 | 0 | 9.5 |  |  |  |  | R-410A | 2.7333 | Residential & Commercial | USHP
212626641 | Central HP <5.4 tons | COLEMAN | HRCU-A-CB (Split System: Heat Pump with Remote Outdoor Unit-Air-Source) | HMH72B341 | ASPEN |  | D(A,C,E)42C26+TDR | TM9V080B12MP12 | 31400 | 17 | 8.3 | 33800 | 29200 | 86.39% | 2.67 | 0 | 9.5 |  |  |  |  | R-410A | 2.6167 | Residential & Commercial | USHP
211755932 | Central HP <5.4 tons | YORK | HRCU-A-CB (Split System: Heat Pump with Remote Outdoor Unit-Air-Source) | HMH72B341 | ASPEN |  | D(A,C,E)36A44+TDR | TPLC100C20MP13 | 31400 | 16.5 | 8.1 | 32400 | 27800 | 85.8% | 2.49 | 0 | 8.9 |  |  |  |  | R-410A | 2.6167 | Residential & Commercial | USHP
211755775 | Central HP <5.4 tons | YORK | HRCU-A-CB (Split System: Heat Pump with Remote Outdoor Unit-Air-Source) | HMH72B341 | ASPEN |  | C(A,C,D,E)48D24+TDR | TM8V060A12MP12 | 31000 | 17.3 | 8.1 | 34000 | 27800 | 81.76% | 2.5 | 0 | 9.2 |  |  |  |  | R-410A | 2.5833 | Residential & Commercial | USHP
216972764 | Central HP <5.4 tons | CARRIER | HRCU-A-CB (Split System: Heat Pump with Remote Outdoor Unit-Air-Source) | 27VNA348A*030* | ADP |  | V,C48H175P78*+TXV | 58TN*B090C17**16 | 42500 | 20 | 9.5 | 46500 | 35600 | 76.56% | 2 | 0 | 11 |  |  |  |  | R-454B | 3.5417 | Residential & Commercial | USHP | Ducted CEE Tier 1
216972794 | Central HP <5.4 tons | CARRIER | HRCU-A-CB (Split System: Heat Pump with Remote Outdoor Unit-Air-Source) | 27VNA348A*030* | ADP |  | PL60H210P17*+TXV | 58TN*B110C21**20 | 45000 | 21 | 9.5 | 46000 | 35800 | 77.83% | 2 | 0 | 11 |  |  |  |  | R-454B | 3.75 | Residential & Commercial | USHP | Ducted CEE Tier 1
216972796 | Central HP <5.4 tons | CARRIER | HRCU-A-CB (Split System: Heat Pump with Remote Outdoor Unit-Air-Source) | 27VNA348A*030* | ADP |  | C60A***L18*+TXV | 58TN*B110C21**20 | 45000 | 21 | 9.5 | 46000 | 35800 | 77.83% | 2 | 0 | 11 |  |  |  |  | R-454B | 3.75 | Residential & Commercial | USHP | Ducted CEE Tier 1
216972862 | Central HP <5.4 tons | CARRIER | HRCU-A-CB (Split System: Heat Pump with Remote Outdoor Unit-Air-Source) | 27VNA348A*030* | ADP |  | PL60H210P29*+TXV | 59MN7C080C21**20 | 43500 | 20 | 9.5 | 46000 | 36200 | 78.7% | 2 | 0 | 10.5 |  |  |  |  | R-454B | 3.625 | Residential & Commercial | USHP | Ducted CEE Tier 1
215678258 | Central HP <5.4 tons | COMFORTMAKER | HRCU-A-CB (Split System: Heat Pump with Remote Outdoor Unit-Air-Source) | C5H0V24*K*AAA* |  |  | EA*5X25M17A*+WALLCON | *97CTN0801716A* | 23800 | 17 | 9 | 23400 | 16500 | 70.51% | 2.02 | 0 | 10.5 |  |  |  |  | R-454B | 1.9833 | Residential & Commercial | USHP | Ducted CEE Tier 1
215678338 | Central HP <5.4 tons | COMFORTMAKER | HRCU-A-CB (Split System: Heat Pump with Remote Outdoor Unit-Air-Source) | C5H0V24*K*AAA* |  |  | EA*5X36M17A*+WALLCON | *97CTN0801716A* | 23000 | 17 | 9 | 23800 | 16700 | 70.17% | 1.98 | 0 | 10 |  |  |  |  | R-454B | 1.9167 | Residential & Commercial | USHP | Ducted CEE Tier 1
206767543 | Central HP <5.4 tons | HEIL | HRCU-A-CB (Split System: Heat Pump with Remote Outdoor Unit-Air-Source) | HVH825GKA3* |  |  | EA*4X37L21A*+WALLCON | *95CSU0802120A* | 24400 | 17 | 8.5 | 21200 | 16600 | 78.3% | 2.04 | 11.5 | 11 |  |  |  |  | R-410A | 2.0333 | Residential & Commercial | USHP | Ducted CEE Tier 1
214505163 | Central HP <5.4 tons | DAIKIN | HRCU-A-CB (Split System: Heat Pump with Remote Outdoor Unit-Air-Source) | DZ6VSA241EA* |  |  | CA*EA2422*4B*+MBVC1600**-1A* | 0 | 23000 | 17 | 8.6 | 23000 | 16100 | 70% | 2 | 0 | 10 |  |  |  |  | R-410A | 1.9167 | Residential & Commercial | USHP | Ducted CEE Tier 1
206136176 | Central HP <5.4 tons | HEIL | HRCU-A-CB (Split System: Heat Pump with Remote Outdoor Unit-Air-Source) | HVH837GKA** |  |  | EA*4X48L21A*+WALLCON | *95CSU1002122A* | 32400 | 17.5 | 8.5 | 32600 | 24800 | 76.07% | 2 | 12 | 11.5 |  |  |  |  | R-410A | 2.7 | Residential & Commercial | USHP | Ducted CEE Tier 1
213252519 | Central HP <5.4 tons | BRYANT HEATING AND COOLING SYSTEMS | HRCU-A-CB (Split System: Heat Pump with Remote Outdoor Unit-Air-Source) | 38MURAQ30AB3* | ADP |  | CF361E* | 0 | 30200 | 15.2 | 8.4 | 33400 | 27000 | 80.84% | 1.8 | 0 | 9 |  |  |  |  | R-410A | 2.5167 | Residential & Commercial | USHP
216972864 | Central HP <5.4 tons | CARRIER | HRCU-A-CB (Split System: Heat Pump with Remote Outdoor Unit-Air-Source) | 27VNA348A*030* | ADP |  | A60VHA*+TXV | 59MN7C080C21**20 | 44500 | 21 | 9.5 | 46500 | 36600 | 78.71% | 2 | 0 | 10.5 |  |  |  |  | R-454B | 3.7083 | Residential & Commercial | USHP | Ducted CEE Tier 1
216972887 | Central HP <5.4 tons | CARRIER | HRCU-A-CB (Split System: Heat Pump with Remote Outdoor Unit-Air-Source) | 27VNA348A*030* | ADP |  | C60A***L19*+TXV | 59MN7C100C21**22 | 45000 | 21 | 9.5 | 46500 | 36400 | 78.28% | 2 | 0 | 10.5 |  |  |  |  | R-454B | 3.75 | Residential & Commercial | USHP | Ducted CEE Tier 1
211755789 | Central HP <5.4 tons | YORK | HRCU-A-CB (Split System: Heat Pump with Remote Outdoor Unit-Air-Source) | HMH72B341 | ASPEN |  | D(A,C,E)36B34+TDR | TM8V100C20MP12 | 31400 | 16.5 | 8.1 | 32400 | 27800 | 85.8% | 2.49 | 0 | 8.9 |  |  |  |  | R-410A | 2.6167 | Residential & Commercial | USHP
216972028 | Central HP <5.4 tons | CARRIER | HRCU-A-CB (Split System: Heat Pump with Remote Outdoor Unit-Air-Source) | 27VNA154A*030* | ADP |  | V,C48H175P78*+TXV | 58TN*B045C17**12 | 47000 | 17 | 11.5 | 50000 | 51000 | 102% | 1.9 | 0 | 10.5 |  |  |  |  | R-454B | 3.9167 | Residential & Commercial | USHP | Ducted CEE Tier 1
216972160 | Central HP <5.4 tons | CARRIER | HRCU-A-CB (Split System: Heat Pump with Remote Outdoor Unit-Air-Source) | 27VNA154A*030* | ADP |  | PL60H210P17*+TXV | 59CU5B100C21**22 | 49500 | 19 | 10.5 | 50000 | 52500 | 105% | 1.98 | 0 | 11.5 |  |  |  |  | R-454B | 4.125 | Residential & Commercial | USHP | Ducted CEE Tier 1
214320245 | Central HP <5.4 tons | RUUD | HRCU-A-CB (Split System: Heat Pump with Remote Outdoor Unit-Air-Source) | RD17AZ36AJ3N | ADP |  | PL36H175P389 | R921V0603A17M4S | 33200 | 18 | 8.1 | 32600 | 29400 | 90.18% | 1.9 | 0 | 9.5 |  |  |  |  | R-410A | 2.7667 | Residential & Commercial | USHP
211627549 | Central HP <5.4 tons | YORK | HRCU-A-CB (Split System: Heat Pump with Remote Outdoor Unit-Air-Source) | HMH72B341 | ASPEN |  | D(A,C,E)36D36+TDR | TL8E060A12UH11 | 33000 | 18 | 8.1 | 33800 | 27400 | 81.07% | 2.51 | 0 | 10 |  |  |  |  | R-410A | 2.75 | Residential & Commercial | USHP | Ducted CEE Tier 1
214441912 | Central HP <5.4 tons | BRYANT HEATING AND COOLING SYSTEMS | HRCU-A-CB (Split System: Heat Pump with Remote Outdoor Unit-Air-Source) | 284ANV048*0**B* | ADP |  | V,C48H175P789 | 88*TB48070C17*** | 43500 | 20 | 9 | 45000 | 36600 | 81.33% | 2.14 | 0 | 11 |  |  |  |  | R-410A | 3.625 | Residential & Commercial | USHP | Ducted CEE Tier 1
216972203 | Central HP <5.4 tons | CARRIER | HRCU-A-CB (Split System: Heat Pump with Remote Outdoor Unit-Air-Source) | 27VNA154A*030* | ADP |  | V,C48H175P78*+TXV | 59MN7C080C17**14 | 47500 | 17 | 12.5 | 49500 | 50500 | 102% | 1.98 | 0 | 11 |  |  |  |  | R-454B | 3.9583 | Residential & Commercial | USHP | Ducted CEE Tier 1
216972210 | Central HP <5.4 tons | CARRIER | HRCU-A-CB (Split System: Heat Pump with Remote Outdoor Unit-Air-Source) | 27VNA154A*030* | ADP |  | C48A***L16*+TXV | 59MN7C080C17**14 | 47500 | 17 | 12.5 | 49500 | 50500 | 102% | 1.98 | 0 | 11 |  |  |  |  | R-454B | 3.9583 | Residential & Commercial | USHP | Ducted CEE Tier 1
216972262 | Central HP <5.4 tons | CARRIER | HRCU-A-CB (Split System: Heat Pump with Remote Outdoor Unit-Air-Source) | 27VNA154A*030* | ADP |  | PL60H210P17*+TXV | 59MN7C100C21**22 | 49000 | 19 | 10.5 | 50500 | 53000 | 105% | 1.96 | 0 | 11 |  |  |  |  | R-454B | 4.0833 | Residential & Commercial | USHP | Ducted CEE Tier 1
216972312 | Central HP <5.4 tons | CARRIER | HRCU-A-CB (Split System: Heat Pump with Remote Outdoor Unit-Air-Source) | 27VNA154A*030* | ADP |  | C48A***L16*+TXV | 59TN6C080C21**20 | 48000 | 19 | 10.5 | 50500 | 53000 | 105% | 1.94 | 0 | 10.5 |  |  |  |  | R-454B | 4 | Residential & Commercial | USHP | Ducted CEE Tier 1
216972321 | Central HP <5.4 tons | CARRIER | HRCU-A-CB (Split System: Heat Pump with Remote Outdoor Unit-Air-Source) | 27VNA154A*030* | ADP |  | C60A***L18*+TXV | 59TN6C080C21**20 | 49000 | 19 | 10.5 | 50500 | 53000 | 105% | 1.94 | 0 | 11 |  |  |  |  | R-454B | 4.0833 | Residential & Commercial | USHP | Ducted CEE Tier 1
216972371 | Central HP <5.4 tons | CARRIER | HRCU-A-CB (Split System: Heat Pump with Remote Outdoor Unit-Air-Source) | 27VNA154A*030* | ADP |  | C60A***L19*+TXV | 59TN7A080C21**20 | 49000 | 19 | 10.5 | 50500 | 53000 | 105% | 1.94 | 0 | 11 |  |  |  |  | R-454B | 4.0833 | Residential & Commercial | USHP | Ducted CEE Tier 1
216797116 | Central HP <5.4 tons | TRANE | HRCU-A-CB (Split System: Heat Pump with Remote Outdoor Unit-Air-Source) | 5TWV8X36A1 | ASPEN |  | D(A,C,E)48C3J+TDR | S9V2B080U4VSB+LRP | 30200 | 18 | 8.5 | 32800 | 32800 | 100% | 2.72 | 0 | 9.8 |  |  |  |  | R-454B | 2.5167 | Residential & Commercial | USHP
215726296 | Central HP <5.4 tons | COLEMAN | HRCU-A-CB (Split System: Heat Pump with Remote Outdoor Unit-Air-Source) | HH836E2S11 | ADP |  | H,YG81*36+TXV+AEFE3A* | 0 | 34000 | 19 | 8.85 | 30000 | 24800 | 82.67% | 1.98 | 0 | 11.5 |  |  |  |  | R-454B | 2.8333 | Residential & Commercial | USHP | Ducted CEE Tier 1
216972946 | Central HP <5.4 tons | CARRIER | HRCU-A-CB (Split System: Heat Pump with Remote Outdoor Unit-Air-Source) | 27VNA348A*030* | ADP |  | V,C48H210P16*+TXV | 59TN7A080C21**20 | 43500 | 21 | 9.5 | 46500 | 36200 | 77.85% | 2 | 0 | 10.5 |  |  |  |  | R-454B | 3.625 | Residential & Commercial | USHP | Ducted CEE Tier 1
216972376 | Central HP <5.4 tons | CARRIER | HRCU-A-CB (Split System: Heat Pump with Remote Outdoor Unit-Air-Source) | 27VNA154A*030* | ADP |  | V,C60H210P29*+TXV | 59TN7A100C21**22 | 48000 | 19 | 10.5 | 50500 | 53000 | 105% | 1.96 | 0 | 10.5 |  |  |  |  | R-454B | 4 | Residential & Commercial | USHP | Ducted CEE Tier 1
216770120 | Central HP <5.4 tons | TRANE | HRCU-A-CB (Split System: Heat Pump with Remote Outdoor Unit-Air-Source) | 5TWX7060A1 |  |  | 5TAM5D07AC51 | 0 | 51500 | 15.2 | 8.5 | 50500 | 38000 | 75.25% | 2.15 | 0 | 11 |  |  |  |  | R-454B | 4.2917 | Residential & Commercial | USHP | Ducted CEE Tier 1
211627688 | Central HP <5.4 tons | YORK | HRCU-A-CB (Split System: Heat Pump with Remote Outdoor Unit-Air-Source) | HMH72B341 | ASPEN |  | CM36B36+TDR | TM8E100C16MP11 | 33000 | 18 | 8.2 | 25800 | 32600 | 126.4% | 2.88 | 0 | 10 |  |  |  |  | R-410A | 2.75 | Residential & Commercial | USHP | Ducted CEE Tier 1
211628024 | Central HP <5.4 tons | YORK | HRCU-A-CB (Split System: Heat Pump with Remote Outdoor Unit-Air-Source) | HMH72B341 | ASPEN |  | CM36A36+TDR | TM9V100C20MP12 | 31200 | 17.4 | 8.3 | 25800 | 32600 | 126.4% | 2.86 | 0 | 9.3 |  |  |  |  | R-410A | 2.6 | Residential & Commercial | USHP
216766914 | Central HP <5.4 tons | TRANE | HRCU-A-CB (Split System: Heat Pump with Remote Outdoor Unit-Air-Source) | 5TWX7036A1 |  |  | 5PX*B006AS3 | S9X2B060U4PSB | 33000 | 16 | 8.7 | 32400 | 24000 | 74.07% | 2.15 | 0 | 12 |  |  |  |  | R-454B | 2.75 | Residential & Commercial | USHP | Ducted CEE Tier 1
216766941 | Central HP <5.4 tons | TRANE | HRCU-A-CB (Split System: Heat Pump with Remote Outdoor Unit-Air-Source) | 5TWX7036A1 |  |  | 5PX*BD06AS3 | S8V2B080M4PDB | 32400 | 16 | 8.5 | 33000 | 24200 | 73.33% | 2.04 | 0 | 12 |  |  |  |  | R-454B | 2.7 | Residential & Commercial | USHP | Ducted CEE Tier 1
216766955 | Central HP <5.4 tons | TRANE | HRCU-A-CB (Split System: Heat Pump with Remote Outdoor Unit-Air-Source) | 5TWX7036A1 |  |  | 5PX*C005AS3 | S8V2C080M5PDB | 32400 | 16 | 8.5 | 32400 | 24000 | 74.07% | 2.11 | 0 | 11.7 |  |  |  |  | R-454B | 2.7 | Residential & Commercial | USHP | Ducted CEE Tier 1
216766966 | Central HP <5.4 tons | TRANE | HRCU-A-CB (Split System: Heat Pump with Remote Outdoor Unit-Air-Source) | 5TWX7036A1 |  |  | 5PX*C007AS3 | S9V2C100U5VSB | 33600 | 17 | 8.7 | 32600 | 24200 | 74.23% | 2.18 | 0 | 12 |  |  |  |  | R-454B | 2.8 | Residential & Commercial | USHP | Ducted CEE Tier 1
216766982 | Central HP <5.4 tons | TRANE | HRCU-A-CB (Split System: Heat Pump with Remote Outdoor Unit-Air-Source) | 5TWX7036A1 |  |  | 5PX*CD05AS3 | S8V2C100M5PDB | 32800 | 16 | 8.2 | 33400 | 24600 | 73.65% | 1.99 | 0 | 11.7 |  |  |  |  | R-454B | 2.7333 | Residential & Commercial | USHP | Ducted CEE Tier 1
216766989 | Central HP <5.4 tons | TRANE | HRCU-A-CB (Split System: Heat Pump with Remote Outdoor Unit-Air-Source) | 5TWX7036A1 |  |  | 5PX*CD07AS3 | S8V2C100M5PCB | 33600 | 16.5 | 8.5 | 33400 | 24400 | 73.05% | 2.11 | 0 | 12 |  |  |  |  | R-454B | 2.8 | Residential & Commercial | USHP | Ducted CEE Tier 1
216766998 | Central HP <5.4 tons | TRANE | HRCU-A-CB (Split System: Heat Pump with Remote Outdoor Unit-Air-Source) | 5TWX7036A1 |  |  | 5PX*CD09AS3+P0V0C000M50SD | 0 | 34400 | 17.1 | 8.7 | 32200 | 23800 | 73.91% | 2.17 | 0 | 12.5 |  |  |  |  | R-454B | 2.8667 | Residential & Commercial | USHP | Ducted CEE Tier 1
216453756 | Central HP <5.4 tons | RUUD | HRCU-A-CB (Split System: Heat Pump with Remote Outdoor Unit-Air-Source) | RD17AZ36AJ3N | ASPEN |  | D(A,C,E)37A44+TDR | U98MV0603A17UPS | 33400 | 17 | 8.5 | 34200 | 25000 | 73.1% | 2.77 | 0 | 9.8 |  |  |  |  | R-410A | 2.7833 | Residential & Commercial | USHP
216767016 | Central HP <5.4 tons | TRANE | HRCU-A-CB (Split System: Heat Pump with Remote Outdoor Unit-Air-Source) | 5TWX7036A1 |  |  | 5PX*DD10AS3 | S9X2D120D5PSB | 33800 | 15.5 | 8.7 | 32400 | 24000 | 74.07% | 2.2 | 0 | 12 |  |  |  |  | R-454B | 2.8167 | Residential & Commercial | USHP | Ducted CEE Tier 1
215683880 | Central HP <5.4 tons | BRYANT HEATING AND COOLING SYSTEMS | HRCU-A-CB (Split System: Heat Pump with Remote Outdoor Unit-Air-Source) | 290VAN036**AA* |  |  | CAA**3717AM*+UI | 935CB48060C17*** | 33800 | 17 | 9 | 35800 | 25600 | 71.51% | 1.86 | 0 | 9.5 |  |  |  |  | R-454B | 2.8167 | Residential & Commercial | USHP
216767039 | Central HP <5.4 tons | TRANE | HRCU-A-CB (Split System: Heat Pump with Remote Outdoor Unit-Air-Source) | 5TWX7036A1 |  |  | 5TXCB006AS3 | S9X2B060D3PSB | 31400 | 15.5 | 8.7 | 31600 | 23600 | 74.68% | 2.13 | 0 | 11.2 |  |  |  |  | R-454B | 2.6167 | Residential & Commercial | USHP | Ducted CEE Tier 1
216767041 | Central HP <5.4 tons | TRANE | HRCU-A-CB (Split System: Heat Pump with Remote Outdoor Unit-Air-Source) | 5TWX7036A1 |  |  | 5TXCB006AS3 | S9X2B060U4PSB | 33000 | 16 | 8.7 | 32400 | 24000 | 74.07% | 2.15 | 0 | 12 |  |  |  |  | R-454B | 2.75 | Residential & Commercial | USHP | Ducted CEE Tier 1
214385649 | Central HP <5.4 tons | COMFORTMAKER | HRCU-A-CB (Split System: Heat Pump with Remote Outdoor Unit-Air-Source) | DLCURAH18ABK | ADP |  | H,YA10936 | *95MSU0401712A* | 17100 | 16 | 8.5 | 17100 | 18700 | 109.4% | 2.3 | 0 | 10 |  |  |  |  | R-410A | 1.425 | Residential & Commercial | USHP | Ducted CEE Tier 1
206135814 | Central HP <5.4 tons | HEIL | HRCU-A-CB (Split System: Heat Pump with Remote Outdoor Unit-Air-Source) | HVH837GKA** |  |  | EA*4X48L24A*+WALLCON | *80CSU1002120A* | 32200 | 17 | 8.1 | 32600 | 25000 | 76.69% | 1.96 | 12 | 11 |  |  |  |  | R-410A | 2.6833 | Residential & Commercial | USHP | Ducted CEE Tier 1
211755957 | Central HP <5.4 tons | YORK | HRCU-A-CB (Split System: Heat Pump with Remote Outdoor Unit-Air-Source) | HMH72B341 | ASPEN |  | D(A,C,E)36B34+TDR | YPLC060A12MP13 | 32000 | 17.5 | 8.1 | 34000 | 27800 | 81.76% | 2.5 | 0 | 9.4 |  |  |  |  | R-410A | 2.6667 | Residential & Commercial | USHP
211755966 | Central HP <5.4 tons | YORK | HRCU-A-CB (Split System: Heat Pump with Remote Outdoor Unit-Air-Source) | HMH72B341 | ASPEN |  | D(A,C,E)36B34+TDR | YPLC100C16MP13 | 32000 | 17.5 | 8.1 | 33800 | 27400 | 81.07% | 2.54 | 0 | 9.9 |  |  |  |  | R-410A | 2.6667 | Residential & Commercial | USHP
215683914 | Central HP <5.4 tons | BRYANT HEATING AND COOLING SYSTEMS | HRCU-A-CB (Split System: Heat Pump with Remote Outdoor Unit-Air-Source) | 290VAN036**AA* |  |  | CAA**3721AM*+UI | 935CB66100C21*** | 34600 | 18 | 9 | 35200 | 25000 | 71.02% | 1.9 | 0 | 10 |  |  |  |  | R-454B | 2.8833 | Residential & Commercial | USHP | Ducted CEE Tier 1
215683982 | Central HP <5.4 tons | BRYANT HEATING AND COOLING SYSTEMS | HRCU-A-CB (Split System: Heat Pump with Remote Outdoor Unit-Air-Source) | 290VAN036**AA* |  |  | CAA**4321AM*+UI | 88*TB60070C21*** | 34400 | 18 | 9 | 35400 | 25200 | 71.19% | 1.88 | 0 | 10 |  |  |  |  | R-454B | 2.8667 | Residential & Commercial | USHP | Ducted CEE Tier 1
214570514 | Central HP <5.4 tons | DAY & NIGHT | HRCU-A-CB (Split System: Heat Pump with Remote Outdoor Unit-Air-Source) | CVH825GKA3* |  |  | EA*4X42L21A*+WALLCON | *95CSU1002122B* | 23800 | 16.5 | 8.1 | 21400 | 16600 | 77.57% | 1.96 | 0 | 11 |  |  |  |  | R-410A | 1.9833 | Residential & Commercial | USHP | Ducted CEE Tier 1
214570664 | Central HP <5.4 tons | DAY & NIGHT | HRCU-A-CB (Split System: Heat Pump with Remote Outdoor Unit-Air-Source) | CVH825GKA3* |  |  | EA*4X43L21A*+WALLCON | *96CTN0802120B* | 24400 | 17 | 8.5 | 21200 | 16600 | 78.3% | 2.04 | 0 | 11 |  |  |  |  | R-410A | 2.0333 | Residential & Commercial | USHP | Ducted CEE Tier 1
214571164 | Central HP <5.4 tons | DAY & NIGHT | HRCU-A-CB (Split System: Heat Pump with Remote Outdoor Unit-Air-Source) | CVH825GKA3* |  |  | EN(A,D,W)4X42L21**+WALLCON | *95CSU0802120B* | 23800 | 16.5 | 8.1 | 21400 | 16700 | 78.04% | 1.96 | 0 | 11 |  |  |  |  | R-410A | 1.9833 | Residential & Commercial | USHP | Ducted CEE Tier 1
216796721 | Central HP <5.4 tons | TRANE | HRCU-A-CB (Split System: Heat Pump with Remote Outdoor Unit-Air-Source) | 5TWR5036A1 | ASPEN |  | D(A,C,E)48C3J+TDR | S9X1B060D3PSB | 31200 | 15.5 | 8.1 | 31800 | 22600 | 71.07% | 2.88 | 0 | 12 |  |  |  |  | R-454B | 2.6 | Residential & Commercial | USHP | Ducted CEE Tier 1
214571214 | Central HP <5.4 tons | DAY & NIGHT | HRCU-A-CB (Split System: Heat Pump with Remote Outdoor Unit-Air-Source) | CVH825GKA3* |  |  | EN(A,D,W)4X48L21**+WALLCON | *80CTL0702120B* | 24200 | 17 | 8.1 | 21200 | 16600 | 78.3% | 2.02 | 0 | 11 |  |  |  |  | R-410A | 2.0167 | Residential & Commercial | USHP | Ducted CEE Tier 1
215297507 | Central HP <5.4 tons | YORK | HRCU-A-CB (Split System: Heat Pump with Remote Outdoor Unit-Air-Source) | HMH72B341 | ADP |  | V,Y36H210P177 | Y81E100C20SMPS1 | 34000 | 17 | 8.5 | 31800 | 23200 | 72.96% | 2.08 | 0 | 9.5 |  |  |  |  | R-410A | 2.8333 | Residential & Commercial | USHP
216770020 | Central HP <5.4 tons | TRANE | HRCU-A-CB (Split System: Heat Pump with Remote Outdoor Unit-Air-Source) | 5TWR7048A1 |  |  | 5TXCC009AS3 | S8X1C080M5PSC | 43500 | 16 | 8.7 | 44000 | 32200 | 73.18% | 2.22 | 0 | 12 |  |  |  |  | R-454B | 3.625 | Residential & Commercial | USHP | Ducted CEE Tier 1
216767044 | Central HP <5.4 tons | TRANE | HRCU-A-CB (Split System: Heat Pump with Remote Outdoor Unit-Air-Source) | 5TWX7036A1 |  |  | 5TXCB006AS3 | S9X1B060D3PSB | 31400 | 15.5 | 8.7 | 31600 | 23600 | 74.68% | 2.13 | 0 | 11.2 |  |  |  |  | R-454B | 2.6167 | Residential & Commercial | USHP | Ducted CEE Tier 1
216767045 | Central HP <5.4 tons | TRANE | HRCU-A-CB (Split System: Heat Pump with Remote Outdoor Unit-Air-Source) | 5TWX7036A1 |  |  | 5TXCB006AS3 | S9X1B040D3PSB | 31600 | 15.5 | 8.7 | 32000 | 24000 | 75% | 2.12 | 0 | 11 |  |  |  |  | R-454B | 2.6333 | Residential & Commercial | USHP | Ducted CEE Tier 1
216767046 | Central HP <5.4 tons | TRANE | HRCU-A-CB (Split System: Heat Pump with Remote Outdoor Unit-Air-Source) | 5TWX7036A1 |  |  | 5TXCB006AS3 | S9V2B040D3VSB | 31400 | 15.5 | 8.7 | 31400 | 23600 | 75.16% | 2.12 | 0 | 11.2 |  |  |  |  | R-454B | 2.6167 | Residential & Commercial | USHP | Ducted CEE Tier 1
216770104 | Central HP <5.4 tons | TRANE | HRCU-A-CB (Split System: Heat Pump with Remote Outdoor Unit-Air-Source) | 5TWX7036A1 |  |  | 5PX*CD09AS3 | S8X1C100M5PSC | 34400 | 16.5 | 8.7 | 32600 | 24200 | 74.23% | 2.16 | 0 | 12 |  |  |  |  | R-454B | 2.8667 | Residential & Commercial | USHP | Ducted CEE Tier 1
214572484 | Central HP <5.4 tons | DAY & NIGHT | HRCU-A-CB (Split System: Heat Pump with Remote Outdoor Unit-Air-Source) | CVH837GKA** |  |  | EA*4X36L21A*+WALLCON | *95CSU0802120B* | 31400 | 17 | 8.1 | 33000 | 24200 | 73.33% | 1.86 | 0 | 11 |  |  |  |  | R-410A | 2.6167 | Residential & Commercial | USHP | Ducted CEE Tier 1
216797071 | Central HP <5.4 tons | TRANE | HRCU-A-CB (Split System: Heat Pump with Remote Outdoor Unit-Air-Source) | 5TWV8X36A1 | ASPEN |  | D(A,C,E)36C3J+TDR | L8V1A060U3VSB+LRP | 29400 | 17.5 | 8.1 | 33200 | 33200 | 100% | 2.7 | 0 | 9.8 |  |  |  |  | R-454B | 2.45 | Residential & Commercial | USHP
213252518 | Central HP <5.4 tons | BRYANT HEATING AND COOLING SYSTEMS | HRCU-A-CB (Split System: Heat Pump with Remote Outdoor Unit-Air-Source) | 38MURAQ30AB3* | ADP |  | CF371E* | 0 | 31200 | 15.2 | 8.5 | 33800 | 26400 | 78.11% | 1.86 | 0 | 9 |  |  |  |  | R-410A | 2.6 | Residential & Commercial | USHP
216776397 | Central HP <5.4 tons | YORK | HRCU-A-CB (Split System: Heat Pump with Remote Outdoor Unit-Air-Source) | HH860E2S11 | ADP |  | AD-60(P,U)******+TXV-BLEED | Y91E100C20SMPS1 | 51500 | 18 | 8.3 | 52000 | 38000 | 73.08% | 1.96 | 0 | 10.5 |  |  |  |  | R-454B | 4.2917 | Residential & Commercial | USHP | Ducted CEE Tier 1
216797048 | Central HP <5.4 tons | TRANE | HRCU-A-CB (Split System: Heat Pump with Remote Outdoor Unit-Air-Source) | 5TWV8X24A1 | ASPEN |  | D(A,C,E)30A4J+TDR | *DHMB060CCV3+LRP | 18900 | 18 | 8.5 | 23200 | 23200 | 100% | 2.76 | 0 | 9.8 |  |  |  |  | R-454B | 1.575 | Residential & Commercial | USHP
216797080 | Central HP <5.4 tons | TRANE | HRCU-A-CB (Split System: Heat Pump with Remote Outdoor Unit-Air-Source) | 5TWV8X36A1 | ASPEN |  | D(A,C,E)48C3J+TDR | S8V2B060M4PCB | 30400 | 18 | 8.5 | 32800 | 32800 | 100% | 2.69 | 0 | 9.8 |  |  |  |  | R-454B | 2.5333 | Residential & Commercial | USHP
216797082 | Central HP <5.4 tons | TRANE | HRCU-A-CB (Split System: Heat Pump with Remote Outdoor Unit-Air-Source) | 5TWV8X36A1 | ASPEN |  | D(A,C,E)48C3J+TDR | S8V2B060M4PDB | 30400 | 18 | 8.5 | 32800 | 32800 | 100% | 2.69 | 0 | 9.8 |  |  |  |  | R-454B | 2.5333 | Residential & Commercial | USHP
210868911 | Central HP <5.4 tons | FUJITSU | HRCU-A-CB (Split System: Heat Pump with Remote Outdoor Unit-Air-Source) | FOP1836MJAZCA |  |  | FCCA6021SZEA | FF75173LT80X | 34200 | 20 | 8.5 | 34200 | 43000 | 125.7% | 2.2 | 0 | 12.5 |  |  |  |  | R-410A | 2.85 | Residential & Commercial | USHP | Ducted CEE Tier 1
209880031 | Central HP <5.4 tons | FUJITSU | HRCU-A-CB (Split System: Heat Pump with Remote Outdoor Unit-Air-Source) | FOP1836MJAZCA |  |  | FCCA6021SZEA | FF98MV510021UPS*A | 34200 | 19 | 8.5 | 34200 | 43500 | 127.2% | 2.2 | 0 | 12.5 |  |  |  |  | R-410A | 2.85 | Residential & Commercial | USHP | Ducted CEE Tier 1
214573604 | Central HP <5.4 tons | DAY & NIGHT | HRCU-A-CB (Split System: Heat Pump with Remote Outdoor Unit-Air-Source) | CVH837GKA** |  |  | EN(A,D,W)4X60L24**+WALLCON | *96CTN0802120B* | 32800 | 19 | 8.5 | 32200 | 24600 | 76.4% | 1.98 | 0 | 12 |  |  |  |  | R-410A | 2.7333 | Residential & Commercial | USHP | Ducted CEE Tier 1
211756093 | Central HP <5.4 tons | YORK | HRCU-A-CB (Split System: Heat Pump with Remote Outdoor Unit-Air-Source) | HMH72B341 | ASPEN |  | D(A,C,E)36A46+TDR | TP9C120D20MP13 | 31600 | 17 | 8.1 | 32400 | 28200 | 87.04% | 2.57 | 0 | 9.3 |  |  |  |  | R-410A | 2.6333 | Residential & Commercial | USHP
214573654 | Central HP <5.4 tons | DAY & NIGHT | HRCU-A-CB (Split System: Heat Pump with Remote Outdoor Unit-Air-Source) | CVH837GKA2* |  |  | EA*4X36L21A*+WALLCON | *97CMN0802120B* | 31600 | 17 | 8.1 | 33000 | 24200 | 73.33% | 1.86 | 0 | 11 |  |  |  |  | R-410A | 2.6333 | Residential & Commercial | USHP | Ducted CEE Tier 1
214574074 | Central HP <5.4 tons | DAY & NIGHT | HRCU-A-CB (Split System: Heat Pump with Remote Outdoor Unit-Air-Source) | CVH837GKA2* |  |  | EA*4X60L24A*+WALLCON | *97CMN0802120B* | 32800 | 17.5 | 8.5 | 31600 | 24800 | 78.48% | 2 | 0 | 11.5 |  |  |  |  | R-410A | 2.7333 | Residential & Commercial | USHP | Ducted CEE Tier 1
216797087 | Central HP <5.4 tons | TRANE | HRCU-A-CB (Split System: Heat Pump with Remote Outdoor Unit-Air-Source) | 5TWV8X36A1 | ASPEN |  | D(A,C,E)36C3J+TDR | S8V2C080M5PCB | 29800 | 18 | 8.5 | 32600 | 32600 | 100% | 2.85 | 0 | 9.8 |  |  |  |  | R-454B | 2.4833 | Residential & Commercial | USHP
216797098 | Central HP <5.4 tons | TRANE | HRCU-A-CB (Split System: Heat Pump with Remote Outdoor Unit-Air-Source) | 5TWV8X36A1 | ASPEN |  | D(A,C,E)48C3J+TDR | S9V2B040U3PSC+LRP | 30200 | 18 | 8.5 | 32800 | 32800 | 100% | 2.72 | 0 | 9.8 |  |  |  |  | R-454B | 2.5167 | Residential & Commercial | USHP
214574124 | Central HP <5.4 tons | DAY & NIGHT | HRCU-A-CB (Split System: Heat Pump with Remote Outdoor Unit-Air-Source) | CVH837GKA2* |  |  | EA*4X61L21A*+WALLCON | *97CMN0602120B* | 33000 | 17.5 | 8.5 | 32200 | 25000 | 77.64% | 1.98 | 0 | 11 |  |  |  |  | R-410A | 2.75 | Residential & Commercial | USHP | Ducted CEE Tier 1
214574204 | Central HP <5.4 tons | DAY & NIGHT | HRCU-A-CB (Split System: Heat Pump with Remote Outdoor Unit-Air-Source) | CVH837GKA2* |  |  | EA*4X61L24A*+WALLCON | *96CTN0802120B* | 33200 | 18.5 | 8.5 | 31800 | 24800 | 77.99% | 2.02 | 0 | 11.5 |  |  |  |  | R-410A | 2.7667 | Residential & Commercial | USHP | Ducted CEE Tier 1
216797123 | Central HP <5.4 tons | TRANE | HRCU-A-CB (Split System: Heat Pump with Remote Outdoor Unit-Air-Source) | 5TWV8X36A1 | ASPEN |  | D(A,C,E)36C3J+TDR | S9V2C100U4VSB+LRP | 30000 | 18 | 8.5 | 32800 | 32800 | 100% | 2.82 | 0 | 9.8 |  |  |  |  | R-454B | 2.5 | Residential & Commercial | USHP
214574354 | Central HP <5.4 tons | DAY & NIGHT | HRCU-A-CB (Split System: Heat Pump with Remote Outdoor Unit-Air-Source) | CVH837GKA2* |  |  | EHD4X48AAL+WALLCON | *95CSU1002122B* | 32600 | 17.5 | 8.5 | 32600 | 24800 | 76.07% | 1.98 | 0 | 11 |  |  |  |  | R-410A | 2.7167 | Residential & Commercial | USHP | Ducted CEE Tier 1
216797119 | Central HP <5.4 tons | TRANE | HRCU-A-CB (Split System: Heat Pump with Remote Outdoor Unit-Air-Source) | 5TWV8X36A1 | ASPEN |  | D(A,C,E)36C3J+TDR | S9V2C100D4VSB+LRP | 30200 | 18 | 8.5 | 34000 | 34000 | 100% | 2.67 | 0 | 9.8 |  |  |  |  | R-454B | 2.5167 | Residential & Commercial | USHP
215669295 | Central HP <5.4 tons | AIRQUEST | HRCU-A-CB (Split System: Heat Pump with Remote Outdoor Unit-Air-Source) | H5H0V36*K*AAA* |  |  | EA*5X60M24A*+WALLCON | *80CSU1002120A* | 34400 | 18 | 9 | 34200 | 24800 | 72.51% | 1.9 | 0 | 10 |  |  |  |  | R-454B | 2.8667 | Residential & Commercial | USHP | Ducted CEE Tier 1
215670129 | Central HP <5.4 tons | AIRQUEST | HRCU-A-CB (Split System: Heat Pump with Remote Outdoor Unit-Air-Source) | H5H0V36*K*AAA* |  |  | ESH5X48M12A*+WALLCON | *80CSU0401712A* | 34200 | 17 | 8.5 | 35400 | 25200 | 71.19% | 1.88 | 0 | 9.5 |  |  |  |  | R-454B | 2.85 | Residential & Commercial | USHP
215940594 | Central HP <5.4 tons | CARRIER | HRCU-A-CB (Split System: Heat Pump with Remote Outdoor Unit-Air-Source) | 27VNA336A*030* |  |  | CVAVA3817XMA*+UI | 59TN7A060C17**16 | 35200 | 20.5 | 8.5 | 39000 | 29400 | 75.38% | 2 | 0 | 11.5 |  |  |  |  | R-454B | 2.9333 | Residential & Commercial | USHP | Ducted CEE Tier 1
215942400 | Central HP <5.4 tons | CARRIER | HRCU-A-CB (Split System: Heat Pump with Remote Outdoor Unit-Air-Source) | 27VNA336A*030* |  |  | CVAMA6021XMA*+UI | 59MN7C060C17**14 | 35200 | 21 | 8.5 | 37400 | 28000 | 74.87% | 2.06 | 0 | 11.7 |  |  |  |  | R-454B | 2.9333 | Residential & Commercial | USHP | Ducted CEE Tier 1
215441377 | Central HP <5.4 tons | YORK | HRCU-A-CB (Split System: Heat Pump with Remote Outdoor Unit-Air-Source) | HMH72B341 | ADP |  | V,Y36H210P177 | TM9E100C16MP12 | 34000 | 18 | 8.1 | 32000 | 23400 | 73.12% | 2.08 | 0 | 10 |  |  |  |  | R-410A | 2.8333 | Residential & Commercial | USHP | Ducted CEE Tier 1
216990308 | Central HP <5.4 tons | BRYANT HEATING AND COOLING SYSTEMS | HRCU-A-CB (Split System: Heat Pump with Remote Outdoor Unit-Air-Source) | 290VAN048**AA* | ADP |  | PL48H210P75*+TXV | 88*TB48090C17*** | 44000 | 17 | 9 | 46500 | 33800 | 72.69% | 2.06 | 0 | 9.5 |  |  |  |  | R-454B | 3.6667 | Residential & Commercial | USHP
211257747 | Central HP <5.4 tons | CARRIER | HRCU-A-CB (Split System: Heat Pump with Remote Outdoor Unit-Air-Source) | 38MURAQ18AB3* |  |  | CAP**1917AL* | 58S(B,C)*A045E14**12 | 18600 | 16.5 | 8.5 | 18500 | 17500 | 94.59% | 2.14 | 0 | 11 |  |  |  |  | R-410A | 1.55 | Residential & Commercial | USHP | Ducted CEE Tier 1
211257797 | Central HP <5.4 tons | CARRIER | HRCU-A-CB (Split System: Heat Pump with Remote Outdoor Unit-Air-Source) | 38MURAQ18AB3* |  |  | CAP**2417AL* | 58TP*A045V14**12 | 17600 | 16.5 | 8.5 | 18500 | 19100 | 103.2% | 2.3 | 0 | 10.5 |  |  |  |  | R-410A | 1.4667 | Residential & Commercial | USHP | Ducted CEE Tier 1
211257830 | Central HP <5.4 tons | CARRIER | HRCU-A-CB (Split System: Heat Pump with Remote Outdoor Unit-Air-Source) | 38MURAQ18AB3* |  |  | CAP**2417AL* | OVMAAB042112 | 18100 | 15.5 | 8.5 | 19100 | 18900 | 98.95% | 2.26 | 0 | 10.5 |  |  |  |  | R-410A | 1.5083 | Residential & Commercial | USHP | Ducted CEE Tier 1
215669069 | Central HP <5.4 tons | AIRQUEST | HRCU-A-CB (Split System: Heat Pump with Remote Outdoor Unit-Air-Source) | H5H0V36*K*AAA* |  |  | EA*5X43M21A*+WALLCON | *97CMN1002122B* | 34600 | 18 | 9 | 35200 | 25000 | 71.02% | 1.9 | 0 | 10 |  |  |  |  | R-454B | 2.8833 | Residential & Commercial | USHP | Ducted CEE Tier 1
215669135 | Central HP <5.4 tons | AIRQUEST | HRCU-A-CB (Split System: Heat Pump with Remote Outdoor Unit-Air-Source) | H5H0V36*K*AAA* |  |  | EA*5X48M21A*+WALLCON | *80CTL0701716B* | 33600 | 18 | 9 | 35200 | 25200 | 71.59% | 1.88 | 0 | 10 |  |  |  |  | R-454B | 2.8 | Residential & Commercial | USHP | Ducted CEE Tier 1
215669285 | Central HP <5.4 tons | AIRQUEST | HRCU-A-CB (Split System: Heat Pump with Remote Outdoor Unit-Air-Source) | H5H0V36*K*AAA* |  |  | EA*5X48M21A*+WALLCON | *96CTN1002122B* | 33800 | 18 | 9 | 35000 | 25000 | 71.43% | 1.9 | 0 | 10 |  |  |  |  | R-454B | 2.8167 | Residential & Commercial | USHP | Ducted CEE Tier 1
215669505 | Central HP <5.4 tons | AIRQUEST | HRCU-A-CB (Split System: Heat Pump with Remote Outdoor Unit-Air-Source) | H5H0V36*K*AAA* |  |  | EA*5X61M21A*+WALLCON | *95CSU0601716B* | 34600 | 17.5 | 9 | 34600 | 25000 | 72.25% | 1.9 | 0 | 10 |  |  |  |  | R-454B | 2.8833 | Residential & Commercial | USHP | Ducted CEE Tier 1
215669635 | Central HP <5.4 tons | AIRQUEST | HRCU-A-CB (Split System: Heat Pump with Remote Outdoor Unit-Air-Source) | H5H0V36*K*AAA* |  |  | EA*5X61M24A*+WALLCON | *80CTL0902120B* | 35000 | 18.5 | 9 | 34400 | 24600 | 71.51% | 1.92 | 0 | 10.5 |  |  |  |  | R-454B | 2.9167 | Residential & Commercial | USHP | Ducted CEE Tier 1
211257895 | Central HP <5.4 tons | CARRIER | HRCU-A-CB (Split System: Heat Pump with Remote Outdoor Unit-Air-Source) | 38MURAQ18AB3* |  |  | CAP**3014AL* | 59SC2D060E14**12 | 18200 | 16 | 8.5 | 18700 | 18400 | 98.4% | 2.22 | 0 | 10.5 |  |  |  |  | R-410A | 1.5167 | Residential & Commercial | USHP | Ducted CEE Tier 1
211257915 | Central HP <5.4 tons | CARRIER | HRCU-A-CB (Split System: Heat Pump with Remote Outdoor Unit-Air-Source) | 38MURAQ18AB3* |  |  | CAP**3017AL* | 58SU*A040E17**12 | 18600 | 16.5 | 9 | 19000 | 18200 | 95.79% | 2.22 | 0 | 11 |  |  |  |  | R-410A | 1.55 | Residential & Commercial | USHP | Ducted CEE Tier 1
211257945 | Central HP <5.4 tons | CARRIER | HRCU-A-CB (Split System: Heat Pump with Remote Outdoor Unit-Air-Source) | 38MURAQ18AB3* |  |  | CAP**3017AL* | OVMAAB036098 | 18300 | 16 | 8.5 | 18900 | 18400 | 97.35% | 2.22 | 0 | 10.5 |  |  |  |  | R-410A | 1.525 | Residential & Commercial | USHP | Ducted CEE Tier 1
211257946 | Central HP <5.4 tons | CARRIER | HRCU-A-CB (Split System: Heat Pump with Remote Outdoor Unit-Air-Source) | 38MURAQ18AB3* |  |  | CAP**3017AL* | OVLAAB036098 | 18200 | 15.5 | 8.5 | 18800 | 18400 | 97.87% | 2.22 | 0 | 10.5 |  |  |  |  | R-410A | 1.5167 | Residential & Commercial | USHP | Ducted CEE Tier 1
211257982 | Central HP <5.4 tons | CARRIER | HRCU-A-CB (Split System: Heat Pump with Remote Outdoor Unit-Air-Source) | 38MURAQ18AB3* |  |  | CNPV*2414AL* | 59SC5B026E14**10 | 18000 | 15.5 | 8.5 | 19000 | 18700 | 98.42% | 2.24 | 0 | 10.5 |  |  |  |  | R-410A | 1.5 | Residential & Commercial | USHP | Ducted CEE Tier 1
211257997 | Central HP <5.4 tons | CARRIER | HRCU-A-CB (Split System: Heat Pump with Remote Outdoor Unit-Air-Source) | 38MURAQ18AB3* |  |  | CNPV*2417AL* | 59SU5A040E17**12 | 17600 | 16 | 8.5 | 18500 | 18800 | 101.6% | 2.26 | 0 | 11 |  |  |  |  | R-410A | 1.4667 | Residential & Commercial | USHP | Ducted CEE Tier 1
211258029 | Central HP <5.4 tons | CARRIER | HRCU-A-CB (Split System: Heat Pump with Remote Outdoor Unit-Air-Source) | 38MURAQ18AB3* |  |  | CNPV*2417AL* | 59SC2D080E17**16 | 18500 | 16 | 8.5 | 19500 | 18400 | 94.36% | 2.24 | 0 | 11 |  |  |  |  | R-410A | 1.5417 | Residential & Commercial | USHP | Ducted CEE Tier 1
211258113 | Central HP <5.4 tons | CARRIER | HRCU-A-CB (Split System: Heat Pump with Remote Outdoor Unit-Air-Source) | 38MURAQ18AB3* |  |  | FB4CNP024L | 0 | 17300 | 16 | 8.5 | 18200 | 19400 | 106.6% | 2.34 | 0 | 10.5 |  |  |  |  | R-410A | 1.4417 | Residential & Commercial | USHP | Ducted CEE Tier 1
213607585 | Central HP <5.4 tons | CARRIER | HRCU-A-CB (Split System: Heat Pump with Remote Outdoor Unit-Air-Source) | 38MURAQ18AB3* |  |  | FG4ANXB24L* | 0 | 18100 | 16.5 | 8.5 | 18200 | 18200 | 100% | 2.2 | 0 | 11 |  |  |  |  | R-410A | 1.5083 | Residential & Commercial | USHP | Ducted CEE Tier 1
211628108 | Central HP <5.4 tons | YORK | HRCU-A-CB (Split System: Heat Pump with Remote Outdoor Unit-Air-Source) | HMH72B341 | ASPEN |  | D(A,C,E)36D36+TDR | TM9Y100C20MP11 | 32800 | 15.5 | 8.1 | 34000 | 27800 | 81.76% | 2.44 | 0 | 9.5 |  |  |  |  | R-410A | 2.7333 | Residential & Commercial | USHP
215224757 | Central HP <5.4 tons | CARRIER | HRCU-A-CB (Split System: Heat Pump with Remote Outdoor Unit-Air-Source) | 25VNA424A*031* | ADP |  | H,PG7J936 | 59MN7C080C17**14 | 23200 | 20 | 10 | 25200 | 19500 | 77.38% | 2.4 | 0 | 13 |  |  |  |  | R-410A | 1.9333 | Residential & Commercial | USHP | Ducted CEE Tier 1
209880050 | Central HP <5.4 tons | FUJITSU | HRCU-A-CB (Split System: Heat Pump with Remote Outdoor Unit-Air-Source) | FOP1860MJAZCA |  |  | FCCA6021SZEA | FF97MV510021DHS*A | 52500 | 18 | 8.1 | 52500 | 50500 | 96.19% | 1.9 | 0 | 10 |  |  |  |  | R-410A | 4.375 | Residential & Commercial | USHP | Ducted CEE Tier 1
215939683 | Central HP <5.4 tons | TEMPSTAR | HRCU-A-CB (Split System: Heat Pump with Remote Outdoor Unit-Air-Source) | T5H3V36*K*AAA* |  |  | EA*5X42M21A*+WALLCON | *97CTN0601716A* | 32400 | 19 | 9 | 35600 | 27400 | 76.97% | 1.88 | 0 | 10.5 |  |  |  |  | R-454B | 2.7 | Residential & Commercial | USHP | Ducted CEE Tier 1
215940383 | Central HP <5.4 tons | TEMPSTAR | HRCU-A-CB (Split System: Heat Pump with Remote Outdoor Unit-Air-Source) | T5H3V36*K*AAA* |  |  | EVM5X49M21A*+WALLCON | *97CTN0802120A* | 35600 | 21.5 | 8.5 | 38000 | 28600 | 75.26% | 2.04 | 0 | 12 |  |  |  |  | R-454B | 2.9667 | Residential & Commercial | USHP | Ducted CEE Tier 1
215940433 | Central HP <5.4 tons | TEMPSTAR | HRCU-A-CB (Split System: Heat Pump with Remote Outdoor Unit-Air-Source) | T5H3V36*K*AAA* |  |  | EVM5X60M21A*+WALLCON | *97CTN0601716A* | 35200 | 21 | 8.5 | 38500 | 29400 | 76.36% | 2.02 | 0 | 11.7 |  |  |  |  | R-454B | 2.9333 | Residential & Commercial | USHP | Ducted CEE Tier 1
206767552 | Central HP <5.4 tons | HEIL | HRCU-A-CB (Split System: Heat Pump with Remote Outdoor Unit-Air-Source) | HVH825GKA3* |  |  | EA*4X37L21A*+WALLCON | *95CSU1002122A* | 24400 | 17 | 8.5 | 21200 | 16600 | 78.3% | 2.04 | 11.5 | 11 |  |  |  |  | R-410A | 2.0333 | Residential & Commercial | USHP | Ducted CEE Tier 1
215674119 | Central HP <5.4 tons | COMFORTMAKER | HRCU-A-CB (Split System: Heat Pump with Remote Outdoor Unit-Air-Source) | C5H0V48*K*AAA* |  |  | EA*5X48M21A*+WALLCON | *97CMN0802120B* | 44000 | 17.5 | 9 | 48500 | 34200 | 70.52% | 2.06 | 0 | 9.5 |  |  |  |  | R-454B | 3.6667 | Residential & Commercial | USHP
211263060 | Central HP <5.4 tons | HEIL | HRCU-A-CB (Split System: Heat Pump with Remote Outdoor Unit-Air-Source) | DLCURAH18ABK |  |  | EN(A,D)4X24L17** | *80VTL0451412A* | 17600 | 16 | 8.5 | 18500 | 18800 | 101.6% | 2.26 | 0 | 11 |  |  |  |  | R-410A | 1.4667 | Residential & Commercial | USHP | Ducted CEE Tier 1
215674049 | Central HP <5.4 tons | COMFORTMAKER | HRCU-A-CB (Split System: Heat Pump with Remote Outdoor Unit-Air-Source) | C5H0V48*K*AAA* |  |  | EA*5X48M21A*+WALLCON | *80CTL0901716B* | 44000 | 17.5 | 9 | 48500 | 34200 | 70.52% | 2.06 | 0 | 9.5 |  |  |  |  | R-454B | 3.6667 | Residential & Commercial | USHP
215674249 | Central HP <5.4 tons | COMFORTMAKER | HRCU-A-CB (Split System: Heat Pump with Remote Outdoor Unit-Air-Source) | C5H0V48*K*AAA* |  |  | EA*5X60M24A*+WALLCON | *97CMN0802120B* | 45000 | 18 | 9 | 47500 | 33600 | 70.74% | 2.06 | 0 | 10 |  |  |  |  | R-454B | 3.75 | Residential & Commercial | USHP | Ducted CEE Tier 1
216770108 | Central HP <5.4 tons | TRANE | HRCU-A-CB (Split System: Heat Pump with Remote Outdoor Unit-Air-Source) | 5TWX7036A1 |  |  | 5TAMXD04AV31 | 0 | 33200 | 16 | 8.7 | 32800 | 24000 | 73.17% | 2.15 | 0 | 12 |  |  |  |  | R-454B | 2.7667 | Residential & Commercial | USHP | Ducted CEE Tier 1
208587414 | Central HP <5.4 tons | FUJITSU | HRCU-A-CB (Split System: Heat Pump with Remote Outdoor Unit-Air-Source) | FOP1860MJAZCA1 |  |  | FHRAVM6021SJZECA | 0 | 53000 | 19 | 8.1 | 48500 | 45500 | 93.81% | 1.8 | 0 | 10 |  |  |  |  | R-410A | 4.4167 | Residential & Commercial | USHP | Ducted CEE Tier 1
211197886 | Central HP <5.4 tons | FUJITSU | HRCU-A-CB (Split System: Heat Pump with Remote Outdoor Unit-Air-Source) | FOP1860MJAZCA |  |  | FCCA6021SZEA | FF98MV510021UPS*A | 52500 | 18 | 8.1 | 52000 | 49500 | 95.19% | 2 | 0 | 10 |  |  |  |  | R-410A | 4.375 | Residential & Commercial | USHP | Ducted CEE Tier 1
215487431 | Central HP <5.4 tons | DAIKIN | HRCU-A-CB (Split System: Heat Pump with Remote Outdoor Unit-Air-Source) | DH7VSA4210A* |  |  | CHPEA6030*3A* | D*80VC0804C*A* | 40500 | 17 | 8.6 | 41000 | 31000 | 75.61% | 2 | 0 | 10 |  |  |  |  | R-32 | 3.375 | Residential & Commercial | USHP | Ducted CEE Tier 1
215674239 | Central HP <5.4 tons | COMFORTMAKER | HRCU-A-CB (Split System: Heat Pump with Remote Outdoor Unit-Air-Source) | C5H0V48*K*AAA* |  |  | EA*5X60M24A*+WALLCON | *97CMN0602120B* | 45000 | 17.5 | 9 | 47500 | 34000 | 71.58% | 2.06 | 0 | 9.5 |  |  |  |  | R-454B | 3.75 | Residential & Commercial | USHP
215674419 | Central HP <5.4 tons | COMFORTMAKER | HRCU-A-CB (Split System: Heat Pump with Remote Outdoor Unit-Air-Source) | C5H0V48*K*AAA* |  |  | EA*5X61M21A*+WALLCON | *97CMN0802120B* | 46000 | 18 | 9 | 48000 | 33800 | 70.42% | 2.08 | 0 | 10 |  |  |  |  | R-454B | 3.8333 | Residential & Commercial | USHP | Ducted CEE Tier 1
211627571 | Central HP <5.4 tons | YORK | HRCU-A-CB (Split System: Heat Pump with Remote Outdoor Unit-Air-Source) | HMH72B341 | ASPEN |  | CM36B36+TDR | TL8E100C20UH11 | 32000 | 17.5 | 8.5 | 25400 | 31600 | 124.4% | 2.89 | 0 | 9.9 |  |  |  |  | R-410A | 2.6667 | Residential & Commercial | USHP
211627662 | Central HP <5.4 tons | YORK | HRCU-A-CB (Split System: Heat Pump with Remote Outdoor Unit-Air-Source) | HMH72B341 | ASPEN |  | CM36B36+TDR | TM8E080C16MP11 | 33000 | 18 | 8.2 | 25800 | 32600 | 126.4% | 2.88 | 0 | 10 |  |  |  |  | R-410A | 2.75 | Residential & Commercial | USHP | Ducted CEE Tier 1
211627766 | Central HP <5.4 tons | YORK | HRCU-A-CB (Split System: Heat Pump with Remote Outdoor Unit-Air-Source) | HMH72B341 | ASPEN |  | CM36B36+TDR | TM8V100C20MP12 | 31400 | 16.5 | 8.1 | 25200 | 31400 | 124.6% | 2.85 | 0 | 8.9 |  |  |  |  | R-410A | 2.6167 | Residential & Commercial | USHP
211628091 | Central HP <5.4 tons | YORK | HRCU-A-CB (Split System: Heat Pump with Remote Outdoor Unit-Air-Source) | HMH72B341 | ASPEN |  | CM36B36+TDR | TM9Y100C16MP11 | 32800 | 18 | 8.2 | 25800 | 32600 | 126.4% | 2.86 | 0 | 10 |  |  |  |  | R-410A | 2.7333 | Residential & Commercial | USHP | Ducted CEE Tier 1
215669685 | Central HP <5.4 tons | AIRQUEST | HRCU-A-CB (Split System: Heat Pump with Remote Outdoor Unit-Air-Source) | H5H0V36*K*AAA* |  |  | EA*5X61M24A*+WALLCON | *97CMN0602120B* | 34600 | 18 | 9 | 34600 | 25000 | 72.25% | 1.9 | 0 | 10 |  |  |  |  | R-454B | 2.8833 | Residential & Commercial | USHP | Ducted CEE Tier 1
215669855 | Central HP <5.4 tons | AIRQUEST | HRCU-A-CB (Split System: Heat Pump with Remote Outdoor Unit-Air-Source) | H5H0V36*K*AAA* |  |  | ESH5X36M12A*+WALLCON | *97CMN0601714B* | 33400 | 16 | 8.1 | 36000 | 25800 | 71.67% | 1.8 | 0 | 9 |  |  |  |  | R-454B | 2.7833 | Residential & Commercial | USHP
215681318 | Central HP <5.4 tons | COMFORTMAKER | HRCU-A-CB (Split System: Heat Pump with Remote Outdoor Unit-Air-Source) | C5H0V48*K*AAA* |  |  | EA*5X48M21A*+WALLCON | *80CSU0601716B* | 44000 | 17 | 9 | 48500 | 34200 | 70.52% | 2.04 | 0 | 9.5 |  |  |  |  | R-454B | 3.6667 | Residential & Commercial | USHP
215681468 | Central HP <5.4 tons | COMFORTMAKER | HRCU-A-CB (Split System: Heat Pump with Remote Outdoor Unit-Air-Source) | C5H0V48*K*AAA* |  |  | EA*5X61M21A*+WALLCON | *80CSU0802120B* | 46000 | 18 | 9 | 47500 | 33400 | 70.32% | 2.08 | 0 | 10 |  |  |  |  | R-454B | 3.8333 | Residential & Commercial | USHP | Ducted CEE Tier 1
215681488 | Central HP <5.4 tons | COMFORTMAKER | HRCU-A-CB (Split System: Heat Pump with Remote Outdoor Unit-Air-Source) | C5H0V48*K*AAA* |  |  | EA*5X61M21A*+WALLCON | *97CTN0801716A* | 45500 | 17.5 | 9 | 48000 | 34200 | 71.25% | 2.06 | 0 | 9.5 |  |  |  |  | R-454B | 3.7917 | Residential & Commercial | USHP
216767051 | Central HP <5.4 tons | TRANE | HRCU-A-CB (Split System: Heat Pump with Remote Outdoor Unit-Air-Source) | 5TWX7036A1 |  |  | 5TXCB006AS3 | S8V2B080M4PCB | 33400 | 16.5 | 8.7 | 32600 | 24200 | 74.23% | 2.16 | 0 | 12 |  |  |  |  | R-454B | 2.7833 | Residential & Commercial | USHP | Ducted CEE Tier 1
213773718 | Central HP <5.4 tons | AIRQUEST | HRCU-A-CB (Split System: Heat Pump with Remote Outdoor Unit-Air-Source) | HVH825GKA3* |  |  | EA*4X48L21A*+WALLCON | *80CTL0902120B* | 24000 | 17 | 8.1 | 21000 | 16500 | 78.57% | 2.02 | 0 | 11 |  |  |  |  | R-410A | 2 | Residential & Commercial | USHP | Ducted CEE Tier 1
215940583 | Central HP <5.4 tons | TEMPSTAR | HRCU-A-CB (Split System: Heat Pump with Remote Outdoor Unit-Air-Source) | T5H3V36*K*AAA* |  |  | EVD5X38M17A*+WALLCON | *80CSU0401712B* | 35600 | 22 | 8.5 | 38000 | 28600 | 75.26% | 2.04 | 0 | 12.5 |  |  |  |  | R-454B | 2.9667 | Residential & Commercial | USHP | Ducted CEE Tier 1
215940683 | Central HP <5.4 tons | TEMPSTAR | HRCU-A-CB (Split System: Heat Pump with Remote Outdoor Unit-Air-Source) | T5H3V36*K*AAA* |  |  | EVD5X42M21A*+WALLCON | *97CTN1002122A* | 34400 | 21 | 8.5 | 38500 | 28000 | 72.73% | 2.06 | 0 | 12 |  |  |  |  | R-454B | 2.8667 | Residential & Commercial | USHP | Ducted CEE Tier 1
215940903 | Central HP <5.4 tons | TEMPSTAR | HRCU-A-CB (Split System: Heat Pump with Remote Outdoor Unit-Air-Source) | T5H3V36*K*AAA* |  |  | EVD5X60M24A*+WALLCON | *97CTN1002122A* | 35600 | 22 | 8.5 | 38000 | 28400 | 74.74% | 2.04 | 0 | 12.5 |  |  |  |  | R-454B | 2.9667 | Residential & Commercial | USHP | Ducted CEE Tier 1
215681988 | Central HP <5.4 tons | COMFORTMAKER | HRCU-A-CB (Split System: Heat Pump with Remote Outdoor Unit-Air-Source) | C5H0V48*K*AAA* |  |  | EVM5X60M24A*+WALLCON | *80CSU0802120B* | 48000 | 19 | 9 | 50000 | 36200 | 72.4% | 2.12 | 0 | 10 |  |  |  |  | R-454B | 4 | Residential & Commercial | USHP | Ducted CEE Tier 1
215682038 | Central HP <5.4 tons | COMFORTMAKER | HRCU-A-CB (Split System: Heat Pump with Remote Outdoor Unit-Air-Source) | C5H0V48*K*AAA* |  |  | EVM5X61M24A*+WALLCON | *96CTN0802120B* | 48500 | 19 | 9.5 | 50000 | 36800 | 73.6% | 2.1 | 0 | 10.5 |  |  |  |  | R-454B | 4.0417 | Residential & Commercial | USHP | Ducted CEE Tier 1
215682438 | Central HP <5.4 tons | COMFORTMAKER | HRCU-A-CB (Split System: Heat Pump with Remote Outdoor Unit-Air-Source) | C5H0V48*K*AAA* |  |  | EVD5X61M21A*+WALLCON | *96CTN0802120B* | 48500 | 19 | 9 | 50000 | 36800 | 73.6% | 2 | 0 | 10.5 |  |  |  |  | R-454B | 4.0417 | Residential & Commercial | USHP | Ducted CEE Tier 1
216770092 | Central HP <5.4 tons | TRANE | HRCU-A-CB (Split System: Heat Pump with Remote Outdoor Unit-Air-Source) | 5TWX7024A1 |  |  | 5TAMXC03AV31 | 0 | 23800 | 17.1 | 8.5 | 22000 | 17200 | 78.18% | 1.95 | 0 | 12.7 |  |  |  |  | R-454B | 1.9833 | Residential & Commercial | USHP | Ducted CEE Tier 1
211168163 | Central HP <5.4 tons | AMERICAN STANDARD | HRCU-A-CB (Split System: Heat Pump with Remote Outdoor Unit-Air-Source) | 4A6V0X48A1 | ASPEN |  | 4PXFH009AZ3+TDR | *UD2C080ACV4 | 46000 | 19 | 8.2 | 41500 | 41500 | 100% | 2.26 | 0 | 11.7 |  |  |  |  | R-410A | 3.8333 | Residential & Commercial | USHP | Ducted CEE Tier 1
216643568 | Central HP <5.4 tons | CARRIER | HRCU-A-CB (Split System: Heat Pump with Remote Outdoor Unit-Air-Source) | 37MUHAQ18AA3 |  |  | CAA**1917AM* | 58SU*B040M17**12 | 18400 | 15.5 | 9.5 | 20000 | 17700 | 88.5% | 2 | 0 | 11.5 |  |  |  |  | R-454B | 1.5333 | Residential & Commercial | USHP | Ducted CEE Tier 1
215941053 | Central HP <5.4 tons | TEMPSTAR | HRCU-A-CB (Split System: Heat Pump with Remote Outdoor Unit-Air-Source) | T5H3V48*K*AAA* |  |  | EA*5X61M21A*+WALLCON | *80CSU0401712B* | 45500 | 21.5 | 9.5 | 48500 | 36800 | 75.88% | 2 | 0 | 11.5 |  |  |  |  | R-454B | 3.7917 | Residential & Commercial | USHP | Ducted CEE Tier 1
206136276 | Central HP <5.4 tons | HEIL | HRCU-A-CB (Split System: Heat Pump with Remote Outdoor Unit-Air-Source) | HVH837GKA** |  |  | EN(A,D,W)4X48L21**+WALLCON | *95CSU0802120A* | 32400 | 17.5 | 8.1 | 32800 | 24800 | 75.61% | 1.96 | 12 | 11.7 |  |  |  |  | R-410A | 2.7 | Residential & Commercial | USHP | Ducted CEE Tier 1
216735474 | Central HP <5.4 tons | DAY & NIGHT | HRCU-A-CB (Split System: Heat Pump with Remote Outdoor Unit-Air-Source) | D5CUHAH24AAK |  |  | EA*5X37M21A* | *80MS(N,L)0701716A* | 23000 | 16.5 | 8.5 | 20600 | 18400 | 89.32% | 1.98 | 0 | 11 |  |  |  |  | R-454B | 1.9167 | Residential & Commercial | USHP | Ducted CEE Tier 1
216735493 | Central HP <5.4 tons | DAY & NIGHT | HRCU-A-CB (Split System: Heat Pump with Remote Outdoor Unit-Air-Source) | D5CUHAH24AAK |  |  | EA*5X37M21A* | *80MS(N,L)0901714A* | 23000 | 16 | 8.5 | 20600 | 18400 | 89.32% | 1.98 | 0 | 11 |  |  |  |  | R-454B | 1.9167 | Residential & Commercial | USHP | Ducted CEE Tier 1
215670289 | Central HP <5.4 tons | AIRQUEST | HRCU-A-CB (Split System: Heat Pump with Remote Outdoor Unit-Air-Source) | H5H0V36*K*AAA* |  |  | ESH5X48M12A*+WALLCON | *97CMN0801714B* | 34000 | 16.5 | 8.5 | 35600 | 25400 | 71.35% | 1.76 | 0 | 9 |  |  |  |  | R-454B | 2.8333 | Residential & Commercial | USHP
215940763 | Central HP <5.4 tons | TEMPSTAR | HRCU-A-CB (Split System: Heat Pump with Remote Outdoor Unit-Air-Source) | T5H3V36*K*AAA* |  |  | EVD5X48M24A*+WALLCON | *97CTN1202422A* | 35000 | 21.5 | 8.5 | 38000 | 28200 | 74.21% | 2.02 | 0 | 12 |  |  |  |  | R-454B | 2.9167 | Residential & Commercial | USHP | Ducted CEE Tier 1
215670023 | Central HP <5.4 tons | AIRQUEST | HRCU-A-CB (Split System: Heat Pump with Remote Outdoor Unit-Air-Source) | H5H0V36*K*AAA* |  |  | ESH5X42M12A*+WALLCON | *95CSU0601716B* | 33800 | 16 | 8.5 | 35600 | 25400 | 71.35% | 1.78 | 0 | 9 |  |  |  |  | R-454B | 2.8167 | Residential & Commercial | USHP
215670055 | Central HP <5.4 tons | AIRQUEST | HRCU-A-CB (Split System: Heat Pump with Remote Outdoor Unit-Air-Source) | H5H0V36*K*AAA* |  |  | ESH5X42M12A*+WALLCON | *97CMN0801714B* | 33800 | 16.5 | 8.5 | 35800 | 25400 | 70.95% | 1.78 | 0 | 9 |  |  |  |  | R-454B | 2.8167 | Residential & Commercial | USHP
215670439 | Central HP <5.4 tons | AIRQUEST | HRCU-A-CB (Split System: Heat Pump with Remote Outdoor Unit-Air-Source) | H5H0V36*K*AAA* |  |  | ESH5X60M12A*+WALLCON | *80CTL0901716B* | 34600 | 17 | 8.5 | 34600 | 24800 | 71.68% | 1.8 | 0 | 9.5 |  |  |  |  | R-454B | 2.8833 | Residential & Commercial | USHP
215670539 | Central HP <5.4 tons | AIRQUEST | HRCU-A-CB (Split System: Heat Pump with Remote Outdoor Unit-Air-Source) | H5H0V36*K*AAA* |  |  | ESH5X60M12A*+WALLCON | *97CMN1002122B* | 34600 | 17 | 8.5 | 34600 | 24800 | 71.68% | 1.92 | 0 | 10 |  |  |  |  | R-454B | 2.8833 | Residential & Commercial | USHP | Ducted CEE Tier 1
209880048 | Central HP <5.4 tons | FUJITSU | HRCU-A-CB (Split System: Heat Pump with Remote Outdoor Unit-Air-Source) | FOP1860MJAZCA |  |  | FCCA6021SZEA | FF96TV507021M4S*A | 52500 | 18 | 8.1 | 52500 | 50500 | 96.19% | 1.9 | 0 | 10 |  |  |  |  | R-410A | 4.375 | Residential & Commercial | USHP | Ducted CEE Tier 1
216770082 | Central HP <5.4 tons | TRANE | HRCU-A-CB (Split System: Heat Pump with Remote Outdoor Unit-Air-Source) | 5TWR7060A1 |  |  | 5TXCD008AS3 | L8V1C100U5VSB | 51500 | 15.2 | 8.7 | 51500 | 39000 | 75.73% | 2.19 | 0 | 11 |  |  |  |  | R-454B | 4.2917 | Residential & Commercial | USHP | Ducted CEE Tier 1
213355364 | Central HP <5.4 tons | YORK | HRCU-A-CB (Split System: Heat Pump with Remote Outdoor Unit-Air-Source) | HMH72B361 | ASPEN |  | L(E,G)M48D6 | 0 | 35200 | 18 | 8.1 | 36000 | 26400 | 73.33% | 2.82 | 0 | 9 |  |  |  |  | R-410A | 2.9333 | Residential & Commercial | USHP
215936620 | Central HP <5.4 tons | DAY & NIGHT | HRCU-A-CB (Split System: Heat Pump with Remote Outdoor Unit-Air-Source) | C5H3V36*K*AAA* |  |  | EVD5X60M21A*+WALLCON | *80CTL0901716B* | 35600 | 22 | 8.5 | 38000 | 28600 | 75.26% | 2.02 | 0 | 12 |  |  |  |  | R-454B | 2.9667 | Residential & Commercial | USHP | Ducted CEE Tier 1
215936920 | Central HP <5.4 tons | DAY & NIGHT | HRCU-A-CB (Split System: Heat Pump with Remote Outdoor Unit-Air-Source) | C5H3V36*K*AAA* |  |  | EVD5X61M21A*+WALLCON | *96CTN0601714B* | 35600 | 21.5 | 8.5 | 37600 | 28200 | 75% | 2 | 0 | 12 |  |  |  |  | R-454B | 2.9667 | Residential & Commercial | USHP | Ducted CEE Tier 1
216990355 | Central HP <5.4 tons | BRYANT HEATING AND COOLING SYSTEMS | HRCU-A-CB (Split System: Heat Pump with Remote Outdoor Unit-Air-Source) | 290VAN048**AA* | ADP |  | C60A***L19*+TXV | 88*TB60110C21*** | 45000 | 18 | 9 | 45500 | 33000 | 72.53% | 2.08 | 0 | 10 |  |  |  |  | R-454B | 3.75 | Residential & Commercial | USHP | Ducted CEE Tier 1
213815733 | Central HP <5.4 tons | DAIKIN | HRCU-A-CB (Split System: Heat Pump with Remote Outdoor Unit-Air-Source) | DZ6VSA481EA* |  |  | CA*EA6030*4A*+MBVK20DP1X00A* | 0 | 44000 | 17 | 8.6 | 44000 | 31000 | 70.45% | 2 | 0 | 10 |  |  |  |  | R-410A | 3.6667 | Residential & Commercial | USHP | Ducted CEE Tier 1
216734725 | Central HP <5.4 tons | DAY & NIGHT | HRCU-A-CB (Split System: Heat Pump with Remote Outdoor Unit-Air-Source) | D5CUHAH24AAK |  |  | EA*5X36M17A* | *96VSN0801716B* | 22200 | 16 | 8.1 | 20800 | 18700 | 89.9% | 1.85 | 0 | 10.5 |  |  |  |  | R-454B | 1.85 | Residential & Commercial | USHP | Ducted CEE Tier 1
216453760 | Central HP <5.4 tons | RUUD | HRCU-A-CB (Split System: Heat Pump with Remote Outdoor Unit-Air-Source) | RD17AZ48AJ3N | ASPEN |  | D(A,C,E)48C44+TDR | R962V1005A21M4 | 42000 | 17 | 8.5 | 45500 | 35200 | 77.36% | 2.92 | 0 | 11 |  |  |  |  | R-410A | 3.5 | Residential & Commercial | USHP | Ducted CEE Tier 1
212632718 | Central HP <5.4 tons | LENNOX | HRCU-A-CB (Split System: Heat Pump with Remote Outdoor Unit-Air-Source) | SL25XPV-036-230A** | ADP |  | LD30/36Y9 | EL296DF110XV60C* | 33400 | 20 | 8.7 | 34400 | 29400 | 85.47% | 1.76 | 0 | 13 |  |  |  |  | R-410A | 2.7833 | Residential & Commercial | USHP | Ducted CEE Tier 1
216766662 | Central HP <5.4 tons | TRANE | HRCU-A-CB (Split System: Heat Pump with Remote Outdoor Unit-Air-Source) | 5TWR7060A1 |  |  | 5PX*D008AS3 | S9X2C080U5PSB | 51000 | 15.2 | 8.7 | 52000 | 39000 | 75% | 2.18 | 0 | 10 |  |  |  |  | R-454B | 4.25 | Residential & Commercial | USHP | Ducted CEE Tier 1
216766714 | Central HP <5.4 tons | TRANE | HRCU-A-CB (Split System: Heat Pump with Remote Outdoor Unit-Air-Source) | 5TWR7060A1 |  |  | 5PX*DD10AS3 | S8V2D120M5PCB | 51000 | 15.2 | 8.7 | 51000 | 38500 | 75.49% | 2.19 | 0 | 11 |  |  |  |  | R-454B | 4.25 | Residential & Commercial | USHP | Ducted CEE Tier 1
210868913 | Central HP <5.4 tons | FUJITSU | HRCU-A-CB (Split System: Heat Pump with Remote Outdoor Unit-Air-Source) | FOP1836MJAZCA |  |  | FCCA6021SZEA | FF100215LT80X | 34200 | 20 | 8.5 | 34200 | 43000 | 125.7% | 2.2 | 0 | 12.5 |  |  |  |  | R-410A | 2.85 | Residential & Commercial | USHP | Ducted CEE Tier 1
214624881 | Central HP <5.4 tons | CARRIER | HRCU-A-CB (Split System: Heat Pump with Remote Outdoor Unit-Air-Source) | 38MURAQ36AB3* | ADP |  | V,C36H175P159 | 58SU*B040M17**12 | 35200 | 16 | 8.5 | 36200 | 34200 | 94.48% | 2.04 | 0 | 9.5 |  |  |  |  | R-410A | 2.9333 | Residential & Commercial | USHP
214624897 | Central HP <5.4 tons | CARRIER | HRCU-A-CB (Split System: Heat Pump with Remote Outdoor Unit-Air-Source) | 38MURAQ36AB3* | ADP |  | C36A***L139 | 58SU*B060M17**16 | 34200 | 16 | 8.5 | 36200 | 34200 | 94.48% | 2.06 | 0 | 9.5 |  |  |  |  | R-410A | 2.85 | Residential & Commercial | USHP
212603225 | Central HP <5.4 tons | DAY & NIGHT | HRCU-A-CB (Split System: Heat Pump with Remote Outdoor Unit-Air-Source) | DLCURAH24ABK | ADP |  | FG32936 | *96VTN0801716A* | 23800 | 16 | 8.5 | 25200 | 23000 | 91.27% | 1.92 | 0 | 10 |  |  |  |  | R-410A | 1.9833 | Residential & Commercial | USHP | Ducted CEE Tier 1
215940937 | Central HP <5.4 tons | AIRQUEST | HRCU-A-CB (Split System: Heat Pump with Remote Outdoor Unit-Air-Source) | H5H3V48*K*AAA* |  |  | EA*5X48M21A*+WALLCON | *96CTN0802120B* | 43500 | 20.5 | 9.5 | 48000 | 36600 | 76.25% | 2 | 0 | 10.5 |  |  |  |  | R-454B | 3.625 | Residential & Commercial | USHP | Ducted CEE Tier 1
215940987 | Central HP <5.4 tons | AIRQUEST | HRCU-A-CB (Split System: Heat Pump with Remote Outdoor Unit-Air-Source) | H5H3V48*K*AAA* |  |  | EA*5X48M21A*+WALLCON | *97CTN1002122A* | 43500 | 21 | 9.5 | 48000 | 36400 | 75.83% | 2 | 0 | 10.5 |  |  |  |  | R-454B | 3.625 | Residential & Commercial | USHP | Ducted CEE Tier 1
216770070 | Central HP <5.4 tons | TRANE | HRCU-A-CB (Split System: Heat Pump with Remote Outdoor Unit-Air-Source) | 5TWR7060A1 |  |  | 5TAMXD07AV51 | 0 | 51000 | 15.2 | 8.7 | 50500 | 38000 | 75.25% | 2.16 | 0 | 11.2 |  |  |  |  | R-454B | 4.25 | Residential & Commercial | USHP | Ducted CEE Tier 1
215670329 | Central HP <5.4 tons | AIRQUEST | HRCU-A-CB (Split System: Heat Pump with Remote Outdoor Unit-Air-Source) | H5H0V36*K*AAA* |  |  | ESH5X48M12A*+WALLCON | *96CTN0401410B* | 32600 | 15.5 | 8.5 | 36000 | 25600 | 71.11% | 1.78 | 0 | 9 |  |  |  |  | R-454B | 2.7167 | Residential & Commercial | USHP
215670579 | Central HP <5.4 tons | AIRQUEST | HRCU-A-CB (Split System: Heat Pump with Remote Outdoor Unit-Air-Source) | H5H0V36*K*AAA* |  |  | ESH5X60M12A*+WALLCON | *96CTN0801714B* | 34400 | 17 | 8.5 | 34800 | 25000 | 71.84% | 1.78 | 0 | 9.5 |  |  |  |  | R-454B | 2.8667 | Residential & Commercial | USHP
215670599 | Central HP <5.4 tons | AIRQUEST | HRCU-A-CB (Split System: Heat Pump with Remote Outdoor Unit-Air-Source) | H5H0V36*K*AAA* |  |  | ESH5X60M12A*+WALLCON | *96CTN1202422B* | 34600 | 17 | 8.5 | 34600 | 24800 | 71.68% | 1.92 | 0 | 10 |  |  |  |  | R-454B | 2.8833 | Residential & Commercial | USHP | Ducted CEE Tier 1
211628117 | Central HP <5.4 tons | YORK | HRCU-A-CB (Split System: Heat Pump with Remote Outdoor Unit-Air-Source) | HMH72B341 | ASPEN |  | CM36B36+TDR | TM9Y120D20MP11 | 31600 | 16.5 | 8.5 | 25400 | 31600 | 124.4% | 2.92 | 0 | 9.3 |  |  |  |  | R-410A | 2.6333 | Residential & Commercial | USHP
215675348 | Central HP <5.4 tons | COMFORTMAKER | HRCU-A-CB (Split System: Heat Pump with Remote Outdoor Unit-Air-Source) | C5H0V48*K*AAA* |  |  | FCMA5B60L0D*+WALLCON | 0 | 46500 | 19.5 | 9.5 | 47000 | 33000 | 70.21% | 2.2 | 0 | 10.5 |  |  |  |  | R-454B | 3.875 | Residential & Commercial | USHP | Ducted CEE Tier 1
215675768 | Central HP <5.4 tons | COMFORTMAKER | HRCU-A-CB (Split System: Heat Pump with Remote Outdoor Unit-Air-Source) | C5H0V48*K*AAA* |  |  | EVM5X60M21A*+WALLCON | *95CSU0802120B* | 48000 | 18.5 | 9 | 50000 | 36800 | 73.6% | 2 | 0 | 10 |  |  |  |  | R-454B | 4 | Residential & Commercial | USHP | Ducted CEE Tier 1
215676618 | Central HP <5.4 tons | COMFORTMAKER | HRCU-A-CB (Split System: Heat Pump with Remote Outdoor Unit-Air-Source) | C5H0V48*K*AAA* |  |  | EVD5X60M24A*+WALLCON | *80CTL0902120B* | 48000 | 19 | 9 | 50000 | 36400 | 72.8% | 2 | 0 | 10.5 |  |  |  |  | R-454B | 4 | Residential & Commercial | USHP | Ducted CEE Tier 1
216770076 | Central HP <5.4 tons | TRANE | HRCU-A-CB (Split System: Heat Pump with Remote Outdoor Unit-Air-Source) | 5TWR7060A1 |  |  | 5TXCD008AS3 | S8X2D120M5PTC | 51500 | 16 | 8.7 | 51500 | 39000 | 75.73% | 2.19 | 0 | 11 |  |  |  |  | R-454B | 4.2917 | Residential & Commercial | USHP | Ducted CEE Tier 1
215939837 | Central HP <5.4 tons | AIRQUEST | HRCU-A-CB (Split System: Heat Pump with Remote Outdoor Unit-Air-Source) | H5H3V36*K*AAA* |  |  | EA*5X61M21A*+WALLCON | *80CSU0401712B* | 34400 | 20.5 | 9.5 | 34200 | 26000 | 76.02% | 2.06 | 0 | 12 |  |  |  |  | R-454B | 2.8667 | Residential & Commercial | USHP | Ducted CEE Tier 1
215939867 | Central HP <5.4 tons | AIRQUEST | HRCU-A-CB (Split System: Heat Pump with Remote Outdoor Unit-Air-Source) | H5H3V36*K*AAA* |  |  | EA*5X61M21A*+WALLCON | *97CTN0801716A* | 34200 | 20 | 9 | 34800 | 26600 | 76.44% | 1.92 | 0 | 11.5 |  |  |  |  | R-454B | 2.85 | Residential & Commercial | USHP | Ducted CEE Tier 1
215937170 | Central HP <5.4 tons | DAY & NIGHT | HRCU-A-CB (Split System: Heat Pump with Remote Outdoor Unit-Air-Source) | C5H3V48*K*AAA* |  |  | EVM5X49M21A*+WALLCON | *80CTL0901716B* | 44500 | 20.5 | 8.1 | 53500 | 37600 | 70.28% | 1.95 | 0 | 11.5 |  |  |  |  | R-454B | 3.7083 | Residential & Commercial | USHP | Ducted CEE Tier 1
215937840 | Central HP <5.4 tons | DAY & NIGHT | HRCU-A-CB (Split System: Heat Pump with Remote Outdoor Unit-Air-Source) | C5H3V48*K*AAA* |  |  | EVD5X48M21A*+WALLCON | *97CMN1002122B* | 44500 | 20 | 8.1 | 52000 | 38500 | 74.04% | 2 | 0 | 11 |  |  |  |  | R-454B | 3.7083 | Residential & Commercial | USHP | Ducted CEE Tier 1
216680592 | Central HP <5.4 tons | COMFORTMAKER | HRCU-A-CB (Split System: Heat Pump with Remote Outdoor Unit-Air-Source) | DLCURAH24ABK |  |  | EHD4X30AAL | *97VTN0801716A* | 23800 | 16 | 9 | 26000 | 22800 | 87.69% | 1.76 | 0 | 10 |  |  |  |  | R-410A | 1.9833 | Residential & Commercial | USHP | Ducted CEE Tier 1
216681509 | Central HP <5.4 tons | COMFORTMAKER | HRCU-A-CB (Split System: Heat Pump with Remote Outdoor Unit-Air-Source) | DLCURAH24ABK |  |  | EA*4X36L21A* | *97VTN0802120A* | 24000 | 17 | 9 | 26000 | 22800 | 87.69% | 1.78 | 0 | 10 |  |  |  |  | R-410A | 2 | Residential & Commercial | USHP | Ducted CEE Tier 1
215676668 | Central HP <5.4 tons | COMFORTMAKER | HRCU-A-CB (Split System: Heat Pump with Remote Outdoor Unit-Air-Source) | C5H0V48*K*AAA* |  |  | EVD5X60M24A*+WALLCON | *97CMN1202422B* | 48000 | 19 | 9 | 50000 | 36600 | 73.2% | 2 | 0 | 10 |  |  |  |  | R-454B | 4 | Residential & Commercial | USHP | Ducted CEE Tier 1
215682768 | Central HP <5.4 tons | COMFORTMAKER | HRCU-A-CB (Split System: Heat Pump with Remote Outdoor Unit-Air-Source) | C5H0V60*K*AAA* |  |  | ESH5X60M12A*+WALLCON | *97CTN0802120A* | 55500 | 17 | 8.5 | 60000 | 42000 | 70% | 1.9 | 0 | 8.5 |  |  |  |  | R-454B | 4.625 | Residential & Commercial | USHP
212348381 | Central HP <5.4 tons | CARRIER | HRCU-A-CB (Split System: Heat Pump with Remote Outdoor Unit-Air-Source) | 38MURAQ18AB3* | ASPEN |  | LEW30E4 | 0 | 17000 | 15.2 | 8.5 | 18000 | 18300 | 101.7% | 2.56 | 0 | 10.5 |  |  |  |  | R-410A | 1.4167 | Residential & Commercial | USHP | Ducted CEE Tier 1
213205859 | Central HP <5.4 tons | CARRIER | HRCU-A-CB (Split System: Heat Pump with Remote Outdoor Unit-Air-Source) | 38MURAQ24AA3* | ASPEN |  | D(A,C,E)36C34+TDR | 58S(B,C)*A070E17**16 | 23800 | 15.5 | 8.5 | 26200 | 22800 | 87.02% | 2.92 | 0 | 9.5 |  |  |  |  | R-410A | 1.9833 | Residential & Commercial | USHP
213205861 | Central HP <5.4 tons | CARRIER | HRCU-A-CB (Split System: Heat Pump with Remote Outdoor Unit-Air-Source) | 38MURAQ24AA3* | ASPEN |  | D(A,C,E)24B44+TDR | 58S(B,C)*A070E21**16 | 23800 | 16 | 8.1 | 25400 | 22600 | 88.98% | 2.92 | 0 | 9.5 |  |  |  |  | R-410A | 1.9833 | Residential & Commercial | USHP
213205895 | Central HP <5.4 tons | CARRIER | HRCU-A-CB (Split System: Heat Pump with Remote Outdoor Unit-Air-Source) | 38MURAQ24AA3* | ASPEN |  | D(A,C,E)36C34+TDR | 58S(B,C)*A090E21**20 | 23800 | 16 | 8.5 | 25800 | 22800 | 88.37% | 2.86 | 0 | 9.5 |  |  |  |  | R-410A | 1.9833 | Residential & Commercial | USHP
214441914 | Central HP <5.4 tons | BRYANT HEATING AND COOLING SYSTEMS | HRCU-A-CB (Split System: Heat Pump with Remote Outdoor Unit-Air-Source) | 284ANV048*0**B* | ADP |  | V,C60H210P299 | 88*TB60090C21*** | 44000 | 21 | 9.5 | 44000 | 35600 | 80.91% | 2.28 | 0 | 12 |  |  |  |  | R-410A | 3.6667 | Residential & Commercial | USHP | Ducted CEE Tier 1
215683218 | Central HP <5.4 tons | COMFORTMAKER | HRCU-A-CB (Split System: Heat Pump with Remote Outdoor Unit-Air-Source) | C5H0V60*K*AAA* |  |  | EVD5X61M24A*+WALLCON | *97CTN0802120A* | 57500 | 18.5 | 9 | 64000 | 45000 | 70.31% | 2.08 | 0 | 9 |  |  |  |  | R-454B | 4.7917 | Residential & Commercial | USHP
215669007 | Central HP <5.4 tons | COMFORTMAKER | HRCU-A-CB (Split System: Heat Pump with Remote Outdoor Unit-Air-Source) | C5H0V36*K*AAA* |  |  | EA*5X43M21A*+WALLCON | *80CTL0902120B* | 34600 | 18 | 9 | 35200 | 25000 | 71.02% | 1.9 | 0 | 10 |  |  |  |  | R-454B | 2.8833 | Residential & Commercial | USHP | Ducted CEE Tier 1
215669023 | Central HP <5.4 tons | COMFORTMAKER | HRCU-A-CB (Split System: Heat Pump with Remote Outdoor Unit-Air-Source) | C5H0V36*K*AAA* |  |  | EA*5X43M21A*+WALLCON | *95CSU0601716B* | 34400 | 17.5 | 9 | 35400 | 25200 | 71.19% | 1.88 | 0 | 9.5 |  |  |  |  | R-454B | 2.8667 | Residential & Commercial | USHP
215669507 | Central HP <5.4 tons | COMFORTMAKER | HRCU-A-CB (Split System: Heat Pump with Remote Outdoor Unit-Air-Source) | C5H0V36*K*AAA* |  |  | EA*5X61M21A*+WALLCON | *95CSU0601716B* | 34600 | 17.5 | 9 | 34600 | 25000 | 72.25% | 1.9 | 0 | 10 |  |  |  |  | R-454B | 2.8833 | Residential & Commercial | USHP | Ducted CEE Tier 1
215669557 | Central HP <5.4 tons | COMFORTMAKER | HRCU-A-CB (Split System: Heat Pump with Remote Outdoor Unit-Air-Source) | C5H0V36*K*AAA* |  |  | EA*5X61M21A*+WALLCON | *97CMN0801714B* | 34600 | 18 | 9 | 34600 | 25000 | 72.25% | 1.9 | 0 | 10 |  |  |  |  | R-454B | 2.8833 | Residential & Commercial | USHP | Ducted CEE Tier 1
215940187 | Central HP <5.4 tons | AIRQUEST | HRCU-A-CB (Split System: Heat Pump with Remote Outdoor Unit-Air-Source) | H5H3V36*K*AAA* |  |  | ESH5X60M12A*+WALLCON | *80CSU0401712B* | 34200 | 19.5 | 9 | 34200 | 26000 | 76.02% | 1.94 | 0 | 11.7 |  |  |  |  | R-454B | 2.85 | Residential & Commercial | USHP | Ducted CEE Tier 1
215940287 | Central HP <5.4 tons | AIRQUEST | HRCU-A-CB (Split System: Heat Pump with Remote Outdoor Unit-Air-Source) | H5H3V36*K*AAA* |  |  | EVM5X44M21A*+WALLCON | *97CTN0601716A* | 35200 | 21 | 8.5 | 38500 | 29400 | 76.36% | 2 | 0 | 11.7 |  |  |  |  | R-454B | 2.9333 | Residential & Commercial | USHP | Ducted CEE Tier 1
214624847 | Central HP <5.4 tons | CARRIER | HRCU-A-CB (Split System: Heat Pump with Remote Outdoor Unit-Air-Source) | 38MURAQ30AB3* | ADP |  | V,C36H175P149 | 58SU*B060M17**16 | 29600 | 15.2 | 8.1 | 32200 | 27000 | 83.85% | 1.8 | 0 | 9 |  |  |  |  | R-410A | 2.4667 | Residential & Commercial | USHP
214624849 | Central HP <5.4 tons | CARRIER | HRCU-A-CB (Split System: Heat Pump with Remote Outdoor Unit-Air-Source) | 38MURAQ30AB3* | ADP |  | PL36H175P159 | 58SU*B060M17**16 | 29800 | 15.2 | 8.1 | 32200 | 27000 | 83.85% | 1.8 | 0 | 9 |  |  |  |  | R-410A | 2.4833 | Residential & Commercial | USHP
215940387 | Central HP <5.4 tons | AIRQUEST | HRCU-A-CB (Split System: Heat Pump with Remote Outdoor Unit-Air-Source) | H5H3V36*K*AAA* |  |  | EVM5X49M21A*+WALLCON | *97CTN1002122A* | 35600 | 22 | 8.5 | 38000 | 28600 | 75.26% | 2.02 | 0 | 12.5 |  |  |  |  | R-454B | 2.9667 | Residential & Commercial | USHP | Ducted CEE Tier 1
214624797 | Central HP <5.4 tons | CARRIER | HRCU-A-CB (Split System: Heat Pump with Remote Outdoor Unit-Air-Source) | 38MURAQ24AB3* | ADP |  | C36A***L159 | 58SU*B060M17**16 | 23600 | 17 | 8.5 | 24000 | 23600 | 98.33% | 2 | 0 | 10.5 |  |  |  |  | R-410A | 1.9667 | Residential & Commercial | USHP | Ducted CEE Tier 1
213205928 | Central HP <5.4 tons | CARRIER | HRCU-A-CB (Split System: Heat Pump with Remote Outdoor Unit-Air-Source) | 38MURAQ24AA3* | ASPEN |  | D(A,C,E)36B34+TDR | 58TP*A070V17**16 | 23800 | 16.5 | 8.1 | 25200 | 22600 | 89.68% | 2.91 | 0 | 9.5 |  |  |  |  | R-410A | 1.9833 | Residential & Commercial | USHP
213205962 | Central HP <5.4 tons | CARRIER | HRCU-A-CB (Split System: Heat Pump with Remote Outdoor Unit-Air-Source) | 38MURAQ24AA3* | ASPEN |  | D(A,C,E)30C44+TDR | 58TP*A110V21**22 | 23800 | 16.5 | 8.1 | 25000 | 22200 | 88.8% | 2.94 | 0 | 9.5 |  |  |  |  | R-410A | 1.9833 | Residential & Commercial | USHP
215669825 | Central HP <5.4 tons | COMFORTMAKER | HRCU-A-CB (Split System: Heat Pump with Remote Outdoor Unit-Air-Source) | C5H0V36*K*AAA* |  |  | ESH5X36M12A*+WALLCON | *80CTL1352422B* | 33800 | 16 | 8.5 | 35600 | 25400 | 71.35% | 1.76 | 0 | 9.5 |  |  |  |  | R-454B | 2.8167 | Residential & Commercial | USHP
213360270 | Central HP <5.4 tons | LENNOX | HRCU-A-CB (Split System: Heat Pump with Remote Outdoor Unit-Air-Source) | SL25XPV-036-230A** | ADP |  | L*35/36U9 | EL297UH090XV60C* | 33600 | 21 | 8.6 | 32800 | 26200 | 79.88% | 1.8 | 0 | 13 |  |  |  |  | R-410A | 2.8 | Residential & Commercial | USHP | Ducted CEE Tier 1
213360272 | Central HP <5.4 tons | LENNOX | HRCU-A-CB (Split System: Heat Pump with Remote Outdoor Unit-Air-Source) | SL25XPV-036-230A** | ADP |  | LH35/38X9 | EL297UH090XV60C* | 33600 | 21 | 8.6 | 32800 | 26200 | 79.88% | 1.8 | 0 | 13 |  |  |  |  | R-410A | 2.8 | Residential & Commercial | USHP | Ducted CEE Tier 1
212632725 | Central HP <5.4 tons | LENNOX | HRCU-A-CB (Split System: Heat Pump with Remote Outdoor Unit-Air-Source) | SL25XPV-036-230A** | ADP |  | LD31/36Z9 | SL280DF060NV36B* | 33200 | 21 | 8.7 | 34400 | 29600 | 86.05% | 1.76 | 0 | 12.5 |  |  |  |  | R-410A | 2.7667 | Residential & Commercial | USHP | Ducted CEE Tier 1
212632770 | Central HP <5.4 tons | LENNOX | HRCU-A-CB (Split System: Heat Pump with Remote Outdoor Unit-Air-Source) | SL25XPV-036-230A** | ADP |  | LD24/35Y9 | SLP99DF110XV60C* | 33400 | 20 | 8.7 | 34400 | 29400 | 85.47% | 1.76 | 0 | 13 |  |  |  |  | R-410A | 2.7833 | Residential & Commercial | USHP | Ducted CEE Tier 1
214861576 | Central HP <5.4 tons | MDV | HRCU-A-CB (Split System: Heat Pump with Remote Outdoor Unit-Air-Source) | MOE30-48HFN10-M2X |  |  | MVBC-48HWFN10-MD2-D | 0 | 48000 | 17 | 10.2 | 50000 | 46000 | 92% | 2 | 0 | 10 |  |  |  |  | R-454B | 4 | Residential & Commercial | USHP | Ducted CEE Tier 1
211756123 | Central HP <5.4 tons | YORK | HRCU-A-CB (Split System: Heat Pump with Remote Outdoor Unit-Air-Source) | HMH72B341 | ASPEN |  | D(A,C,E)36A46+TDR | YPLC080C16MP13 | 32000 | 17.5 | 8.1 | 33800 | 27400 | 81.07% | 2.54 | 0 | 9.9 |  |  |  |  | R-410A | 2.6667 | Residential & Commercial | USHP
212498593 | Central HP <5.4 tons | BRYANT HEATING AND COOLING SYSTEMS | HRCU-A-CB (Split System: Heat Pump with Remote Outdoor Unit-Air-Source) | 38MURAQ18AB3* | ADP |  | CE1801A+TXV | 0 | 17400 | 17 | 8.6 | 17000 | 19300 | 113.5% | 2.3 | 0 | 10.5 |  |  |  |  | R-410A | 1.45 | Residential & Commercial | USHP | Ducted CEE Tier 1
213206129 | Central HP <5.4 tons | CARRIER | HRCU-A-CB (Split System: Heat Pump with Remote Outdoor Unit-Air-Source) | 38MURAQ24AA3* | ASPEN |  | D(A,C,E)36C34+TDR | 59SC5B080E21**20 | 23800 | 15.5 | 8.5 | 26000 | 22600 | 86.92% | 2.88 | 0 | 9.5 |  |  |  |  | R-410A | 1.9833 | Residential & Commercial | USHP
213206178 | Central HP <5.4 tons | CARRIER | HRCU-A-CB (Split System: Heat Pump with Remote Outdoor Unit-Air-Source) | 38MURAQ24AA3* | ASPEN |  | D(A,C,E)24B44+TDR | 59TP6B080V17**16 | 23800 | 16 | 8.1 | 25400 | 22600 | 88.98% | 2.92 | 0 | 9.5 |  |  |  |  | R-410A | 1.9833 | Residential & Commercial | USHP
213206211 | Central HP <5.4 tons | CARRIER | HRCU-A-CB (Split System: Heat Pump with Remote Outdoor Unit-Air-Source) | 38MURAQ24AA3* | ASPEN |  | D(A,C,E)36C34+TDR | 59TP6B100V21**20 | 23800 | 16 | 8.1 | 25000 | 22400 | 89.6% | 2.89 | 0 | 9.5 |  |  |  |  | R-410A | 1.9833 | Residential & Commercial | USHP
216735578 | Central HP <5.4 tons | DAY & NIGHT | HRCU-A-CB (Split System: Heat Pump with Remote Outdoor Unit-Air-Source) | D5CUHAH24AAK |  |  | EA*5X37M21A* | *80MSU0802120A* | 22800 | 16.5 | 8.5 | 20400 | 18300 | 89.71% | 1.98 | 0 | 11 |  |  |  |  | R-454B | 1.9 | Residential & Commercial | USHP | Ducted CEE Tier 1
216765994 | Central HP <5.4 tons | TRANE | HRCU-A-CB (Split System: Heat Pump with Remote Outdoor Unit-Air-Source) | 5TWR7024A1 |  |  | 5TXCB006AS3+P0V0B000M40SD | 0 | 23400 | 17.1 | 8.7 | 21600 | 17100 | 79.17% | 2.04 | 0 | 12.5 |  |  |  |  | R-454B | 1.95 | Residential & Commercial | USHP | Ducted CEE Tier 1
212632693 | Central HP <5.4 tons | LENNOX | HRCU-A-CB (Split System: Heat Pump with Remote Outdoor Unit-Air-Source) | SL25XPV-024-230A** | ADP |  | LD24/35Y9 | SLP99DF090XV36C* | 21800 | 20 | 9.3 | 20000 | 18200 | 91% | 1.76 | 0 | 12 |  |  |  |  | R-410A | 1.8167 | Residential & Commercial | USHP | Ducted CEE Tier 1
215669977 | Central HP <5.4 tons | COMFORTMAKER | HRCU-A-CB (Split System: Heat Pump with Remote Outdoor Unit-Air-Source) | C5H0V36*K*AAA* |  |  | ESH5X42M12A*+WALLCON | *80CTL0701716B* | 33800 | 16.5 | 8.5 | 35600 | 25400 | 71.35% | 1.78 | 0 | 9.5 |  |  |  |  | R-454B | 2.8167 | Residential & Commercial | USHP
215670041 | Central HP <5.4 tons | COMFORTMAKER | HRCU-A-CB (Split System: Heat Pump with Remote Outdoor Unit-Air-Source) | C5H0V36*K*AAA* |  |  | ESH5X42M12A*+WALLCON | *95CSU1002122B* | 34000 | 16.5 | 8.5 | 35600 | 25200 | 70.79% | 1.78 | 0 | 9.5 |  |  |  |  | R-454B | 2.8333 | Residential & Commercial | USHP
215670291 | Central HP <5.4 tons | COMFORTMAKER | HRCU-A-CB (Split System: Heat Pump with Remote Outdoor Unit-Air-Source) | C5H0V36*K*AAA* |  |  | ESH5X48M12A*+WALLCON | *97CMN0801714B* | 34000 | 16.5 | 8.5 | 35600 | 25400 | 71.35% | 1.76 | 0 | 9 |  |  |  |  | R-454B | 2.8333 | Residential & Commercial | USHP
215670341 | Central HP <5.4 tons | COMFORTMAKER | HRCU-A-CB (Split System: Heat Pump with Remote Outdoor Unit-Air-Source) | C5H0V36*K*AAA* |  |  | ESH5X48M12A*+WALLCON | *96CTN0601714B* | 33800 | 16 | 8.5 | 35600 | 25400 | 71.35% | 1.78 | 0 | 9 |  |  |  |  | R-454B | 2.8167 | Residential & Commercial | USHP
215670511 | Central HP <5.4 tons | COMFORTMAKER | HRCU-A-CB (Split System: Heat Pump with Remote Outdoor Unit-Air-Source) | C5H0V36*K*AAA* |  |  | ESH5X60M12A*+WALLCON | *97CMN0602120B* | 34400 | 16 | 8.5 | 34800 | 25000 | 71.84% | 1.78 | 0 | 9.5 |  |  |  |  | R-454B | 2.8667 | Residential & Commercial | USHP
213204110 | Central HP <5.4 tons | TEMPSTAR | HRCU-A-CB (Split System: Heat Pump with Remote Outdoor Unit-Air-Source) | DLCURAH24AAK | ASPEN |  | D(A,C,E)24B44+TDR | *80ES(N,L)1102120A* | 23800 | 15.5 | 8.5 | 26200 | 27600 | 105.3% | 2.7 | 0 | 9 |  |  |  |  | R-410A | 1.9833 | Residential & Commercial | USHP
213204192 | Central HP <5.4 tons | TEMPSTAR | HRCU-A-CB (Split System: Heat Pump with Remote Outdoor Unit-Air-Source) | DLCURAH24AAK | ASPEN |  | D(A,C,E)24B44+TDR | *92ESN1002120A* | 23800 | 16 | 8.5 | 26000 | 28200 | 108.5% | 2.61 | 0 | 9 |  |  |  |  | R-410A | 1.9833 | Residential & Commercial | USHP
206765700 | Central HP <5.4 tons | HEIL | HRCU-A-CB (Split System: Heat Pump with Remote Outdoor Unit-Air-Source) | HVH825GKA3* |  |  | EA*4X36L17A*+WALLCON | *80CTL0701412A* | 23600 | 17 | 8.1 | 21400 | 16600 | 77.57% | 1.94 | 11 | 11 |  |  |  |  | R-410A | 1.9667 | Residential & Commercial | USHP | Ducted CEE Tier 1
206765934 | Central HP <5.4 tons | HEIL | HRCU-A-CB (Split System: Heat Pump with Remote Outdoor Unit-Air-Source) | HVH825GKA3* |  |  | EA*4X37L21A*+WALLCON | *80CTL0701716A* | 24400 | 17 | 8.5 | 21200 | 16600 | 78.3% | 2.02 | 11 | 11 |  |  |  |  | R-410A | 2.0333 | Residential & Commercial | USHP | Ducted CEE Tier 1
213815727 | Central HP <5.4 tons | DAIKIN | HRCU-A-CB (Split System: Heat Pump with Remote Outdoor Unit-Air-Source) | DZ6VSA241EA* |  |  | CA*EA2422*4A*+MBVK16CP1X00A* | 0 | 23000 | 17 | 8.6 | 23000 | 16100 | 70% | 2 | 0 | 10 |  |  |  |  | R-410A | 1.9167 | Residential & Commercial | USHP | Ducted CEE Tier 1
213739551 | Central HP <5.4 tons | DAY & NIGHT | HRCU-A-CB (Split System: Heat Pump with Remote Outdoor Unit-Air-Source) | DLCURAH18ABK | ADP |  | PL36H175P789 | *92MSN0601412A* | 17500 | 16 | 8.5 | 16900 | 18800 | 111.2% | 2.3 | 0 | 11 |  |  |  |  | R-410A | 1.4583 | Residential & Commercial | USHP | Ducted CEE Tier 1
213739576 | Central HP <5.4 tons | DAY & NIGHT | HRCU-A-CB (Split System: Heat Pump with Remote Outdoor Unit-Air-Source) | DLCURAH18ABK | ADP |  | FG33936 | *96MSN0401410A* | 17400 | 16 | 8.5 | 16900 | 19100 | 113% | 2.34 | 0 | 10.5 |  |  |  |  | R-410A | 1.45 | Residential & Commercial | USHP | Ducted CEE Tier 1
213739603 | Central HP <5.4 tons | DAY & NIGHT | HRCU-A-CB (Split System: Heat Pump with Remote Outdoor Unit-Air-Source) | DLCURAH18ABK | ADP |  | FG33936 | *96VSN0401410B* | 17100 | 17 | 8.5 | 16600 | 19000 | 114.5% | 2.34 | 0 | 10.5 |  |  |  |  | R-410A | 1.425 | Residential & Commercial | USHP | Ducted CEE Tier 1
213739642 | Central HP <5.4 tons | DAY & NIGHT | HRCU-A-CB (Split System: Heat Pump with Remote Outdoor Unit-Air-Source) | DLCURAH18ABK | ADP |  | PL36H175P789 | *96VTN0401712B* | 17400 | 16 | 8.5 | 16400 | 18400 | 112.2% | 2.24 | 0 | 10.5 |  |  |  |  | R-410A | 1.45 | Residential & Commercial | USHP | Ducted CEE Tier 1
212603089 | Central HP <5.4 tons | DAY & NIGHT | HRCU-A-CB (Split System: Heat Pump with Remote Outdoor Unit-Air-Source) | DLCURAH18ABK | ADP |  | FG80936 | *92ESN0601412A* | 18300 | 16 | 8.5 | 17200 | 17900 | 104.1% | 2.22 | 0 | 11 |  |  |  |  | R-410A | 1.525 | Residential & Commercial | USHP | Ducted CEE Tier 1
216747485 | Central HP <5.4 tons | FUJITSU | HRCU-A-CB (Split System: Heat Pump with Remote Outdoor Unit-Air-Source) | FOP1924MJAYCA |  |  | FCCA2421HYEA | FF80TV510021UH | 22800 | 20 | 8.5 | 22800 | 18400 | 80.7% | 1.8 | 0 | 13 |  |  |  |  | R-454B | 1.9 | Residential & Commercial | USHP | Ducted CEE Tier 1
206136116 | Central HP <5.4 tons | HEIL | HRCU-A-CB (Split System: Heat Pump with Remote Outdoor Unit-Air-Source) | HVH837GKA** |  |  | EA*4X42L24A*+WALLCON | *95CSU0802120A* | 31800 | 17.5 | 8.1 | 33000 | 24400 | 73.94% | 1.9 | 11.5 | 11 |  |  |  |  | R-410A | 2.65 | Residential & Commercial | USHP | Ducted CEE Tier 1
206136166 | Central HP <5.4 tons | HEIL | HRCU-A-CB (Split System: Heat Pump with Remote Outdoor Unit-Air-Source) | HVH837GKA** |  |  | EA*4X48L21A*+WALLCON | *95CSU0802120A* | 32400 | 17.5 | 8.5 | 32600 | 25000 | 76.69% | 1.98 | 12 | 11.5 |  |  |  |  | R-410A | 2.7 | Residential & Commercial | USHP | Ducted CEE Tier 1
212498559 | Central HP <5.4 tons | BRYANT HEATING AND COOLING SYSTEMS | HRCU-A-CB (Split System: Heat Pump with Remote Outdoor Unit-Air-Source) | 38MURAQ24AB3* | ADP |  | CP2403A+TXV+TD | 0 | 23000 | 16 | 8.5 | 24800 | 22600 | 91.13% | 1.84 | 0 | 10 |  |  |  |  | R-410A | 1.9167 | Residential & Commercial | USHP | Ducted CEE Tier 1
215670619 | Central HP <5.4 tons | AIRQUEST | HRCU-A-CB (Split System: Heat Pump with Remote Outdoor Unit-Air-Source) | H5H0V36*K*AAA* |  |  | FCMA5B60L0D*+WALLCON | 0 | 35400 | 19.5 | 9.5 | 34000 | 24400 | 71.76% | 2.04 | 0 | 11.5 |  |  |  |  | R-454B | 2.95 | Residential & Commercial | USHP | Ducted CEE Tier 1
215669951 | Central HP <5.4 tons | AIRQUEST | HRCU-A-CB (Split System: Heat Pump with Remote Outdoor Unit-Air-Source) | H5H0V36*K*AAA* |  |  | ESH5X42M12A*+WALLCON | *80CSU1002120A* | 34000 | 16 | 8.5 | 35600 | 25400 | 71.35% | 1.78 | 0 | 9.5 |  |  |  |  | R-454B | 2.8333 | Residential & Commercial | USHP
212348390 | Central HP <5.4 tons | CARRIER | HRCU-A-CB (Split System: Heat Pump with Remote Outdoor Unit-Air-Source) | 38MURAQ24AB3* | ASPEN |  | A(E,F)W304+TDR | 0 | 23600 | 16 | 9 | 26200 | 23400 | 89.31% | 2.93 | 0 | 10 |  |  |  |  | R-410A | 1.9667 | Residential & Commercial | USHP | Ducted CEE Tier 1
213312839 | Central HP <5.4 tons | BRYANT HEATING AND COOLING SYSTEMS | HRCU-A-CB (Split System: Heat Pump with Remote Outdoor Unit-Air-Source) | 38MURAQ24AB3* | ADP |  | V36H***P039+CBPE3A* | 0 | 22800 | 17 | 8.6 | 25400 | 25400 | 100% | 2.1 | 0 | 9.5 |  |  |  |  | R-410A | 1.9 | Residential & Commercial | USHP
209880041 | Central HP <5.4 tons | FUJITSU | HRCU-A-CB (Split System: Heat Pump with Remote Outdoor Unit-Air-Source) | FOP1848MJAZCA |  |  | FCCA6021SZEA | FF97MV508521DHS*A | 44500 | 19 | 8.1 | 43500 | 45000 | 103.4% | 2 | 0 | 10 |  |  |  |  | R-410A | 3.7083 | Residential & Commercial | USHP | Ducted CEE Tier 1
215934540 | Central HP <5.4 tons | DAY & NIGHT | HRCU-A-CB (Split System: Heat Pump with Remote Outdoor Unit-Air-Source) | C5H3V48*K*AAA* |  |  | ESH5X48M12A*+WALLCON | *96CTN1202422B* | 44500 | 20 | 9 | 48500 | 36400 | 75.05% | 1.82 | 0 | 10.5 |  |  |  |  | R-454B | 3.7083 | Residential & Commercial | USHP | Ducted CEE Tier 1
214336387 | Central HP <5.4 tons | BRYANT HEATING AND COOLING SYSTEMS | HRCU-A-CB (Split System: Heat Pump with Remote Outdoor Unit-Air-Source) | 284ANV048*0**B* | ADP |  | C60A***L169 | 88*TA60090C21*** | 44000 | 21 | 9.5 | 44500 | 35800 | 80.45% | 2.28 | 0 | 12 |  |  |  |  | R-410A | 3.6667 | Residential & Commercial | USHP | Ducted CEE Tier 1
214395006 | Central HP <5.4 tons | CARRIER | HRCU-A-CB (Split System: Heat Pump with Remote Outdoor Unit-Air-Source) | 38MURAQ24AB3* |  |  | CNPV*2417AL* | 59SC6A060M17**16 | 23400 | 16 | 9 | 26600 | 24200 | 90.98% | 2 | 0 | 10 |  |  |  |  | R-410A | 1.95 | Residential & Commercial | USHP | Ducted CEE Tier 1
212348396 | Central HP <5.4 tons | CARRIER | HRCU-A-CB (Split System: Heat Pump with Remote Outdoor Unit-Air-Source) | 38MURAQ24AB3* | ASPEN |  | LEW30F4 | 0 | 23600 | 16 | 9 | 26200 | 23400 | 89.31% | 2.93 | 0 | 10 |  |  |  |  | R-410A | 1.9667 | Residential & Commercial | USHP | Ducted CEE Tier 1
215676718 | Central HP <5.4 tons | COMFORTMAKER | HRCU-A-CB (Split System: Heat Pump with Remote Outdoor Unit-Air-Source) | C5H0V48*K*AAA* |  |  | EVD5X61M21A*+WALLCON | *80CTL0701716B* | 48500 | 19 | 9 | 50000 | 37200 | 74.4% | 1.98 | 0 | 10 |  |  |  |  | R-454B | 4.0417 | Residential & Commercial | USHP | Ducted CEE Tier 1
215681698 | Central HP <5.4 tons | COMFORTMAKER | HRCU-A-CB (Split System: Heat Pump with Remote Outdoor Unit-Air-Source) | C5H0V48*K*AAA* |  |  | ESH5X60M12A*+WALLCON | *80CSU0802120B* | 45500 | 17 | 8.5 | 48000 | 33600 | 70% | 2.06 | 0 | 9.5 |  |  |  |  | R-454B | 3.7917 | Residential & Commercial | USHP
215681868 | Central HP <5.4 tons | COMFORTMAKER | HRCU-A-CB (Split System: Heat Pump with Remote Outdoor Unit-Air-Source) | C5H0V48*K*AAA* |  |  | EVM5X49M21A*+WALLCON | *97CTN0801716A* | 47500 | 18.5 | 9 | 50000 | 37200 | 74.4% | 1.98 | 0 | 10 |  |  |  |  | R-454B | 3.9583 | Residential & Commercial | USHP | Ducted CEE Tier 1
215681898 | Central HP <5.4 tons | COMFORTMAKER | HRCU-A-CB (Split System: Heat Pump with Remote Outdoor Unit-Air-Source) | C5H0V48*K*AAA* |  |  | EVM5X60M21A*+WALLCON | *96CTN0802120B* | 48000 | 19 | 9 | 50000 | 36800 | 73.6% | 2 | 0 | 10 |  |  |  |  | R-454B | 4 | Residential & Commercial | USHP | Ducted CEE Tier 1
215682118 | Central HP <5.4 tons | COMFORTMAKER | HRCU-A-CB (Split System: Heat Pump with Remote Outdoor Unit-Air-Source) | C5H0V48*K*AAA* |  |  | EVD5X48M21A*+WALLCON | *80CSU0601716B* | 47000 | 18 | 9 | 50000 | 36400 | 72.8% | 2 | 0 | 9.5 |  |  |  |  | R-454B | 3.9167 | Residential & Commercial | USHP
212480132 | Central HP <5.4 tons | CARRIER | HRCU-A-CB (Split System: Heat Pump with Remote Outdoor Unit-Air-Source) | 38MURAQ24AB3* | ADP |  | V,C36H175P159 | 59SU5A060E17**16 | 24400 | 17 | 8.5 | 24600 | 22000 | 89.43% | 1.86 | 0 | 10 |  |  |  |  | R-410A | 2.0333 | Residential & Commercial | USHP | Ducted CEE Tier 1
215942570 | Central HP <5.4 tons | CARRIER | HRCU-A-CB (Split System: Heat Pump with Remote Outdoor Unit-Air-Source) | 27VNA336A*030* |  |  | CVAVA6124XMA*+UI | 59CU5B080C21**20 | 36000 | 22 | 8.5 | 37400 | 28200 | 75.4% | 2.04 | 0 | 12.5 |  |  |  |  | R-454B | 3 | Residential & Commercial | USHP | Ducted CEE Tier 1
212544188 | Central HP <5.4 tons | DAY & NIGHT | HRCU-A-CB (Split System: Heat Pump with Remote Outdoor Unit-Air-Source) | DLCURAH18ABK | ADP |  | FG80936 | *96VTN0401712A* | 17900 | 15.2 | 8.5 | 16900 | 18100 | 107.1% | 2.22 | 0 | 10.5 |  |  |  |  | R-410A | 1.4917 | Residential & Commercial | USHP | Ducted CEE Tier 1
212348387 | Central HP <5.4 tons | CARRIER | HRCU-A-CB (Split System: Heat Pump with Remote Outdoor Unit-Air-Source) | 38MURAQ24AB3* | ASPEN |  | A(E,F)W244+TDR | 0 | 23000 | 16 | 8.8 | 26000 | 23400 | 90% | 2.77 | 0 | 10 |  |  |  |  | R-410A | 1.9167 | Residential & Commercial | USHP | Ducted CEE Tier 1
216770103 | Central HP <5.4 tons | TRANE | HRCU-A-CB (Split System: Heat Pump with Remote Outdoor Unit-Air-Source) | 5TWX7036A1 |  |  | 5PX*CD09AS3 | S8X1C100M5PTC | 34400 | 16.5 | 8.7 | 32600 | 24200 | 74.23% | 2.16 | 0 | 12 |  |  |  |  | R-454B | 2.8667 | Residential & Commercial | USHP | Ducted CEE Tier 1
206136362 | Central HP <5.4 tons | HEIL | HRCU-A-CB (Split System: Heat Pump with Remote Outdoor Unit-Air-Source) | HVH837GKA** |  |  | EHD4X48AAL+WALLCON | *95CSU1002122A* | 32600 | 17 | 8.1 | 32800 | 24800 | 75.61% | 1.98 | 11.5 | 11 |  |  |  |  | R-410A | 2.7167 | Residential & Commercial | USHP | Ducted CEE Tier 1
216766977 | Central HP <5.4 tons | TRANE | HRCU-A-CB (Split System: Heat Pump with Remote Outdoor Unit-Air-Source) | 5TWX7036A1 |  |  | 5PX*C009AS3 | S8V2C100M5PCB | 34200 | 17 | 8.7 | 32400 | 24000 | 74.07% | 2.2 | 0 | 12 |  |  |  |  | R-454B | 2.85 | Residential & Commercial | USHP | Ducted CEE Tier 1
211264433 | Central HP <5.4 tons | HEIL | HRCU-A-CB (Split System: Heat Pump with Remote Outdoor Unit-Air-Source) | DLCURAH18ABK |  |  | EN(A,D)4X30L17** | *95ESN0261410A* | 18200 | 15.5 | 8.5 | 18800 | 18400 | 97.87% | 2.2 | 0 | 11 |  |  |  |  | R-410A | 1.5167 | Residential & Commercial | USHP | Ducted CEE Tier 1
211264700 | Central HP <5.4 tons | HEIL | HRCU-A-CB (Split System: Heat Pump with Remote Outdoor Unit-Air-Source) | DLCURAH18ABK |  |  | EN(A,D)4X30L17** | OLV098A12* | 18200 | 15.5 | 8.5 | 18800 | 18400 | 97.87% | 2.2 | 0 | 11 |  |  |  |  | R-410A | 1.5167 | Residential & Commercial | USHP | Ducted CEE Tier 1
215670571 | Central HP <5.4 tons | COMFORTMAKER | HRCU-A-CB (Split System: Heat Pump with Remote Outdoor Unit-Air-Source) | C5H0V36*K*AAA* |  |  | ESH5X60M12A*+WALLCON | *96CTN0601714B* | 34200 | 16.5 | 8.5 | 34800 | 25200 | 72.41% | 1.78 | 0 | 9.5 |  |  |  |  | R-454B | 2.85 | Residential & Commercial | USHP
215224772 | Central HP <5.4 tons | CARRIER | HRCU-A-CB (Split System: Heat Pump with Remote Outdoor Unit-Air-Source) | 25VNA436A*031* | ADP |  | H,PG9J936 | 59MN7C080C17**14 | 33000 | 19 | 9.5 | 35200 | 25800 | 73.3% | 2.02 | 0 | 11.7 |  |  |  |  | R-410A | 2.75 | Residential & Commercial | USHP | Ducted CEE Tier 1
216770119 | Central HP <5.4 tons | TRANE | HRCU-A-CB (Split System: Heat Pump with Remote Outdoor Unit-Air-Source) | 5TWX7060A1 |  |  | 5TAM5D06AC41 | 0 | 52000 | 15.5 | 8.5 | 50500 | 38000 | 75.25% | 2.15 | 0 | 11 |  |  |  |  | R-454B | 4.3333 | Residential & Commercial | USHP | Ducted CEE Tier 1
216770087 | Central HP <5.4 tons | TRANE | HRCU-A-CB (Split System: Heat Pump with Remote Outdoor Unit-Air-Source) | 5TWX7024A1 |  |  | 5PX*C007AS3 | *UHMC100CCV4 | 23600 | 17.5 | 9 | 21600 | 17100 | 79.17% | 2.05 | 0 | 13 |  |  |  |  | R-454B | 1.9667 | Residential & Commercial | USHP | Ducted CEE Tier 1
216734424 | Central HP <5.4 tons | DAY & NIGHT | HRCU-A-CB (Split System: Heat Pump with Remote Outdoor Unit-Air-Source) | D5CUHAH24AAK |  |  | EA*5X36M17A* | *80VSL0451412B* | 22200 | 16.5 | 8.5 | 20800 | 18700 | 89.9% | 1.94 | 0 | 10.5 |  |  |  |  | R-454B | 1.85 | Residential & Commercial | USHP | Ducted CEE Tier 1
216776395 | Central HP <5.4 tons | YORK | HRCU-A-CB (Split System: Heat Pump with Remote Outdoor Unit-Air-Source) | HH824E2S11 | ADP |  | AD-35(P,U)******+TXV-BLEED | Y92E060B12SMPS1 | 23000 | 18 | 9.5 | 21400 | 18100 | 84.58% | 2 | 0 | 11.7 |  |  |  |  | R-454B | 1.9167 | Residential & Commercial | USHP | Ducted CEE Tier 1
210868915 | Central HP <5.4 tons | FUJITSU | HRCU-A-CB (Split System: Heat Pump with Remote Outdoor Unit-Air-Source) | FOP1848MJAZCA |  |  | FCCA6021SZEA | FF75214LT80X | 44500 | 19 | 8.1 | 43500 | 45000 | 103.4% | 2 | 0 | 10 |  |  |  |  | R-410A | 3.7083 | Residential & Commercial | USHP | Ducted CEE Tier 1
216766979 | Central HP <5.4 tons | TRANE | HRCU-A-CB (Split System: Heat Pump with Remote Outdoor Unit-Air-Source) | 5TWX7036A1 |  |  | 5PX*C009AS3+P0V0C000M50SD | 0 | 34400 | 17.1 | 9 | 32200 | 23800 | 73.91% | 2.22 | 0 | 12.5 |  |  |  |  | R-454B | 2.8667 | Residential & Commercial | USHP | Ducted CEE Tier 1
216766994 | Central HP <5.4 tons | TRANE | HRCU-A-CB (Split System: Heat Pump with Remote Outdoor Unit-Air-Source) | 5TWX7036A1 |  |  | 5PX*CD07AS3 | S9V2C100D5VSB | 33400 | 16.5 | 8.5 | 33200 | 24400 | 73.49% | 2.1 | 0 | 12 |  |  |  |  | R-454B | 2.7833 | Residential & Commercial | USHP | Ducted CEE Tier 1
216766995 | Central HP <5.4 tons | TRANE | HRCU-A-CB (Split System: Heat Pump with Remote Outdoor Unit-Air-Source) | 5TWX7036A1 |  |  | 5PX*CD07AS3 | S9X1C100D5PSB | 33800 | 15.5 | 8.7 | 33600 | 24600 | 73.21% | 2.11 | 0 | 11.7 |  |  |  |  | R-454B | 2.8167 | Residential & Commercial | USHP | Ducted CEE Tier 1
214624800 | Central HP <5.4 tons | CARRIER | HRCU-A-CB (Split System: Heat Pump with Remote Outdoor Unit-Air-Source) | 38MURAQ24AB3* | ADP |  | V,C36H175P139 | 58SU*B060M17**16 | 23400 | 17 | 9 | 24600 | 25600 | 104.1% | 2.2 | 0 | 10 |  |  |  |  | R-410A | 1.95 | Residential & Commercial | USHP | Ducted CEE Tier 1
211628109 | Central HP <5.4 tons | YORK | HRCU-A-CB (Split System: Heat Pump with Remote Outdoor Unit-Air-Source) | HMH72B341 | ASPEN |  | D(A,C,E)48A36+TDR | TM9Y100C20MP11 | 32200 | 15.5 | 8.1 | 34000 | 27400 | 80.59% | 2.45 | 0 | 9.4 |  |  |  |  | R-410A | 2.6833 | Residential & Commercial | USHP
211628234 | Central HP <5.4 tons | YORK | HRCU-A-CB (Split System: Heat Pump with Remote Outdoor Unit-Air-Source) | HMH72B341 | ASPEN |  | CM36B36+TDR | TMLV100C16MP12 | 32000 | 17.5 | 8.1 | 25400 | 31600 | 124.4% | 2.87 | 0 | 9.9 |  |  |  |  | R-410A | 2.6667 | Residential & Commercial | USHP
215682568 | Central HP <5.4 tons | COMFORTMAKER | HRCU-A-CB (Split System: Heat Pump with Remote Outdoor Unit-Air-Source) | C5H0V48*K*AAA* |  |  | EVD5X61M24A*+WALLCON | *97CTN1202422A* | 48500 | 19.5 | 9.5 | 50000 | 36600 | 73.2% | 2.12 | 0 | 10.5 |  |  |  |  | R-454B | 4.0417 | Residential & Commercial | USHP | Ducted CEE Tier 1
213360279 | Central HP <5.4 tons | LENNOX | HRCU-A-CB (Split System: Heat Pump with Remote Outdoor Unit-Air-Source) | SL25XPV-036-230A** | ADP |  | LH35/38F9 | EL297UH110XV48C* | 33600 | 22 | 8.7 | 32800 | 26400 | 80.49% | 1.82 | 0 | 13 |  |  |  |  | R-410A | 2.8 | Residential & Commercial | USHP | Ducted CEE Tier 1
213770628 | Central HP <5.4 tons | AIRQUEST | HRCU-A-CB (Split System: Heat Pump with Remote Outdoor Unit-Air-Source) | HVH825GKA2* |  |  | EA*4X25L17A*+WALLCON | *95CSU0601716B* | 24200 | 16.5 | 8.1 | 21400 | 16700 | 78.04% | 2.02 | 0 | 10.5 |  |  |  |  | R-410A | 2.0167 | Residential & Commercial | USHP | Ducted CEE Tier 1
213770828 | Central HP <5.4 tons | AIRQUEST | HRCU-A-CB (Split System: Heat Pump with Remote Outdoor Unit-Air-Source) | HVH825GKA2* |  |  | EA*4X36L17A*+WALLCON | *80CTL0701716B* | 23600 | 16.5 | 8.1 | 21400 | 16700 | 78.04% | 1.94 | 0 | 11 |  |  |  |  | R-410A | 1.9667 | Residential & Commercial | USHP | Ducted CEE Tier 1
215941207 | Central HP <5.4 tons | AIRQUEST | HRCU-A-CB (Split System: Heat Pump with Remote Outdoor Unit-Air-Source) | H5H3V48*K*AAA* |  |  | ESH5X60M12A*+WALLCON | *96CTN0802120B* | 45000 | 20 | 9 | 48500 | 36600 | 75.46% | 1.82 | 0 | 11 |  |  |  |  | R-454B | 3.75 | Residential & Commercial | USHP | Ducted CEE Tier 1
216770110 | Central HP <5.4 tons | TRANE | HRCU-A-CB (Split System: Heat Pump with Remote Outdoor Unit-Air-Source) | 5TWX7036A1 |  |  | 5TAMXD06AV41 | 0 | 34000 | 17.1 | 8.7 | 32800 | 24200 | 73.78% | 2.18 | 0 | 12 |  |  |  |  | R-454B | 2.8333 | Residential & Commercial | USHP | Ducted CEE Tier 1
216770093 | Central HP <5.4 tons | TRANE | HRCU-A-CB (Split System: Heat Pump with Remote Outdoor Unit-Air-Source) | 5TWX7024A1 |  |  | 5TAMXD04AV31 | 0 | 23600 | 17.1 | 9 | 22000 | 17300 | 78.64% | 2.05 | 0 | 12.7 |  |  |  |  | R-454B | 1.9667 | Residential & Commercial | USHP | Ducted CEE Tier 1
214501071 | Central HP <5.4 tons | Liberty Heating & Air Conditioning | HRCU-A-CB (Split System: Heat Pump with Remote Outdoor Unit-Air-Source) | ASZS60241EA* |  |  | CA*EA2422*4B* | G*VM970803BNB* | 23000 | 17 | 8.6 | 23000 | 16100 | 70% | 2 | 0 | 10 |  |  |  |  | R-410A | 1.9167 | Residential & Commercial | USHP | Ducted CEE Tier 1
216643734 | Central HP <5.4 tons | CARRIER | HRCU-A-CB (Split System: Heat Pump with Remote Outdoor Unit-Air-Source) | 37MUHAQ18AA3 |  |  | CAA**2517AM* | 58TP*B045V14**12 | 18500 | 15.2 | 9.5 | 20000 | 17600 | 88% | 2.02 | 0 | 11.7 |  |  |  |  | R-454B | 1.5417 | Residential & Commercial | USHP | Ducted CEE Tier 1
214522530 | Central HP <5.4 tons | YORK | HRCU-A-CB (Split System: Heat Pump with Remote Outdoor Unit-Air-Source) | HMH72B341 | ASPEN |  | DX36E34+TDR | Y81E080B12LMPS1 | 33000 | 18 | 8.5 | 33000 | 23200 | 70.3% | 2.02 | 0 | 9.5 |  |  |  |  | R-410A | 2.75 | Residential & Commercial | USHP
214522532 | Central HP <5.4 tons | YORK | HRCU-A-CB (Split System: Heat Pump with Remote Outdoor Unit-Air-Source) | HMH72B341 | ASPEN |  | DX36E34+TDR | Y81E080C16LMPS1 | 33000 | 18 | 8.5 | 33400 | 23600 | 70.66% | 2 | 0 | 10 |  |  |  |  | R-410A | 2.75 | Residential & Commercial | USHP | Ducted CEE Tier 1
216734533 | Central HP <5.4 tons | DAY & NIGHT | HRCU-A-CB (Split System: Heat Pump with Remote Outdoor Unit-Air-Source) | D5CUHAH24AAK |  |  | EA*5X36M17A* | *80VTL0701716B* | 22400 | 16 | 8.5 | 20800 | 18700 | 89.9% | 1.96 | 0 | 10.5 |  |  |  |  | R-454B | 1.8667 | Residential & Commercial | USHP | Ducted CEE Tier 1
214501073 | Central HP <5.4 tons | Liberty Heating & Air Conditioning | HRCU-A-CB (Split System: Heat Pump with Remote Outdoor Unit-Air-Source) | ASZS60241EA* |  |  | CA*EA2422*4B* | G*VM971005CNB* | 23000 | 17 | 8.6 | 23000 | 16100 | 70% | 2 | 0 | 10 |  |  |  |  | R-410A | 1.9167 | Residential & Commercial | USHP | Ducted CEE Tier 1
214501055 | Central HP <5.4 tons | Liberty Heating & Air Conditioning | HRCU-A-CB (Split System: Heat Pump with Remote Outdoor Unit-Air-Source) | ASZS60241EA* |  |  | CA*EA2422*4B* | G*VC800603B*A* | 23000 | 17 | 8.6 | 23000 | 16100 | 70% | 2 | 0 | 10 |  |  |  |  | R-410A | 1.9167 | Residential & Commercial | USHP | Ducted CEE Tier 1
214394629 | Central HP <5.4 tons | RUUD | HRCU-A-CB (Split System: Heat Pump with Remote Outdoor Unit-Air-Source) | RD17AZ36AJ3N | ASPEN |  | D(A,C,E)48C44+TDR | U98MV1005A21UPS | 33200 | 18 | 8.1 | 34200 | 29600 | 86.55% | 1.9 | 0 | 10 |  |  |  |  | R-410A | 2.7667 | Residential & Commercial | USHP | Ducted CEE Tier 1
214440914 | Central HP <5.4 tons | BRYANT HEATING AND COOLING SYSTEMS | HRCU-A-CB (Split System: Heat Pump with Remote Outdoor Unit-Air-Source) | 284ANV036*0**B* | ADP |  | V,C36H175P149 | 986TD42080C17*** | 32400 | 19 | 9 | 35000 | 27400 | 78.29% | 2.02 | 0 | 11.7 |  |  |  |  | R-410A | 2.7 | Residential & Commercial | USHP | Ducted CEE Tier 1
215683626 | Central HP <5.4 tons | BRYANT HEATING AND COOLING SYSTEMS | HRCU-A-CB (Split System: Heat Pump with Remote Outdoor Unit-Air-Source) | 290VAN024**AA* |  |  | CAA**3017AM*+UI | 88*TB36045C17*** | 23000 | 16.5 | 8.5 | 24000 | 16800 | 70% | 1.86 | 0 | 10 |  |  |  |  | R-454B | 1.9167 | Residential & Commercial | USHP | Ducted CEE Tier 1
215683676 | Central HP <5.4 tons | BRYANT HEATING AND COOLING SYSTEMS | HRCU-A-CB (Split System: Heat Pump with Remote Outdoor Unit-Air-Source) | 290VAN024**AA* |  |  | CAA**3717AM*+UI | 88*TB48090C17*** | 23800 | 17 | 9 | 23400 | 16500 | 70.51% | 2 | 0 | 10.5 |  |  |  |  | R-454B | 1.9833 | Residential & Commercial | USHP | Ducted CEE Tier 1
215683694 | Central HP <5.4 tons | BRYANT HEATING AND COOLING SYSTEMS | HRCU-A-CB (Split System: Heat Pump with Remote Outdoor Unit-Air-Source) | 290VAN024**AA* |  |  | CAA**3721AM*+UI | 88*TB48070C17*** | 24000 | 17.5 | 9 | 23400 | 16400 | 70.09% | 2.02 | 0 | 10.5 |  |  |  |  | R-454B | 2 | Residential & Commercial | USHP | Ducted CEE Tier 1
215683710 | Central HP <5.4 tons | BRYANT HEATING AND COOLING SYSTEMS | HRCU-A-CB (Split System: Heat Pump with Remote Outdoor Unit-Air-Source) | 290VAN024**AA* |  |  | CAA**3721AM*+UI | 987MC42080C17*** | 24000 | 17.5 | 9 | 23400 | 16400 | 70.09% | 2 | 0 | 10.5 |  |  |  |  | R-454B | 2 | Residential & Commercial | USHP | Ducted CEE Tier 1
216728042 | Central HP <5.4 tons | AIRQUEST | HRCU-A-CB (Split System: Heat Pump with Remote Outdoor Unit-Air-Source) | D5CUHAH24AAK |  |  | FTMA5X24L0B* | 0 | 23200 | 17 | 9 | 21400 | 19100 | 89.25% | 2 | 0 | 11 |  |  |  |  | R-454B | 1.9333 | Residential & Commercial | USHP | Ducted CEE Tier 1
215668807 | Central HP <5.4 tons | COMFORTMAKER | HRCU-A-CB (Split System: Heat Pump with Remote Outdoor Unit-Air-Source) | C5H0V36*K*AAA* |  |  | EA*5X42M21A*+WALLCON | *80CSU1002120A* | 33000 | 17.5 | 8.5 | 35800 | 25600 | 71.51% | 1.86 | 0 | 9.5 |  |  |  |  | R-454B | 2.75 | Residential & Commercial | USHP
215677438 | Central HP <5.4 tons | COMFORTMAKER | HRCU-A-CB (Split System: Heat Pump with Remote Outdoor Unit-Air-Source) | C5H0V60*K*AAA* |  |  | EVD5X60M24A*+WALLCON | *80CSU1002120A* | 56500 | 18 | 9 | 63000 | 44500 | 70.63% | 2.08 | 0 | 9 |  |  |  |  | R-454B | 4.7083 | Residential & Commercial | USHP
216766996 | Central HP <5.4 tons | TRANE | HRCU-A-CB (Split System: Heat Pump with Remote Outdoor Unit-Air-Source) | 5TWX7036A1 |  |  | 5PX*CD07AS3 | S8V2C080M5PCB | 33400 | 16.5 | 8.5 | 33400 | 24400 | 73.05% | 2.1 | 0 | 12 |  |  |  |  | R-454B | 2.7833 | Residential & Commercial | USHP | Ducted CEE Tier 1
216767011 | Central HP <5.4 tons | TRANE | HRCU-A-CB (Split System: Heat Pump with Remote Outdoor Unit-Air-Source) | 5TWX7036A1 |  |  | 5PX*D010AS3 | S8V2D120M5PDB | 34600 | 17.1 | 9 | 32400 | 24000 | 74.07% | 2.23 | 0 | 12.5 |  |  |  |  | R-454B | 2.8833 | Residential & Commercial | USHP | Ducted CEE Tier 1
215389816 | Central HP <5.4 tons | AIRQUEST | HRCU-A-CB (Split System: Heat Pump with Remote Outdoor Unit-Air-Source) | DLCURAH36ABK |  |  | END4X42L17** | *96VTN0601716B* | 35400 | 15.5 | 8.5 | 38500 | 35000 | 90.91% | 1.94 | 0 | 10 |  |  |  |  | R-410A | 2.95 | Residential & Commercial | USHP | Ducted CEE Tier 1
206136196 | Central HP <5.4 tons | HEIL | HRCU-A-CB (Split System: Heat Pump with Remote Outdoor Unit-Air-Source) | HVH837GKA** |  |  | EA*4X48L24A*+WALLCON | *95CSU1002122A* | 32400 | 17.5 | 8.5 | 32400 | 24800 | 76.54% | 2 | 12 | 11.5 |  |  |  |  | R-410A | 2.7 | Residential & Commercial | USHP | Ducted CEE Tier 1
213796971 | Central HP <5.4 tons | BRYANT HEATING AND COOLING SYSTEMS | HRCU-A-CB (Split System: Heat Pump with Remote Outdoor Unit-Air-Source) | 38MURAQ24AB3* | ADP |  | V,C36H175P149+CBPE4B* | 0 | 24000 | 16 | 8.9 | 25000 | 22600 | 90.4% | 1.9 | 0 | 10 |  |  |  |  | R-410A | 2 | Residential & Commercial | USHP | Ducted CEE Tier 1
213305977 | Central HP <5.4 tons | TEMPSTAR | HRCU-A-CB (Split System: Heat Pump with Remote Outdoor Unit-Air-Source) | DLCURAH24ABK | ADP |  | CE2301C+TXV | 0 | 23400 | 17 | 8.75 | 25600 | 25400 | 99.22% | 2.12 | 0 | 9.5 |  |  |  |  | R-410A | 1.95 | Residential & Commercial | USHP
216675744 | Central HP <5.4 tons | COMFORTMAKER | HRCU-A-CB (Split System: Heat Pump with Remote Outdoor Unit-Air-Source) | D5CURAH24AAK |  |  | EA*5X25M17A* | *80MS(N,L)0451714A* | 24200 | 15.2 | 8.5 | 23200 | 19100 | 82.33% | 1.96 | 0 | 10 |  |  |  |  | R-454B | 2.0167 | Residential & Commercial | USHP | Ducted CEE Tier 1
212603137 | Central HP <5.4 tons | DAY & NIGHT | HRCU-A-CB (Split System: Heat Pump with Remote Outdoor Unit-Air-Source) | DLCURAH24ABK | ADP |  | PL36H175P069 | *80VSL0451716A* | 23400 | 17 | 8.5 | 24000 | 23200 | 96.67% | 1.96 | 0 | 10 |  |  |  |  | R-410A | 1.95 | Residential & Commercial | USHP | Ducted CEE Tier 1
212603139 | Central HP <5.4 tons | DAY & NIGHT | HRCU-A-CB (Split System: Heat Pump with Remote Outdoor Unit-Air-Source) | DLCURAH24ABK | ADP |  | FG32936 | *80VSL0451716A* | 23800 | 16 | 8.5 | 25200 | 23000 | 91.27% | 1.92 | 0 | 10 |  |  |  |  | R-410A | 1.9833 | Residential & Commercial | USHP | Ducted CEE Tier 1
212603153 | Central HP <5.4 tons | DAY & NIGHT | HRCU-A-CB (Split System: Heat Pump with Remote Outdoor Unit-Air-Source) | DLCURAH24ABK | ADP |  | PL36H175P789 | *80VSL0701716A* | 24000 | 17 | 8.5 | 24400 | 22400 | 91.8% | 1.9 | 0 | 10 |  |  |  |  | R-410A | 2 | Residential & Commercial | USHP | Ducted CEE Tier 1
213612051 | Central HP <5.4 tons | RUUD | HRCU-A-CB (Split System: Heat Pump with Remote Outdoor Unit-Air-Source) | RP15AZ36AJ2N | ASPEN |  | D(A,C,E)36A34+TDR | R802V0503A14DZ | 33000 | 15.4 | 8.1 | 34000 | 26600 | 78.24% | 2.79 | 0 | 10 |  |  |  |  | R-410A | 2.75 | Residential & Commercial | USHP | Ducted CEE Tier 1
212603264 | Central HP <5.4 tons | DAY & NIGHT | HRCU-A-CB (Split System: Heat Pump with Remote Outdoor Unit-Air-Source) | DLCURAH36ABK | ADP |  | PL36H210P299 | *95ESU1002120A* | 36400 | 16 | 8.1 | 36800 | 34400 | 93.48% | 2.04 | 0 | 10.5 |  |  |  |  | R-410A | 3.0333 | Residential & Commercial | USHP | Ducted CEE Tier 1
216453141 | Central HP <5.4 tons | TRANE | HRCU-A-CB (Split System: Heat Pump with Remote Outdoor Unit-Air-Source) | 5TWV0X48A1 |  |  | 5PX*B006AS3 | S8V2B080M4PDB | 44000 | 19.2 | 9.4 | 47000 | 33400 | 71.06% | 2.1 | 0 | 11.7 |  |  |  |  | R-454B | 3.6667 | Residential & Commercial | USHP | Ducted CEE Tier 1
215869124 | Central HP <5.4 tons | TRANE | HRCU-A-CB (Split System: Heat Pump with Remote Outdoor Unit-Air-Source) | 5TWV8X60A1 |  |  | 5PX*C007AS3 | S9V2C080U5VSB+LRP | 53000 | 18.1 | 8.5 | 56000 | 40500 | 72.32% | 2 | 0 | 10 |  |  |  |  | R-454B | 4.4167 | Residential & Commercial | USHP | Ducted CEE Tier 1
209880032 | Central HP <5.4 tons | FUJITSU | HRCU-A-CB (Split System: Heat Pump with Remote Outdoor Unit-Air-Source) | FOP1836MJAZCA |  |  | FCCA6021SZEA | FF97MV510021DHS*A | 34200 | 19 | 8.5 | 34200 | 43000 | 125.7% | 2.2 | 0 | 12.5 |  |  |  |  | R-410A | 2.85 | Residential & Commercial | USHP | Ducted CEE Tier 1
215869126 | Central HP <5.4 tons | TRANE | HRCU-A-CB (Split System: Heat Pump with Remote Outdoor Unit-Air-Source) | 5TWV8X60A1 |  |  | 5PX*C007AS3 | S9V2C100U5VSB+LRP | 53000 | 18.1 | 8.5 | 56000 | 40000 | 71.43% | 2 | 0 | 10 |  |  |  |  | R-454B | 4.4167 | Residential & Commercial | USHP | Ducted CEE Tier 1
216453091 | Central HP <5.4 tons | TRANE | HRCU-A-CB (Split System: Heat Pump with Remote Outdoor Unit-Air-Source) | 5TWV0X36A1 |  |  | 5PX*B004AS3 | S8V2B060M4PCB | 34000 | 19.2 | 9.7 | 31400 | 25000 | 79.62% | 2.1 | 0 | 12 |  |  |  |  | R-454B | 2.8333 | Residential & Commercial | USHP | Ducted CEE Tier 1
216453111 | Central HP <5.4 tons | TRANE | HRCU-A-CB (Split System: Heat Pump with Remote Outdoor Unit-Air-Source) | 5TWV0X36A1 |  |  | 5PX*D010AS3 | S8V2D120M5PCB | 36200 | 21 | 10 | 32000 | 24600 | 76.88% | 2.2 | 0 | 13 |  |  |  |  | R-454B | 3.0167 | Residential & Commercial | USHP | Ducted CEE Tier 1
215869108 | Central HP <5.4 tons | TRANE | HRCU-A-CB (Split System: Heat Pump with Remote Outdoor Unit-Air-Source) | 5TWV8X36A1 |  |  | 5TXCC005AS3 | S9V2C100U5VSB+LRP | 31800 | 18.1 | 8.5 | 32800 | 25600 | 78.05% | 2.1 | 0 | 10 |  |  |  |  | R-454B | 2.65 | Residential & Commercial | USHP | Ducted CEE Tier 1
216770094 | Central HP <5.4 tons | TRANE | HRCU-A-CB (Split System: Heat Pump with Remote Outdoor Unit-Air-Source) | 5TWX7024A1 |  |  | 5TXCC005AS3 | *UHMC100CCV4 | 23000 | 17.1 | 8.7 | 21400 | 16900 | 78.97% | 1.99 | 0 | 12.7 |  |  |  |  | R-454B | 1.9167 | Residential & Commercial | USHP | Ducted CEE Tier 1
216770095 | Central HP <5.4 tons | TRANE | HRCU-A-CB (Split System: Heat Pump with Remote Outdoor Unit-Air-Source) | 5TWX7024A1 |  |  | 5TXCC007AS3 | *UHMC100CCV4 | 23600 | 17.5 | 9 | 21600 | 17100 | 79.17% | 2.05 | 0 | 13 |  |  |  |  | R-454B | 1.9667 | Residential & Commercial | USHP | Ducted CEE Tier 1
215375217 | Central HP <5.4 tons | RUUD | HRCU-A-CB (Split System: Heat Pump with Remote Outdoor Unit-Air-Source) | RD17AZ48AJ3N | ASPEN |  | D(A,C,E)60D36+TDR | R801V0755A21UHN | 45500 | 15.2 | 8.1 | 45500 | 32400 | 71.21% | 2.4 | 0 | 10 |  |  |  |  | R-410A | 3.7917 | Residential & Commercial | USHP | Ducted CEE Tier 1
215375219 | Central HP <5.4 tons | RUUD | HRCU-A-CB (Split System: Heat Pump with Remote Outdoor Unit-Air-Source) | RD17AZ48AJ3N | ASPEN |  | D(A,C,E)48B46+TDR | R801V0755A21UHS | 44000 | 15.2 | 8.1 | 45500 | 32400 | 71.21% | 2.4 | 0 | 10 |  |  |  |  | R-410A | 3.6667 | Residential & Commercial | USHP | Ducted CEE Tier 1
215375235 | Central HP <5.4 tons | RUUD | HRCU-A-CB (Split System: Heat Pump with Remote Outdoor Unit-Air-Source) | RD17AZ48AJ3N | ASPEN |  | D(A,C,E)48B46+TDR | R801V1005A21UHU | 44000 | 16 | 8.1 | 45500 | 32400 | 71.21% | 2.4 | 0 | 10 |  |  |  |  | R-410A | 3.6667 | Residential & Commercial | USHP | Ducted CEE Tier 1
213350129 | Central HP <5.4 tons | YORK | HRCU-A-CB (Split System: Heat Pump with Remote Outdoor Unit-Air-Source) | HMH72B341 | ASPEN |  | D(A,C,E)36B34+TDR | Y81E080C16LMPS1 | 32000 | 18 | 8.5 | 33400 | 27600 | 82.63% | 2.7 | 0 | 9.9 |  |  |  |  | R-410A | 2.6667 | Residential & Commercial | USHP
213350130 | Central HP <5.4 tons | YORK | HRCU-A-CB (Split System: Heat Pump with Remote Outdoor Unit-Air-Source) | HMH72B341 | ASPEN |  | C(A,C,D,E)36B34+TDR | Y81E080C16SMPS1 | 32000 | 18 | 8.5 | 33400 | 27600 | 82.63% | 2.7 | 0 | 9.9 |  |  |  |  | R-410A | 2.6667 | Residential & Commercial | USHP
213350148 | Central HP <5.4 tons | YORK | HRCU-A-CB (Split System: Heat Pump with Remote Outdoor Unit-Air-Source) | HMH72B341 | ASPEN |  | D(A,C,E)36A44+TDR | Y81E100B12SMPS1 | 32000 | 18.5 | 8.1 | 34000 | 28000 | 82.35% | 2.66 | 0 | 9.4 |  |  |  |  | R-410A | 2.6667 | Residential & Commercial | USHP
214522508 | Central HP <5.4 tons | YORK | HRCU-A-CB (Split System: Heat Pump with Remote Outdoor Unit-Air-Source) | HMH72B341 | ASPEN |  | DX36C34+TDR | Y81E120C16LMPS1 | 33600 | 18 | 8.1 | 32600 | 23200 | 71.17% | 1.94 | 0 | 9.5 |  |  |  |  | R-410A | 2.8 | Residential & Commercial | USHP
212603164 | Central HP <5.4 tons | DAY & NIGHT | HRCU-A-CB (Split System: Heat Pump with Remote Outdoor Unit-Air-Source) | DLCURAH24ABK | ADP |  | PL36H175P789 | *80VTL0701716A* | 24200 | 17 | 8.1 | 24600 | 22600 | 91.87% | 1.9 | 0 | 10.5 |  |  |  |  | R-410A | 2.0167 | Residential & Commercial | USHP | Ducted CEE Tier 1
212603171 | Central HP <5.4 tons | DAY & NIGHT | HRCU-A-CB (Split System: Heat Pump with Remote Outdoor Unit-Air-Source) | DLCURAH24ABK | ADP |  | PL36H175P069 | *92ESN0801716A* | 24200 | 17 | 8.1 | 24600 | 22400 | 91.06% | 1.88 | 0 | 10.5 |  |  |  |  | R-410A | 2.0167 | Residential & Commercial | USHP | Ducted CEE Tier 1
213204385 | Central HP <5.4 tons | TEMPSTAR | HRCU-A-CB (Split System: Heat Pump with Remote Outdoor Unit-Air-Source) | DLCURAH24ABK | ASPEN |  | D(A,C,E)30B34+TDR | *80ES(N,L)0451412A* | 23400 | 16.3 | 8.4 | 26000 | 26200 | 100.8% | 2.71 | 0 | 10.2 |  |  |  |  | R-410A | 1.95 | Residential & Commercial | USHP | Ducted CEE Tier 1
213204401 | Central HP <5.4 tons | TEMPSTAR | HRCU-A-CB (Split System: Heat Pump with Remote Outdoor Unit-Air-Source) | DLCURAH24ABK | ASPEN |  | D(A,C,E)36B34+TDR | *80ES(N,L)0451712A* | 23800 | 17 | 8.5 | 26200 | 24800 | 94.66% | 2.57 | 0 | 10 |  |  |  |  | R-410A | 1.9833 | Residential & Commercial | USHP | Ducted CEE Tier 1
213204460 | Central HP <5.4 tons | TEMPSTAR | HRCU-A-CB (Split System: Heat Pump with Remote Outdoor Unit-Air-Source) | DLCURAH24ABK | ASPEN |  | D(A,C,E)36B34+TDR | *80ES(N,L)0901714A* | 23600 | 16.9 | 8.4 | 25800 | 26000 | 100.8% | 2.76 | 0 | 10.3 |  |  |  |  | R-410A | 1.9667 | Residential & Commercial | USHP | Ducted CEE Tier 1
213204853 | Central HP <5.4 tons | TEMPSTAR | HRCU-A-CB (Split System: Heat Pump with Remote Outdoor Unit-Air-Source) | DLCURAH24ABK | ASPEN |  | D(A,C,E)30C44+TDR | *92ESN0601412A* | 23600 | 17 | 8.5 | 25600 | 20000 | 78.12% | 2.87 | 0 | 10 |  |  |  |  | R-410A | 1.9667 | Residential & Commercial | USHP | Ducted CEE Tier 1
212293045 | Central HP <5.4 tons | YORK | HRCU-A-CB (Split System: Heat Pump with Remote Outdoor Unit-Air-Source) | HMH72B341 | ASPEN |  | C(A,C,D,E)48A34+TDR | TP9C120D20MP13 | 31800 | 17 | 8.1 | 32400 | 28200 | 87.04% | 2.57 | 0 | 9.4 |  |  |  |  | R-410A | 2.65 | Residential & Commercial | USHP
214501049 | Central HP <5.4 tons | Liberty Heating & Air Conditioning | HRCU-A-CB (Split System: Heat Pump with Remote Outdoor Unit-Air-Source) | ASZS60241EA* |  |  | CA*EA2422*4B*+MBVK12BP1X00A* | 0 | 23000 | 17 | 8.6 | 23000 | 16100 | 70% | 2 | 0 | 10 |  |  |  |  | R-410A | 1.9167 | Residential & Commercial | USHP | Ducted CEE Tier 1
216770118 | Central HP <5.4 tons | TRANE | HRCU-A-CB (Split System: Heat Pump with Remote Outdoor Unit-Air-Source) | 5TWX7048A1 |  |  | 5TAMXD07AV51 | 0 | 43500 | 15.5 | 8.5 | 43500 | 32000 | 73.56% | 2.15 | 0 | 11.7 |  |  |  |  | R-454B | 3.625 | Residential & Commercial | USHP | Ducted CEE Tier 1
216770121 | Central HP <5.4 tons | TRANE | HRCU-A-CB (Split System: Heat Pump with Remote Outdoor Unit-Air-Source) | 5TWX7060A1 |  |  | 5TAMXD06AV41 | 0 | 51500 | 15.5 | 8.5 | 51500 | 39000 | 75.73% | 2.14 | 0 | 11 |  |  |  |  | R-454B | 4.2917 | Residential & Commercial | USHP | Ducted CEE Tier 1
214501050 | Central HP <5.4 tons | Liberty Heating & Air Conditioning | HRCU-A-CB (Split System: Heat Pump with Remote Outdoor Unit-Air-Source) | ASZS60241EA* |  |  | CA*EA2422*4B*+MBVK16CP1X00A* | 0 | 23000 | 17 | 8.6 | 23000 | 16100 | 70% | 2 | 0 | 10 |  |  |  |  | R-410A | 1.9167 | Residential & Commercial | USHP | Ducted CEE Tier 1
213771928 | Central HP <5.4 tons | AIRQUEST | HRCU-A-CB (Split System: Heat Pump with Remote Outdoor Unit-Air-Source) | HVH825GKA2* |  |  | EHD4X30AAL+WALLCON | *80CTL0701412B* | 23800 | 16 | 8.1 | 21800 | 16800 | 77.06% | 1.98 | 0 | 10.5 |  |  |  |  | R-410A | 1.9833 | Residential & Commercial | USHP | Ducted CEE Tier 1
213772278 | Central HP <5.4 tons | AIRQUEST | HRCU-A-CB (Split System: Heat Pump with Remote Outdoor Unit-Air-Source) | HVH825GKA2* |  |  | EHD4X42AAL+WALLCON | *80CTL0701716B* | 24200 | 16 | 8.1 | 21400 | 16600 | 77.57% | 2 | 0 | 10.5 |  |  |  |  | R-410A | 2.0167 | Residential & Commercial | USHP | Ducted CEE Tier 1
212864643 | Central HP <5.4 tons | YORK | HRCU-A-CB (Split System: Heat Pump with Remote Outdoor Unit-Air-Source) | HMH72B341 | ADP |  | AD-32(P,U)*****9 | TM9E080B12MP12 | 34000 | 17 | 8.5 | 32200 | 23600 | 73.29% | 2.06 | 0 | 10 |  |  |  |  | R-410A | 2.8333 | Residential & Commercial | USHP | Ducted CEE Tier 1
215870945 | Central HP <5.4 tons | YORK | HRCU-A-CB (Split System: Heat Pump with Remote Outdoor Unit-Air-Source) | HH836E2S11 | ADP |  | CX361B*35+TXV | Y81E100B12SMPS1 | 33000 | 18 | 8.5 | 28800 | 24400 | 84.72% | 2 | 0 | 11.7 |  |  |  |  | R-454B | 2.75 | Residential & Commercial | USHP | Ducted CEE Tier 1
215870948 | Central HP <5.4 tons | YORK | HRCU-A-CB (Split System: Heat Pump with Remote Outdoor Unit-Air-Source) | HH836E2S11 | ADP |  | CH365B*C+TXV | YP9C060B12MP13 | 32200 | 16 | 8.4 | 29000 | 24800 | 85.52% | 1.98 | 0 | 10.5 |  |  |  |  | R-454B | 2.6833 | Residential & Commercial | USHP | Ducted CEE Tier 1
215870962 | Central HP <5.4 tons | YORK | HRCU-A-CB (Split System: Heat Pump with Remote Outdoor Unit-Air-Source) | HH860E2S11 | ADP |  | CH604**C+TXV | Y91E080C20SMPS1 | 44500 | 18 | 8.5 | 44500 | 33000 | 74.16% | 2 | 0 | 12 |  |  |  |  | R-454B | 3.7083 | Residential & Commercial | USHP | Ducted CEE Tier 1
215870979 | Central HP <5.4 tons | YORK | HRCU-A-CB (Split System: Heat Pump with Remote Outdoor Unit-Air-Source) | HH860E2S11 | ADP |  | CV606**C+TXV | Y91E100C20SMPS1 | 45500 | 18 | 8.5 | 45000 | 33600 | 74.67% | 2 | 0 | 11.7 |  |  |  |  | R-454B | 3.7917 | Residential & Commercial | USHP | Ducted CEE Tier 1
214522497 | Central HP <5.4 tons | YORK | HRCU-A-CB (Split System: Heat Pump with Remote Outdoor Unit-Air-Source) | HMH72B341 | ASPEN |  | DX36C34+TDR | Y81E080B12SMPS1 | 33000 | 18 | 8.1 | 32600 | 23600 | 72.39% | 2 | 0 | 9.5 |  |  |  |  | R-410A | 2.75 | Residential & Commercial | USHP
214522531 | Central HP <5.4 tons | YORK | HRCU-A-CB (Split System: Heat Pump with Remote Outdoor Unit-Air-Source) | HMH72B341 | ASPEN |  | DX36E34+TDR | Y81E080B12SMPS1 | 33000 | 18 | 8.5 | 33000 | 23400 | 70.91% | 2 | 0 | 9.5 |  |  |  |  | R-410A | 2.75 | Residential & Commercial | USHP
214522528 | Central HP <5.4 tons | YORK | HRCU-A-CB (Split System: Heat Pump with Remote Outdoor Unit-Air-Source) | HMH72B341 | ASPEN |  | DX36E34+TDR | Y81E040A12LMPS1 | 33200 | 18 | 8.5 | 33000 | 23400 | 70.91% | 1.94 | 0 | 10 |  |  |  |  | R-410A | 2.7667 | Residential & Commercial | USHP | Ducted CEE Tier 1
215375315 | Central HP <5.4 tons | RUUD | HRCU-A-CB (Split System: Heat Pump with Remote Outdoor Unit-Air-Source) | RD17AZ48AJ3N | ASPEN |  | D(A,C,E)48B46+TDR | R951V0855A21M4S | 44000 | 15.2 | 8.1 | 45500 | 32600 | 71.65% | 2.3 | 0 | 10 |  |  |  |  | R-410A | 3.6667 | Residential & Commercial | USHP | Ducted CEE Tier 1
215375345 | Central HP <5.4 tons | RUUD | HRCU-A-CB (Split System: Heat Pump with Remote Outdoor Unit-Air-Source) | RD17AZ48AJ3N | ASPEN |  | D(A,C,E)60D36+TDR | R962V1155A24M4S | 45500 | 16 | 8.1 | 45500 | 32400 | 71.21% | 2.4 | 0 | 10 |  |  |  |  | R-410A | 3.7917 | Residential & Commercial | USHP | Ducted CEE Tier 1
216487739 | Central HP <5.4 tons | BRYANT HEATING AND COOLING SYSTEMS | HRCU-A-CB (Split System: Heat Pump with Remote Outdoor Unit-Air-Source) | 293VAN060**AA* | ADP |  | CE(P,V)6021G48*+TXV | 88*TB60090C21*** | 55500 | 19 | 8.5 | 58500 | 46000 | 78.63% | 2.04 | 0 | 11 |  |  |  |  | R-454B | 4.625 | Residential & Commercial | USHP | Ducted CEE Tier 1
216487754 | Central HP <5.4 tons | BRYANT HEATING AND COOLING SYSTEMS | HRCU-A-CB (Split System: Heat Pump with Remote Outdoor Unit-Air-Source) | 293VAN060**AA* | ADP |  | CE(P,V)6024G48*+TXV | 987MC60080C21*** | 55500 | 18 | 8.1 | 58500 | 45500 | 77.78% | 1.95 | 0 | 11 |  |  |  |  | R-454B | 4.625 | Residential & Commercial | USHP | Ducted CEE Tier 1
216487839 | Central HP <5.4 tons | BRYANT HEATING AND COOLING SYSTEMS | HRCU-A-CB (Split System: Heat Pump with Remote Outdoor Unit-Air-Source) | 290VAN036**AA* | ADP |  | CE(P,V)3617G34*+TXV | 986TD42080C17*** | 33000 | 18 | 9 | 33600 | 24800 | 73.81% | 1.88 | 0 | 9 |  |  |  |  | R-454B | 2.75 | Residential & Commercial | USHP
216487956 | Central HP <5.4 tons | BRYANT HEATING AND COOLING SYSTEMS | HRCU-A-CB (Split System: Heat Pump with Remote Outdoor Unit-Air-Source) | 293VAN048**AA* | ADP |  | CE(P,V)4821G1K*+TXV | 986TD42080C17*** | 42500 | 20 | 9 | 46500 | 34800 | 74.84% | 2 | 0 | 11 |  |  |  |  | R-454B | 3.5417 | Residential & Commercial | USHP | Ducted CEE Tier 1
215375251 | Central HP <5.4 tons | RUUD | HRCU-A-CB (Split System: Heat Pump with Remote Outdoor Unit-Air-Source) | RD17AZ48AJ3N | ASPEN |  | D(A,C,E)48B46+TDR | R802V0755A21DZ | 44000 | 16 | 8.1 | 45500 | 32400 | 71.21% | 2.4 | 0 | 10 |  |  |  |  | R-410A | 3.6667 | Residential & Commercial | USHP | Ducted CEE Tier 1
215375269 | Central HP <5.4 tons | RUUD | HRCU-A-CB (Split System: Heat Pump with Remote Outdoor Unit-Air-Source) | RD17AZ48AJ3N | ASPEN |  | D(A,C,E)60D36+TDR | R802V1005A21UHN | 45500 | 16 | 8.1 | 45500 | 32400 | 71.21% | 2.4 | 0 | 10 |  |  |  |  | R-410A | 3.7917 | Residential & Commercial | USHP | Ducted CEE Tier 1
215375283 | Central HP <5.4 tons | RUUD | HRCU-A-CB (Split System: Heat Pump with Remote Outdoor Unit-Air-Source) | RD17AZ48AJ3N | ASPEN |  | D(A,C,E)48B46+TDR | R802V1255A24UHS | 44000 | 16 | 8.1 | 45500 | 32400 | 71.21% | 2.4 | 0 | 10 |  |  |  |  | R-410A | 3.6667 | Residential & Commercial | USHP | Ducted CEE Tier 1
215375294 | Central HP <5.4 tons | RUUD | HRCU-A-CB (Split System: Heat Pump with Remote Outdoor Unit-Air-Source) | RD17AZ48AJ3N | ASPEN |  | D(A,C,E)48B44+TDR | R921V0705A21M4S | 44000 | 15.2 | 8.1 | 45500 | 32600 | 71.65% | 2.3 | 0 | 10 |  |  |  |  | R-410A | 3.6667 | Residential & Commercial | USHP | Ducted CEE Tier 1
215375303 | Central HP <5.4 tons | RUUD | HRCU-A-CB (Split System: Heat Pump with Remote Outdoor Unit-Air-Source) | RD17AZ48AJ3N | ASPEN |  | D(A,C,E)48B46+TDR | R921V1005A21M4S | 44000 | 15.2 | 8.1 | 45500 | 32600 | 71.65% | 2.3 | 0 | 10 |  |  |  |  | R-410A | 3.6667 | Residential & Commercial | USHP | Ducted CEE Tier 1
215375308 | Central HP <5.4 tons | RUUD | HRCU-A-CB (Split System: Heat Pump with Remote Outdoor Unit-Air-Source) | RD17AZ48AJ3N | ASPEN |  | D(A,C,E)60D34+TDR | R921V1155A24M4S | 45500 | 16 | 8.1 | 45500 | 32400 | 71.21% | 2.4 | 0 | 10 |  |  |  |  | R-410A | 3.7917 | Residential & Commercial | USHP | Ducted CEE Tier 1
215375326 | Central HP <5.4 tons | RUUD | HRCU-A-CB (Split System: Heat Pump with Remote Outdoor Unit-Air-Source) | RD17AZ48AJ3N | ASPEN |  | D(A,C,E)48B44+TDR | R951V1155A24M4S | 44000 | 16 | 8.1 | 45500 | 32400 | 71.21% | 2.4 | 0 | 10 |  |  |  |  | R-410A | 3.6667 | Residential & Commercial | USHP | Ducted CEE Tier 1
215375160 | Central HP <5.4 tons | RUUD | HRCU-A-CB (Split System: Heat Pump with Remote Outdoor Unit-Air-Source) | RD17AZ36AJ3N | ASPEN |  | D(A,C,E)36C46+TDR | R921V0403A17M4S | 33000 | 18 | 8.1 | 34200 | 31400 | 91.81% | 1.9 | 0 | 10 |  |  |  |  | R-410A | 2.75 | Residential & Commercial | USHP | Ducted CEE Tier 1
216680650 | Central HP <5.4 tons | AIRQUEST | HRCU-A-CB (Split System: Heat Pump with Remote Outdoor Unit-Air-Source) | DLCURAH24ABK |  |  | EN(A,D)4X36L21** | *97VTN0801716A* | 23400 | 16.5 | 9 | 25800 | 23800 | 92.25% | 1.78 | 0 | 10 |  |  |  |  | R-410A | 1.95 | Residential & Commercial | USHP | Ducted CEE Tier 1
214501068 | Central HP <5.4 tons | Liberty Heating & Air Conditioning | HRCU-A-CB (Split System: Heat Pump with Remote Outdoor Unit-Air-Source) | ASZS60241EA* |  |  | CA*EA2422*4B* | G*VS960805CUA* | 23000 | 17 | 8.6 | 23000 | 16100 | 70% | 2 | 0 | 10 |  |  |  |  | R-410A | 1.9167 | Residential & Commercial | USHP | Ducted CEE Tier 1
214500335 | Central HP <5.4 tons | Liberty Heating & Air Conditioning | HRCU-A-CB (Split System: Heat Pump with Remote Outdoor Unit-Air-Source) | ASZS601810A* |  |  | CA*EA1818*4B*+MBVK12BP1X00A* | 0 | 16600 | 17.5 | 8.5 | 17400 | 13000 | 74.71% | 2.1 | 0 | 10.9 |  |  |  |  | R-410A | 1.3833 | Residential & Commercial | USHP | Ducted CEE Tier 1
213350139 | Central HP <5.4 tons | YORK | HRCU-A-CB (Split System: Heat Pump with Remote Outdoor Unit-Air-Source) | HMH72B341 | ASPEN |  | D(A,C,E)36A34+TDR | Y81E080C20SMPS1 | 31600 | 17.9 | 8.5 | 33200 | 28200 | 84.94% | 2.71 | 0 | 9.8 |  |  |  |  | R-410A | 2.6333 | Residential & Commercial | USHP
212348373 | Central HP <5.4 tons | CARRIER | HRCU-A-CB (Split System: Heat Pump with Remote Outdoor Unit-Air-Source) | 38MURAQ18AB3* | ASPEN |  | A(E,F)W184+TDR | 0 | 17000 | 15.2 | 8.5 | 18000 | 18300 | 101.7% | 2.56 | 0 | 10.5 |  |  |  |  | R-410A | 1.4167 | Residential & Commercial | USHP | Ducted CEE Tier 1
212348382 | Central HP <5.4 tons | CARRIER | HRCU-A-CB (Split System: Heat Pump with Remote Outdoor Unit-Air-Source) | 38MURAQ18AB3* | ASPEN |  | LEW30F4 | 0 | 17000 | 15.2 | 8.5 | 18000 | 18300 | 101.7% | 2.56 | 0 | 10.5 |  |  |  |  | R-410A | 1.4167 | Residential & Commercial | USHP | Ducted CEE Tier 1
209880051 | Central HP <5.4 tons | FUJITSU | HRCU-A-CB (Split System: Heat Pump with Remote Outdoor Unit-Air-Source) | FOP1860MJAZCA |  |  | FCCA6021SZEA | FF96TV508521M4S*A | 53000 | 18 | 8.1 | 53000 | 50500 | 95.28% | 1.9 | 0 | 10 |  |  |  |  | R-410A | 4.4167 | Residential & Commercial | USHP | Ducted CEE Tier 1
212506454 | Central HP <5.4 tons | YORK | HRCU-A-CB (Split System: Heat Pump with Remote Outdoor Unit-Air-Source) | HMH72B361 | ASPEN |  | L(E,G)M48A4 | 0 | 35000 | 18 | 8.1 | 36000 | 26400 | 73.33% | 2.81 | 0 | 9 |  |  |  |  | R-410A | 2.9167 | Residential & Commercial | USHP
213204930 | Central HP <5.4 tons | TEMPSTAR | HRCU-A-CB (Split System: Heat Pump with Remote Outdoor Unit-Air-Source) | DLCURAH24ABK | ASPEN |  | D(A,C,E)24B44+TDR | *95ESN0401712A* | 23800 | 15.2 | 8.5 | 26400 | 20400 | 77.27% | 2.82 | 0 | 9.5 |  |  |  |  | R-410A | 1.9833 | Residential & Commercial | USHP
213204260 | Central HP <5.4 tons | TEMPSTAR | HRCU-A-CB (Split System: Heat Pump with Remote Outdoor Unit-Air-Source) | DLCURAH24AAK | ASPEN |  | D(A,C,E)36C34+TDR | *95ESN0601714A* | 23800 | 15.4 | 8.5 | 25400 | 24400 | 96.06% | 2.55 | 0 | 9.3 |  |  |  |  | R-410A | 1.9833 | Residential & Commercial | USHP
213360222 | Central HP <5.4 tons | LENNOX | HRCU-A-CB (Split System: Heat Pump with Remote Outdoor Unit-Air-Source) | SL25XPV-024-230A** | ADP |  | L*35/36U9 | EL297UH070XV36B* | 22200 | 23 | 9.2 | 20000 | 20000 | 100% | 1.84 | 0 | 14 |  |  |  |  | R-410A | 1.85 | Residential & Commercial | USHP | Ducted CEE Tier 1
216770084 | Central HP <5.4 tons | TRANE | HRCU-A-CB (Split System: Heat Pump with Remote Outdoor Unit-Air-Source) | 5TWR7060A1 |  |  | 5TXCD008AS3 | S9V2D120U5PSC | 51500 | 15.2 | 9 | 51500 | 39000 | 75.73% | 2.2 | 0 | 11.2 |  |  |  |  | R-454B | 4.2917 | Residential & Commercial | USHP | Ducted CEE Tier 1
215389818 | Central HP <5.4 tons | COMFORTMAKER | HRCU-A-CB (Split System: Heat Pump with Remote Outdoor Unit-Air-Source) | DLCURAH36ABK |  |  | END4X42L17** | *96VTN0601716B* | 35400 | 15.5 | 8.5 | 38500 | 35000 | 90.91% | 1.94 | 0 | 10 |  |  |  |  | R-410A | 2.95 | Residential & Commercial | USHP | Ducted CEE Tier 1
214393190 | Central HP <5.4 tons | RUUD | HRCU-A-CB (Split System: Heat Pump with Remote Outdoor Unit-Air-Source) | RD17AZ36AJ3N | ASPEN |  | D(A,C,E)42D34+TDR | R802V0504A17UHN | 32800 | 18 | 8.1 | 34200 | 29800 | 87.13% | 1.9 | 0 | 10 |  |  |  |  | R-410A | 2.7333 | Residential & Commercial | USHP | Ducted CEE Tier 1
214393238 | Central HP <5.4 tons | RUUD | HRCU-A-CB (Split System: Heat Pump with Remote Outdoor Unit-Air-Source) | RD17AZ36AJ3N | ASPEN |  | D(A,C,E)36C44+TDR | R802V0754A17DZ | 33000 | 18 | 8.1 | 34200 | 29600 | 86.55% | 1.9 | 0 | 10 |  |  |  |  | R-410A | 2.75 | Residential & Commercial | USHP | Ducted CEE Tier 1
214394803 | Central HP <5.4 tons | CARRIER | HRCU-A-CB (Split System: Heat Pump with Remote Outdoor Unit-Air-Source) | 25VNA837A*031* | ADP |  | H,PG53936 | 59TN6C100C21**22 | 32400 | 18 | 8.5 | 30400 | 24400 | 80.26% | 2 | 0 | 11.5 |  |  |  |  | R-410A | 2.7 | Residential & Commercial | USHP | Ducted CEE Tier 1
214595141 | Central HP <5.4 tons | BRYANT HEATING AND COOLING SYSTEMS | HRCU-A-CB (Split System: Heat Pump with Remote Outdoor Unit-Air-Source) | 38MURAQ18AB3* | ASPEN |  | A(E,F)M254+TDR | 0 | 17500 | 15.2 | 8.5 | 19300 | 18300 | 94.82% | 2.2 | 0 | 9.8 |  |  |  |  | R-410A | 1.4583 | Residential & Commercial | USHP
214595142 | Central HP <5.4 tons | BRYANT HEATING AND COOLING SYSTEMS | HRCU-A-CB (Split System: Heat Pump with Remote Outdoor Unit-Air-Source) | 38MURAQ18AB3* | ASPEN |  | A(E,F)M304+TDR | 0 | 18000 | 15.2 | 8.5 | 19300 | 18300 | 94.82% | 2.2 | 0 | 9.8 |  |  |  |  | R-410A | 1.5 | Residential & Commercial | USHP
214609726 | Central HP <5.4 tons | AMERICAN STANDARD | HRCU-A-CB (Split System: Heat Pump with Remote Outdoor Unit-Air-Source) | 4A6V0X60A1 | ADP |  | H,TG74960 | S8V2D120M5PCA | 54000 | 19 | 8.2 | 50000 | 39000 | 78% | 1.83 | 0 | 11.7 |  |  |  |  | R-410A | 4.5 | Residential & Commercial | USHP | Ducted CEE Tier 1
216643595 | Central HP <5.4 tons | CARRIER | HRCU-A-CB (Split System: Heat Pump with Remote Outdoor Unit-Air-Source) | 37MUHAQ18AA3 |  |  | CAA**2417AM* | 58SU*B060M17**16 | 17800 | 15.2 | 10 | 20600 | 18500 | 89.81% | 1.98 | 0 | 11 |  |  |  |  | R-454B | 1.4833 | Residential & Commercial | USHP | Ducted CEE Tier 1
214391641 | Central HP <5.4 tons | RUUD | HRCU-A-CB (Split System: Heat Pump with Remote Outdoor Unit-Air-Source) | RP15AZ24AJ2N | ASPEN |  | CP37A34+TDR | R801V0503A14DZ | 22400 | 15.6 | 8.3 | 23000 | 16300 | 70.87% | 2.84 | 0 | 11.9 |  |  |  |  | R-410A | 1.8667 | Residential & Commercial | USHP | Ducted CEE Tier 1
214391643 | Central HP <5.4 tons | RUUD | HRCU-A-CB (Split System: Heat Pump with Remote Outdoor Unit-Air-Source) | RP15AZ24AJ2N | ASPEN |  | CP37A34+TDR | R801V0503A14UH | 22400 | 15.6 | 8.3 | 23000 | 16300 | 70.87% | 2.88 | 0 | 11.9 |  |  |  |  | R-410A | 1.8667 | Residential & Commercial | USHP | Ducted CEE Tier 1
216797151 | Central HP <5.4 tons | TRANE | HRCU-A-CB (Split System: Heat Pump with Remote Outdoor Unit-Air-Source) | 5TWV8X48A1 | ASPEN |  | D(A,C,E)48C3J+TDR | S8V2C100M5PDB | 45000 | 18 | 8.5 | 46000 | 46000 | 100% | 2.83 | 0 | 9.8 |  |  |  |  | R-454B | 3.75 | Residential & Commercial | USHP
216797168 | Central HP <5.4 tons | TRANE | HRCU-A-CB (Split System: Heat Pump with Remote Outdoor Unit-Air-Source) | 5TWV8X48A1 | ASPEN |  | D(A,C,E)60B3J+TDR | S9V2C100D5PSC+LRP | 45000 | 18 | 8.1 | 45000 | 45000 | 100% | 2.59 | 0 | 10 |  |  |  |  | R-454B | 3.75 | Residential & Commercial | USHP | Ducted CEE Tier 1
213350156 | Central HP <5.4 tons | YORK | HRCU-A-CB (Split System: Heat Pump with Remote Outdoor Unit-Air-Source) | HMH72B341 | ASPEN |  | D(A,C,E)36A44+TDR | Y81E100C16SMPS1 | 32000 | 18 | 8.5 | 33400 | 28400 | 85.03% | 2.7 | 0 | 9.4 |  |  |  |  | R-410A | 2.6667 | Residential & Commercial | USHP
215375379 | Central HP <5.4 tons | RUUD | HRCU-A-CB (Split System: Heat Pump with Remote Outdoor Unit-Air-Source) | RD17AZ60AJ3N | ASPEN |  | D(A,C,E)60D36+TDR | R962V1155A24M4S | 52000 | 17.8 | 8.1 | 54000 | 50500 | 93.52% | 1.75 | 0 | 9.8 |  |  |  |  | R-410A | 4.3333 | Residential & Commercial | USHP
215375112 | Central HP <5.4 tons | RUUD | HRCU-A-CB (Split System: Heat Pump with Remote Outdoor Unit-Air-Source) | RD17AZ36AJ3N | ASPEN |  | D(A,C,E)36C46+TDR | R801V0754A17DZ | 33000 | 18 | 8.1 | 34200 | 31400 | 91.81% | 1.9 | 0 | 10 |  |  |  |  | R-410A | 2.75 | Residential & Commercial | USHP | Ducted CEE Tier 1
212506455 | Central HP <5.4 tons | YORK | HRCU-A-CB (Split System: Heat Pump with Remote Outdoor Unit-Air-Source) | HMH72B361 | ASPEN |  | L(E,G)M48B4 | 0 | 34400 | 18 | 8.1 | 36000 | 26400 | 73.33% | 2.81 | 0 | 9 |  |  |  |  | R-410A | 2.8667 | Residential & Commercial | USHP
213258899 | Central HP <5.4 tons | YORK | HRCU-A-CB (Split System: Heat Pump with Remote Outdoor Unit-Air-Source) | HMH72B361 | ASPEN |  | D(A,C,E)36D3G+TXV+JMVT12BC2N1+TDR | 0 | 34800 | 18 | 8.1 | 36000 | 26400 | 73.33% | 2.81 | 0 | 9 |  |  |  |  | R-410A | 2.9 | Residential & Commercial | USHP
216770091 | Central HP <5.4 tons | TRANE | HRCU-A-CB (Split System: Heat Pump with Remote Outdoor Unit-Air-Source) | 5TWX7024A1 |  |  | 5TAM5C03AC21 | 0 | 23200 | 17.1 | 8.5 | 21800 | 16900 | 77.52% | 1.91 | 0 | 12.7 |  |  |  |  | R-454B | 1.9333 | Residential & Commercial | USHP | Ducted CEE Tier 1
215684032 | Central HP <5.4 tons | BRYANT HEATING AND COOLING SYSTEMS | HRCU-A-CB (Split System: Heat Pump with Remote Outdoor Unit-Air-Source) | 290VAN036**AA* |  |  | CSAH*3612AM*+UI | 935CB60080C21*** | 33600 | 16 | 8.5 | 35800 | 25400 | 70.95% | 1.76 | 0 | 9.5 |  |  |  |  | R-454B | 2.8 | Residential & Commercial | USHP
215684048 | Central HP <5.4 tons | BRYANT HEATING AND COOLING SYSTEMS | HRCU-A-CB (Split System: Heat Pump with Remote Outdoor Unit-Air-Source) | 290VAN036**AA* |  |  | CSAH*3612AM*+UI | 986TD30040C14*** | 32200 | 15.2 | 8.5 | 36200 | 25800 | 71.27% | 1.76 | 0 | 9 |  |  |  |  | R-454B | 2.6833 | Residential & Commercial | USHP
215684082 | Central HP <5.4 tons | BRYANT HEATING AND COOLING SYSTEMS | HRCU-A-CB (Split System: Heat Pump with Remote Outdoor Unit-Air-Source) | 290VAN036**AA* |  |  | CSAH*4212AM*+UI | 935CB66100C21*** | 34000 | 16.5 | 8.5 | 35600 | 25200 | 70.79% | 1.78 | 0 | 9.5 |  |  |  |  | R-454B | 2.8333 | Residential & Commercial | USHP
204456843 | Central HP <5.4 tons | HEIL | HRCU-A-CB (Split System: Heat Pump with Remote Outdoor Unit-Air-Source) | HVH825GKA2* |  |  | EA*4X37L17A*+WALLCON | *96CTN0801714A* | 24200 | 16.5 | 8.1 | 21400 | 16700 | 78.04% | 1.98 | 11.5 | 11 |  |  |  |  | R-410A | 2.0167 | Residential & Commercial | USHP | Ducted CEE Tier 1
209880038 | Central HP <5.4 tons | FUJITSU | HRCU-A-CB (Split System: Heat Pump with Remote Outdoor Unit-Air-Source) | FOP1836MJAZCA |  |  | FCCA6021SZEA | FF96TV307017M4S*A | 34200 | 19 | 8.5 | 35000 | 43000 | 122.9% | 2.2 | 0 | 12.5 |  |  |  |  | R-410A | 2.85 | Residential & Commercial | USHP | Ducted CEE Tier 1
213796960 | Central HP <5.4 tons | BRYANT HEATING AND COOLING SYSTEMS | HRCU-A-CB (Split System: Heat Pump with Remote Outdoor Unit-Air-Source) | 38MURAQ18AB3* | ADP |  | V,C36H***P039+CBPE3A* | 0 | 17500 | 15.5 | 8.7 | 17000 | 19400 | 114.1% | 2.32 | 0 | 10.5 |  |  |  |  | R-410A | 1.4583 | Residential & Commercial | USHP | Ducted CEE Tier 1
212292977 | Central HP <5.4 tons | YORK | HRCU-A-CB (Split System: Heat Pump with Remote Outdoor Unit-Air-Source) | HMH72B341 | ASPEN |  | C(A,C,D,E)48A34+TDR | TM9Y100C20MP11 | 32200 | 15.5 | 8.1 | 34000 | 27400 | 80.59% | 2.45 | 0 | 9.4 |  |  |  |  | R-410A | 2.6833 | Residential & Commercial | USHP
212986197 | Central HP <5.4 tons | TEMPSTAR | HRCU-A-CB (Split System: Heat Pump with Remote Outdoor Unit-Air-Source) | DLCURAH24ABK |  |  | EA*4X36L17A* | *96MSN0401410A* | 23600 | 16 | 8.5 | 26200 | 24000 | 91.6% | 1.98 | 0 | 10 |  |  |  |  | R-410A | 1.9667 | Residential & Commercial | USHP | Ducted CEE Tier 1
212986906 | Central HP <5.4 tons | TEMPSTAR | HRCU-A-CB (Split System: Heat Pump with Remote Outdoor Unit-Air-Source) | DLCURAH24ABK |  |  | EA*4X30L17A* | *96MSN0601412A* | 23600 | 16.5 | 8.5 | 26200 | 23800 | 90.84% | 1.98 | 0 | 10 |  |  |  |  | R-410A | 1.9667 | Residential & Commercial | USHP | Ducted CEE Tier 1
212986956 | Central HP <5.4 tons | TEMPSTAR | HRCU-A-CB (Split System: Heat Pump with Remote Outdoor Unit-Air-Source) | DLCURAH24ABK |  |  | EN(A,D)4X30L14** | *96MSN0601412A* | 23400 | 16.5 | 8.1 | 26400 | 24200 | 91.67% | 2.02 | 0 | 10 |  |  |  |  | R-410A | 1.95 | Residential & Commercial | USHP | Ducted CEE Tier 1
212987397 | Central HP <5.4 tons | TEMPSTAR | HRCU-A-CB (Split System: Heat Pump with Remote Outdoor Unit-Air-Source) | DLCURAH24ABK |  |  | EA*4X30L17A* | *96MSN0801716A* | 23600 | 17 | 8.5 | 26400 | 24200 | 91.67% | 2.02 | 0 | 10 |  |  |  |  | R-410A | 1.9667 | Residential & Commercial | USHP | Ducted CEE Tier 1
212987433 | Central HP <5.4 tons | TEMPSTAR | HRCU-A-CB (Split System: Heat Pump with Remote Outdoor Unit-Air-Source) | DLCURAH24ABK |  |  | EA*4X37L17A* | *96MSN0801716A* | 24200 | 17 | 8.5 | 25200 | 22000 | 87.3% | 1.84 | 0 | 10 |  |  |  |  | R-410A | 2.0167 | Residential & Commercial | USHP | Ducted CEE Tier 1
209880029 | Central HP <5.4 tons | FUJITSU | HRCU-A-CB (Split System: Heat Pump with Remote Outdoor Unit-Air-Source) | FOP1824MJAZCA |  |  | FCCA2421HZEA | FF96TV307017M4S*A | 22800 | 20 | 8.5 | 22800 | 26000 | 114% | 2.1 | 0 | 12.5 |  |  |  |  | R-410A | 1.9 | Residential & Commercial | USHP | Ducted CEE Tier 1
215375230 | Central HP <5.4 tons | RUUD | HRCU-A-CB (Split System: Heat Pump with Remote Outdoor Unit-Air-Source) | RD17AZ48AJ3N | ASPEN |  | D(A,C,E)48B44+TDR | R801V1005A21UHS | 44000 | 16 | 8.1 | 45500 | 32400 | 71.21% | 2.4 | 0 | 10 |  |  |  |  | R-410A | 3.6667 | Residential & Commercial | USHP | Ducted CEE Tier 1
215375265 | Central HP <5.4 tons | RUUD | HRCU-A-CB (Split System: Heat Pump with Remote Outdoor Unit-Air-Source) | RD17AZ48AJ3N | ASPEN |  | D(A,C,E)60D36+TDR | R802V1005A21DZ | 45500 | 16 | 8.1 | 45500 | 32200 | 70.77% | 2.4 | 0 | 10 |  |  |  |  | R-410A | 3.7917 | Residential & Commercial | USHP | Ducted CEE Tier 1
213258897 | Central HP <5.4 tons | YORK | HRCU-A-CB (Split System: Heat Pump with Remote Outdoor Unit-Air-Source) | HMH72B361 | ASPEN |  | D(A,C,E)36D36+JMVT12BC2N1+TDR | 0 | 34800 | 18 | 8.1 | 36000 | 26400 | 73.33% | 2.81 | 0 | 9 |  |  |  |  | R-410A | 2.9 | Residential & Commercial | USHP
215941213 | Central HP <5.4 tons | TEMPSTAR | HRCU-A-CB (Split System: Heat Pump with Remote Outdoor Unit-Air-Source) | T5H3V48*K*AAA* |  |  | ESH5X60M12A*+WALLCON | *96CTN0802120B* | 45000 | 20 | 9 | 48500 | 36600 | 75.46% | 1.82 | 0 | 11 |  |  |  |  | R-454B | 3.75 | Residential & Commercial | USHP | Ducted CEE Tier 1
213796962 | Central HP <5.4 tons | BRYANT HEATING AND COOLING SYSTEMS | HRCU-A-CB (Split System: Heat Pump with Remote Outdoor Unit-Air-Source) | 38MURAQ18AB3* | ADP |  | V,C36H***P219+CBPE3A* | 0 | 17800 | 15.5 | 9 | 17100 | 19400 | 113.5% | 2.4 | 0 | 10.5 |  |  |  |  | R-410A | 1.4833 | Residential & Commercial | USHP | Ducted CEE Tier 1
214393775 | Central HP <5.4 tons | RUUD | HRCU-A-CB (Split System: Heat Pump with Remote Outdoor Unit-Air-Source) | RD17AZ36AJ3N | ASPEN |  | D(A,C,E)42D44+TDR | R951V0403A17UHU | 33400 | 18 | 8.1 | 34200 | 29800 | 87.13% | 1.9 | 0 | 10 |  |  |  |  | R-410A | 2.7833 | Residential & Commercial | USHP | Ducted CEE Tier 1
214393792 | Central HP <5.4 tons | RUUD | HRCU-A-CB (Split System: Heat Pump with Remote Outdoor Unit-Air-Source) | RD17AZ36AJ3N | ASPEN |  | D(A,C,E)36C44+TDR | R951V0603A17M4S | 33000 | 18 | 8.1 | 34200 | 29800 | 87.13% | 1.9 | 0 | 10 |  |  |  |  | R-410A | 2.75 | Residential & Commercial | USHP | Ducted CEE Tier 1
214393825 | Central HP <5.4 tons | RUUD | HRCU-A-CB (Split System: Heat Pump with Remote Outdoor Unit-Air-Source) | RD17AZ36AJ3N | ASPEN |  | D(A,C,E)36D44+TDR | R951V0603A17UHU | 33200 | 18 | 8.1 | 34200 | 29800 | 87.13% | 1.9 | 0 | 10 |  |  |  |  | R-410A | 2.7667 | Residential & Commercial | USHP | Ducted CEE Tier 1
214393873 | Central HP <5.4 tons | RUUD | HRCU-A-CB (Split System: Heat Pump with Remote Outdoor Unit-Air-Source) | RD17AZ36AJ3N | ASPEN |  | D(A,C,E)48C44+TDR | R951V0703A17M4S | 33200 | 18 | 8.1 | 34200 | 29600 | 86.55% | 1.9 | 0 | 10 |  |  |  |  | R-410A | 2.7667 | Residential & Commercial | USHP | Ducted CEE Tier 1
214393876 | Central HP <5.4 tons | RUUD | HRCU-A-CB (Split System: Heat Pump with Remote Outdoor Unit-Air-Source) | RD17AZ36AJ3N | ASPEN |  | D(A,C,E)48D44+TDR | R951V0703A17M4S | 33800 | 18 | 8.1 | 34200 | 29600 | 86.55% | 1.9 | 0 | 10 |  |  |  |  | R-410A | 2.8167 | Residential & Commercial | USHP | Ducted CEE Tier 1
214393926 | Central HP <5.4 tons | RUUD | HRCU-A-CB (Split System: Heat Pump with Remote Outdoor Unit-Air-Source) | RD17AZ36AJ3N | ASPEN |  | D(A,C,E)48D24+TDR | R951V0855A21M4S | 30800 | 17.6 | 8.1 | 34200 | 29600 | 86.55% | 1.9 | 0 | 9.6 |  |  |  |  | R-410A | 2.5667 | Residential & Commercial | USHP
215941483 | Central HP <5.4 tons | TEMPSTAR | HRCU-A-CB (Split System: Heat Pump with Remote Outdoor Unit-Air-Source) | T5H3V48*K*AAA* |  |  | EVM5X60M24A*+WALLCON | *97CTN1202422A* | 45500 | 20.5 | 8.1 | 52500 | 38000 | 72.38% | 1.95 | 0 | 11.5 |  |  |  |  | R-454B | 3.7917 | Residential & Commercial | USHP | Ducted CEE Tier 1
215941583 | Central HP <5.4 tons | TEMPSTAR | HRCU-A-CB (Split System: Heat Pump with Remote Outdoor Unit-Air-Source) | T5H3V48*K*AAA* |  |  | EVD5X48M21A*+WALLCON | *97CTN1002122A* | 44500 | 20 | 8.1 | 52000 | 38500 | 74.04% | 2 | 0 | 11 |  |  |  |  | R-454B | 3.7083 | Residential & Commercial | USHP | Ducted CEE Tier 1
211168132 | Central HP <5.4 tons | AMERICAN STANDARD | HRCU-A-CB (Split System: Heat Pump with Remote Outdoor Unit-Air-Source) | 4A6V8X24A1 | ASPEN |  | 4PXFH003AZ3+TDR | *DHMB060BCV3 | 23200 | 18 | 8.5 | 20200 | 19300 | 95.54% | 2.48 | 0 | 12 |  |  |  |  | R-410A | 1.9333 | Residential & Commercial | USHP | Ducted CEE Tier 1
211755778 | Central HP <5.4 tons | YORK | HRCU-A-CB (Split System: Heat Pump with Remote Outdoor Unit-Air-Source) | HMH72B341 | ASPEN |  | C(A,C,D,E)48D24+TDR | TM8V080B12MP12 | 32000 | 17 | 8.1 | 33600 | 29400 | 87.5% | 2.49 | 0 | 9.5 |  |  |  |  | R-410A | 2.6667 | Residential & Commercial | USHP
216776392 | Central HP <5.4 tons | YORK | HRCU-A-CB (Split System: Heat Pump with Remote Outdoor Unit-Air-Source) | HH824E2S11 | ADP |  | AD-30(P,U)******+TXV-BLEED | Y82E060A12LMPS1 | 21800 | 18 | 8.95 | 21200 | 18100 | 85.38% | 1.9 | 0 | 11 |  |  |  |  | R-454B | 1.8167 | Residential & Commercial | USHP | Ducted CEE Tier 1
213796973 | Central HP <5.4 tons | BRYANT HEATING AND COOLING SYSTEMS | HRCU-A-CB (Split System: Heat Pump with Remote Outdoor Unit-Air-Source) | 38MURAQ24AB3* | ADP |  | V,C36H***P219+CBPE3A* | 0 | 24000 | 16 | 8.9 | 25000 | 22600 | 90.4% | 1.9 | 0 | 10 |  |  |  |  | R-410A | 2 | Residential & Commercial | USHP | Ducted CEE Tier 1
214595157 | Central HP <5.4 tons | BRYANT HEATING AND COOLING SYSTEMS | HRCU-A-CB (Split System: Heat Pump with Remote Outdoor Unit-Air-Source) | 38MURAQ24AB3* | ASPEN |  | L(E,G)M24I4 | 0 | 24000 | 16 | 9 | 26400 | 23400 | 88.64% | 1.92 | 0 | 10 |  |  |  |  | R-410A | 2 | Residential & Commercial | USHP | Ducted CEE Tier 1
214393575 | Central HP <5.4 tons | RUUD | HRCU-A-CB (Split System: Heat Pump with Remote Outdoor Unit-Air-Source) | RD17AZ36AJ3N | ASPEN |  | D(A,C,E)42B44+TDR | R921V0403A17M4S | 33000 | 18 | 8.1 | 34200 | 29600 | 86.55% | 1.9 | 0 | 10 |  |  |  |  | R-410A | 2.75 | Residential & Commercial | USHP | Ducted CEE Tier 1
213613568 | Central HP <5.4 tons | BRYANT HEATING AND COOLING SYSTEMS | HRCU-A-CB (Split System: Heat Pump with Remote Outdoor Unit-Air-Source) | 38MURAQ18AB3* | ASPEN |  | L(E,G)M24I4 | 0 | 17900 | 15.2 | 8.5 | 19300 | 18300 | 94.82% | 2.2 | 0 | 9.8 |  |  |  |  | R-410A | 1.4917 | Residential & Commercial | USHP
215224759 | Central HP <5.4 tons | CARRIER | HRCU-A-CB (Split System: Heat Pump with Remote Outdoor Unit-Air-Source) | 25VNA424A*031* | ADP |  | H,PG31930 | 59MN7C100C21**22 | 22600 | 20 | 10.5 | 25000 | 19300 | 77.2% | 2.48 | 0 | 12.5 |  |  |  |  | R-410A | 1.8833 | Residential & Commercial | USHP | Ducted CEE Tier 1
215941143 | Central HP <5.4 tons | TEMPSTAR | HRCU-A-CB (Split System: Heat Pump with Remote Outdoor Unit-Air-Source) | T5H3V48*K*AAA* |  |  | ESH5X48M12A*+WALLCON | *96CTN0802120B* | 44000 | 20 | 9 | 48500 | 36600 | 75.46% | 1.8 | 0 | 10.5 |  |  |  |  | R-454B | 3.6667 | Residential & Commercial | USHP | Ducted CEE Tier 1
214393690 | Central HP <5.4 tons | RUUD | HRCU-A-CB (Split System: Heat Pump with Remote Outdoor Unit-Air-Source) | RD17AZ36AJ3N | ASPEN |  | D(A,C,E)42C44+TDR | R921V0855A21M4S | 33200 | 18 | 8.1 | 34200 | 29600 | 86.55% | 1.9 | 0 | 10 |  |  |  |  | R-410A | 2.7667 | Residential & Commercial | USHP | Ducted CEE Tier 1
214393725 | Central HP <5.4 tons | RUUD | HRCU-A-CB (Split System: Heat Pump with Remote Outdoor Unit-Air-Source) | RD17AZ36AJ3N | ASPEN |  | D(A,C,E)48D34+TDR | R921V1005A21M4S | 33200 | 17 | 8.1 | 34200 | 29600 | 86.55% | 1.9 | 0 | 10 |  |  |  |  | R-410A | 2.7667 | Residential & Commercial | USHP | Ducted CEE Tier 1
214394208 | Central HP <5.4 tons | RUUD | HRCU-A-CB (Split System: Heat Pump with Remote Outdoor Unit-Air-Source) | RD17AZ36AJ3N | ASPEN |  | D(A,C,E)48C34+TDR | U802VA050317M | 32800 | 18 | 8.1 | 34200 | 29600 | 86.55% | 1.9 | 0 | 10 |  |  |  |  | R-410A | 2.7333 | Residential & Commercial | USHP | Ducted CEE Tier 1
214394375 | Central HP <5.4 tons | RUUD | HRCU-A-CB (Split System: Heat Pump with Remote Outdoor Unit-Air-Source) | RD17AZ36AJ3N | ASPEN |  | D(A,C,E)42B44+TDR | U97MV0603A17DHS | 33000 | 18 | 8.1 | 34200 | 29600 | 86.55% | 1.9 | 0 | 10 |  |  |  |  | R-410A | 2.75 | Residential & Commercial | USHP | Ducted CEE Tier 1
213147357 | Central HP <5.4 tons | BRYANT HEATING AND COOLING SYSTEMS | HRCU-A-CB (Split System: Heat Pump with Remote Outdoor Unit-Air-Source) | 38MURAQ30AB3* | ADP |  | C36A***L159+AEFE4B* | 0 | 31000 | 15.2 | 8.5 | 33800 | 26400 | 78.11% | 1.86 | 0 | 9 |  |  |  |  | R-410A | 2.5833 | Residential & Commercial | USHP
216439958 | Central HP <5.4 tons | TRANE | HRCU-A-CB (Split System: Heat Pump with Remote Outdoor Unit-Air-Source) | 5TWV0X24A1 |  |  | 5PX*B006AS3 | S9V2B060U4PSC+LRP | 22200 | 21.4 | 10 | 22600 | 18200 | 80.53% | 2.2 | 0 | 12 |  |  |  |  | R-454B | 1.85 | Residential & Commercial | USHP | Ducted CEE Tier 1
214244037 | Central HP <5.4 tons | CARRIER | HRCU-A-CB (Split System: Heat Pump with Remote Outdoor Unit-Air-Source) | 25VNA424A*031* |  |  | CNPV*3621AL*+UI | 59MN7C100C21**22 | 23200 | 19.5 | 9.5 | 26600 | 19900 | 74.81% | 2.38 | 0 | 13 |  |  |  |  | R-410A | 1.9333 | Residential & Commercial | USHP | Ducted CEE Tier 1
214624917 | Central HP <5.4 tons | CARRIER | HRCU-A-CB (Split System: Heat Pump with Remote Outdoor Unit-Air-Source) | 38MURAQ36AB3* | ADP |  | V,C36H175P139 | 58SU*B060M17**16 | 35000 | 16 | 8.1 | 36800 | 34600 | 94.02% | 1.86 | 0 | 10 |  |  |  |  | R-410A | 2.9167 | Residential & Commercial | USHP | Ducted CEE Tier 1
213350193 | Central HP <5.4 tons | YORK | HRCU-A-CB (Split System: Heat Pump with Remote Outdoor Unit-Air-Source) | HMH72B341 | ASPEN |  | D(A,C,E)36B34+TDR | Y82E100C16LMPS1 | 32000 | 18 | 8.5 | 33400 | 28000 | 83.83% | 2.7 | 0 | 9.4 |  |  |  |  | R-410A | 2.6667 | Residential & Commercial | USHP
213796969 | Central HP <5.4 tons | BRYANT HEATING AND COOLING SYSTEMS | HRCU-A-CB (Split System: Heat Pump with Remote Outdoor Unit-Air-Source) | 38MURAQ24AB3* | ADP |  | V,C36H***P039+CBPE3A* | 0 | 22800 | 16 | 8.6 | 25400 | 25400 | 100% | 2.1 | 0 | 9.5 |  |  |  |  | R-410A | 1.9 | Residential & Commercial | USHP
214569538 | Central HP <5.4 tons | CARRIER | HRCU-A-CB (Split System: Heat Pump with Remote Outdoor Unit-Air-Source) | 25VNA436A*031* |  |  | CAP**4224AL*+UI | 58TN*B070C21**20 | 33200 | 19 | 9.5 | 37800 | 26600 | 70.37% | 2 | 0 | 11.5 |  |  |  |  | R-410A | 2.7667 | Residential & Commercial | USHP | Ducted CEE Tier 1
214569622 | Central HP <5.4 tons | CARRIER | HRCU-A-CB (Split System: Heat Pump with Remote Outdoor Unit-Air-Source) | 25VNA436A*031* |  |  | CSPH*3612AL*+UI | 59CU5B080C21**20 | 33600 | 18 | 9 | 37000 | 26200 | 70.81% | 2.02 | 0 | 11.5 |  |  |  |  | R-410A | 2.8 | Residential & Commercial | USHP | Ducted CEE Tier 1
214569624 | Central HP <5.4 tons | CARRIER | HRCU-A-CB (Split System: Heat Pump with Remote Outdoor Unit-Air-Source) | 25VNA436A*031* |  |  | CSPH*3612AL*+UI | 59CU5B100C21**22 | 33800 | 18.5 | 9 | 37000 | 26200 | 70.81% | 2.02 | 0 | 11.5 |  |  |  |  | R-410A | 2.8167 | Residential & Commercial | USHP | Ducted CEE Tier 1
216990639 | Central HP <5.4 tons | BRYANT HEATING AND COOLING SYSTEMS | HRCU-A-CB (Split System: Heat Pump with Remote Outdoor Unit-Air-Source) | 293VAN048**AA* | ADP |  | C60A***L19*+TXV | 88*TB60070C21*** | 44500 | 21 | 9.5 | 46500 | 36200 | 77.85% | 2 | 0 | 11 |  |  |  |  | R-454B | 3.7083 | Residential & Commercial | USHP | Ducted CEE Tier 1
212348391 | Central HP <5.4 tons | CARRIER | HRCU-A-CB (Split System: Heat Pump with Remote Outdoor Unit-Air-Source) | 38MURAQ24AB3* | ASPEN |  | LEW30A4 | 0 | 23000 | 16 | 8.5 | 26000 | 23400 | 90% | 2.77 | 0 | 10 |  |  |  |  | R-410A | 1.9167 | Residential & Commercial | USHP | Ducted CEE Tier 1
213147347 | Central HP <5.4 tons | BRYANT HEATING AND COOLING SYSTEMS | HRCU-A-CB (Split System: Heat Pump with Remote Outdoor Unit-Air-Source) | 38MURAQ24AB3* | ADP |  | V,C36H***P219+AEFE3A* | 0 | 24000 | 18 | 8.9 | 25000 | 22600 | 90.4% | 1.9 | 0 | 10.5 |  |  |  |  | R-410A | 2 | Residential & Commercial | USHP | Ducted CEE Tier 1
214595154 | Central HP <5.4 tons | BRYANT HEATING AND COOLING SYSTEMS | HRCU-A-CB (Split System: Heat Pump with Remote Outdoor Unit-Air-Source) | 38MURAQ24AB3* | ASPEN |  | L(E,G)M24F4 | 0 | 22800 | 15.2 | 8.5 | 26400 | 23400 | 88.64% | 1.92 | 0 | 9.8 |  |  |  |  | R-410A | 1.9 | Residential & Commercial | USHP
214595156 | Central HP <5.4 tons | BRYANT HEATING AND COOLING SYSTEMS | HRCU-A-CB (Split System: Heat Pump with Remote Outdoor Unit-Air-Source) | 38MURAQ24AB3* | ASPEN |  | L(E,G)M24H4 | 0 | 23800 | 15.2 | 8.5 | 26400 | 23400 | 88.64% | 1.92 | 0 | 9.8 |  |  |  |  | R-410A | 1.9833 | Residential & Commercial | USHP
216440008 | Central HP <5.4 tons | TRANE | HRCU-A-CB (Split System: Heat Pump with Remote Outdoor Unit-Air-Source) | 5TWV0X36A1 |  |  | 5PX*B004AS3 | S9V2B040U3PSC+LRP | 33200 | 18.4 | 9 | 32000 | 24200 | 75.62% | 2.1 | 0 | 12 |  |  |  |  | R-454B | 2.7667 | Residential & Commercial | USHP | Ducted CEE Tier 1
216440022 | Central HP <5.4 tons | TRANE | HRCU-A-CB (Split System: Heat Pump with Remote Outdoor Unit-Air-Source) | 5TWV0X36A1 |  |  | 5PX*B006AS3 | S9V2B080D4PSC+LRP | 32000 | 17.2 | 9.4 | 31800 | 23600 | 74.21% | 2.1 | 0 | 11.7 |  |  |  |  | R-454B | 2.6667 | Residential & Commercial | USHP | Ducted CEE Tier 1
216440056 | Central HP <5.4 tons | TRANE | HRCU-A-CB (Split System: Heat Pump with Remote Outdoor Unit-Air-Source) | 5TWV0X36A1 |  |  | 5PX*C005AS3 | S9V2C100D5PSC+LRP | 31600 | 17.2 | 9.4 | 31400 | 23400 | 74.52% | 2 | 0 | 11.7 |  |  |  |  | R-454B | 2.6333 | Residential & Commercial | USHP | Ducted CEE Tier 1
216440074 | Central HP <5.4 tons | TRANE | HRCU-A-CB (Split System: Heat Pump with Remote Outdoor Unit-Air-Source) | 5TWV0X36A1 |  |  | 5PX*C007AS3+P0V0C000M50SD+LRP | 0 | 34200 | 20 | 9.4 | 32600 | 24200 | 74.23% | 2.1 | 0 | 12.7 |  |  |  |  | R-454B | 2.85 | Residential & Commercial | USHP | Ducted CEE Tier 1
216440088 | Central HP <5.4 tons | TRANE | HRCU-A-CB (Split System: Heat Pump with Remote Outdoor Unit-Air-Source) | 5TWV0X36A1 |  |  | 5PX*C009AS3 | S9V2C100U5PSC+LRP | 34800 | 20 | 9.4 | 32400 | 23800 | 73.46% | 2.1 | 0 | 12.7 |  |  |  |  | R-454B | 2.9 | Residential & Commercial | USHP | Ducted CEE Tier 1
216440140 | Central HP <5.4 tons | TRANE | HRCU-A-CB (Split System: Heat Pump with Remote Outdoor Unit-Air-Source) | 5TWV0X36A1 |  |  | 5TXCB004AS3 | S9V2B040D3VSB+LRP | 31400 | 17 | 9.4 | 31400 | 23600 | 75.16% | 2 | 0 | 11.7 |  |  |  |  | R-454B | 2.6167 | Residential & Commercial | USHP | Ducted CEE Tier 1
216440142 | Central HP <5.4 tons | TRANE | HRCU-A-CB (Split System: Heat Pump with Remote Outdoor Unit-Air-Source) | 5TWV0X36A1 |  |  | 5TXCB004AS3 | S9V2B040D3PSC+LRP | 31400 | 17 | 9.4 | 31400 | 23600 | 75.16% | 2 | 0 | 11.7 |  |  |  |  | R-454B | 2.6167 | Residential & Commercial | USHP | Ducted CEE Tier 1
216440156 | Central HP <5.4 tons | TRANE | HRCU-A-CB (Split System: Heat Pump with Remote Outdoor Unit-Air-Source) | 5TWV0X36A1 |  |  | 5TXCB006AS3 | *DHMB080CCV3+LRP | 33200 | 18.2 | 9.7 | 31600 | 24600 | 77.85% | 2.1 | 0 | 11.7 |  |  |  |  | R-454B | 2.7667 | Residential & Commercial | USHP | Ducted CEE Tier 1
214776899 | Central HP <5.4 tons | YORK | HRCU-A-CB (Split System: Heat Pump with Remote Outdoor Unit-Air-Source) | HH860E2S11 | ADP |  | CH602**A+TXV | YPLC120C20MP13 | 53000 | 19 | 8.5 | 52000 | 38500 | 74.04% | 2 | 0 | 11 |  |  |  |  | R-454B | 4.4167 | Residential & Commercial | USHP | Ducted CEE Tier 1
214776964 | Central HP <5.4 tons | YORK | HRCU-A-CB (Split System: Heat Pump with Remote Outdoor Unit-Air-Source) | HH860E2S11 | ADP |  | CX601C*35+TXV+AEF60CXP* | 0 | 54000 | 19 | 9 | 52000 | 38000 | 73.08% | 2 | 0 | 11.7 |  |  |  |  | R-454B | 4.5 | Residential & Commercial | USHP | Ducted CEE Tier 1
214574061 | Central HP <5.4 tons | AIRQUEST | HRCU-A-CB (Split System: Heat Pump with Remote Outdoor Unit-Air-Source) | HVH837GKA2* |  |  | EA*4X60L24A*+WALLCON | *97CMN0602120B* | 32600 | 17.5 | 8.5 | 31800 | 25000 | 78.62% | 1.96 | 0 | 11 |  |  |  |  | R-410A | 2.7167 | Residential & Commercial | USHP | Ducted CEE Tier 1
214574411 | Central HP <5.4 tons | AIRQUEST | HRCU-A-CB (Split System: Heat Pump with Remote Outdoor Unit-Air-Source) | HVH837GKA2* |  |  | EHD4X60AAL+WALLCON | *95CSU1002122B* | 33000 | 18 | 8.5 | 32000 | 24800 | 77.5% | 2.02 | 0 | 11.5 |  |  |  |  | R-410A | 2.75 | Residential & Commercial | USHP | Ducted CEE Tier 1
213738470 | Central HP <5.4 tons | DAY & NIGHT | HRCU-A-CB (Split System: Heat Pump with Remote Outdoor Unit-Air-Source) | DLCURAH36ABK | ADP |  | FG32936 | *80MS(N,L)0701712A* | 34800 | 16 | 8.1 | 36800 | 34800 | 94.57% | 1.82 | 0 | 9.5 |  |  |  |  | R-410A | 2.9 | Residential & Commercial | USHP
211755910 | Central HP <5.4 tons | YORK | HRCU-A-CB (Split System: Heat Pump with Remote Outdoor Unit-Air-Source) | HMH72B341 | ASPEN |  | C(A,C,D,E)48D24+TDR | TP9C100C16MP13 | 31000 | 17.3 | 8.1 | 34000 | 27400 | 80.59% | 2.54 | 0 | 9.7 |  |  |  |  | R-410A | 2.5833 | Residential & Commercial | USHP
211755913 | Central HP <5.4 tons | YORK | HRCU-A-CB (Split System: Heat Pump with Remote Outdoor Unit-Air-Source) | HMH72B341 | ASPEN |  | C(A,C,D,E)48D24+TDR | TP9C100C20MP13 | 30800 | 17.3 | 8.1 | 34000 | 28400 | 83.53% | 2.52 | 0 | 9.2 |  |  |  |  | R-410A | 2.5667 | Residential & Commercial | USHP
211755929 | Central HP <5.4 tons | YORK | HRCU-A-CB (Split System: Heat Pump with Remote Outdoor Unit-Air-Source) | HMH72B341 | ASPEN |  | D(A,C,E)36A44+TDR | TPLC100C16MP13 | 32000 | 17.5 | 8.1 | 33800 | 27400 | 81.07% | 2.54 | 0 | 9.9 |  |  |  |  | R-410A | 2.6667 | Residential & Commercial | USHP
211755943 | Central HP <5.4 tons | YORK | HRCU-A-CB (Split System: Heat Pump with Remote Outdoor Unit-Air-Source) | HMH72B341 | ASPEN |  | C(A,C,D,E)48D24+TDR | YP9C080C16MP13 | 31200 | 17.3 | 8.1 | 33800 | 27400 | 81.07% | 2.53 | 0 | 9.7 |  |  |  |  | R-410A | 2.6 | Residential & Commercial | USHP
211755944 | Central HP <5.4 tons | YORK | HRCU-A-CB (Split System: Heat Pump with Remote Outdoor Unit-Air-Source) | HMH72B341 | ASPEN |  | D(A,C,E)36A44+TDR | YP9C080C16MP13 | 32000 | 17.5 | 8.1 | 33800 | 27400 | 81.07% | 2.53 | 0 | 9.9 |  |  |  |  | R-410A | 2.6667 | Residential & Commercial | USHP
211755945 | Central HP <5.4 tons | YORK | HRCU-A-CB (Split System: Heat Pump with Remote Outdoor Unit-Air-Source) | HMH72B341 | ASPEN |  | D(A,C,E)36B34+TDR | YP9C080C16MP13 | 32200 | 17.5 | 8.1 | 33800 | 27400 | 81.07% | 2.53 | 0 | 9.9 |  |  |  |  | R-410A | 2.6833 | Residential & Commercial | USHP
211755946 | Central HP <5.4 tons | YORK | HRCU-A-CB (Split System: Heat Pump with Remote Outdoor Unit-Air-Source) | HMH72B341 | ASPEN |  | C(A,C,D,E)48D24+TDR | YP9C100C16MP13 | 31000 | 17.3 | 8.1 | 34000 | 27400 | 80.59% | 2.54 | 0 | 9.7 |  |  |  |  | R-410A | 2.5833 | Residential & Commercial | USHP
211755961 | Central HP <5.4 tons | YORK | HRCU-A-CB (Split System: Heat Pump with Remote Outdoor Unit-Air-Source) | HMH72B341 | ASPEN |  | C(A,C,D,E)48D24+TDR | YPLC080C16MP13 | 31000 | 17.3 | 8.1 | 33800 | 27400 | 81.07% | 2.54 | 0 | 9.7 |  |  |  |  | R-410A | 2.5833 | Residential & Commercial | USHP
214569420 | Central HP <5.4 tons | CARRIER | HRCU-A-CB (Split System: Heat Pump with Remote Outdoor Unit-Air-Source) | 25VNA448A*031* |  |  | CAP**6024AL*+UI | 58TN*B070C21**20 | 44500 | 21 | 10 | 46000 | 36400 | 79.13% | 2.32 | 0 | 11.5 |  |  |  |  | R-410A | 3.7083 | Residential & Commercial | USHP | Ducted CEE Tier 1
216981029 | Central HP <5.4 tons | YORK | HRCU-A-CB (Split System: Heat Pump with Remote Outdoor Unit-Air-Source) | HH860E2S11 | ADP |  | H,YG88*60+TXV-BLEED | Y92E100C16SMPS1 | 44500 | 19 | 9 | 43500 | 32800 | 75.4% | 2 | 0 | 11 |  |  |  |  | R-454B | 3.7083 | Residential & Commercial | USHP | Ducted CEE Tier 1
216494128 | Central HP <5.4 tons | BRYANT HEATING AND COOLING SYSTEMS | HRCU-A-CB (Split System: Heat Pump with Remote Outdoor Unit-Air-Source) | 290VAN048**AA* | ADP |  | CE(P,V)4824G1K*+TXV | 88*TB48070C17*** | 44000 | 17 | 9 | 47000 | 34000 | 72.34% | 2.04 | 0 | 9.5 |  |  |  |  | R-454B | 3.6667 | Residential & Commercial | USHP
211389574 | Central HP <5.4 tons | LUXAIRE | HRCU-A-CB (Split System: Heat Pump with Remote Outdoor Unit-Air-Source) | HMH72B341 |  |  | XAFC30CXXN1+TXV | TM8Y100C16MP11 | 33200 | 18 | 8.5 | 33400 | 23400 | 70.06% | 2.06 | 0 | 10 |  |  |  |  | R-410A | 2.7667 | Residential & Commercial | USHP | Ducted CEE Tier 1
211389693 | Central HP <5.4 tons | LUXAIRE | HRCU-A-CB (Split System: Heat Pump with Remote Outdoor Unit-Air-Source) | HMH72B341 |  |  | XAFC36DXXN1+TXV | TM8Y080B12MP11 | 34000 | 18 | 8.1 | 33600 | 23600 | 70.24% | 2.06 | 0 | 10 |  |  |  |  | R-410A | 2.8333 | Residential & Commercial | USHP | Ducted CEE Tier 1
211389926 | Central HP <5.4 tons | LUXAIRE | HRCU-A-CB (Split System: Heat Pump with Remote Outdoor Unit-Air-Source) | HMH72B341 |  |  | XAHC36DXXN1+TXV | TM8V080C16MP12 | 34000 | 17 | 8.1 | 34000 | 24600 | 72.35% | 2.08 | 0 | 9.5 |  |  |  |  | R-410A | 2.8333 | Residential & Commercial | USHP
211390310 | Central HP <5.4 tons | LUXAIRE | HRCU-A-CB (Split System: Heat Pump with Remote Outdoor Unit-Air-Source) | HMH72B341 |  |  | XAFC36DBCN1 | LPLC080C16MP13 | 34000 | 17.5 | 8.5 | 33800 | 23800 | 70.41% | 2.08 | 0 | 10 |  |  |  |  | R-410A | 2.8333 | Residential & Commercial | USHP | Ducted CEE Tier 1
214569690 | Central HP <5.4 tons | CARRIER | HRCU-A-CB (Split System: Heat Pump with Remote Outdoor Unit-Air-Source) | 25VNA436A*031* |  |  | CNPV*4824AL*+UI | 59MN7C060C21**20 | 33600 | 19 | 9 | 36800 | 26200 | 71.2% | 2.02 | 0 | 12 |  |  |  |  | R-410A | 2.8 | Residential & Commercial | USHP | Ducted CEE Tier 1
214569704 | Central HP <5.4 tons | CARRIER | HRCU-A-CB (Split System: Heat Pump with Remote Outdoor Unit-Air-Source) | 25VNA436A*031* |  |  | CNPV*6024AL*+UI | 59MN7C080C21**20 | 34200 | 20 | 9 | 36200 | 25600 | 70.72% | 2.02 | 0 | 12.5 |  |  |  |  | R-410A | 2.85 | Residential & Commercial | USHP | Ducted CEE Tier 1
213779005 | Central HP <5.4 tons | CARRIER | HRCU-A-CB (Split System: Heat Pump with Remote Outdoor Unit-Air-Source) | 25VNA837A*030* |  |  | CAP**3721AL*+UI | 59MN7C080C17**14 | 32800 | 17 | 8.1 | 33000 | 25200 | 76.36% | 1.96 | 0 | 11 |  |  |  |  | R-410A | 2.7333 | Residential & Commercial | USHP | Ducted CEE Tier 1
213780805 | Central HP <5.4 tons | CARRIER | HRCU-A-CB (Split System: Heat Pump with Remote Outdoor Unit-Air-Source) | 25VNA837A*031* |  |  | CAP**3621AL*+UI | 59MN7C100C21**22 | 31600 | 17 | 8.1 | 32800 | 24200 | 73.78% | 1.86 | 0 | 11 |  |  |  |  | R-410A | 2.6333 | Residential & Commercial | USHP | Ducted CEE Tier 1
211390792 | Central HP <5.4 tons | LUXAIRE | HRCU-A-CB (Split System: Heat Pump with Remote Outdoor Unit-Air-Source) | HMH72B341 |  |  | XAUB36DXXN1+TXV | LPLC080B12MP13 | 33600 | 17 | 8.1 | 33600 | 23600 | 70.24% | 2.02 | 0 | 9.5 |  |  |  |  | R-410A | 2.8 | Residential & Commercial | USHP
211390845 | Central HP <5.4 tons | LUXAIRE | HRCU-A-CB (Split System: Heat Pump with Remote Outdoor Unit-Air-Source) | HMH72B341 |  |  | XAUB30CXXN1+TXV | TPLC080B12MP13 | 32400 | 17 | 8.1 | 33600 | 23600 | 70.24% | 2 | 0 | 9.5 |  |  |  |  | R-410A | 2.7 | Residential & Commercial | USHP
213780725 | Central HP <5.4 tons | CARRIER | HRCU-A-CB (Split System: Heat Pump with Remote Outdoor Unit-Air-Source) | 25VNA837A*031* |  |  | CAP**3621AL*+UI | 58TN*B045C17**12 | 31200 | 16.5 | 8.1 | 33400 | 24600 | 73.65% | 1.82 | 0 | 10.5 |  |  |  |  | R-410A | 2.6 | Residential & Commercial | USHP | Ducted CEE Tier 1
213781395 | Central HP <5.4 tons | CARRIER | HRCU-A-CB (Split System: Heat Pump with Remote Outdoor Unit-Air-Source) | 25VNA837A*031* |  |  | CAP**4824AL*+UI | 58TN*B090C21**20 | 32400 | 17 | 8.5 | 32200 | 24800 | 77.02% | 1.98 | 0 | 11.5 |  |  |  |  | R-410A | 2.7 | Residential & Commercial | USHP | Ducted CEE Tier 1
213781595 | Central HP <5.4 tons | CARRIER | HRCU-A-CB (Split System: Heat Pump with Remote Outdoor Unit-Air-Source) | 25VNA837A*031* |  |  | CAP**6121AL*+UI | 59MN7C060C17**14 | 33000 | 17 | 8.1 | 32200 | 25200 | 78.26% | 1.94 | 0 | 11 |  |  |  |  | R-410A | 2.75 | Residential & Commercial | USHP | Ducted CEE Tier 1
215375164 | Central HP <5.4 tons | RUUD | HRCU-A-CB (Split System: Heat Pump with Remote Outdoor Unit-Air-Source) | RD17AZ36AJ3N | ASPEN |  | D(A,C,E)36C46+TDR | R921V0703A17M4S | 33000 | 18 | 8.1 | 34200 | 31400 | 91.81% | 1.9 | 0 | 10 |  |  |  |  | R-410A | 2.75 | Residential & Commercial | USHP | Ducted CEE Tier 1
213779505 | Central HP <5.4 tons | CARRIER | HRCU-A-CB (Split System: Heat Pump with Remote Outdoor Unit-Air-Source) | 25VNA837A*030* |  |  | CAP**4824AL*+UI | 58TN*B135C24**22 | 32400 | 17.5 | 8.5 | 32400 | 24800 | 76.54% | 1.98 | 0 | 11.5 |  |  |  |  | R-410A | 2.7 | Residential & Commercial | USHP | Ducted CEE Tier 1
213782015 | Central HP <5.4 tons | CARRIER | HRCU-A-CB (Split System: Heat Pump with Remote Outdoor Unit-Air-Source) | 25VNA837A*031* |  |  | CSPH*4212AL*+UI | 59TN6C080C17**14 | 32400 | 16 | 8.1 | 33000 | 24800 | 75.15% | 1.92 | 0 | 11 |  |  |  |  | R-410A | 2.7 | Residential & Commercial | USHP | Ducted CEE Tier 1
215375351 | Central HP <5.4 tons | RUUD | HRCU-A-CB (Split System: Heat Pump with Remote Outdoor Unit-Air-Source) | RD17AZ60AJ3N | ASPEN |  | D(A,C,E)60D36+TDR | R801V1005A21UHS | 52000 | 17.8 | 8.1 | 53500 | 50500 | 94.39% | 1.75 | 0 | 9.8 |  |  |  |  | R-410A | 4.3333 | Residential & Commercial | USHP
215375360 | Central HP <5.4 tons | RUUD | HRCU-A-CB (Split System: Heat Pump with Remote Outdoor Unit-Air-Source) | RD17AZ60AJ3N | ASPEN |  | D(A,C,E)60D36+TDR | R802V1005A21UHN | 52000 | 17.8 | 8.1 | 53500 | 50500 | 94.39% | 1.75 | 0 | 9.8 |  |  |  |  | R-410A | 4.3333 | Residential & Commercial | USHP
215375369 | Central HP <5.4 tons | RUUD | HRCU-A-CB (Split System: Heat Pump with Remote Outdoor Unit-Air-Source) | RD17AZ60AJ3N | ASPEN |  | D(A,C,E)60D36+TDR | R921V1005A21M4S | 51500 | 17.8 | 8.1 | 54000 | 51000 | 94.44% | 1.75 | 0 | 9.8 |  |  |  |  | R-410A | 4.2917 | Residential & Commercial | USHP
213781485 | Central HP <5.4 tons | CARRIER | HRCU-A-CB (Split System: Heat Pump with Remote Outdoor Unit-Air-Source) | 25VNA837A*031* |  |  | CAP**6024AL*+UI | 58TN*B135C24**22 | 32800 | 17.5 | 8.1 | 31800 | 24600 | 77.36% | 1.98 | 0 | 11.5 |  |  |  |  | R-410A | 2.7333 | Residential & Commercial | USHP | Ducted CEE Tier 1
213779305 | Central HP <5.4 tons | CARRIER | HRCU-A-CB (Split System: Heat Pump with Remote Outdoor Unit-Air-Source) | 25VNA837A*030* |  |  | CAP**4321AL*+UI | 59MN7C060C17**14 | 32600 | 16.5 | 8.1 | 33000 | 25400 | 76.97% | 1.94 | 0 | 11 |  |  |  |  | R-410A | 2.7167 | Residential & Commercial | USHP | Ducted CEE Tier 1
213779325 | Central HP <5.4 tons | CARRIER | HRCU-A-CB (Split System: Heat Pump with Remote Outdoor Unit-Air-Source) | 25VNA837A*030* |  |  | CAP**4321AL*+UI | 59MN7C100C21**22 | 33000 | 17 | 8.5 | 32600 | 25000 | 76.69% | 1.98 | 0 | 11.5 |  |  |  |  | R-410A | 2.75 | Residential & Commercial | USHP | Ducted CEE Tier 1
213779425 | Central HP <5.4 tons | CARRIER | HRCU-A-CB (Split System: Heat Pump with Remote Outdoor Unit-Air-Source) | 25VNA837A*030* |  |  | CAP**4821AL*+UI | 59MN7C060C17**14 | 32000 | 16.5 | 8.1 | 32800 | 25200 | 76.83% | 1.94 | 0 | 10.5 |  |  |  |  | R-410A | 2.6667 | Residential & Commercial | USHP | Ducted CEE Tier 1
213779525 | Central HP <5.4 tons | CARRIER | HRCU-A-CB (Split System: Heat Pump with Remote Outdoor Unit-Air-Source) | 25VNA837A*030* |  |  | CAP**4824AL*+UI | 59MN7C120C24**22 | 32200 | 17 | 8.1 | 32600 | 24800 | 76.07% | 1.98 | 0 | 11 |  |  |  |  | R-410A | 2.6833 | Residential & Commercial | USHP | Ducted CEE Tier 1
214569438 | Central HP <5.4 tons | CARRIER | HRCU-A-CB (Split System: Heat Pump with Remote Outdoor Unit-Air-Source) | 25VNA448A*031* |  |  | CAP**6121AL*+UI | 59MN7C060C21**20 | 44500 | 20.5 | 9.5 | 46500 | 37000 | 79.57% | 2.3 | 0 | 11 |  |  |  |  | R-410A | 3.7083 | Residential & Commercial | USHP | Ducted CEE Tier 1
216487787 | Central HP <5.4 tons | BRYANT HEATING AND COOLING SYSTEMS | HRCU-A-CB (Split System: Heat Pump with Remote Outdoor Unit-Air-Source) | 290VAN024**AA* | ADP |  | CE(P,V)3614G34*+TXV | 986TD30040C14*** | 22600 | 16 | 8.5 | 23000 | 16600 | 72.17% | 1.84 | 0 | 9.5 |  |  |  |  | R-454B | 1.8833 | Residential & Commercial | USHP
216487804 | Central HP <5.4 tons | BRYANT HEATING AND COOLING SYSTEMS | HRCU-A-CB (Split System: Heat Pump with Remote Outdoor Unit-Air-Source) | 290VAN024**AA* | ADP |  | CE(P,V)3614G34*+TXV | 986TD42080C17*** | 23200 | 17 | 9 | 22600 | 16200 | 71.68% | 1.98 | 0 | 10 |  |  |  |  | R-454B | 1.9333 | Residential & Commercial | USHP | Ducted CEE Tier 1
213780785 | Central HP <5.4 tons | CARRIER | HRCU-A-CB (Split System: Heat Pump with Remote Outdoor Unit-Air-Source) | 25VNA837A*031* |  |  | CAP**3621AL*+UI | 59MN7C060C17**14 | 31200 | 16.5 | 8.1 | 33200 | 24600 | 74.1% | 1.82 | 0 | 10.5 |  |  |  |  | R-410A | 2.6 | Residential & Commercial | USHP | Ducted CEE Tier 1
216761974 | Central HP <5.4 tons | BRYANT HEATING AND COOLING SYSTEMS | HRCU-A-CB (Split System: Heat Pump with Remote Outdoor Unit-Air-Source) | 38MURAQ24AB3* | ADP |  | H,PG9J936 | 927TA48060V17*** | 25400 | 18 | 10 | 24400 | 32800 | 134.4% | 2.5 | 0 | 11.5 |  |  |  |  | R-410A | 2.1167 | Residential & Commercial | USHP | Ducted CEE Tier 1
214569488 | Central HP <5.4 tons | CARRIER | HRCU-A-CB (Split System: Heat Pump with Remote Outdoor Unit-Air-Source) | 25VNA448A*031* |  |  | CNPV*4821AL*+UI | 59MN7C080C21**20 | 44000 | 20.5 | 9 | 46500 | 36600 | 78.71% | 2.16 | 0 | 11.5 |  |  |  |  | R-410A | 3.6667 | Residential & Commercial | USHP | Ducted CEE Tier 1
213780075 | Central HP <5.4 tons | CARRIER | HRCU-A-CB (Split System: Heat Pump with Remote Outdoor Unit-Air-Source) | 25VNA837A*030* |  |  | CSPH*4212AL*+UI | 59MN7C100C21**22 | 32600 | 16.5 | 8.1 | 33000 | 24600 | 74.55% | 1.94 | 0 | 11 |  |  |  |  | R-410A | 2.7167 | Residential & Commercial | USHP | Ducted CEE Tier 1
213780175 | Central HP <5.4 tons | CARRIER | HRCU-A-CB (Split System: Heat Pump with Remote Outdoor Unit-Air-Source) | 25VNA837A*030* |  |  | CSPH*4812AL*+UI | 58TN*B090C21**20 | 32600 | 16.5 | 8.1 | 33000 | 24800 | 75.15% | 1.96 | 0 | 11 |  |  |  |  | R-410A | 2.7167 | Residential & Commercial | USHP | Ducted CEE Tier 1
214391652 | Central HP <5.4 tons | RUUD | HRCU-A-CB (Split System: Heat Pump with Remote Outdoor Unit-Air-Source) | RP15AZ24AJ2N | ASPEN |  | CP31A34+TDR | R801V1004A17UHN | 22400 | 16 | 8.3 | 23000 | 17000 | 73.91% | 3.03 | 0 | 11.9 |  |  |  |  | R-410A | 1.8667 | Residential & Commercial | USHP | Ducted CEE Tier 1
214391666 | Central HP <5.4 tons | RUUD | HRCU-A-CB (Split System: Heat Pump with Remote Outdoor Unit-Air-Source) | RP15AZ24AJ2N | ASPEN |  | CP31A34+TDR | R802V0754A17UH | 22400 | 15.6 | 8.3 | 23000 | 16300 | 70.87% | 2.87 | 0 | 11.9 |  |  |  |  | R-410A | 1.8667 | Residential & Commercial | USHP | Ducted CEE Tier 1
213781585 | Central HP <5.4 tons | CARRIER | HRCU-A-CB (Split System: Heat Pump with Remote Outdoor Unit-Air-Source) | 25VNA837A*031* |  |  | CAP**6121AL*+UI | 59CU5B060C17**16 | 33000 | 17 | 8.1 | 32200 | 25000 | 77.64% | 1.96 | 0 | 11 |  |  |  |  | R-410A | 2.75 | Residential & Commercial | USHP | Ducted CEE Tier 1
213781665 | Central HP <5.4 tons | CARRIER | HRCU-A-CB (Split System: Heat Pump with Remote Outdoor Unit-Air-Source) | 25VNA837A*031* |  |  | CAP**6124AL*+UI | 58TN*B110C21**20 | 33200 | 17.5 | 8.5 | 32000 | 24800 | 77.5% | 2 | 0 | 11.5 |  |  |  |  | R-410A | 2.7667 | Residential & Commercial | USHP | Ducted CEE Tier 1
213781935 | Central HP <5.4 tons | CARRIER | HRCU-A-CB (Split System: Heat Pump with Remote Outdoor Unit-Air-Source) | 25VNA837A*031* |  |  | CSPH*4212AL*+UI | 58TN*B110C21**20 | 32600 | 16.5 | 8.1 | 32800 | 24600 | 75% | 1.94 | 0 | 11 |  |  |  |  | R-410A | 2.7167 | Residential & Commercial | USHP | Ducted CEE Tier 1
216494111 | Central HP <5.4 tons | BRYANT HEATING AND COOLING SYSTEMS | HRCU-A-CB (Split System: Heat Pump with Remote Outdoor Unit-Air-Source) | 290VAN024**AA* | ADP |  | CE(P,V)3621G34*+TXV | 987MC66100C21*** | 22600 | 17 | 9 | 22000 | 15900 | 72.27% | 2.02 | 0 | 9.5 |  |  |  |  | R-454B | 1.8833 | Residential & Commercial | USHP
213782065 | Central HP <5.4 tons | CARRIER | HRCU-A-CB (Split System: Heat Pump with Remote Outdoor Unit-Air-Source) | 25VNA837A*031* |  |  | CSPH*4812AL*+UI | 58TN*B070C17**16 | 32600 | 16.5 | 8.1 | 33200 | 25000 | 75.3% | 1.94 | 0 | 11 |  |  |  |  | R-410A | 2.7167 | Residential & Commercial | USHP | Ducted CEE Tier 1
213782115 | Central HP <5.4 tons | CARRIER | HRCU-A-CB (Split System: Heat Pump with Remote Outdoor Unit-Air-Source) | 25VNA837A*031* |  |  | CSPH*4812AL*+UI | 59CU5B060C17**16 | 32400 | 16 | 8.1 | 33000 | 25000 | 75.76% | 1.94 | 0 | 11 |  |  |  |  | R-410A | 2.7 | Residential & Commercial | USHP | Ducted CEE Tier 1
216494129 | Central HP <5.4 tons | BRYANT HEATING AND COOLING SYSTEMS | HRCU-A-CB (Split System: Heat Pump with Remote Outdoor Unit-Air-Source) | 290VAN048**AA* | ADP |  | CE(P,V)4824G1K*+TXV | 88*TB48090C17*** | 44000 | 17 | 9 | 46500 | 33800 | 72.69% | 2.06 | 0 | 9.5 |  |  |  |  | R-454B | 3.6667 | Residential & Commercial | USHP
213782135 | Central HP <5.4 tons | CARRIER | HRCU-A-CB (Split System: Heat Pump with Remote Outdoor Unit-Air-Source) | 25VNA837A*031* |  |  | CSPH*4812AL*+UI | 59MN7C080C17**14 | 32400 | 16.5 | 8.1 | 33000 | 25000 | 75.76% | 1.94 | 0 | 11 |  |  |  |  | R-410A | 2.7 | Residential & Commercial | USHP | Ducted CEE Tier 1
214393754 | Central HP <5.4 tons | RUUD | HRCU-A-CB (Split System: Heat Pump with Remote Outdoor Unit-Air-Source) | RD17AZ36AJ3N | ASPEN |  | D(A,C,E)48D24+TDR | R951V0403A17M4S | 30800 | 17.6 | 8.1 | 34200 | 29600 | 86.55% | 1.9 | 0 | 9.6 |  |  |  |  | R-410A | 2.5667 | Residential & Commercial | USHP
214393786 | Central HP <5.4 tons | RUUD | HRCU-A-CB (Split System: Heat Pump with Remote Outdoor Unit-Air-Source) | RD17AZ36AJ3N | ASPEN |  | D(A,C,E)48D44+TDR | R951V0403A17UHU | 33800 | 18 | 8.1 | 34200 | 29800 | 87.13% | 1.9 | 0 | 10 |  |  |  |  | R-410A | 2.8167 | Residential & Commercial | USHP | Ducted CEE Tier 1
214393739 | Central HP <5.4 tons | RUUD | HRCU-A-CB (Split System: Heat Pump with Remote Outdoor Unit-Air-Source) | RD17AZ36AJ3N | ASPEN |  | D(A,C,E)42B44+TDR | R951V0403A17M4S | 33000 | 18 | 8.1 | 34200 | 29600 | 86.55% | 1.9 | 0 | 10 |  |  |  |  | R-410A | 2.75 | Residential & Commercial | USHP | Ducted CEE Tier 1
214393774 | Central HP <5.4 tons | RUUD | HRCU-A-CB (Split System: Heat Pump with Remote Outdoor Unit-Air-Source) | RD17AZ36AJ3N | ASPEN |  | D(A,C,E)42D34+TDR | R951V0403A17UHU | 32800 | 18 | 8.1 | 34200 | 29800 | 87.13% | 1.9 | 0 | 10 |  |  |  |  | R-410A | 2.7333 | Residential & Commercial | USHP | Ducted CEE Tier 1
214393872 | Central HP <5.4 tons | RUUD | HRCU-A-CB (Split System: Heat Pump with Remote Outdoor Unit-Air-Source) | RD17AZ36AJ3N | ASPEN |  | D(A,C,E)48C34+TDR | R951V0703A17M4S | 32800 | 18 | 8.1 | 34200 | 29600 | 86.55% | 1.9 | 0 | 10 |  |  |  |  | R-410A | 2.7333 | Residential & Commercial | USHP | Ducted CEE Tier 1
214393925 | Central HP <5.4 tons | RUUD | HRCU-A-CB (Split System: Heat Pump with Remote Outdoor Unit-Air-Source) | RD17AZ36AJ3N | ASPEN |  | D(A,C,E)48C44+TDR | R951V0855A21M4S | 33200 | 18 | 8.1 | 34200 | 29600 | 86.55% | 1.9 | 0 | 10 |  |  |  |  | R-410A | 2.7667 | Residential & Commercial | USHP | Ducted CEE Tier 1
214394023 | Central HP <5.4 tons | RUUD | HRCU-A-CB (Split System: Heat Pump with Remote Outdoor Unit-Air-Source) | RD17AZ36AJ3N | ASPEN |  | D(A,C,E)42B44+TDR | R962V0603A17M4S | 33000 | 18 | 8.1 | 34200 | 29800 | 87.13% | 1.9 | 0 | 10 |  |  |  |  | R-410A | 2.75 | Residential & Commercial | USHP | Ducted CEE Tier 1
214391692 | Central HP <5.4 tons | RUUD | HRCU-A-CB (Split System: Heat Pump with Remote Outdoor Unit-Air-Source) | RP15AZ24AJ2N | ASPEN |  | CP31A34+TDR | R962V0703A17M4S | 22400 | 15.6 | 8.3 | 23000 | 16300 | 70.87% | 2.88 | 0 | 11.9 |  |  |  |  | R-410A | 1.8667 | Residential & Commercial | USHP | Ducted CEE Tier 1
214392795 | Central HP <5.4 tons | RUUD | HRCU-A-CB (Split System: Heat Pump with Remote Outdoor Unit-Air-Source) | RD17AZ36AJ3N | ASPEN |  | D(A,C,E)42B44+TDR | R801V0504A17UHU | 33000 | 18 | 8.1 | 34200 | 29800 | 87.13% | 1.9 | 0 | 10 |  |  |  |  | R-410A | 2.75 | Residential & Commercial | USHP | Ducted CEE Tier 1
214392812 | Central HP <5.4 tons | RUUD | HRCU-A-CB (Split System: Heat Pump with Remote Outdoor Unit-Air-Source) | RD17AZ36AJ3N | ASPEN |  | D(A,C,E)48D44+TDR | R801V0504A17UHU | 33800 | 18 | 8.1 | 34200 | 29800 | 87.13% | 1.9 | 0 | 10 |  |  |  |  | R-410A | 2.8167 | Residential & Commercial | USHP | Ducted CEE Tier 1
214392830 | Central HP <5.4 tons | RUUD | HRCU-A-CB (Split System: Heat Pump with Remote Outdoor Unit-Air-Source) | RD17AZ36AJ3N | ASPEN |  | D(A,C,E)42D34+TDR | R801V0704A17UHU | 32800 | 18 | 8.1 | 34200 | 29600 | 86.55% | 1.9 | 0 | 10 |  |  |  |  | R-410A | 2.7333 | Residential & Commercial | USHP | Ducted CEE Tier 1
214393215 | Central HP <5.4 tons | RUUD | HRCU-A-CB (Split System: Heat Pump with Remote Outdoor Unit-Air-Source) | RD17AZ36AJ3N | ASPEN |  | D(A,C,E)42B44+TDR | R802V0504A17UHS | 33000 | 18 | 8.1 | 34200 | 29800 | 87.13% | 1.9 | 0 | 10 |  |  |  |  | R-410A | 2.75 | Residential & Commercial | USHP | Ducted CEE Tier 1
216681542 | Central HP <5.4 tons | COMFORTMAKER | HRCU-A-CB (Split System: Heat Pump with Remote Outdoor Unit-Air-Source) | DLCURAH24ABK |  |  | EHD4X30AAL | *97VTN0802120A* | 23800 | 16 | 9 | 26000 | 22800 | 87.69% | 1.78 | 0 | 10 |  |  |  |  | R-410A | 1.9833 | Residential & Commercial | USHP | Ducted CEE Tier 1
213821188 | Central HP <5.4 tons | TEMPSTAR | HRCU-A-CB (Split System: Heat Pump with Remote Outdoor Unit-Air-Source) | DLCURAH24ABK | ASPEN |  | D(A,C,E)30C44+TDR | *80MS(N,L)0701712A* | 23600 | 17.5 | 8.5 | 26000 | 20200 | 77.69% | 2.9 | 0 | 10 |  |  |  |  | R-410A | 1.9667 | Residential & Commercial | USHP | Ducted CEE Tier 1
213821236 | Central HP <5.4 tons | TEMPSTAR | HRCU-A-CB (Split System: Heat Pump with Remote Outdoor Unit-Air-Source) | DLCURAH24ABK | ASPEN |  | D(A,C,E)24B44+TDR | *80VTL1102122B* | 22600 | 17.3 | 8.4 | 25400 | 20200 | 79.53% | 2.97 | 0 | 10.2 |  |  |  |  | R-410A | 1.8833 | Residential & Commercial | USHP | Ducted CEE Tier 1
213821240 | Central HP <5.4 tons | TEMPSTAR | HRCU-A-CB (Split System: Heat Pump with Remote Outdoor Unit-Air-Source) | DLCURAH24ABK | ASPEN |  | D(A,C,E)36C34+TDR | *80VTL1102122B* | 23000 | 17.5 | 8.5 | 25400 | 20200 | 79.53% | 2.99 | 0 | 10.3 |  |  |  |  | R-410A | 1.9167 | Residential & Commercial | USHP | Ducted CEE Tier 1
213821254 | Central HP <5.4 tons | TEMPSTAR | HRCU-A-CB (Split System: Heat Pump with Remote Outdoor Unit-Air-Source) | DLCURAH24ABK | ASPEN |  | D(A,C,E)36B34+TDR | *92MSN0601714A* | 23600 | 17.5 | 8.5 | 26200 | 20200 | 77.1% | 2.9 | 0 | 10 |  |  |  |  | R-410A | 1.9667 | Residential & Commercial | USHP | Ducted CEE Tier 1
213821270 | Central HP <5.4 tons | TEMPSTAR | HRCU-A-CB (Split System: Heat Pump with Remote Outdoor Unit-Air-Source) | DLCURAH24ABK | ASPEN |  | D(A,C,E)36C34+TDR | *92MSN1002120A* | 23800 | 17.5 | 8.5 | 26200 | 20200 | 77.1% | 2.93 | 0 | 10 |  |  |  |  | R-410A | 1.9833 | Residential & Commercial | USHP | Ducted CEE Tier 1
215375346 | Central HP <5.4 tons | RUUD | HRCU-A-CB (Split System: Heat Pump with Remote Outdoor Unit-Air-Source) | RD17AZ60AJ3N | ASPEN |  | D(A,C,E)60D36+TDR | R801V0755A21DZ | 52000 | 17.8 | 8.1 | 54000 | 50500 | 93.52% | 1.75 | 0 | 9.8 |  |  |  |  | R-410A | 4.3333 | Residential & Commercial | USHP
214394725 | Central HP <5.4 tons | RUUD | HRCU-A-CB (Split System: Heat Pump with Remote Outdoor Unit-Air-Source) | RD17AZ60AJ3N | ASPEN |  | D(A,C,E)60D34+TDR | R921V1005A21M4S | 51500 | 17.8 | 8.1 | 54000 | 49500 | 91.67% | 1.75 | 0 | 9.8 |  |  |  |  | R-410A | 4.2917 | Residential & Commercial | USHP
214394778 | Central HP <5.4 tons | RUUD | HRCU-A-CB (Split System: Heat Pump with Remote Outdoor Unit-Air-Source) | RD17AZ60AJ3N | ASPEN |  | D(A,C,E)60D44+TDR | U97MV0855A21DHS | 52000 | 17.9 | 8.1 | 54000 | 49500 | 91.67% | 1.75 | 0 | 9.8 |  |  |  |  | R-410A | 4.3333 | Residential & Commercial | USHP
214595162 | Central HP <5.4 tons | BRYANT HEATING AND COOLING SYSTEMS | HRCU-A-CB (Split System: Heat Pump with Remote Outdoor Unit-Air-Source) | 38MURAQ24AB3* | ASPEN |  | L(E,G)M36C4 | 0 | 23800 | 15.2 | 8.5 | 26400 | 23400 | 88.64% | 1.92 | 0 | 9.8 |  |  |  |  | R-410A | 1.9833 | Residential & Commercial | USHP
213781375 | Central HP <5.4 tons | CARRIER | HRCU-A-CB (Split System: Heat Pump with Remote Outdoor Unit-Air-Source) | 25VNA837A*031* |  |  | CAP**4821AL*+UI | 59TN6C080C17**14 | 32200 | 17 | 8.1 | 32800 | 25000 | 76.22% | 1.96 | 0 | 11 |  |  |  |  | R-410A | 2.6833 | Residential & Commercial | USHP | Ducted CEE Tier 1
214394655 | Central HP <5.4 tons | RUUD | HRCU-A-CB (Split System: Heat Pump with Remote Outdoor Unit-Air-Source) | RD17AZ60AJ3N | ASPEN |  | D(A,C,E)60D34+TDR | R801V1005A21UHS | 52000 | 17.8 | 8.1 | 53500 | 49000 | 91.59% | 1.75 | 0 | 9.8 |  |  |  |  | R-410A | 4.3333 | Residential & Commercial | USHP
214394664 | Central HP <5.4 tons | RUUD | HRCU-A-CB (Split System: Heat Pump with Remote Outdoor Unit-Air-Source) | RD17AZ60AJ3N | ASPEN |  | D(A,C,E)60D44+TDR | R801V1255A24DZ | 52000 | 17.9 | 8.1 | 53500 | 49000 | 91.59% | 1.75 | 0 | 9.8 |  |  |  |  | R-410A | 4.3333 | Residential & Commercial | USHP
213779675 | Central HP <5.4 tons | CARRIER | HRCU-A-CB (Split System: Heat Pump with Remote Outdoor Unit-Air-Source) | 25VNA837A*030* |  |  | CAP**6121AL*+UI | 59CU5B060C17**16 | 33000 | 17 | 8.1 | 32200 | 25000 | 77.64% | 1.96 | 0 | 11 |  |  |  |  | R-410A | 2.75 | Residential & Commercial | USHP | Ducted CEE Tier 1
213779775 | Central HP <5.4 tons | CARRIER | HRCU-A-CB (Split System: Heat Pump with Remote Outdoor Unit-Air-Source) | 25VNA837A*030* |  |  | CAP**6124AL*+UI | 59MN7C100C21**22 | 33200 | 17.5 | 8.5 | 32000 | 24800 | 77.5% | 2 | 0 | 11.7 |  |  |  |  | R-410A | 2.7667 | Residential & Commercial | USHP | Ducted CEE Tier 1
215375364 | Central HP <5.4 tons | RUUD | HRCU-A-CB (Split System: Heat Pump with Remote Outdoor Unit-Air-Source) | RD17AZ60AJ3N | ASPEN |  | D(A,C,E)60D36+TDR | R802V1255A24UHS | 52000 | 17.8 | 8.1 | 53500 | 50500 | 94.39% | 1.75 | 0 | 9.8 |  |  |  |  | R-410A | 4.3333 | Residential & Commercial | USHP
215942399 | Central HP <5.4 tons | TEMPSTAR | HRCU-A-CB (Split System: Heat Pump with Remote Outdoor Unit-Air-Source) | T5H3V36*K*AAA* |  |  | EVM5X49M21A*+WALLCON | *96CTN0601714B* | 35200 | 21 | 8.5 | 37400 | 28000 | 74.87% | 2.06 | 0 | 11.7 |  |  |  |  | R-454B | 2.9333 | Residential & Commercial | USHP | Ducted CEE Tier 1
215942419 | Central HP <5.4 tons | TEMPSTAR | HRCU-A-CB (Split System: Heat Pump with Remote Outdoor Unit-Air-Source) | T5H3V36*K*AAA* |  |  | EVM5X60M21A*+WALLCON | *96CTN0601714B* | 35200 | 21 | 8.5 | 37400 | 28000 | 74.87% | 2.06 | 0 | 11.7 |  |  |  |  | R-454B | 2.9333 | Residential & Commercial | USHP | Ducted CEE Tier 1
215942569 | Central HP <5.4 tons | TEMPSTAR | HRCU-A-CB (Split System: Heat Pump with Remote Outdoor Unit-Air-Source) | T5H3V36*K*AAA* |  |  | EVD5X61M24A*+WALLCON | *80CTL0702120B* | 35800 | 22 | 8.5 | 37400 | 28200 | 75.4% | 2.04 | 0 | 12.5 |  |  |  |  | R-454B | 2.9833 | Residential & Commercial | USHP | Ducted CEE Tier 1
215375372 | Central HP <5.4 tons | RUUD | HRCU-A-CB (Split System: Heat Pump with Remote Outdoor Unit-Air-Source) | RD17AZ60AJ3N | ASPEN |  | D(A,C,E)60D36+TDR | R951V0855A21M4S | 51500 | 16.9 | 8.1 | 54000 | 51000 | 94.44% | 1.75 | 0 | 9.8 |  |  |  |  | R-410A | 4.2917 | Residential & Commercial | USHP
214394699 | Central HP <5.4 tons | RUUD | HRCU-A-CB (Split System: Heat Pump with Remote Outdoor Unit-Air-Source) | RD17AZ60AJ3N | ASPEN |  | D(A,C,E)60D34+TDR | R802V1255A24DZ | 52000 | 17.8 | 8.1 | 53500 | 49000 | 91.59% | 1.75 | 0 | 9.8 |  |  |  |  | R-410A | 4.3333 | Residential & Commercial | USHP
214394729 | Central HP <5.4 tons | RUUD | HRCU-A-CB (Split System: Heat Pump with Remote Outdoor Unit-Air-Source) | RD17AZ60AJ3N | ASPEN |  | D(A,C,E)60D34+TDR | R921V1155A24M4S | 52000 | 17.8 | 8.1 | 54000 | 49000 | 90.74% | 1.75 | 0 | 9.8 |  |  |  |  | R-410A | 4.3333 | Residential & Commercial | USHP
215942389 | Central HP <5.4 tons | TEMPSTAR | HRCU-A-CB (Split System: Heat Pump with Remote Outdoor Unit-Air-Source) | T5H3V36*K*AAA* |  |  | EVM5X49M21A*+WALLCON | *97CMN0601714B* | 35200 | 21 | 8.5 | 37400 | 28000 | 74.87% | 2.06 | 0 | 11.7 |  |  |  |  | R-454B | 2.9333 | Residential & Commercial | USHP | Ducted CEE Tier 1
215941043 | Central HP <5.4 tons | TEMPSTAR | HRCU-A-CB (Split System: Heat Pump with Remote Outdoor Unit-Air-Source) | T5H3V48*K*AAA* |  |  | EA*5X61M21A*+WALLCON | *96CTN0802120B* | 45000 | 21 | 9.5 | 48500 | 37000 | 76.29% | 2 | 0 | 11 |  |  |  |  | R-454B | 3.75 | Residential & Commercial | USHP | Ducted CEE Tier 1
215941193 | Central HP <5.4 tons | TEMPSTAR | HRCU-A-CB (Split System: Heat Pump with Remote Outdoor Unit-Air-Source) | T5H3V48*K*AAA* |  |  | ESH5X48M12A*+WALLCON | *97CTN1002122A* | 44000 | 20 | 9 | 48500 | 36400 | 75.05% | 1.82 | 0 | 10.5 |  |  |  |  | R-454B | 3.6667 | Residential & Commercial | USHP | Ducted CEE Tier 1
212506472 | Central HP <5.4 tons | YORK | HRCU-A-CB (Split System: Heat Pump with Remote Outdoor Unit-Air-Source) | HMH72B361 | ASPEN |  | L(E,G)M48B6 | 0 | 34400 | 18 | 8.1 | 36000 | 26400 | 73.33% | 2.81 | 0 | 9 |  |  |  |  | R-410A | 2.8667 | Residential & Commercial | USHP
215940893 | Central HP <5.4 tons | TEMPSTAR | HRCU-A-CB (Split System: Heat Pump with Remote Outdoor Unit-Air-Source) | T5H3V36*K*AAA* |  |  | EVD5X60M24A*+WALLCON | *97CTN0802120A* | 35400 | 21.5 | 8.5 | 38000 | 28600 | 75.26% | 2.04 | 0 | 12 |  |  |  |  | R-454B | 2.95 | Residential & Commercial | USHP | Ducted CEE Tier 1
213796974 | Central HP <5.4 tons | BRYANT HEATING AND COOLING SYSTEMS | HRCU-A-CB (Split System: Heat Pump with Remote Outdoor Unit-Air-Source) | 38MURAQ24AB3* | ADP |  | V,C36H175P139+CBPE4B* | 0 | 24000 | 16 | 8.85 | 25000 | 22600 | 90.4% | 1.9 | 0 | 10 |  |  |  |  | R-410A | 2 | Residential & Commercial | USHP | Ducted CEE Tier 1
215940023 | Central HP <5.4 tons | TEMPSTAR | HRCU-A-CB (Split System: Heat Pump with Remote Outdoor Unit-Air-Source) | T5H3V36*K*AAA* |  |  | ESH5X42M12A*+WALLCON | *96CTN0802120B* | 33600 | 19 | 9 | 34800 | 26600 | 76.44% | 1.92 | 0 | 11.5 |  |  |  |  | R-454B | 2.8 | Residential & Commercial | USHP | Ducted CEE Tier 1
214393795 | Central HP <5.4 tons | RUUD | HRCU-A-CB (Split System: Heat Pump with Remote Outdoor Unit-Air-Source) | RD17AZ36AJ3N | ASPEN |  | D(A,C,E)36D44+TDR | R951V0603A17M4S | 33200 | 18 | 8.1 | 34200 | 29800 | 87.13% | 1.9 | 0 | 10 |  |  |  |  | R-410A | 2.7667 | Residential & Commercial | USHP | Ducted CEE Tier 1
214393911 | Central HP <5.4 tons | RUUD | HRCU-A-CB (Split System: Heat Pump with Remote Outdoor Unit-Air-Source) | RD17AZ36AJ3N | ASPEN |  | D(A,C,E)42B44+TDR | R951V0855A21M4S | 33000 | 18 | 8.1 | 34200 | 29600 | 86.55% | 1.9 | 0 | 10 |  |  |  |  | R-410A | 2.75 | Residential & Commercial | USHP | Ducted CEE Tier 1
214393927 | Central HP <5.4 tons | RUUD | HRCU-A-CB (Split System: Heat Pump with Remote Outdoor Unit-Air-Source) | RD17AZ36AJ3N | ASPEN |  | D(A,C,E)48D34+TDR | R951V0855A21M4S | 33200 | 18 | 8.1 | 34200 | 29600 | 86.55% | 1.9 | 0 | 10 |  |  |  |  | R-410A | 2.7667 | Residential & Commercial | USHP | Ducted CEE Tier 1
214244053 | Central HP <5.4 tons | CARRIER | HRCU-A-CB (Split System: Heat Pump with Remote Outdoor Unit-Air-Source) | 25VNA424A*031* |  |  | CNPV*4217AL*+UI | 59MN7C060C17**14 | 23600 | 19.5 | 10 | 26600 | 19900 | 74.81% | 2.44 | 0 | 13 |  |  |  |  | R-410A | 1.9667 | Residential & Commercial | USHP | Ducted CEE Tier 1
216439972 | Central HP <5.4 tons | TRANE | HRCU-A-CB (Split System: Heat Pump with Remote Outdoor Unit-Air-Source) | 5TWV0X24A1 |  |  | 5TAMXC03AV31 | 0 | 21800 | 22 | 9.7 | 22800 | 17900 | 78.51% | 2.2 | 0 | 12 |  |  |  |  | R-454B | 1.8167 | Residential & Commercial | USHP | Ducted CEE Tier 1
216738842 | Central HP <5.4 tons | AIRQUEST | HRCU-A-CB (Split System: Heat Pump with Remote Outdoor Unit-Air-Source) | D5CUHAH24AAK |  |  | ESH5X36M12A* | *96VTN0801716B* | 22600 | 16 | 8.1 | 20800 | 18400 | 88.46% | 1.85 | 0 | 11 |  |  |  |  | R-454B | 1.8833 | Residential & Commercial | USHP | Ducted CEE Tier 1
216739011 | Central HP <5.4 tons | AIRQUEST | HRCU-A-CB (Split System: Heat Pump with Remote Outdoor Unit-Air-Source) | D5CUHAH24AAK |  |  | FEVB0036**+NAVA53601CK | 0 | 24000 | 15.2 | 8.5 | 21800 | 19200 | 88.07% | 1.98 | 0 | 11 |  |  |  |  | R-454B | 2 | Residential & Commercial | USHP | Ducted CEE Tier 1
215942493 | Central HP <5.4 tons | AIRQUEST | HRCU-A-CB (Split System: Heat Pump with Remote Outdoor Unit-Air-Source) | H5H3V36*K*AAA* |  |  | EVD5X61M21A*+WALLCON | *80CTL0901716B* | 35800 | 22 | 8.5 | 37400 | 28400 | 75.94% | 2.02 | 0 | 12.5 |  |  |  |  | R-454B | 2.9833 | Residential & Commercial | USHP | Ducted CEE Tier 1
215941673 | Central HP <5.4 tons | TEMPSTAR | HRCU-A-CB (Split System: Heat Pump with Remote Outdoor Unit-Air-Source) | T5H3V48*K*AAA* |  |  | EVD5X60M21A*+WALLCON | *96CTN0802120B* | 45500 | 20.5 | 8.1 | 53000 | 38500 | 72.64% | 1.95 | 0 | 11 |  |  |  |  | R-454B | 3.7917 | Residential & Commercial | USHP | Ducted CEE Tier 1
214394056 | Central HP <5.4 tons | RUUD | HRCU-A-CB (Split System: Heat Pump with Remote Outdoor Unit-Air-Source) | RD17AZ36AJ3N | ASPEN |  | D(A,C,E)42C44+TDR | R962V0703A17M4S | 33200 | 18 | 8.1 | 34200 | 29600 | 86.55% | 1.9 | 0 | 10 |  |  |  |  | R-410A | 2.7667 | Residential & Commercial | USHP | Ducted CEE Tier 1
213780695 | Central HP <5.4 tons | CARRIER | HRCU-A-CB (Split System: Heat Pump with Remote Outdoor Unit-Air-Source) | 25VNA837A*031* |  |  | CAP**3617AL*+UI | 59MN7C080C17**14 | 31400 | 16.5 | 8.1 | 33200 | 24400 | 73.49% | 1.82 | 0 | 10.5 |  |  |  |  | R-410A | 2.6167 | Residential & Commercial | USHP | Ducted CEE Tier 1
214393814 | Central HP <5.4 tons | RUUD | HRCU-A-CB (Split System: Heat Pump with Remote Outdoor Unit-Air-Source) | RD17AZ36AJ3N | ASPEN |  | D(A,C,E)48D24+TDR | R951V0603A17M4S | 30800 | 17.6 | 8.1 | 34200 | 29800 | 87.13% | 1.9 | 0 | 9.6 |  |  |  |  | R-410A | 2.5667 | Residential & Commercial | USHP
214393865 | Central HP <5.4 tons | RUUD | HRCU-A-CB (Split System: Heat Pump with Remote Outdoor Unit-Air-Source) | RD17AZ36AJ3N | ASPEN |  | D(A,C,E)42D44+TDR | R951V0703A17M4S | 33400 | 18 | 8.1 | 34200 | 29600 | 86.55% | 1.9 | 0 | 10 |  |  |  |  | R-410A | 2.7833 | Residential & Commercial | USHP | Ducted CEE Tier 1
214393916 | Central HP <5.4 tons | RUUD | HRCU-A-CB (Split System: Heat Pump with Remote Outdoor Unit-Air-Source) | RD17AZ36AJ3N | ASPEN |  | D(A,C,E)42D34+TDR | R951V0855A21M4S | 32800 | 18 | 8.1 | 34200 | 29600 | 86.55% | 1.9 | 0 | 10 |  |  |  |  | R-410A | 2.7333 | Residential & Commercial | USHP | Ducted CEE Tier 1
214394068 | Central HP <5.4 tons | RUUD | HRCU-A-CB (Split System: Heat Pump with Remote Outdoor Unit-Air-Source) | RD17AZ36AJ3N | ASPEN |  | D(A,C,E)48D24+TDR | R962V0703A17M4S | 30800 | 17.6 | 8.1 | 34200 | 29600 | 86.55% | 1.9 | 0 | 9.6 |  |  |  |  | R-410A | 2.5667 | Residential & Commercial | USHP
211756012 | Central HP <5.4 tons | YORK | HRCU-A-CB (Split System: Heat Pump with Remote Outdoor Unit-Air-Source) | HMH72B341 | ASPEN |  | D(A,C,E)36B36+TDR | TM8Y060A12MP11 | 32000 | 18 | 8.1 | 33400 | 27400 | 82.04% | 2.5 | 0 | 9.9 |  |  |  |  | R-410A | 2.6667 | Residential & Commercial | USHP
211756027 | Central HP <5.4 tons | YORK | HRCU-A-CB (Split System: Heat Pump with Remote Outdoor Unit-Air-Source) | HMH72B341 | ASPEN |  | D(A,C,E)36A46+TDR | TM9E060B12MP12 | 32000 | 17.5 | 8.1 | 34000 | 28000 | 82.35% | 2.46 | 0 | 9.4 |  |  |  |  | R-410A | 2.6667 | Residential & Commercial | USHP
216680892 | Central HP <5.4 tons | COMFORTMAKER | HRCU-A-CB (Split System: Heat Pump with Remote Outdoor Unit-Air-Source) | DLCURAH18ABK |  |  | EHD4X30AAL | *97VTN0801716A* | 17500 | 15.5 | 8.1 | 18000 | 18100 | 100.6% | 2 | 0 | 10.5 |  |  |  |  | R-410A | 1.4583 | Residential & Commercial | USHP | Ducted CEE Tier 1
214394696 | Central HP <5.4 tons | RUUD | HRCU-A-CB (Split System: Heat Pump with Remote Outdoor Unit-Air-Source) | RD17AZ60AJ3N | ASPEN |  | D(A,C,E)60D44+TDR | R802V1005A21UHS | 52000 | 17.9 | 8.1 | 53500 | 49000 | 91.59% | 1.75 | 0 | 9.8 |  |  |  |  | R-410A | 4.3333 | Residential & Commercial | USHP
214394773 | Central HP <5.4 tons | RUUD | HRCU-A-CB (Split System: Heat Pump with Remote Outdoor Unit-Air-Source) | RD17AZ60AJ3N | ASPEN |  | D(A,C,E)60D34+TDR | U802VA125524Z | 52000 | 17.8 | 8.1 | 53500 | 49000 | 91.59% | 1.75 | 0 | 9.8 |  |  |  |  | R-410A | 4.3333 | Residential & Commercial | USHP
214394748 | Central HP <5.4 tons | RUUD | HRCU-A-CB (Split System: Heat Pump with Remote Outdoor Unit-Air-Source) | RD17AZ60AJ3N | ASPEN |  | D(A,C,E)60D44+TDR | R951V1155A24M4S | 52000 | 17.9 | 8.1 | 54000 | 49000 | 90.74% | 1.75 | 0 | 9.8 |  |  |  |  | R-410A | 4.3333 | Residential & Commercial | USHP
214394782 | Central HP <5.4 tons | RUUD | HRCU-A-CB (Split System: Heat Pump with Remote Outdoor Unit-Air-Source) | RD17AZ60AJ3N | ASPEN |  | D(A,C,E)60D44+TDR | U97MV1005A21DHS | 52000 | 17.9 | 8.1 | 54000 | 49500 | 91.67% | 1.75 | 0 | 9.8 |  |  |  |  | R-410A | 4.3333 | Residential & Commercial | USHP
214394789 | Central HP <5.4 tons | RUUD | HRCU-A-CB (Split System: Heat Pump with Remote Outdoor Unit-Air-Source) | RD17AZ60AJ3N | ASPEN |  | D(A,C,E)60D34+TDR | U98MV0855A21UPS | 51500 | 17.8 | 8.1 | 54000 | 49500 | 91.67% | 1.75 | 0 | 9.8 |  |  |  |  | R-410A | 4.2917 | Residential & Commercial | USHP
215939973 | Central HP <5.4 tons | TEMPSTAR | HRCU-A-CB (Split System: Heat Pump with Remote Outdoor Unit-Air-Source) | T5H3V36*K*AAA* |  |  | ESH5X36M12A*+WALLCON | *97CTN0601716A* | 33000 | 18 | 9 | 35600 | 27400 | 76.97% | 1.9 | 0 | 10.5 |  |  |  |  | R-454B | 2.75 | Residential & Commercial | USHP | Ducted CEE Tier 1
215942629 | Central HP <5.4 tons | TEMPSTAR | HRCU-A-CB (Split System: Heat Pump with Remote Outdoor Unit-Air-Source) | T5H3V36*K*AAA* |  |  | EVD5X61M21A*+WALLCON | *96CTN0802120B* | 35800 | 22 | 8.5 | 37400 | 28400 | 75.94% | 2.04 | 0 | 12.5 |  |  |  |  | R-454B | 2.9833 | Residential & Commercial | USHP | Ducted CEE Tier 1
214393717 | Central HP <5.4 tons | RUUD | HRCU-A-CB (Split System: Heat Pump with Remote Outdoor Unit-Air-Source) | RD17AZ36AJ3N | ASPEN |  | D(A,C,E)42D34+TDR | R921V1005A21M4S | 32800 | 17 | 8.1 | 34200 | 29600 | 86.55% | 1.9 | 0 | 10 |  |  |  |  | R-410A | 2.7333 | Residential & Commercial | USHP | Ducted CEE Tier 1
214394200 | Central HP <5.4 tons | RUUD | HRCU-A-CB (Split System: Heat Pump with Remote Outdoor Unit-Air-Source) | RD17AZ36AJ3N | ASPEN |  | D(A,C,E)42D34+TDR | U802VA050317M | 32800 | 18 | 8.1 | 34200 | 29600 | 86.55% | 1.9 | 0 | 10 |  |  |  |  | R-410A | 2.7333 | Residential & Commercial | USHP | Ducted CEE Tier 1
215675496 | Central HP <5.4 tons | AIRQUEST | HRCU-A-CB (Split System: Heat Pump with Remote Outdoor Unit-Air-Source) | H5H0V48*K*AAA* |  |  | EVM5X49M21A*+WALLCON | *80CSU0601716A* | 48000 | 19 | 9 | 50000 | 36800 | 73.6% | 2 | 0 | 10 |  |  |  |  | R-454B | 4 | Residential & Commercial | USHP | Ducted CEE Tier 1
214391661 | Central HP <5.4 tons | RUUD | HRCU-A-CB (Split System: Heat Pump with Remote Outdoor Unit-Air-Source) | RP15AZ24AJ2N | ASPEN |  | CP37A34+TDR | R802V0504A17UHN | 22400 | 16 | 8.3 | 23000 | 17200 | 74.78% | 3.06 | 0 | 11.9 |  |  |  |  | R-410A | 1.8667 | Residential & Commercial | USHP | Ducted CEE Tier 1
213780745 | Central HP <5.4 tons | CARRIER | HRCU-A-CB (Split System: Heat Pump with Remote Outdoor Unit-Air-Source) | 25VNA837A*031* |  |  | CAP**3621AL*+UI | 58TN*B090C17**16 | 31600 | 17 | 8.1 | 33000 | 24200 | 73.33% | 1.84 | 0 | 11 |  |  |  |  | R-410A | 2.6333 | Residential & Commercial | USHP | Ducted CEE Tier 1
213780845 | Central HP <5.4 tons | CARRIER | HRCU-A-CB (Split System: Heat Pump with Remote Outdoor Unit-Air-Source) | 25VNA837A*031* |  |  | CAP**3721AL*+UI | 58TN*B045C17**12 | 32600 | 16.5 | 8.1 | 33200 | 25400 | 76.51% | 1.94 | 0 | 10.5 |  |  |  |  | R-410A | 2.7167 | Residential & Commercial | USHP | Ducted CEE Tier 1
214394618 | Central HP <5.4 tons | RUUD | HRCU-A-CB (Split System: Heat Pump with Remote Outdoor Unit-Air-Source) | RD17AZ36AJ3N | ASPEN |  | D(A,C,E)42C44+TDR | U98MV1005A21UPS | 33200 | 18 | 8.1 | 34200 | 29600 | 86.55% | 1.9 | 0 | 10 |  |  |  |  | R-410A | 2.7667 | Residential & Commercial | USHP | Ducted CEE Tier 1
214393229 | Central HP <5.4 tons | RUUD | HRCU-A-CB (Split System: Heat Pump with Remote Outdoor Unit-Air-Source) | RD17AZ36AJ3N | ASPEN |  | D(A,C,E)48C44+TDR | R802V0504A17UHS | 33200 | 18 | 8.1 | 34200 | 29800 | 87.13% | 1.9 | 0 | 10 |  |  |  |  | R-410A | 2.7667 | Residential & Commercial | USHP | Ducted CEE Tier 1
214393262 | Central HP <5.4 tons | RUUD | HRCU-A-CB (Split System: Heat Pump with Remote Outdoor Unit-Air-Source) | RD17AZ36AJ3N | ASPEN |  | D(A,C,E)48D44+TDR | R802V0754A17DZ | 33800 | 18 | 8.1 | 34200 | 29600 | 86.55% | 1.9 | 0 | 10 |  |  |  |  | R-410A | 2.8167 | Residential & Commercial | USHP | Ducted CEE Tier 1
214393581 | Central HP <5.4 tons | RUUD | HRCU-A-CB (Split System: Heat Pump with Remote Outdoor Unit-Air-Source) | RD17AZ36AJ3N | ASPEN |  | D(A,C,E)42D44+TDR | R921V0403A17M4S | 33400 | 18 | 8.1 | 34200 | 29600 | 86.55% | 1.9 | 0 | 10 |  |  |  |  | R-410A | 2.7833 | Residential & Commercial | USHP | Ducted CEE Tier 1
214393650 | Central HP <5.4 tons | RUUD | HRCU-A-CB (Split System: Heat Pump with Remote Outdoor Unit-Air-Source) | RD17AZ36AJ3N | ASPEN |  | D(A,C,E)48D24+TDR | R921V0703A17M4S | 30800 | 17.6 | 8.1 | 34200 | 29600 | 86.55% | 1.9 | 0 | 9.6 |  |  |  |  | R-410A | 2.5667 | Residential & Commercial | USHP
213739496 | Central HP <5.4 tons | DAY & NIGHT | HRCU-A-CB (Split System: Heat Pump with Remote Outdoor Unit-Air-Source) | DLCURAH18ABK | ADP |  | PL36H175P159 | *80MS(N,L)0701412A* | 17600 | 16 | 8.5 | 16900 | 18700 | 110.7% | 2.3 | 0 | 11 |  |  |  |  | R-410A | 1.4667 | Residential & Commercial | USHP | Ducted CEE Tier 1
214392741 | Central HP <5.4 tons | RUUD | HRCU-A-CB (Split System: Heat Pump with Remote Outdoor Unit-Air-Source) | RD17AZ36AJ3N | ASPEN |  | D(A,C,E)42D44+TDR | R801V0504A17UHN | 33400 | 18 | 8.1 | 34200 | 29800 | 87.13% | 1.9 | 0 | 10 |  |  |  |  | R-410A | 2.7833 | Residential & Commercial | USHP | Ducted CEE Tier 1
214392752 | Central HP <5.4 tons | RUUD | HRCU-A-CB (Split System: Heat Pump with Remote Outdoor Unit-Air-Source) | RD17AZ36AJ3N | ASPEN |  | D(A,C,E)48D44+TDR | R801V0504A17UHN | 33800 | 18 | 8.1 | 34200 | 29800 | 87.13% | 1.9 | 0 | 10 |  |  |  |  | R-410A | 2.8167 | Residential & Commercial | USHP | Ducted CEE Tier 1
214393568 | Central HP <5.4 tons | RUUD | HRCU-A-CB (Split System: Heat Pump with Remote Outdoor Unit-Air-Source) | RD17AZ36AJ3N | ASPEN |  | D(A,C,E)36C44+TDR | R921V0403A17M4S | 33000 | 18 | 8.1 | 34200 | 29600 | 86.55% | 1.9 | 0 | 10 |  |  |  |  | R-410A | 2.75 | Residential & Commercial | USHP | Ducted CEE Tier 1
214393702 | Central HP <5.4 tons | RUUD | HRCU-A-CB (Split System: Heat Pump with Remote Outdoor Unit-Air-Source) | RD17AZ36AJ3N | ASPEN |  | D(A,C,E)48D24+TDR | R921V0855A21M4S | 30800 | 17.6 | 8.1 | 34200 | 29600 | 86.55% | 1.9 | 0 | 9.6 |  |  |  |  | R-410A | 2.5667 | Residential & Commercial | USHP
214394248 | Central HP <5.4 tons | RUUD | HRCU-A-CB (Split System: Heat Pump with Remote Outdoor Unit-Air-Source) | RD17AZ36AJ3N | ASPEN |  | D(A,C,E)36C44+TDR | U802VA075317Z | 33000 | 18 | 8.1 | 34200 | 29600 | 86.55% | 1.9 | 0 | 10 |  |  |  |  | R-410A | 2.75 | Residential & Commercial | USHP | Ducted CEE Tier 1
214394268 | Central HP <5.4 tons | RUUD | HRCU-A-CB (Split System: Heat Pump with Remote Outdoor Unit-Air-Source) | RD17AZ36AJ3N | ASPEN |  | D(A,C,E)48C34+TDR | U802VA075317Z | 32800 | 18 | 8.1 | 34200 | 29600 | 86.55% | 1.9 | 0 | 10 |  |  |  |  | R-410A | 2.7333 | Residential & Commercial | USHP | Ducted CEE Tier 1
214394449 | Central HP <5.4 tons | RUUD | HRCU-A-CB (Split System: Heat Pump with Remote Outdoor Unit-Air-Source) | RD17AZ36AJ3N | ASPEN |  | D(A,C,E)48C44+TDR | U97MV0855A21DHS | 33200 | 18 | 8.1 | 34200 | 29400 | 85.96% | 1.9 | 0 | 10 |  |  |  |  | R-410A | 2.7667 | Residential & Commercial | USHP | Ducted CEE Tier 1
214393782 | Central HP <5.4 tons | RUUD | HRCU-A-CB (Split System: Heat Pump with Remote Outdoor Unit-Air-Source) | RD17AZ36AJ3N | ASPEN |  | D(A,C,E)48C34+TDR | R951V0403A17UHU | 32800 | 18 | 8.1 | 34200 | 29800 | 87.13% | 1.9 | 0 | 10 |  |  |  |  | R-410A | 2.7333 | Residential & Commercial | USHP | Ducted CEE Tier 1
214394392 | Central HP <5.4 tons | RUUD | HRCU-A-CB (Split System: Heat Pump with Remote Outdoor Unit-Air-Source) | RD17AZ36AJ3N | ASPEN |  | D(A,C,E)48D44+TDR | U97MV0603A17DHS | 33800 | 18 | 8.1 | 34200 | 29600 | 86.55% | 1.9 | 0 | 10 |  |  |  |  | R-410A | 2.8167 | Residential & Commercial | USHP | Ducted CEE Tier 1
214392870 | Central HP <5.4 tons | RUUD | HRCU-A-CB (Split System: Heat Pump with Remote Outdoor Unit-Air-Source) | RD17AZ36AJ3N | ASPEN |  | D(A,C,E)48D24+TDR | R801V0754A17DZ | 30800 | 17.6 | 8.1 | 34200 | 29600 | 86.55% | 1.9 | 0 | 9.6 |  |  |  |  | R-410A | 2.5667 | Residential & Commercial | USHP
214393590 | Central HP <5.4 tons | RUUD | HRCU-A-CB (Split System: Heat Pump with Remote Outdoor Unit-Air-Source) | RD17AZ36AJ3N | ASPEN |  | D(A,C,E)48D24+TDR | R921V0403A17M4S | 30800 | 17.6 | 8.1 | 34200 | 29600 | 86.55% | 1.9 | 0 | 9.6 |  |  |  |  | R-410A | 2.5667 | Residential & Commercial | USHP
214570431 | Central HP <5.4 tons | AIRQUEST | HRCU-A-CB (Split System: Heat Pump with Remote Outdoor Unit-Air-Source) | HVH825GKA3* |  |  | EA*4X37L21A*+WALLCON | *80CTL0702120B* | 24400 | 16.5 | 8.5 | 21200 | 16600 | 78.3% | 2.02 | 0 | 11 |  |  |  |  | R-410A | 2.0333 | Residential & Commercial | USHP | Ducted CEE Tier 1
214570601 | Central HP <5.4 tons | AIRQUEST | HRCU-A-CB (Split System: Heat Pump with Remote Outdoor Unit-Air-Source) | HVH825GKA3* |  |  | EA*4X42L24A*+WALLCON | *96CTN0802120B* | 23800 | 17 | 8.5 | 21400 | 16600 | 77.57% | 1.96 | 0 | 11 |  |  |  |  | R-410A | 1.9833 | Residential & Commercial | USHP | Ducted CEE Tier 1
214570751 | Central HP <5.4 tons | AIRQUEST | HRCU-A-CB (Split System: Heat Pump with Remote Outdoor Unit-Air-Source) | HVH825GKA3* |  |  | EA*4X48L24A*+WALLCON | *95CSU1002122B* | 24000 | 17 | 8.5 | 20800 | 16500 | 79.33% | 2.02 | 0 | 11 |  |  |  |  | R-410A | 2 | Residential & Commercial | USHP | Ducted CEE Tier 1
214571201 | Central HP <5.4 tons | AIRQUEST | HRCU-A-CB (Split System: Heat Pump with Remote Outdoor Unit-Air-Source) | HVH825GKA3* |  |  | EN(A,D,W)4X42L21**+WALLCON | *96CTN0802120B* | 23800 | 16.5 | 8.1 | 21400 | 16600 | 77.57% | 1.96 | 0 | 11 |  |  |  |  | R-410A | 1.9833 | Residential & Commercial | USHP | Ducted CEE Tier 1
214572521 | Central HP <5.4 tons | AIRQUEST | HRCU-A-CB (Split System: Heat Pump with Remote Outdoor Unit-Air-Source) | HVH837GKA** |  |  | EA*4X36L21A*+WALLCON | *96CTN0802120B* | 31600 | 17.5 | 8.1 | 32800 | 24200 | 73.78% | 1.86 | 0 | 11 |  |  |  |  | R-410A | 2.6333 | Residential & Commercial | USHP | Ducted CEE Tier 1
214572671 | Central HP <5.4 tons | AIRQUEST | HRCU-A-CB (Split System: Heat Pump with Remote Outdoor Unit-Air-Source) | HVH837GKA** |  |  | EA*4X42L24A*+WALLCON | *95CSU1002122B* | 31800 | 17.5 | 8.5 | 32800 | 24400 | 74.39% | 1.9 | 0 | 11 |  |  |  |  | R-410A | 2.65 | Residential & Commercial | USHP | Ducted CEE Tier 1
214572741 | Central HP <5.4 tons | AIRQUEST | HRCU-A-CB (Split System: Heat Pump with Remote Outdoor Unit-Air-Source) | HVH837GKA** |  |  | EA*4X43L21A*+WALLCON | *97CMN0602120B* | 32800 | 17 | 8.5 | 33000 | 25400 | 76.97% | 1.98 | 0 | 11 |  |  |  |  | R-410A | 2.7333 | Residential & Commercial | USHP | Ducted CEE Tier 1
214573191 | Central HP <5.4 tons | AIRQUEST | HRCU-A-CB (Split System: Heat Pump with Remote Outdoor Unit-Air-Source) | HVH837GKA** |  |  | EHD4X48AAL+WALLCON | *80CTL0702120B* | 32600 | 17.5 | 8.5 | 32800 | 25000 | 76.22% | 1.98 | 0 | 11 |  |  |  |  | R-410A | 2.7167 | Residential & Commercial | USHP | Ducted CEE Tier 1
213772748 | Central HP <5.4 tons | AIRQUEST | HRCU-A-CB (Split System: Heat Pump with Remote Outdoor Unit-Air-Source) | HVH825GKA3* |  |  | EA*4X25L17A*+WALLCON | *80CTL0901716B* | 24400 | 16.5 | 8.1 | 21200 | 16600 | 78.3% | 2 | 0 | 11 |  |  |  |  | R-410A | 2.0333 | Residential & Commercial | USHP | Ducted CEE Tier 1
213772798 | Central HP <5.4 tons | AIRQUEST | HRCU-A-CB (Split System: Heat Pump with Remote Outdoor Unit-Air-Source) | HVH825GKA3* |  |  | EA*4X25L17A*+WALLCON | *96CTN0601714B* | 24200 | 16.5 | 8.1 | 21400 | 16700 | 78.04% | 2 | 0 | 10.5 |  |  |  |  | R-410A | 2.0167 | Residential & Commercial | USHP | Ducted CEE Tier 1
213772848 | Central HP <5.4 tons | AIRQUEST | HRCU-A-CB (Split System: Heat Pump with Remote Outdoor Unit-Air-Source) | HVH825GKA3* |  |  | EA*4X30L17A*+WALLCON | *80CTL0701412B* | 23600 | 16.5 | 8.1 | 21600 | 16700 | 77.31% | 1.9 | 0 | 10.5 |  |  |  |  | R-410A | 1.9667 | Residential & Commercial | USHP | Ducted CEE Tier 1
214393783 | Central HP <5.4 tons | RUUD | HRCU-A-CB (Split System: Heat Pump with Remote Outdoor Unit-Air-Source) | RD17AZ36AJ3N | ASPEN |  | D(A,C,E)48C44+TDR | R951V0403A17UHU | 33200 | 18 | 8.1 | 34200 | 29800 | 87.13% | 1.9 | 0 | 10 |  |  |  |  | R-410A | 2.7667 | Residential & Commercial | USHP | Ducted CEE Tier 1
214393933 | Central HP <5.4 tons | RUUD | HRCU-A-CB (Split System: Heat Pump with Remote Outdoor Unit-Air-Source) | RD17AZ36AJ3N | ASPEN |  | D(A,C,E)36C44+TDR | R951V1005A21M4S | 33000 | 17 | 8.1 | 34200 | 29600 | 86.55% | 1.9 | 0 | 10 |  |  |  |  | R-410A | 2.75 | Residential & Commercial | USHP | Ducted CEE Tier 1
214394016 | Central HP <5.4 tons | RUUD | HRCU-A-CB (Split System: Heat Pump with Remote Outdoor Unit-Air-Source) | RD17AZ36AJ3N | ASPEN |  | D(A,C,E)36C44+TDR | R962V0603A17M4S | 33000 | 18 | 8.1 | 34200 | 29800 | 87.13% | 1.9 | 0 | 10 |  |  |  |  | R-410A | 2.75 | Residential & Commercial | USHP | Ducted CEE Tier 1
214394066 | Central HP <5.4 tons | RUUD | HRCU-A-CB (Split System: Heat Pump with Remote Outdoor Unit-Air-Source) | RD17AZ36AJ3N | ASPEN |  | D(A,C,E)48C34+TDR | R962V0703A17M4S | 32800 | 18 | 8.1 | 34200 | 29600 | 86.55% | 1.9 | 0 | 10 |  |  |  |  | R-410A | 2.7333 | Residential & Commercial | USHP | Ducted CEE Tier 1
214393704 | Central HP <5.4 tons | RUUD | HRCU-A-CB (Split System: Heat Pump with Remote Outdoor Unit-Air-Source) | RD17AZ36AJ3N | ASPEN |  | D(A,C,E)48D44+TDR | R921V0855A21M4S | 33800 | 18 | 8.1 | 34200 | 29600 | 86.55% | 1.9 | 0 | 10 |  |  |  |  | R-410A | 2.8167 | Residential & Commercial | USHP | Ducted CEE Tier 1
214393711 | Central HP <5.4 tons | RUUD | HRCU-A-CB (Split System: Heat Pump with Remote Outdoor Unit-Air-Source) | RD17AZ36AJ3N | ASPEN |  | D(A,C,E)36D44+TDR | R921V1005A21M4S | 33200 | 17 | 8.1 | 34200 | 29600 | 86.55% | 1.9 | 0 | 10 |  |  |  |  | R-410A | 2.7667 | Residential & Commercial | USHP | Ducted CEE Tier 1
215940783 | Central HP <5.4 tons | TEMPSTAR | HRCU-A-CB (Split System: Heat Pump with Remote Outdoor Unit-Air-Source) | T5H3V36*K*AAA* |  |  | EVD5X49M24A*+WALLCON | *97CTN0802120A* | 35400 | 21.5 | 8.5 | 38000 | 28600 | 75.26% | 2.04 | 0 | 12 |  |  |  |  | R-454B | 2.95 | Residential & Commercial | USHP | Ducted CEE Tier 1
215940883 | Central HP <5.4 tons | TEMPSTAR | HRCU-A-CB (Split System: Heat Pump with Remote Outdoor Unit-Air-Source) | T5H3V36*K*AAA* |  |  | EVD5X60M24A*+WALLCON | *96CTN0802120B* | 35400 | 21.5 | 8.5 | 38000 | 28600 | 75.26% | 2.04 | 0 | 12 |  |  |  |  | R-454B | 2.95 | Residential & Commercial | USHP | Ducted CEE Tier 1
214393605 | Central HP <5.4 tons | RUUD | HRCU-A-CB (Split System: Heat Pump with Remote Outdoor Unit-Air-Source) | RD17AZ36AJ3N | ASPEN |  | D(A,C,E)42B44+TDR | R921V0603A17M4S | 33000 | 18 | 8.1 | 34200 | 29800 | 87.13% | 1.9 | 0 | 10 |  |  |  |  | R-410A | 2.75 | Residential & Commercial | USHP | Ducted CEE Tier 1
214393608 | Central HP <5.4 tons | RUUD | HRCU-A-CB (Split System: Heat Pump with Remote Outdoor Unit-Air-Source) | RD17AZ36AJ3N | ASPEN |  | D(A,C,E)42C44+TDR | R921V0603A17M4S | 33200 | 18 | 8.1 | 34200 | 29800 | 87.13% | 1.9 | 0 | 10 |  |  |  |  | R-410A | 2.7667 | Residential & Commercial | USHP | Ducted CEE Tier 1
214393724 | Central HP <5.4 tons | RUUD | HRCU-A-CB (Split System: Heat Pump with Remote Outdoor Unit-Air-Source) | RD17AZ36AJ3N | ASPEN |  | D(A,C,E)48C44+TDR | R921V1005A21M4S | 33200 | 17 | 8.1 | 34200 | 29600 | 86.55% | 1.9 | 0 | 10 |  |  |  |  | R-410A | 2.7667 | Residential & Commercial | USHP | Ducted CEE Tier 1
213780895 | Central HP <5.4 tons | CARRIER | HRCU-A-CB (Split System: Heat Pump with Remote Outdoor Unit-Air-Source) | 25VNA837A*031* |  |  | CAP**3721AL*+UI | 59CU5B060C17**16 | 32800 | 17 | 8.5 | 33000 | 25200 | 76.36% | 1.96 | 0 | 11 |  |  |  |  | R-410A | 2.7333 | Residential & Commercial | USHP | Ducted CEE Tier 1
213781545 | Central HP <5.4 tons | CARRIER | HRCU-A-CB (Split System: Heat Pump with Remote Outdoor Unit-Air-Source) | 25VNA837A*031* |  |  | CAP**6121AL*+UI | 58TN*B070C17**16 | 32800 | 17 | 8.1 | 32200 | 25000 | 77.64% | 1.96 | 0 | 11 |  |  |  |  | R-410A | 2.7333 | Residential & Commercial | USHP | Ducted CEE Tier 1
213781715 | Central HP <5.4 tons | CARRIER | HRCU-A-CB (Split System: Heat Pump with Remote Outdoor Unit-Air-Source) | 25VNA837A*031* |  |  | CAP**6124AL*+UI | 59TN6C120C24**22 | 33200 | 17.5 | 8.5 | 32000 | 24800 | 77.5% | 2 | 0 | 11.7 |  |  |  |  | R-410A | 2.7667 | Residential & Commercial | USHP | Ducted CEE Tier 1
215942459 | Central HP <5.4 tons | TEMPSTAR | HRCU-A-CB (Split System: Heat Pump with Remote Outdoor Unit-Air-Source) | T5H3V36*K*AAA* |  |  | EVD5X60M21A*+WALLCON | *97CMN0601714B* | 35200 | 21 | 8.5 | 37400 | 28000 | 74.87% | 2.06 | 0 | 11.7 |  |  |  |  | R-454B | 2.9333 | Residential & Commercial | USHP | Ducted CEE Tier 1
213781945 | Central HP <5.4 tons | CARRIER | HRCU-A-CB (Split System: Heat Pump with Remote Outdoor Unit-Air-Source) | 25VNA837A*031* |  |  | CSPH*4212AL*+UI | 58TN*B135C24**22 | 32600 | 16.5 | 8.1 | 33000 | 24600 | 74.55% | 1.96 | 0 | 11 |  |  |  |  | R-410A | 2.7167 | Residential & Commercial | USHP | Ducted CEE Tier 1
213780225 | Central HP <5.4 tons | CARRIER | HRCU-A-CB (Split System: Heat Pump with Remote Outdoor Unit-Air-Source) | 25VNA837A*030* |  |  | CSPH*4812AL*+UI | 59MN7C080C17**14 | 32400 | 16.5 | 8.1 | 33000 | 25000 | 75.76% | 1.94 | 0 | 11 |  |  |  |  | R-410A | 2.7 | Residential & Commercial | USHP | Ducted CEE Tier 1
214394608 | Central HP <5.4 tons | RUUD | HRCU-A-CB (Split System: Heat Pump with Remote Outdoor Unit-Air-Source) | RD17AZ36AJ3N | ASPEN |  | D(A,C,E)36C44+TDR | U98MV1005A21UPS | 33000 | 18 | 8.1 | 34200 | 29600 | 86.55% | 1.9 | 0 | 10 |  |  |  |  | R-410A | 2.75 | Residential & Commercial | USHP | Ducted CEE Tier 1
212976070 | Central HP <5.4 tons | CARRIER | HRCU-A-CB (Split System: Heat Pump with Remote Outdoor Unit-Air-Source) | 38MURAQ24AB3* |  |  | CAP**3721AL* | 59TP6C080V17**16 | 24600 | 17 | 8.5 | 25200 | 21200 | 84.13% | 1.78 | 0 | 10.5 |  |  |  |  | R-410A | 2.05 | Residential & Commercial | USHP | Ducted CEE Tier 1
214393765 | Central HP <5.4 tons | RUUD | HRCU-A-CB (Split System: Heat Pump with Remote Outdoor Unit-Air-Source) | RD17AZ36AJ3N | ASPEN |  | D(A,C,E)36D44+TDR | R951V0403A17UHU | 33200 | 18 | 8.1 | 34200 | 29800 | 87.13% | 1.9 | 0 | 10 |  |  |  |  | R-410A | 2.7667 | Residential & Commercial | USHP | Ducted CEE Tier 1
214393799 | Central HP <5.4 tons | RUUD | HRCU-A-CB (Split System: Heat Pump with Remote Outdoor Unit-Air-Source) | RD17AZ36AJ3N | ASPEN |  | D(A,C,E)42B44+TDR | R951V0603A17M4S | 33000 | 18 | 8.1 | 34200 | 29800 | 87.13% | 1.9 | 0 | 10 |  |  |  |  | R-410A | 2.75 | Residential & Commercial | USHP | Ducted CEE Tier 1
213613569 | Central HP <5.4 tons | BRYANT HEATING AND COOLING SYSTEMS | HRCU-A-CB (Split System: Heat Pump with Remote Outdoor Unit-Air-Source) | 38MURAQ18AB3* | ASPEN |  | L(E,G)M24J4 | 0 | 18000 | 15.2 | 8.5 | 19300 | 18300 | 94.82% | 2.2 | 0 | 10 |  |  |  |  | R-410A | 1.5 | Residential & Commercial | USHP | Ducted CEE Tier 1
214394743 | Central HP <5.4 tons | RUUD | HRCU-A-CB (Split System: Heat Pump with Remote Outdoor Unit-Air-Source) | RD17AZ60AJ3N | ASPEN |  | D(A,C,E)60D34+TDR | R951V1005A21UHU | 51500 | 17.8 | 8.1 | 54000 | 49500 | 91.67% | 1.75 | 0 | 9.8 |  |  |  |  | R-410A | 4.2917 | Residential & Commercial | USHP
214394792 | Central HP <5.4 tons | RUUD | HRCU-A-CB (Split System: Heat Pump with Remote Outdoor Unit-Air-Source) | RD17AZ60AJ3N | ASPEN |  | D(A,C,E)60D44+TDR | U98MV1005A21UPS | 52000 | 17 | 8.1 | 54500 | 49500 | 90.83% | 1.75 | 0 | 9.8 |  |  |  |  | R-410A | 4.3333 | Residential & Commercial | USHP
214394660 | Central HP <5.4 tons | RUUD | HRCU-A-CB (Split System: Heat Pump with Remote Outdoor Unit-Air-Source) | RD17AZ60AJ3N | ASPEN |  | D(A,C,E)60D44+TDR | R801V1005A21UHU | 52000 | 17.9 | 8.1 | 54000 | 49000 | 90.74% | 1.75 | 0 | 9.8 |  |  |  |  | R-410A | 4.3333 | Residential & Commercial | USHP
214392728 | Central HP <5.4 tons | RUUD | HRCU-A-CB (Split System: Heat Pump with Remote Outdoor Unit-Air-Source) | RD17AZ36AJ3N | ASPEN |  | D(A,C,E)36C44+TDR | R801V0504A17UHN | 33000 | 18 | 8.1 | 34200 | 29800 | 87.13% | 1.9 | 0 | 10 |  |  |  |  | R-410A | 2.75 | Residential & Commercial | USHP | Ducted CEE Tier 1
214392731 | Central HP <5.4 tons | RUUD | HRCU-A-CB (Split System: Heat Pump with Remote Outdoor Unit-Air-Source) | RD17AZ36AJ3N | ASPEN |  | D(A,C,E)36D44+TDR | R801V0504A17UHN | 33200 | 18 | 8.1 | 34200 | 29800 | 87.13% | 1.9 | 0 | 10 |  |  |  |  | R-410A | 2.7667 | Residential & Commercial | USHP | Ducted CEE Tier 1
214392780 | Central HP <5.4 tons | RUUD | HRCU-A-CB (Split System: Heat Pump with Remote Outdoor Unit-Air-Source) | RD17AZ36AJ3N | ASPEN |  | D(A,C,E)48D24+TDR | R801V0504A17UHS | 30800 | 17.6 | 8.1 | 34200 | 29800 | 87.13% | 1.9 | 0 | 9.6 |  |  |  |  | R-410A | 2.5667 | Residential & Commercial | USHP
214393815 | Central HP <5.4 tons | RUUD | HRCU-A-CB (Split System: Heat Pump with Remote Outdoor Unit-Air-Source) | RD17AZ36AJ3N | ASPEN |  | D(A,C,E)48D34+TDR | R951V0603A17M4S | 33200 | 18 | 8.1 | 34200 | 29800 | 87.13% | 1.9 | 0 | 10 |  |  |  |  | R-410A | 2.7667 | Residential & Commercial | USHP | Ducted CEE Tier 1
214393914 | Central HP <5.4 tons | RUUD | HRCU-A-CB (Split System: Heat Pump with Remote Outdoor Unit-Air-Source) | RD17AZ36AJ3N | ASPEN |  | D(A,C,E)42C44+TDR | R951V0855A21M4S | 33200 | 18 | 8.1 | 34200 | 29600 | 86.55% | 1.9 | 0 | 10 |  |  |  |  | R-410A | 2.7667 | Residential & Commercial | USHP | Ducted CEE Tier 1
214393949 | Central HP <5.4 tons | RUUD | HRCU-A-CB (Split System: Heat Pump with Remote Outdoor Unit-Air-Source) | RD17AZ36AJ3N | ASPEN |  | D(A,C,E)48D34+TDR | R951V1005A21M4S | 33200 | 17 | 8.1 | 34200 | 29600 | 86.55% | 1.9 | 0 | 10 |  |  |  |  | R-410A | 2.7667 | Residential & Commercial | USHP | Ducted CEE Tier 1
214394049 | Central HP <5.4 tons | RUUD | HRCU-A-CB (Split System: Heat Pump with Remote Outdoor Unit-Air-Source) | RD17AZ36AJ3N | ASPEN |  | D(A,C,E)36D44+TDR | R962V0703A17M4S | 33200 | 18 | 8.1 | 34200 | 29600 | 86.55% | 1.9 | 0 | 10 |  |  |  |  | R-410A | 2.7667 | Residential & Commercial | USHP | Ducted CEE Tier 1
214394450 | Central HP <5.4 tons | RUUD | HRCU-A-CB (Split System: Heat Pump with Remote Outdoor Unit-Air-Source) | RD17AZ36AJ3N | ASPEN |  | D(A,C,E)48D24+TDR | U97MV0855A21DHS | 30800 | 17.6 | 8.1 | 34200 | 29400 | 85.96% | 1.9 | 0 | 9.6 |  |  |  |  | R-410A | 2.5667 | Residential & Commercial | USHP
214392798 | Central HP <5.4 tons | RUUD | HRCU-A-CB (Split System: Heat Pump with Remote Outdoor Unit-Air-Source) | RD17AZ36AJ3N | ASPEN |  | D(A,C,E)42C44+TDR | R801V0504A17UHU | 33200 | 18 | 8.1 | 34200 | 29800 | 87.13% | 1.9 | 0 | 10 |  |  |  |  | R-410A | 2.7667 | Residential & Commercial | USHP | Ducted CEE Tier 1
214392811 | Central HP <5.4 tons | RUUD | HRCU-A-CB (Split System: Heat Pump with Remote Outdoor Unit-Air-Source) | RD17AZ36AJ3N | ASPEN |  | D(A,C,E)48D34+TDR | R801V0504A17UHU | 33200 | 18 | 8.1 | 34200 | 29800 | 87.13% | 1.9 | 0 | 10 |  |  |  |  | R-410A | 2.7667 | Residential & Commercial | USHP | Ducted CEE Tier 1
214392848 | Central HP <5.4 tons | RUUD | HRCU-A-CB (Split System: Heat Pump with Remote Outdoor Unit-Air-Source) | RD17AZ36AJ3N | ASPEN |  | D(A,C,E)36C44+TDR | R801V0754A17DZ | 33000 | 18 | 8.1 | 34200 | 29600 | 86.55% | 1.9 | 0 | 10 |  |  |  |  | R-410A | 2.75 | Residential & Commercial | USHP | Ducted CEE Tier 1
214393598 | Central HP <5.4 tons | RUUD | HRCU-A-CB (Split System: Heat Pump with Remote Outdoor Unit-Air-Source) | RD17AZ36AJ3N | ASPEN |  | D(A,C,E)36C44+TDR | R921V0603A17M4S | 33000 | 18 | 8.1 | 34200 | 29800 | 87.13% | 1.9 | 0 | 10 |  |  |  |  | R-410A | 2.75 | Residential & Commercial | USHP | Ducted CEE Tier 1
214393648 | Central HP <5.4 tons | RUUD | HRCU-A-CB (Split System: Heat Pump with Remote Outdoor Unit-Air-Source) | RD17AZ36AJ3N | ASPEN |  | D(A,C,E)48C34+TDR | R921V0703A17M4S | 32800 | 18 | 8.1 | 34200 | 29600 | 86.55% | 1.9 | 0 | 10 |  |  |  |  | R-410A | 2.7333 | Residential & Commercial | USHP | Ducted CEE Tier 1
214393649 | Central HP <5.4 tons | RUUD | HRCU-A-CB (Split System: Heat Pump with Remote Outdoor Unit-Air-Source) | RD17AZ36AJ3N | ASPEN |  | D(A,C,E)48C44+TDR | R921V0703A17M4S | 33200 | 18 | 8.1 | 34200 | 29600 | 86.55% | 1.9 | 0 | 10 |  |  |  |  | R-410A | 2.7667 | Residential & Commercial | USHP | Ducted CEE Tier 1
212293093 | Central HP <5.4 tons | YORK | HRCU-A-CB (Split System: Heat Pump with Remote Outdoor Unit-Air-Source) | HMH72B341 | ASPEN |  | C(A,C,D,E)48A34+TDR | YP9C120D20MP13 | 31800 | 17 | 8.1 | 32400 | 28200 | 87.04% | 2.57 | 0 | 9.4 |  |  |  |  | R-410A | 2.65 | Residential & Commercial | USHP
213307189 | Central HP <5.4 tons | YORK | HRCU-A-CB (Split System: Heat Pump with Remote Outdoor Unit-Air-Source) | HMH72B341 | ASPEN |  | DM36A34+TDR | TM8Y100C16MP11 | 31400 | 18.3 | 8.2 | 33800 | 27200 | 80.47% | 2.61 | 0 | 9.8 |  |  |  |  | R-410A | 2.6167 | Residential & Commercial | USHP
213307205 | Central HP <5.4 tons | YORK | HRCU-A-CB (Split System: Heat Pump with Remote Outdoor Unit-Air-Source) | HMH72B341 | ASPEN |  | DM36A34+TDR | TM9V120D20MP12 | 30800 | 16.8 | 8.3 | 32000 | 28000 | 87.5% | 2.74 | 0 | 9.2 |  |  |  |  | R-410A | 2.5667 | Residential & Commercial | USHP
213307339 | Central HP <5.4 tons | YORK | HRCU-A-CB (Split System: Heat Pump with Remote Outdoor Unit-Air-Source) | HMH72B341 | ASPEN |  | DM36A36+TDR | TL9E080C16UH11 | 31200 | 17.4 | 8.1 | 33600 | 28000 | 83.33% | 2.62 | 0 | 9.3 |  |  |  |  | R-410A | 2.6 | Residential & Commercial | USHP
216767050 | Central HP <5.4 tons | TRANE | HRCU-A-CB (Split System: Heat Pump with Remote Outdoor Unit-Air-Source) | 5TWX7036A1 |  |  | 5TXCB006AS3 | S9V2B060U4VSB | 33400 | 16.5 | 8.7 | 32600 | 24200 | 74.23% | 2.16 | 0 | 12 |  |  |  |  | R-454B | 2.7833 | Residential & Commercial | USHP | Ducted CEE Tier 1
212292872 | Central HP <5.4 tons | YORK | HRCU-A-CB (Split System: Heat Pump with Remote Outdoor Unit-Air-Source) | HMH72B341 | ASPEN |  | C(A,C,D,E)48A34+TDR | TM8V100C20MP12 | 31600 | 16.5 | 8.1 | 32400 | 27400 | 84.57% | 2.49 | 0 | 8.9 |  |  |  |  | R-410A | 2.6333 | Residential & Commercial | USHP
213307177 | Central HP <5.4 tons | YORK | HRCU-A-CB (Split System: Heat Pump with Remote Outdoor Unit-Air-Source) | HMH72B341 | ASPEN |  | DM36A34+TDR | TM8E100B12MP11 | 31400 | 17.8 | 8.1 | 33600 | 27200 | 80.95% | 2.55 | 0 | 9.8 |  |  |  |  | R-410A | 2.6167 | Residential & Commercial | USHP
213307350 | Central HP <5.4 tons | YORK | HRCU-A-CB (Split System: Heat Pump with Remote Outdoor Unit-Air-Source) | HMH72B341 | ASPEN |  | DM36A36+TDR | TM8V080C16MP12 | 31400 | 17.4 | 8.2 | 33800 | 27200 | 80.47% | 2.62 | 0 | 9.8 |  |  |  |  | R-410A | 2.6167 | Residential & Commercial | USHP
214522496 | Central HP <5.4 tons | YORK | HRCU-A-CB (Split System: Heat Pump with Remote Outdoor Unit-Air-Source) | HMH72B341 | ASPEN |  | DX36C34+TDR | Y81E080B12LMPS1 | 33000 | 18 | 8.1 | 32600 | 23400 | 71.78% | 2 | 0 | 9.5 |  |  |  |  | R-410A | 2.75 | Residential & Commercial | USHP
212293113 | Central HP <5.4 tons | YORK | HRCU-A-CB (Split System: Heat Pump with Remote Outdoor Unit-Air-Source) | HMH72B341 | ASPEN |  | C(A,C,D,E)48A34+TDR | YPLC100C20MP13 | 31600 | 16.5 | 8.1 | 32400 | 27400 | 84.57% | 2.49 | 0 | 8.9 |  |  |  |  | R-410A | 2.6333 | Residential & Commercial | USHP
213927825 | Central HP <5.4 tons | YORK | HRCU-A-CB (Split System: Heat Pump with Remote Outdoor Unit-Air-Source) | HMH72B341 | ASPEN |  | D(A,C,E)36D3G+TXV+TDR | TM9E080C16MP12 | 33000 | 18 | 8.1 | 33600 | 27200 | 80.95% | 2.53 | 0 | 10 |  |  |  |  | R-410A | 2.75 | Residential & Commercial | USHP | Ducted CEE Tier 1
216761957 | Central HP <5.4 tons | BRYANT HEATING AND COOLING SYSTEMS | HRCU-A-CB (Split System: Heat Pump with Remote Outdoor Unit-Air-Source) | 38MURAQ18AB3* | ADP |  | H,PG21930 | 927TA48060V17*** | 17500 | 17 | 10 | 16600 | 29200 | 175.9% | 2.26 | 0 | 10.5 |  |  |  |  | R-410A | 1.4583 | Residential & Commercial | USHP | Ducted CEE Tier 1
213307169 | Central HP <5.4 tons | YORK | HRCU-A-CB (Split System: Heat Pump with Remote Outdoor Unit-Air-Source) | HMH72B341 | ASPEN |  | DM36A34+TDR | TL8E100C20UH11 | 31200 | 17.4 | 8.3 | 33600 | 27200 | 80.95% | 2.62 | 0 | 9.8 |  |  |  |  | R-410A | 2.6 | Residential & Commercial | USHP
213307188 | Central HP <5.4 tons | YORK | HRCU-A-CB (Split System: Heat Pump with Remote Outdoor Unit-Air-Source) | HMH72B341 | ASPEN |  | DM36A34+TDR | TM8Y080C16MP11 | 31400 | 18.3 | 8.2 | 33800 | 27200 | 80.47% | 2.61 | 0 | 9.8 |  |  |  |  | R-410A | 2.6167 | Residential & Commercial | USHP
213739563 | Central HP <5.4 tons | DAY & NIGHT | HRCU-A-CB (Split System: Heat Pump with Remote Outdoor Unit-Air-Source) | DLCURAH18ABK | ADP |  | FG80936 | *95MSU0401712A* | 17600 | 16 | 8.5 | 17100 | 18700 | 109.4% | 2.3 | 0 | 10.5 |  |  |  |  | R-410A | 1.4667 | Residential & Commercial | USHP | Ducted CEE Tier 1
211756060 | Central HP <5.4 tons | YORK | HRCU-A-CB (Split System: Heat Pump with Remote Outdoor Unit-Air-Source) | HMH72B341 | ASPEN |  | D(A,C,E)36B36+TDR | TM9Y100C20MP11 | 32000 | 15.5 | 8.1 | 34000 | 27800 | 81.76% | 2.44 | 0 | 9.4 |  |  |  |  | R-410A | 2.6667 | Residential & Commercial | USHP
211756077 | Central HP <5.4 tons | YORK | HRCU-A-CB (Split System: Heat Pump with Remote Outdoor Unit-Air-Source) | HMH72B341 | ASPEN |  | D(A,C,E)36A46+TDR | TMLV060A12MP12 | 32000 | 17.5 | 8.1 | 34000 | 27800 | 81.76% | 2.5 | 0 | 9.4 |  |  |  |  | R-410A | 2.6667 | Residential & Commercial | USHP
211756096 | Central HP <5.4 tons | YORK | HRCU-A-CB (Split System: Heat Pump with Remote Outdoor Unit-Air-Source) | HMH72B341 | ASPEN |  | D(A,C,E)36B36+TDR | TPLC060A12MP13 | 32000 | 17.5 | 8.1 | 34000 | 27800 | 81.76% | 2.5 | 0 | 9.4 |  |  |  |  | R-410A | 2.6667 | Residential & Commercial | USHP
211756128 | Central HP <5.4 tons | YORK | HRCU-A-CB (Split System: Heat Pump with Remote Outdoor Unit-Air-Source) | HMH72B341 | ASPEN |  | D(A,C,E)36B36+TDR | YPLC100C20MP13 | 31400 | 16.5 | 8.1 | 32400 | 27800 | 85.8% | 2.49 | 0 | 8.9 |  |  |  |  | R-410A | 2.6167 | Residential & Commercial | USHP
214393700 | Central HP <5.4 tons | RUUD | HRCU-A-CB (Split System: Heat Pump with Remote Outdoor Unit-Air-Source) | RD17AZ36AJ3N | ASPEN |  | D(A,C,E)48C34+TDR | R921V0855A21M4S | 32800 | 18 | 8.1 | 34200 | 29600 | 86.55% | 1.9 | 0 | 10 |  |  |  |  | R-410A | 2.7333 | Residential & Commercial | USHP | Ducted CEE Tier 1
214394785 | Central HP <5.4 tons | RUUD | HRCU-A-CB (Split System: Heat Pump with Remote Outdoor Unit-Air-Source) | RD17AZ60AJ3N | ASPEN |  | D(A,C,E)60D34+TDR | U97MV1155A24DHS | 51500 | 17.8 | 8.1 | 54000 | 49500 | 91.67% | 1.75 | 0 | 9.8 |  |  |  |  | R-410A | 4.2917 | Residential & Commercial | USHP
214394651 | Central HP <5.4 tons | RUUD | HRCU-A-CB (Split System: Heat Pump with Remote Outdoor Unit-Air-Source) | RD17AZ60AJ3N | ASPEN |  | D(A,C,E)60D34+TDR | R801V1005A21UHN | 52000 | 17.8 | 8.1 | 53500 | 49000 | 91.59% | 1.75 | 0 | 9.8 |  |  |  |  | R-410A | 4.3333 | Residential & Commercial | USHP
214394703 | Central HP <5.4 tons | RUUD | HRCU-A-CB (Split System: Heat Pump with Remote Outdoor Unit-Air-Source) | RD17AZ60AJ3N | ASPEN |  | D(A,C,E)60D34+TDR | R802V1255A24UHN | 52000 | 17.8 | 8.1 | 53500 | 49000 | 91.59% | 1.75 | 0 | 9.8 |  |  |  |  | R-410A | 4.3333 | Residential & Commercial | USHP
214394720 | Central HP <5.4 tons | RUUD | HRCU-A-CB (Split System: Heat Pump with Remote Outdoor Unit-Air-Source) | RD17AZ60AJ3N | ASPEN |  | D(A,C,E)60D44+TDR | R921V0705A21M4S | 52000 | 17.9 | 8.1 | 54000 | 49500 | 91.67% | 1.75 | 0 | 9.8 |  |  |  |  | R-410A | 4.3333 | Residential & Commercial | USHP
214391895 | Central HP <5.4 tons | RUUD | HRCU-A-CB (Split System: Heat Pump with Remote Outdoor Unit-Air-Source) | RP15AZ42AJ2N | ASPEN |  | CP49B34+TDR | R802V1005A21DZ | 38500 | 15.3 | 8.1 | 40000 | 30000 | 75% | 2.94 | 0 | 11 |  |  |  |  | R-410A | 3.2083 | Residential & Commercial | USHP | Ducted CEE Tier 1
213307356 | Central HP <5.4 tons | YORK | HRCU-A-CB (Split System: Heat Pump with Remote Outdoor Unit-Air-Source) | HMH72B341 | ASPEN |  | DM36A36+TDR | TM8Y080C16MP11 | 31400 | 18.3 | 8.2 | 33800 | 27200 | 80.47% | 2.61 | 0 | 9.8 |  |  |  |  | R-410A | 2.6167 | Residential & Commercial | USHP
215942489 | Central HP <5.4 tons | TEMPSTAR | HRCU-A-CB (Split System: Heat Pump with Remote Outdoor Unit-Air-Source) | T5H3V36*K*AAA* |  |  | EVD5X61M21A*+WALLCON | *80CTL0702120B* | 35800 | 22 | 8.5 | 37400 | 28400 | 75.94% | 2.02 | 0 | 12.5 |  |  |  |  | R-454B | 2.9833 | Residential & Commercial | USHP | Ducted CEE Tier 1
215939863 | Central HP <5.4 tons | TEMPSTAR | HRCU-A-CB (Split System: Heat Pump with Remote Outdoor Unit-Air-Source) | T5H3V36*K*AAA* |  |  | EA*5X61M21A*+WALLCON | *97CTN0601716A* | 34000 | 19.5 | 9 | 35200 | 26800 | 76.14% | 1.94 | 0 | 11 |  |  |  |  | R-454B | 2.8333 | Residential & Commercial | USHP | Ducted CEE Tier 1
213307353 | Central HP <5.4 tons | YORK | HRCU-A-CB (Split System: Heat Pump with Remote Outdoor Unit-Air-Source) | HMH72B341 | ASPEN |  | DM36A36+TDR | TM8V120C20MP12 | 30600 | 16.2 | 8.4 | 32000 | 27600 | 86.25% | 2.65 | 0 | 8.7 |  |  |  |  | R-410A | 2.55 | Residential & Commercial | USHP
213307372 | Central HP <5.4 tons | YORK | HRCU-A-CB (Split System: Heat Pump with Remote Outdoor Unit-Air-Source) | HMH72B341 | ASPEN |  | DM36A36+TDR | TM9V100C20MP12 | 31200 | 17.4 | 8.1 | 33600 | 28200 | 83.93% | 2.65 | 0 | 9.3 |  |  |  |  | R-410A | 2.6 | Residential & Commercial | USHP
216761987 | Central HP <5.4 tons | BRYANT HEATING AND COOLING SYSTEMS | HRCU-A-CB (Split System: Heat Pump with Remote Outdoor Unit-Air-Source) | 38MURAQ36AB3* | ADP |  | H,PG1K936 | 927TA48080V17*** | 37600 | 18 | 11.5 | 42000 | 41500 | 98.81% | 2.3 | 0 | 11 |  |  |  |  | R-410A | 3.1333 | Residential & Commercial | USHP | Ducted CEE Tier 1
216761988 | Central HP <5.4 tons | BRYANT HEATING AND COOLING SYSTEMS | HRCU-A-CB (Split System: Heat Pump with Remote Outdoor Unit-Air-Source) | 38MURAQ36AB3* | ADP |  | H,PG48936 | 927TA60080V21*** | 38500 | 18 | 11.5 | 42500 | 41500 | 97.65% | 2.34 | 0 | 11.5 |  |  |  |  | R-410A | 3.2083 | Residential & Commercial | USHP | Ducted CEE Tier 1
211390878 | Central HP <5.4 tons | LUXAIRE | HRCU-A-CB (Split System: Heat Pump with Remote Outdoor Unit-Air-Source) | HMH72B341 |  |  | XAHB36DXXN1+TXV | TMLV060A12MP12 | 33400 | 16.5 | 8.1 | 33600 | 23800 | 70.83% | 2.02 | 0 | 9.5 |  |  |  |  | R-410A | 2.7833 | Residential & Commercial | USHP
212293065 | Central HP <5.4 tons | YORK | HRCU-A-CB (Split System: Heat Pump with Remote Outdoor Unit-Air-Source) | HMH72B341 | ASPEN |  | C(A,C,D,E)48A34+TDR | TPLC100C20MP13 | 31600 | 16.5 | 8.1 | 32400 | 27400 | 84.57% | 2.49 | 0 | 8.9 |  |  |  |  | R-410A | 2.6333 | Residential & Commercial | USHP
212506452 | Central HP <5.4 tons | YORK | HRCU-A-CB (Split System: Heat Pump with Remote Outdoor Unit-Air-Source) | HMH72B341 | ASPEN |  | L(E,G)M48A4 | 0 | 32400 | 17 | 8.5 | 37200 | 28000 | 75.27% | 2.88 | 0 | 10 |  |  |  |  | R-410A | 2.7 | Residential & Commercial | USHP | Ducted CEE Tier 1
214522660 | Central HP <5.4 tons | YORK | HRCU-A-CB (Split System: Heat Pump with Remote Outdoor Unit-Air-Source) | HMH72B341 | ASPEN |  | DX36C34+TDR | Y81E040A12LMPS1 | 33200 | 18 | 8.1 | 32600 | 23000 | 70.55% | 1.89 | 0 | 10 |  |  |  |  | R-410A | 2.7667 | Residential & Commercial | USHP | Ducted CEE Tier 1
212293117 | Central HP <5.4 tons | YORK | HRCU-A-CB (Split System: Heat Pump with Remote Outdoor Unit-Air-Source) | HMH72B341 | ASPEN |  | C(A,C,D,E)48A34+TDR | YPLC120C20MP13 | 31600 | 16.5 | 8.1 | 32400 | 27400 | 84.57% | 2.49 | 0 | 8.9 |  |  |  |  | R-410A | 2.6333 | Residential & Commercial | USHP
212506451 | Central HP <5.4 tons | YORK | HRCU-A-CB (Split System: Heat Pump with Remote Outdoor Unit-Air-Source) | HMH72B341 | ASPEN |  | L(E,G)M36E4 | 0 | 32400 | 17 | 8.5 | 32000 | 28000 | 87.5% | 2.88 | 0 | 10 |  |  |  |  | R-410A | 2.7 | Residential & Commercial | USHP | Ducted CEE Tier 1
215668725 | Central HP <5.4 tons | AIRQUEST | HRCU-A-CB (Split System: Heat Pump with Remote Outdoor Unit-Air-Source) | H5H0V36*K*AAA* |  |  | EA*5X37M21A*+WALLCON | *97CMN0601714B* | 34200 | 17.5 | 9 | 35600 | 25400 | 71.35% | 1.88 | 0 | 9.5 |  |  |  |  | R-454B | 2.85 | Residential & Commercial | USHP
215668845 | Central HP <5.4 tons | AIRQUEST | HRCU-A-CB (Split System: Heat Pump with Remote Outdoor Unit-Air-Source) | H5H0V36*K*AAA* |  |  | EA*5X42M21A*+WALLCON | *80CTL0902120B* | 33200 | 18 | 9 | 35800 | 25600 | 71.51% | 1.86 | 0 | 10 |  |  |  |  | R-454B | 2.7667 | Residential & Commercial | USHP | Ducted CEE Tier 1
214394636 | Central HP <5.4 tons | RUUD | HRCU-A-CB (Split System: Heat Pump with Remote Outdoor Unit-Air-Source) | RD17AZ60AJ3N | ASPEN |  | D(A,C,E)60D44+TDR | R801V0755A21DZ | 52000 | 17.9 | 8.1 | 54000 | 49000 | 90.74% | 1.75 | 0 | 9.8 |  |  |  |  | R-410A | 4.3333 | Residential & Commercial | USHP
214394668 | Central HP <5.4 tons | RUUD | HRCU-A-CB (Split System: Heat Pump with Remote Outdoor Unit-Air-Source) | RD17AZ60AJ3N | ASPEN |  | D(A,C,E)60D44+TDR | R801V1255A24UH | 52000 | 17.9 | 8.1 | 53500 | 49000 | 91.59% | 1.75 | 0 | 9.8 |  |  |  |  | R-410A | 4.3333 | Residential & Commercial | USHP
213772448 | Central HP <5.4 tons | AIRQUEST | HRCU-A-CB (Split System: Heat Pump with Remote Outdoor Unit-Air-Source) | HVH825GKA2* |  |  | EHD4X48AAL+WALLCON | *80CTL0701716B* | 24200 | 16.5 | 8.1 | 21200 | 16600 | 78.3% | 2.02 | 0 | 10.5 |  |  |  |  | R-410A | 2.0167 | Residential & Commercial | USHP | Ducted CEE Tier 1
213772528 | Central HP <5.4 tons | AIRQUEST | HRCU-A-CB (Split System: Heat Pump with Remote Outdoor Unit-Air-Source) | HVH825GKA2* |  |  | EHD4X48AAL+WALLCON | *97CMN1002122B* | 24200 | 16 | 8.1 | 21200 | 16600 | 78.3% | 2.02 | 0 | 11 |  |  |  |  | R-410A | 2.0167 | Residential & Commercial | USHP | Ducted CEE Tier 1
215375253 | Central HP <5.4 tons | RUUD | HRCU-A-CB (Split System: Heat Pump with Remote Outdoor Unit-Air-Source) | RD17AZ48AJ3N | ASPEN |  | D(A,C,E)60D36+TDR | R802V0755A21DZ | 45500 | 16 | 8.1 | 45500 | 32400 | 71.21% | 2.4 | 0 | 10 |  |  |  |  | R-410A | 3.7917 | Residential & Commercial | USHP | Ducted CEE Tier 1
214501064 | Central HP <5.4 tons | Liberty Heating & Air Conditioning | HRCU-A-CB (Split System: Heat Pump with Remote Outdoor Unit-Air-Source) | ASZS60241EA* |  |  | CA*EA2422*4B* | G*VC960603BNB* | 23000 | 17 | 8.6 | 23000 | 16100 | 70% | 2 | 0 | 10 |  |  |  |  | R-410A | 1.9167 | Residential & Commercial | USHP | Ducted CEE Tier 1
211178366 | Central HP <5.4 tons | Liberty Heating & Air Conditioning | HRCU-A-CB (Split System: Heat Pump with Remote Outdoor Unit-Air-Source) | ASZS601810A* |  |  | CA*EA2422*4A* | G*VS800604BUA* | 16600 | 17.5 | 8.5 | 17400 | 13000 | 74.71% | 2.1 | 0 | 10.9 |  |  |  |  | R-410A | 1.3833 | Residential & Commercial | USHP | Ducted CEE Tier 1
211178373 | Central HP <5.4 tons | Liberty Heating & Air Conditioning | HRCU-A-CB (Split System: Heat Pump with Remote Outdoor Unit-Air-Source) | ASZS601810A* |  |  | CA*EA2422*4A* | G*VC960803BNB* | 16600 | 17.5 | 8.5 | 17400 | 13000 | 74.71% | 2.1 | 0 | 10.9 |  |  |  |  | R-410A | 1.3833 | Residential & Commercial | USHP | Ducted CEE Tier 1
216770024 | Central HP <5.4 tons | TRANE | HRCU-A-CB (Split System: Heat Pump with Remote Outdoor Unit-Air-Source) | 5TWR7048A1 |  |  | 5TXCC009AS3 | S8X1C100M5PSC | 43500 | 16.5 | 8.7 | 44000 | 32200 | 73.18% | 2.21 | 0 | 12 |  |  |  |  | R-454B | 3.625 | Residential & Commercial | USHP | Ducted CEE Tier 1
215375273 | Central HP <5.4 tons | RUUD | HRCU-A-CB (Split System: Heat Pump with Remote Outdoor Unit-Air-Source) | RD17AZ48AJ3N | ASPEN |  | D(A,C,E)60D36+TDR | R802V1005A21UHS | 45500 | 16 | 8.1 | 45500 | 32400 | 71.21% | 2.4 | 0 | 10 |  |  |  |  | R-410A | 3.7917 | Residential & Commercial | USHP | Ducted CEE Tier 1
215375288 | Central HP <5.4 tons | RUUD | HRCU-A-CB (Split System: Heat Pump with Remote Outdoor Unit-Air-Source) | RD17AZ48AJ3N | ASPEN |  | D(A,C,E)60D34+TDR | R802V1505A24UHN | 45500 | 16 | 8.1 | 45500 | 32400 | 71.21% | 2.4 | 0 | 10 |  |  |  |  | R-410A | 3.7917 | Residential & Commercial | USHP | Ducted CEE Tier 1
214394647 | Central HP <5.4 tons | RUUD | HRCU-A-CB (Split System: Heat Pump with Remote Outdoor Unit-Air-Source) | RD17AZ60AJ3N | ASPEN |  | D(A,C,E)60D34+TDR | R801V1005A21DZ | 52000 | 17.8 | 8.1 | 53500 | 49000 | 91.59% | 1.75 | 0 | 9.8 |  |  |  |  | R-410A | 4.3333 | Residential & Commercial | USHP
214394672 | Central HP <5.4 tons | RUUD | HRCU-A-CB (Split System: Heat Pump with Remote Outdoor Unit-Air-Source) | RD17AZ60AJ3N | ASPEN |  | D(A,C,E)60D44+TDR | R801V1505A24UH | 52000 | 17.9 | 8.1 | 53500 | 49000 | 91.59% | 1.75 | 0 | 9.8 |  |  |  |  | R-410A | 4.3333 | Residential & Commercial | USHP
214394722 | Central HP <5.4 tons | RUUD | HRCU-A-CB (Split System: Heat Pump with Remote Outdoor Unit-Air-Source) | RD17AZ60AJ3N | ASPEN |  | D(A,C,E)60D44+TDR | R921V0855A21M4S | 52000 | 17 | 8.1 | 54000 | 49500 | 91.67% | 1.75 | 0 | 9.8 |  |  |  |  | R-410A | 4.3333 | Residential & Commercial | USHP
213307185 | Central HP <5.4 tons | YORK | HRCU-A-CB (Split System: Heat Pump with Remote Outdoor Unit-Air-Source) | HMH72B341 | ASPEN |  | DM36A34+TDR | TM8V120C20MP12 | 30600 | 16.2 | 8.4 | 32000 | 27600 | 86.25% | 2.65 | 0 | 8.7 |  |  |  |  | R-410A | 2.55 | Residential & Commercial | USHP
213307351 | Central HP <5.4 tons | YORK | HRCU-A-CB (Split System: Heat Pump with Remote Outdoor Unit-Air-Source) | HMH72B341 | ASPEN |  | DM36A36+TDR | TM8V100C16MP12 | 31400 | 17.4 | 8.2 | 33800 | 27200 | 80.47% | 2.62 | 0 | 9.8 |  |  |  |  | R-410A | 2.6167 | Residential & Commercial | USHP
216765916 | Central HP <5.4 tons | TRANE | HRCU-A-CB (Split System: Heat Pump with Remote Outdoor Unit-Air-Source) | 5TWR7024A1 |  |  | 5TXCA001AS3 | S8V2A040M3PDB | 21600 | 15.2 | 10.5 | 21200 | 16100 | 75.94% | 1.9 | 0 | 11.5 |  |  |  |  | R-454B | 1.8 | Residential & Commercial | USHP | Ducted CEE Tier 1
216765918 | Central HP <5.4 tons | TRANE | HRCU-A-CB (Split System: Heat Pump with Remote Outdoor Unit-Air-Source) | 5TWR7024A1 |  |  | 5TXCA001AS3 | S8V2A040M3PCB | 21600 | 15.2 | 10.5 | 21200 | 16100 | 75.94% | 1.9 | 0 | 11.5 |  |  |  |  | R-454B | 1.8 | Residential & Commercial | USHP | Ducted CEE Tier 1
214391942 | Central HP <5.4 tons | RUUD | HRCU-A-CB (Split System: Heat Pump with Remote Outdoor Unit-Air-Source) | RP15AZ42AJ2N | ASPEN |  | CP61B34+TDR | U802VA100521M | 38000 | 15.5 | 8.2 | 39000 | 27600 | 70.77% | 2.83 | 0 | 10 |  |  |  |  | R-410A | 3.1667 | Residential & Commercial | USHP | Ducted CEE Tier 1
214391979 | Central HP <5.4 tons | RUUD | HRCU-A-CB (Split System: Heat Pump with Remote Outdoor Unit-Air-Source) | RP15AZ48AJ2N | ASPEN |  | CP49B34+TDR | R801V1005A21DZ | 44000 | 15.3 | 8.1 | 45500 | 36000 | 79.12% | 2.99 | 0 | 10 |  |  |  |  | R-410A | 3.6667 | Residential & Commercial | USHP | Ducted CEE Tier 1
214392043 | Central HP <5.4 tons | RUUD | HRCU-A-CB (Split System: Heat Pump with Remote Outdoor Unit-Air-Source) | RP15AZ48AJ2N | ASPEN |  | CP49B34+TDR | U802VA075421Z | 43500 | 15.3 | 8.1 | 45000 | 33800 | 75.11% | 2.99 | 0 | 10 |  |  |  |  | R-410A | 3.625 | Residential & Commercial | USHP | Ducted CEE Tier 1
216019537 | Central HP <5.4 tons | YORK | HRCU-A-CB (Split System: Heat Pump with Remote Outdoor Unit-Air-Source) | HH824E2S11 | ADP |  | H,YG7J(1,2)36+TXV-BLEED | TM9Y040A10MP11 | 22400 | 16 | 8.8 | 21400 | 17600 | 82.24% | 1.96 | 0 | 11.5 |  |  |  |  | R-454B | 1.8667 | Residential & Commercial | USHP | Ducted CEE Tier 1
215654003 | Central HP <5.4 tons | YORK | HRCU-A-CB (Split System: Heat Pump with Remote Outdoor Unit-Air-Source) | HH824E2S11 | ADP |  | F,PE*E31(1,2)25+TXV-BLEED | 0 | 23800 | 19 | 9.25 | 22400 | 16600 | 74.11% | 2.04 | 0 | 11.7 |  |  |  |  | R-454B | 1.9833 | Residential & Commercial | USHP | Ducted CEE Tier 1
214394708 | Central HP <5.4 tons | RUUD | HRCU-A-CB (Split System: Heat Pump with Remote Outdoor Unit-Air-Source) | RD17AZ60AJ3N | ASPEN |  | D(A,C,E)60D44+TDR | R802V1255A24UHS | 52000 | 17.9 | 8.1 | 53500 | 49000 | 91.59% | 1.75 | 0 | 9.8 |  |  |  |  | R-410A | 4.3333 | Residential & Commercial | USHP
214394726 | Central HP <5.4 tons | RUUD | HRCU-A-CB (Split System: Heat Pump with Remote Outdoor Unit-Air-Source) | RD17AZ60AJ3N | ASPEN |  | D(A,C,E)60D44+TDR | R921V1005A21M4S | 52000 | 17.9 | 8.1 | 54000 | 49500 | 91.67% | 1.75 | 0 | 9.8 |  |  |  |  | R-410A | 4.3333 | Residential & Commercial | USHP
215375365 | Central HP <5.4 tons | RUUD | HRCU-A-CB (Split System: Heat Pump with Remote Outdoor Unit-Air-Source) | RD17AZ60AJ3N | ASPEN |  | D(A,C,E)60D36+TDR | R802V1505A24UHN | 52000 | 17.8 | 8.1 | 53500 | 50500 | 94.39% | 1.75 | 0 | 9.8 |  |  |  |  | R-410A | 4.3333 | Residential & Commercial | USHP
214394644 | Central HP <5.4 tons | RUUD | HRCU-A-CB (Split System: Heat Pump with Remote Outdoor Unit-Air-Source) | RD17AZ60AJ3N | ASPEN |  | D(A,C,E)60D44+TDR | R801V0755A21UHS | 52000 | 17.9 | 8.1 | 54000 | 49500 | 91.67% | 1.75 | 0 | 9.8 |  |  |  |  | R-410A | 4.3333 | Residential & Commercial | USHP
214394659 | Central HP <5.4 tons | RUUD | HRCU-A-CB (Split System: Heat Pump with Remote Outdoor Unit-Air-Source) | RD17AZ60AJ3N | ASPEN |  | D(A,C,E)60D34+TDR | R801V1005A21UHU | 52000 | 17.8 | 8.1 | 54000 | 49000 | 90.74% | 1.75 | 0 | 9.8 |  |  |  |  | R-410A | 4.3333 | Residential & Commercial | USHP
214394795 | Central HP <5.4 tons | RUUD | HRCU-A-CB (Split System: Heat Pump with Remote Outdoor Unit-Air-Source) | RD17AZ60AJ3N | ASPEN |  | D(A,C,E)60D34+TDR | U98MV1155A24UPS | 51500 | 17.8 | 8.1 | 54000 | 49500 | 91.67% | 1.75 | 0 | 9.8 |  |  |  |  | R-410A | 4.2917 | Residential & Commercial | USHP
214394675 | Central HP <5.4 tons | RUUD | HRCU-A-CB (Split System: Heat Pump with Remote Outdoor Unit-Air-Source) | RD17AZ60AJ3N | ASPEN |  | D(A,C,E)60D34+TDR | R802V0755A21DZ | 52000 | 17.8 | 8.1 | 54000 | 49000 | 90.74% | 1.75 | 0 | 9.8 |  |  |  |  | R-410A | 4.3333 | Residential & Commercial | USHP
214392045 | Central HP <5.4 tons | RUUD | HRCU-A-CB (Split System: Heat Pump with Remote Outdoor Unit-Air-Source) | RP15AZ48AJ2N | ASPEN |  | CP49B34+TDR | U802VA100521M | 43500 | 15.3 | 8.1 | 45000 | 33400 | 74.22% | 2.97 | 0 | 10 |  |  |  |  | R-410A | 3.625 | Residential & Commercial | USHP | Ducted CEE Tier 1
213147367 | Central HP <5.4 tons | BRYANT HEATING AND COOLING SYSTEMS | HRCU-A-CB (Split System: Heat Pump with Remote Outdoor Unit-Air-Source) | 38MURAQ36AB3* | ADP |  | V,C36H175P139+AEFE4B* | 0 | 36200 | 16 | 8.1 | 36800 | 34400 | 93.48% | 2 | 0 | 9.5 |  |  |  |  | R-410A | 3.0167 | Residential & Commercial | USHP
213774495 | Central HP <5.4 tons | CARRIER | HRCU-A-CB (Split System: Heat Pump with Remote Outdoor Unit-Air-Source) | 25VNA825A*032* |  |  | CSPH*4212AL*+UI | 59MN7C120C24**22 | 24200 | 16 | 8.1 | 21400 | 16600 | 77.57% | 2 | 0 | 10.5 |  |  |  |  | R-410A | 2.0167 | Residential & Commercial | USHP | Ducted CEE Tier 1
213369433 | Central HP <5.4 tons | CARRIER | HRCU-A-CB (Split System: Heat Pump with Remote Outdoor Unit-Air-Source) | 38MURAQ36AB3* | ADP |  | H,PG7J936 | 59TP6C080V21**20 | 35200 | 16 | 8.1 | 36800 | 34800 | 94.57% | 1.9 | 0 | 9.5 |  |  |  |  | R-410A | 2.9333 | Residential & Commercial | USHP
211178351 | Central HP <5.4 tons | Liberty Heating & Air Conditioning | HRCU-A-CB (Split System: Heat Pump with Remote Outdoor Unit-Air-Source) | ASZS601810A* |  |  | CA*EA1818*4A* | G*VC800603B*A* | 16600 | 17.5 | 8.5 | 17400 | 13000 | 74.71% | 2.1 | 0 | 10.9 |  |  |  |  | R-410A | 1.3833 | Residential & Commercial | USHP | Ducted CEE Tier 1
213821304 | Central HP <5.4 tons | TEMPSTAR | HRCU-A-CB (Split System: Heat Pump with Remote Outdoor Unit-Air-Source) | DLCURAH24ABK | ASPEN |  | D(A,C,E)36B34+TDR | *96VTN0401410B* | 23200 | 16 | 8.5 | 26200 | 20400 | 77.86% | 2.85 | 0 | 10 |  |  |  |  | R-410A | 1.9333 | Residential & Commercial | USHP | Ducted CEE Tier 1
214501083 | Central HP <5.4 tons | Liberty Heating & Air Conditioning | HRCU-A-CB (Split System: Heat Pump with Remote Outdoor Unit-Air-Source) | ASZS60241EA* |  |  | CA*EA3026*4B* | G*VC801005C*A* | 23000 | 17 | 8.6 | 23000 | 16100 | 70% | 2 | 0 | 10 |  |  |  |  | R-410A | 1.9167 | Residential & Commercial | USHP | Ducted CEE Tier 1
216679974 | Central HP <5.4 tons | CARRIER | HRCU-A-CB (Split System: Heat Pump with Remote Outdoor Unit-Air-Source) | 38MURAQ36AB3* |  |  | CNPV*4821AL* | 59TP7A080V17**16 | 35600 | 16 | 8.5 | 38500 | 34400 | 89.35% | 1.8 | 0 | 10 |  |  |  |  | R-410A | 2.9667 | Residential & Commercial | USHP | Ducted CEE Tier 1
216494145 | Central HP <5.4 tons | BRYANT HEATING AND COOLING SYSTEMS | HRCU-A-CB (Split System: Heat Pump with Remote Outdoor Unit-Air-Source) | 293VAN036**AA* | ADP |  | CE(P,V)3621G34*+TXV | 88*TB60110C21*** | 32800 | 20 | 9.5 | 32800 | 25800 | 78.66% | 2.04 | 0 | 11.5 |  |  |  |  | R-454B | 2.7333 | Residential & Commercial | USHP | Ducted CEE Tier 1
215375222 | Central HP <5.4 tons | RUUD | HRCU-A-CB (Split System: Heat Pump with Remote Outdoor Unit-Air-Source) | RD17AZ48AJ3N | ASPEN |  | D(A,C,E)48B44+TDR | R801V1005A21DZ | 44000 | 16 | 8.1 | 45500 | 32200 | 70.77% | 2.4 | 0 | 10 |  |  |  |  | R-410A | 3.6667 | Residential & Commercial | USHP | Ducted CEE Tier 1
215375239 | Central HP <5.4 tons | RUUD | HRCU-A-CB (Split System: Heat Pump with Remote Outdoor Unit-Air-Source) | RD17AZ48AJ3N | ASPEN |  | D(A,C,E)48B46+TDR | R801V1255A24DZ | 44000 | 16 | 8.1 | 45500 | 32400 | 71.21% | 2.4 | 0 | 10 |  |  |  |  | R-410A | 3.6667 | Residential & Commercial | USHP | Ducted CEE Tier 1
215375254 | Central HP <5.4 tons | RUUD | HRCU-A-CB (Split System: Heat Pump with Remote Outdoor Unit-Air-Source) | RD17AZ48AJ3N | ASPEN |  | D(A,C,E)48B44+TDR | R802V0755A21UHN | 44000 | 15.2 | 8.1 | 45500 | 32400 | 71.21% | 2.4 | 0 | 10 |  |  |  |  | R-410A | 3.6667 | Residential & Commercial | USHP | Ducted CEE Tier 1
215375270 | Central HP <5.4 tons | RUUD | HRCU-A-CB (Split System: Heat Pump with Remote Outdoor Unit-Air-Source) | RD17AZ48AJ3N | ASPEN |  | D(A,C,E)48B44+TDR | R802V1005A21UHS | 44000 | 16 | 8.1 | 45500 | 32400 | 71.21% | 2.4 | 0 | 10 |  |  |  |  | R-410A | 3.6667 | Residential & Commercial | USHP | Ducted CEE Tier 1
214263959 | Central HP <5.4 tons | ARMSTRONG AIR | HRCU-A-CB (Split System: Heat Pump with Remote Outdoor Unit-Air-Source) | 4SHP18LX136P | ADP |  | H,A,DG9J(1,2)36+TXV | A96DS2V045B12 | 23600 | 19 | 8.5 | 22400 | 16100 | 71.88% | 2.18 | 0 | 12 |  |  |  |  | R-410A | 1.9667 | Residential & Commercial | USHP | Ducted CEE Tier 1
214263960 | Central HP <5.4 tons | ARMSTRONG AIR | HRCU-A-CB (Split System: Heat Pump with Remote Outdoor Unit-Air-Source) | 4SHP18LX136P | ADP |  | H,A,DG9J(1,2)36+TXV | A96DS2V070B16 | 23600 | 18 | 8.5 | 22400 | 16200 | 72.32% | 2.16 | 0 | 12 |  |  |  |  | R-410A | 1.9667 | Residential & Commercial | USHP | Ducted CEE Tier 1
215375212 | Central HP <5.4 tons | RUUD | HRCU-A-CB (Split System: Heat Pump with Remote Outdoor Unit-Air-Source) | RD17AZ48AJ3N | ASPEN |  | D(A,C,E)60D34+TDR | R801V0755A21DZ | 45500 | 16 | 8.1 | 45500 | 32400 | 71.21% | 2.4 | 0 | 10 |  |  |  |  | R-410A | 3.7917 | Residential & Commercial | USHP | Ducted CEE Tier 1
215375231 | Central HP <5.4 tons | RUUD | HRCU-A-CB (Split System: Heat Pump with Remote Outdoor Unit-Air-Source) | RD17AZ48AJ3N | ASPEN |  | D(A,C,E)48B46+TDR | R801V1005A21UHS | 44000 | 16 | 8.1 | 45500 | 32400 | 71.21% | 2.4 | 0 | 10 |  |  |  |  | R-410A | 3.6667 | Residential & Commercial | USHP | Ducted CEE Tier 1
215375232 | Central HP <5.4 tons | RUUD | HRCU-A-CB (Split System: Heat Pump with Remote Outdoor Unit-Air-Source) | RD17AZ48AJ3N | ASPEN |  | D(A,C,E)60D34+TDR | R801V1005A21UHS | 45500 | 16 | 8.1 | 45500 | 32400 | 71.21% | 2.4 | 0 | 10 |  |  |  |  | R-410A | 3.7917 | Residential & Commercial | USHP | Ducted CEE Tier 1
215375245 | Central HP <5.4 tons | RUUD | HRCU-A-CB (Split System: Heat Pump with Remote Outdoor Unit-Air-Source) | RD17AZ48AJ3N | ASPEN |  | D(A,C,E)60D36+TDR | R801V1255A24UH | 45500 | 16 | 8.1 | 45500 | 32400 | 71.21% | 2.4 | 0 | 10 |  |  |  |  | R-410A | 3.7917 | Residential & Commercial | USHP | Ducted CEE Tier 1
207455127 | Central HP <5.4 tons | LENNOX | HRCU-A-CB (Split System: Heat Pump with Remote Outdoor Unit-Air-Source) | SL25XPV-036-230A** | ADP |  | LH35/36F9 | SL280UH090V36B* | 33800 | 22 | 8.8 | 32800 | 25600 | 78.05% | 1.84 | 14 | 13 |  |  |  |  | R-410A | 2.8167 | Residential & Commercial | USHP | Ducted CEE Tier 1
207455174 | Central HP <5.4 tons | LENNOX | HRCU-A-CB (Split System: Heat Pump with Remote Outdoor Unit-Air-Source) | SL25XPV-036-230A** | ADP |  | L*23/37Z9 | SL280UH100NV60C* | 34000 | 21 | 8.8 | 33600 | 27000 | 80.36% | 1.82 | 14 | 13.5 |  |  |  |  | R-410A | 2.8333 | Residential & Commercial | USHP | Ducted CEE Tier 1
207455176 | Central HP <5.4 tons | LENNOX | HRCU-A-CB (Split System: Heat Pump with Remote Outdoor Unit-Air-Source) | SL25XPV-036-230A** | ADP |  | LH35/38X9 | SL280UH110V60C* | 34000 | 21 | 8.8 | 33800 | 27000 | 79.88% | 1.84 | 14 | 13.5 |  |  |  |  | R-410A | 2.8333 | Residential & Commercial | USHP | Ducted CEE Tier 1
207455241 | Central HP <5.4 tons | LENNOX | HRCU-A-CB (Split System: Heat Pump with Remote Outdoor Unit-Air-Source) | SL25XPV-036-230A** | ADP |  | L*35/36U9 | SLP99UH070XV36B* | 33800 | 21 | 8.8 | 33000 | 25800 | 78.18% | 1.82 | 13.5 | 13 |  |  |  |  | R-410A | 2.8167 | Residential & Commercial | USHP | Ducted CEE Tier 1
207455242 | Central HP <5.4 tons | LENNOX | HRCU-A-CB (Split System: Heat Pump with Remote Outdoor Unit-Air-Source) | SL25XPV-036-230A** | ADP |  | L*35/36S9 | SLP99UH070XV36B* | 33800 | 21 | 8.8 | 33000 | 25800 | 78.18% | 1.82 | 13.5 | 13 |  |  |  |  | R-410A | 2.8167 | Residential & Commercial | USHP | Ducted CEE Tier 1
207455257 | Central HP <5.4 tons | LENNOX | HRCU-A-CB (Split System: Heat Pump with Remote Outdoor Unit-Air-Source) | SL25XPV-036-230A** | ADP |  | L*35/36U9 | SLP99UH090XV48C* | 34000 | 22 | 8.5 | 32200 | 27000 | 83.85% | 1.82 | 14 | 13.5 |  |  |  |  | R-410A | 2.8333 | Residential & Commercial | USHP | Ducted CEE Tier 1
215375248 | Central HP <5.4 tons | RUUD | HRCU-A-CB (Split System: Heat Pump with Remote Outdoor Unit-Air-Source) | RD17AZ48AJ3N | ASPEN |  | D(A,C,E)60D34+TDR | R801V1505A24UH | 45500 | 16 | 8.1 | 45500 | 32400 | 71.21% | 2.4 | 0 | 10 |  |  |  |  | R-410A | 3.7917 | Residential & Commercial | USHP | Ducted CEE Tier 1
214501063 | Central HP <5.4 tons | Liberty Heating & Air Conditioning | HRCU-A-CB (Split System: Heat Pump with Remote Outdoor Unit-Air-Source) | ASZS60241EA* |  |  | CA*EA2422*4B* | G*VC960403BNB* | 23000 | 17 | 8.6 | 23000 | 16100 | 70% | 2 | 0 | 10 |  |  |  |  | R-410A | 1.9167 | Residential & Commercial | USHP | Ducted CEE Tier 1
211178359 | Central HP <5.4 tons | Liberty Heating & Air Conditioning | HRCU-A-CB (Split System: Heat Pump with Remote Outdoor Unit-Air-Source) | ASZS601810A* |  |  | CA*EA1818*4A* | G*VM970803BNB* | 16600 | 17.5 | 8.5 | 17400 | 13000 | 74.71% | 2.1 | 0 | 10.9 |  |  |  |  | R-410A | 1.3833 | Residential & Commercial | USHP | Ducted CEE Tier 1
213612090 | Central HP <5.4 tons | RUUD | HRCU-A-CB (Split System: Heat Pump with Remote Outdoor Unit-Air-Source) | RP15AZ48AJ2N | ASPEN |  | D(A,C,E)48B44+TDR | R802V0755A21UH | 44000 | 15.4 | 8.1 | 45500 | 36600 | 80.44% | 3.03 | 0 | 10 |  |  |  |  | R-410A | 3.6667 | Residential & Commercial | USHP | Ducted CEE Tier 1
214394198 | Central HP <5.4 tons | RUUD | HRCU-A-CB (Split System: Heat Pump with Remote Outdoor Unit-Air-Source) | RD17AZ36AJ3N | ASPEN |  | D(A,C,E)42C44+TDR | U802VA050317M | 33200 | 18 | 8.1 | 34200 | 29600 | 86.55% | 1.9 | 0 | 10 |  |  |  |  | R-410A | 2.7667 | Residential & Commercial | USHP | Ducted CEE Tier 1
214263893 | Central HP <5.4 tons | ARMSTRONG AIR | HRCU-A-CB (Split System: Heat Pump with Remote Outdoor Unit-Air-Source) | 4SHP18LX136P | ADP |  | H,A,DG9J936 | A80DS2V090B16 | 23600 | 19 | 8.5 | 22400 | 16100 | 71.88% | 2.16 | 0 | 12 |  |  |  |  | R-410A | 1.9667 | Residential & Commercial | USHP | Ducted CEE Tier 1
215735537 | Central HP <5.4 tons | YORK | HRCU-A-CB (Split System: Heat Pump with Remote Outdoor Unit-Air-Source) | HH824E2S11 | ADP |  | H,YE31*30+TXV-BLEED | TM9V080B12MP12 | 21800 | 17 | 8.5 | 21200 | 17300 | 81.6% | 1.9 | 0 | 11 |  |  |  |  | R-454B | 1.8167 | Residential & Commercial | USHP | Ducted CEE Tier 1
215375260 | Central HP <5.4 tons | RUUD | HRCU-A-CB (Split System: Heat Pump with Remote Outdoor Unit-Air-Source) | RD17AZ48AJ3N | ASPEN |  | D(A,C,E)60D34+TDR | R802V0755A21UHS | 45500 | 15.2 | 8.1 | 45500 | 32400 | 71.21% | 2.4 | 0 | 10 |  |  |  |  | R-410A | 3.7917 | Residential & Commercial | USHP | Ducted CEE Tier 1
215375299 | Central HP <5.4 tons | RUUD | HRCU-A-CB (Split System: Heat Pump with Remote Outdoor Unit-Air-Source) | RD17AZ48AJ3N | ASPEN |  | D(A,C,E)48B46+TDR | R921V0855A21M4S | 44000 | 15.2 | 8.1 | 45500 | 32600 | 71.65% | 2.3 | 0 | 10 |  |  |  |  | R-410A | 3.6667 | Residential & Commercial | USHP | Ducted CEE Tier 1
215375317 | Central HP <5.4 tons | RUUD | HRCU-A-CB (Split System: Heat Pump with Remote Outdoor Unit-Air-Source) | RD17AZ48AJ3N | ASPEN |  | D(A,C,E)60D36+TDR | R951V0855A21M4S | 45500 | 15.2 | 8.1 | 45500 | 32600 | 71.65% | 2.3 | 0 | 10 |  |  |  |  | R-410A | 3.7917 | Residential & Commercial | USHP | Ducted CEE Tier 1
215375342 | Central HP <5.4 tons | RUUD | HRCU-A-CB (Split System: Heat Pump with Remote Outdoor Unit-Air-Source) | RD17AZ48AJ3N | ASPEN |  | D(A,C,E)48B44+TDR | R962V1155A24M4S | 44000 | 16 | 8.1 | 45500 | 32400 | 71.21% | 2.4 | 0 | 10 |  |  |  |  | R-410A | 3.6667 | Residential & Commercial | USHP | Ducted CEE Tier 1
214269891 | Central HP <5.4 tons | DUCANE | HRCU-A-CB (Split System: Heat Pump with Remote Outdoor Unit-Air-Source) | 4HP18V36P | ADP |  | H,A,DG9J936 | EFV12BCA | 23400 | 19 | 8.5 | 22400 | 16000 | 71.43% | 2.18 | 0 | 12 |  |  |  |  | R-410A | 1.95 | Residential & Commercial | USHP | Ducted CEE Tier 1
215375271 | Central HP <5.4 tons | RUUD | HRCU-A-CB (Split System: Heat Pump with Remote Outdoor Unit-Air-Source) | RD17AZ48AJ3N | ASPEN |  | D(A,C,E)48B46+TDR | R802V1005A21UHS | 44000 | 16 | 8.1 | 45500 | 32400 | 71.21% | 2.4 | 0 | 10 |  |  |  |  | R-410A | 3.6667 | Residential & Commercial | USHP | Ducted CEE Tier 1
215375272 | Central HP <5.4 tons | RUUD | HRCU-A-CB (Split System: Heat Pump with Remote Outdoor Unit-Air-Source) | RD17AZ48AJ3N | ASPEN |  | D(A,C,E)60D34+TDR | R802V1005A21UHS | 45500 | 16 | 8.1 | 45500 | 32400 | 71.21% | 2.4 | 0 | 10 |  |  |  |  | R-410A | 3.7917 | Residential & Commercial | USHP | Ducted CEE Tier 1
215375290 | Central HP <5.4 tons | RUUD | HRCU-A-CB (Split System: Heat Pump with Remote Outdoor Unit-Air-Source) | RD17AZ48AJ3N | ASPEN |  | D(A,C,E)48B44+TDR | R802V1505A24UHS | 44000 | 16 | 8.1 | 45500 | 32400 | 71.21% | 2.4 | 0 | 10 |  |  |  |  | R-410A | 3.6667 | Residential & Commercial | USHP | Ducted CEE Tier 1
215375323 | Central HP <5.4 tons | RUUD | HRCU-A-CB (Split System: Heat Pump with Remote Outdoor Unit-Air-Source) | RD17AZ48AJ3N | ASPEN |  | D(A,C,E)48B46+TDR | R951V1005A21UHU | 44000 | 15.2 | 8.1 | 45500 | 32600 | 71.65% | 2.3 | 0 | 10 |  |  |  |  | R-410A | 3.6667 | Residential & Commercial | USHP | Ducted CEE Tier 1
216794474 | Central HP <5.4 tons | TRANE | HRCU-A-CB (Split System: Heat Pump with Remote Outdoor Unit-Air-Source) | 5TWV0X48A1 | ASPEN |  | D(A,C,E)60C3J+TDR | L8V1B080U4VSB+LRP | 41500 | 19 | 9 | 46500 | 42500 | 91.4% | 2.76 | 0 | 11.7 |  |  |  |  | R-454B | 3.4583 | Residential & Commercial | USHP | Ducted CEE Tier 1
216794499 | Central HP <5.4 tons | TRANE | HRCU-A-CB (Split System: Heat Pump with Remote Outdoor Unit-Air-Source) | 5TWV0X48A1 | ASPEN |  | D(A,C,E)60C3J+TDR | S8V2B080M4PDB | 42000 | 19.2 | 9 | 47000 | 42500 | 90.43% | 2.75 | 0 | 11.7 |  |  |  |  | R-454B | 3.5 | Residential & Commercial | USHP | Ducted CEE Tier 1
213612094 | Central HP <5.4 tons | RUUD | HRCU-A-CB (Split System: Heat Pump with Remote Outdoor Unit-Air-Source) | RP15AZ48AJ2N | ASPEN |  | D(A,C,E)48B44+TDR | R802V1005A21DZ | 44000 | 15.4 | 8.1 | 45500 | 36000 | 79.12% | 3.01 | 0 | 10 |  |  |  |  | R-410A | 3.6667 | Residential & Commercial | USHP | Ducted CEE Tier 1
213612096 | Central HP <5.4 tons | RUUD | HRCU-A-CB (Split System: Heat Pump with Remote Outdoor Unit-Air-Source) | RP15AZ48AJ2N | ASPEN |  | D(A,C,E)48B44+TDR | R802V1005A21UH | 44000 | 15.4 | 8.1 | 45500 | 36000 | 79.12% | 3.01 | 0 | 10 |  |  |  |  | R-410A | 3.6667 | Residential & Commercial | USHP | Ducted CEE Tier 1
213147363 | Central HP <5.4 tons | BRYANT HEATING AND COOLING SYSTEMS | HRCU-A-CB (Split System: Heat Pump with Remote Outdoor Unit-Air-Source) | 38MURAQ36AB3* | ADP |  | C36A***L129+AEFE4B* | 0 | 35600 | 16 | 8.1 | 36800 | 34400 | 93.48% | 2 | 0 | 9.5 |  |  |  |  | R-410A | 2.9667 | Residential & Commercial | USHP
215375307 | Central HP <5.4 tons | RUUD | HRCU-A-CB (Split System: Heat Pump with Remote Outdoor Unit-Air-Source) | RD17AZ48AJ3N | ASPEN |  | D(A,C,E)48B46+TDR | R921V1155A24M4S | 44000 | 16 | 8.1 | 45500 | 32400 | 71.21% | 2.4 | 0 | 10 |  |  |  |  | R-410A | 3.6667 | Residential & Commercial | USHP | Ducted CEE Tier 1
215375320 | Central HP <5.4 tons | RUUD | HRCU-A-CB (Split System: Heat Pump with Remote Outdoor Unit-Air-Source) | RD17AZ48AJ3N | ASPEN |  | D(A,C,E)60D34+TDR | R951V1005A21M4S | 45500 | 15.2 | 8.1 | 45500 | 32600 | 71.65% | 2.3 | 0 | 10 |  |  |  |  | R-410A | 3.7917 | Residential & Commercial | USHP | Ducted CEE Tier 1
215375322 | Central HP <5.4 tons | RUUD | HRCU-A-CB (Split System: Heat Pump with Remote Outdoor Unit-Air-Source) | RD17AZ48AJ3N | ASPEN |  | D(A,C,E)48B44+TDR | R951V1005A21UHU | 44000 | 15.2 | 8.1 | 45500 | 32600 | 71.65% | 2.3 | 0 | 10 |  |  |  |  | R-410A | 3.6667 | Residential & Commercial | USHP | Ducted CEE Tier 1
215375215 | Central HP <5.4 tons | RUUD | HRCU-A-CB (Split System: Heat Pump with Remote Outdoor Unit-Air-Source) | RD17AZ48AJ3N | ASPEN |  | D(A,C,E)48B46+TDR | R801V0755A21UHN | 44000 | 15.2 | 8.1 | 45500 | 32400 | 71.21% | 2.4 | 0 | 10 |  |  |  |  | R-410A | 3.6667 | Residential & Commercial | USHP | Ducted CEE Tier 1
215375228 | Central HP <5.4 tons | RUUD | HRCU-A-CB (Split System: Heat Pump with Remote Outdoor Unit-Air-Source) | RD17AZ48AJ3N | ASPEN |  | D(A,C,E)60D34+TDR | R801V1005A21UHN | 45500 | 16 | 8.1 | 45500 | 32400 | 71.21% | 2.4 | 0 | 10 |  |  |  |  | R-410A | 3.7917 | Residential & Commercial | USHP | Ducted CEE Tier 1
215375229 | Central HP <5.4 tons | RUUD | HRCU-A-CB (Split System: Heat Pump with Remote Outdoor Unit-Air-Source) | RD17AZ48AJ3N | ASPEN |  | D(A,C,E)60D36+TDR | R801V1005A21UHN | 45500 | 16 | 8.1 | 45500 | 32400 | 71.21% | 2.4 | 0 | 10 |  |  |  |  | R-410A | 3.7917 | Residential & Commercial | USHP | Ducted CEE Tier 1
215375246 | Central HP <5.4 tons | RUUD | HRCU-A-CB (Split System: Heat Pump with Remote Outdoor Unit-Air-Source) | RD17AZ48AJ3N | ASPEN |  | D(A,C,E)48B44+TDR | R801V1505A24UH | 44000 | 16 | 8.1 | 45500 | 32400 | 71.21% | 2.4 | 0 | 10 |  |  |  |  | R-410A | 3.6667 | Residential & Commercial | USHP | Ducted CEE Tier 1
207172511 | Central HP <5.4 tons | DUCANE | HRCU-A-CB (Split System: Heat Pump with Remote Outdoor Unit-Air-Source) | 4HP18V36P | ADP |  | 42BX**+TXV | 80G2UH090BE12 | 23600 | 19 | 8.5 | 22400 | 19100 | 85.27% | 2.22 | 13 | 12 |  |  |  |  | R-410A | 1.9667 | Residential & Commercial | USHP | Ducted CEE Tier 1
213773720 | Central HP <5.4 tons | COMFORTMAKER | HRCU-A-CB (Split System: Heat Pump with Remote Outdoor Unit-Air-Source) | CVH825GKA3* |  |  | EA*4X48L21A*+WALLCON | *80CTL0902120B* | 24000 | 17 | 8.1 | 21000 | 16500 | 78.57% | 2.02 | 0 | 11 |  |  |  |  | R-410A | 2 | Residential & Commercial | USHP | Ducted CEE Tier 1
213204326 | Central HP <5.4 tons | TEMPSTAR | HRCU-A-CB (Split System: Heat Pump with Remote Outdoor Unit-Air-Source) | DLCURAH24AAK | ASPEN |  | D(A,C,E)30B34+TDR | *96VTN0601714A* | 23600 | 15.5 | 8.1 | 25200 | 25800 | 102.4% | 2.67 | 0 | 9 |  |  |  |  | R-410A | 1.9667 | Residential & Commercial | USHP
213204333 | Central HP <5.4 tons | TEMPSTAR | HRCU-A-CB (Split System: Heat Pump with Remote Outdoor Unit-Air-Source) | DLCURAH24AAK | ASPEN |  | D(A,C,E)36C34+TDR | *96VTN0601714A* | 23800 | 15.5 | 8.1 | 25200 | 27000 | 107.1% | 2.74 | 0 | 9.5 |  |  |  |  | R-410A | 1.9833 | Residential & Commercial | USHP
216763408 | Central HP <5.4 tons | TRANE | HRCU-A-CB (Split System: Heat Pump with Remote Outdoor Unit-Air-Source) | 5TWR7024A1 |  |  | 5PX*B006AS3 | L8V1A060U3VSB | 23800 | 17.1 | 9 | 22000 | 17500 | 79.55% | 2 | 0 | 12.5 |  |  |  |  | R-454B | 1.9833 | Residential & Commercial | USHP | Ducted CEE Tier 1
216763410 | Central HP <5.4 tons | TRANE | HRCU-A-CB (Split System: Heat Pump with Remote Outdoor Unit-Air-Source) | 5TWR7024A1 |  |  | 5PX*B006AS3 | L8V1B080U4VSB | 23600 | 17.1 | 9 | 21800 | 17300 | 79.36% | 2 | 0 | 12.5 |  |  |  |  | R-454B | 1.9667 | Residential & Commercial | USHP | Ducted CEE Tier 1
216763426 | Central HP <5.4 tons | TRANE | HRCU-A-CB (Split System: Heat Pump with Remote Outdoor Unit-Air-Source) | 5TWR7024A1 |  |  | 5PX*BD04AS3 | S9V2B040D3PSC | 23400 | 17.1 | 8.2 | 22200 | 17200 | 77.48% | 1.8 | 0 | 12.5 |  |  |  |  | R-454B | 1.95 | Residential & Commercial | USHP | Ducted CEE Tier 1
215675476 | Central HP <5.4 tons | AIRQUEST | HRCU-A-CB (Split System: Heat Pump with Remote Outdoor Unit-Air-Source) | H5H0V48*K*AAA* |  |  | EVM5X48M21A*+WALLCON | *96CTN0802120B* | 47000 | 18.5 | 9 | 50000 | 36400 | 72.8% | 2 | 0 | 10 |  |  |  |  | R-454B | 3.9167 | Residential & Commercial | USHP | Ducted CEE Tier 1
208665249 | Central HP <5.4 tons | LENNOX | HRCU-A-CB (Split System: Heat Pump with Remote Outdoor Unit-Air-Source) | SL25XPV-048-230A** | ADP |  | LD42/61Y9 | SLP99DF110XV60C* | 45500 | 20 | 9 | 42000 | 35000 | 83.33% | 1.84 | 12 | 12 |  |  |  |  | R-410A | 3.7917 | Residential & Commercial | USHP | Ducted CEE Tier 1
214394667 | Central HP <5.4 tons | RUUD | HRCU-A-CB (Split System: Heat Pump with Remote Outdoor Unit-Air-Source) | RD17AZ60AJ3N | ASPEN |  | D(A,C,E)60D34+TDR | R801V1255A24UH | 52000 | 17.8 | 8.1 | 53500 | 49000 | 91.59% | 1.75 | 0 | 9.8 |  |  |  |  | R-410A | 4.3333 | Residential & Commercial | USHP
214394716 | Central HP <5.4 tons | RUUD | HRCU-A-CB (Split System: Heat Pump with Remote Outdoor Unit-Air-Source) | RD17AZ60AJ3N | ASPEN |  | D(A,C,E)60D44+TDR | R802V1505A24UHS | 52000 | 17.9 | 8.1 | 53500 | 49000 | 91.59% | 1.75 | 0 | 9.8 |  |  |  |  | R-410A | 4.3333 | Residential & Commercial | USHP
214394719 | Central HP <5.4 tons | RUUD | HRCU-A-CB (Split System: Heat Pump with Remote Outdoor Unit-Air-Source) | RD17AZ60AJ3N | ASPEN |  | D(A,C,E)60D34+TDR | R921V0705A21M4S | 51500 | 17.8 | 8.1 | 54000 | 49500 | 91.67% | 1.75 | 0 | 9.8 |  |  |  |  | R-410A | 4.2917 | Residential & Commercial | USHP
214394733 | Central HP <5.4 tons | RUUD | HRCU-A-CB (Split System: Heat Pump with Remote Outdoor Unit-Air-Source) | RD17AZ60AJ3N | ASPEN |  | D(A,C,E)60D34+TDR | R951V0705A21M4S | 51500 | 17.8 | 8.1 | 54000 | 49500 | 91.67% | 1.75 | 0 | 9.8 |  |  |  |  | R-410A | 4.2917 | Residential & Commercial | USHP
216764127 | Central HP <5.4 tons | TRANE | HRCU-A-CB (Split System: Heat Pump with Remote Outdoor Unit-Air-Source) | 5TWX7024A1 |  |  | 5PX*B004AS3 | S9V2B040D3PSC | 21800 | 16 | 8.7 | 21200 | 16900 | 79.72% | 1.9 | 0 | 11.5 |  |  |  |  | R-454B | 1.8167 | Residential & Commercial | USHP | Ducted CEE Tier 1
216764143 | Central HP <5.4 tons | TRANE | HRCU-A-CB (Split System: Heat Pump with Remote Outdoor Unit-Air-Source) | 5TWX7024A1 |  |  | 5PX*B006AS3 | *DHMB060CCV3 | 22000 | 16.5 | 9 | 21200 | 16900 | 79.72% | 2 | 0 | 11.7 |  |  |  |  | R-454B | 1.8333 | Residential & Commercial | USHP | Ducted CEE Tier 1
215937027 | Central HP <5.4 tons | AIRQUEST | HRCU-A-CB (Split System: Heat Pump with Remote Outdoor Unit-Air-Source) | H5H3V48*K*AAA* |  |  | EVM5X48M21A*+WALLCON | *80CTL1102120B* | 44500 | 20 | 8.1 | 52000 | 38000 | 73.08% | 1.9 | 0 | 11 |  |  |  |  | R-454B | 3.7083 | Residential & Commercial | USHP | Ducted CEE Tier 1
216732510 | Central HP <5.4 tons | AIRQUEST | HRCU-A-CB (Split System: Heat Pump with Remote Outdoor Unit-Air-Source) | D5CUHAH24AAK |  |  | EA*5X24M14A* | *80MS(N,L)0701412A* | 22000 | 16 | 8.5 | 21000 | 19100 | 90.95% | 1.96 | 0 | 10.5 |  |  |  |  | R-454B | 1.8333 | Residential & Commercial | USHP | Ducted CEE Tier 1
216732677 | Central HP <5.4 tons | AIRQUEST | HRCU-A-CB (Split System: Heat Pump with Remote Outdoor Unit-Air-Source) | D5CUHAH24AAK |  |  | EA*5X24M17A* | *80MS(N,L)0701412A* | 22000 | 16 | 8.5 | 21000 | 19100 | 90.95% | 1.96 | 0 | 10.5 |  |  |  |  | R-454B | 1.8333 | Residential & Commercial | USHP | Ducted CEE Tier 1
216732709 | Central HP <5.4 tons | AIRQUEST | HRCU-A-CB (Split System: Heat Pump with Remote Outdoor Unit-Air-Source) | D5CUHAH24AAK |  |  | EA*5X24M17A* | *80MS(N,L)0901714A* | 22000 | 16 | 8.5 | 21000 | 19100 | 90.95% | 1.98 | 0 | 10.5 |  |  |  |  | R-454B | 1.8333 | Residential & Commercial | USHP | Ducted CEE Tier 1
213307357 | Central HP <5.4 tons | YORK | HRCU-A-CB (Split System: Heat Pump with Remote Outdoor Unit-Air-Source) | HMH72B341 | ASPEN |  | DM36A36+TDR | TM8Y100C16MP11 | 31400 | 18.3 | 8.2 | 33800 | 27200 | 80.47% | 2.61 | 0 | 9.8 |  |  |  |  | R-410A | 2.6167 | Residential & Commercial | USHP
216770097 | Central HP <5.4 tons | TRANE | HRCU-A-CB (Split System: Heat Pump with Remote Outdoor Unit-Air-Source) | 5TWX7036A1 |  |  | 5PX*C009AS3 | L9X1C100U5VSA | 33200 | 16 | 8.7 | 32200 | 23800 | 73.91% | 2.16 | 0 | 12 |  |  |  |  | R-454B | 2.7667 | Residential & Commercial | USHP | Ducted CEE Tier 1
214263977 | Central HP <5.4 tons | ARMSTRONG AIR | HRCU-A-CB (Split System: Heat Pump with Remote Outdoor Unit-Air-Source) | 4SHP18LX136P | ADP |  | H,A,DG9J(1,2)36+TXV | A97DSMV070B12 | 23600 | 19 | 8.5 | 22400 | 16100 | 71.88% | 2.18 | 0 | 12 |  |  |  |  | R-410A | 1.9667 | Residential & Commercial | USHP | Ducted CEE Tier 1
215375262 | Central HP <5.4 tons | RUUD | HRCU-A-CB (Split System: Heat Pump with Remote Outdoor Unit-Air-Source) | RD17AZ48AJ3N | ASPEN |  | D(A,C,E)48B44+TDR | R802V1005A21DZ | 44000 | 16 | 8.1 | 45500 | 32200 | 70.77% | 2.4 | 0 | 10 |  |  |  |  | R-410A | 3.6667 | Residential & Commercial | USHP | Ducted CEE Tier 1
215375279 | Central HP <5.4 tons | RUUD | HRCU-A-CB (Split System: Heat Pump with Remote Outdoor Unit-Air-Source) | RD17AZ48AJ3N | ASPEN |  | D(A,C,E)48B46+TDR | R802V1255A24UHN | 44000 | 16 | 8.1 | 45500 | 32400 | 71.21% | 2.4 | 0 | 10 |  |  |  |  | R-410A | 3.6667 | Residential & Commercial | USHP | Ducted CEE Tier 1
215375296 | Central HP <5.4 tons | RUUD | HRCU-A-CB (Split System: Heat Pump with Remote Outdoor Unit-Air-Source) | RD17AZ48AJ3N | ASPEN |  | D(A,C,E)60D34+TDR | R921V0705A21M4S | 45500 | 15.2 | 8.1 | 45500 | 32600 | 71.65% | 2.3 | 0 | 10 |  |  |  |  | R-410A | 3.7917 | Residential & Commercial | USHP | Ducted CEE Tier 1
215375298 | Central HP <5.4 tons | RUUD | HRCU-A-CB (Split System: Heat Pump with Remote Outdoor Unit-Air-Source) | RD17AZ48AJ3N | ASPEN |  | D(A,C,E)48B44+TDR | R921V0855A21M4S | 44000 | 15.2 | 8.1 | 45500 | 32600 | 71.65% | 2.3 | 0 | 10 |  |  |  |  | R-410A | 3.6667 | Residential & Commercial | USHP | Ducted CEE Tier 1
213886650 | Central HP <5.4 tons | ARMSTRONG AIR | HRCU-A-CB (Split System: Heat Pump with Remote Outdoor Unit-Air-Source) | 4SHP18LX136P | ADP |  | H,A,DG1K936 | A96DS2V070B16 | 23600 | 18 | 8.5 | 22400 | 16200 | 72.32% | 2.16 | 0 | 12 |  |  |  |  | R-410A | 1.9667 | Residential & Commercial | USHP | Ducted CEE Tier 1
216687207 | Central HP <5.4 tons | FUJITSU | HRCU-A-CB (Split System: Heat Pump with Remote Outdoor Unit-Air-Source) | FOP1948MJAYCA |  |  | FCCA4821SYEA | FF80TV507521UH | 45500 | 19 | 10 | 45500 | 42000 | 92.31% | 2.1 | 0 | 12 |  |  |  |  | R-454B | 3.7917 | Residential & Commercial | USHP | Ducted CEE Tier 1
215375263 | Central HP <5.4 tons | RUUD | HRCU-A-CB (Split System: Heat Pump with Remote Outdoor Unit-Air-Source) | RD17AZ48AJ3N | ASPEN |  | D(A,C,E)48B46+TDR | R802V1005A21DZ | 44000 | 16 | 8.1 | 45500 | 32200 | 70.77% | 2.4 | 0 | 10 |  |  |  |  | R-410A | 3.6667 | Residential & Commercial | USHP | Ducted CEE Tier 1
216494146 | Central HP <5.4 tons | BRYANT HEATING AND COOLING SYSTEMS | HRCU-A-CB (Split System: Heat Pump with Remote Outdoor Unit-Air-Source) | 293VAN036**AA* | ADP |  | CE(P,V)3621G34*+TXV | 88*TB66135C24*** | 32200 | 20 | 9.5 | 32400 | 25400 | 78.4% | 2.06 | 0 | 11 |  |  |  |  | R-454B | 2.6833 | Residential & Commercial | USHP | Ducted CEE Tier 1
216797093 | Central HP <5.4 tons | TRANE | HRCU-A-CB (Split System: Heat Pump with Remote Outdoor Unit-Air-Source) | 5TWV8X36A1 | ASPEN |  | D(A,C,E)36C3J+TDR | S8V2C100M5PDB | 29800 | 18 | 8.5 | 32800 | 32800 | 100% | 2.83 | 0 | 9.8 |  |  |  |  | R-454B | 2.4833 | Residential & Commercial | USHP
216794367 | Central HP <5.4 tons | TRANE | HRCU-A-CB (Split System: Heat Pump with Remote Outdoor Unit-Air-Source) | 5TWV0X36A1 | ASPEN |  | D(A,C,E)48C3J+TDR | S8V2B060M4PCB | 32800 | 20 | 9 | 32200 | 31600 | 98.14% | 2.9 | 0 | 12 |  |  |  |  | R-454B | 2.7333 | Residential & Commercial | USHP | Ducted CEE Tier 1
216794383 | Central HP <5.4 tons | TRANE | HRCU-A-CB (Split System: Heat Pump with Remote Outdoor Unit-Air-Source) | 5TWV0X36A1 | ASPEN |  | D(A,C,E)48C3J+TDR | S8V2C100M5PCB | 33000 | 20 | 10 | 32200 | 31600 | 98.14% | 2.9 | 0 | 12 |  |  |  |  | R-454B | 2.75 | Residential & Commercial | USHP | Ducted CEE Tier 1
216794440 | Central HP <5.4 tons | TRANE | HRCU-A-CB (Split System: Heat Pump with Remote Outdoor Unit-Air-Source) | 5TWV0X36A1 | ASPEN |  | D(A,C,E)48C3J+TDR | S9V2C100D5VSB+LRP | 32000 | 19.9 | 9 | 32200 | 30200 | 93.79% | 2.68 | 0 | 12 |  |  |  |  | R-454B | 2.6667 | Residential & Commercial | USHP | Ducted CEE Tier 1
215937430 | Central HP <5.4 tons | DAY & NIGHT | HRCU-A-CB (Split System: Heat Pump with Remote Outdoor Unit-Air-Source) | C5H3V48*K*AAA* |  |  | EVM5X60M21A*+WALLCON | *96CTN0801714B* | 44000 | 20 | 8.1 | 53500 | 37600 | 70.28% | 2 | 0 | 11.5 |  |  |  |  | R-454B | 3.6667 | Residential & Commercial | USHP | Ducted CEE Tier 1
215912377 | Central HP <5.4 tons | YORK | HRCU-A-CB (Split System: Heat Pump with Remote Outdoor Unit-Air-Source) | HH824E2S11 | ASPEN |  | D(A,C,E)36A3K+TDR | TM9E060B12MP12 | 22200 | 17 | 8.1 | 22600 | 18300 | 80.97% | 2 | 0 | 11.7 |  |  |  |  | R-454B | 1.85 | Residential & Commercial | USHP | Ducted CEE Tier 1
216734144 | Central HP <5.4 tons | AIRQUEST | HRCU-A-CB (Split System: Heat Pump with Remote Outdoor Unit-Air-Source) | D5CUHAH24AAK |  |  | EA*5X30M17A* | *96VSN0401410B* | 22000 | 15.5 | 8.1 | 21000 | 18900 | 90% | 1.85 | 0 | 10.5 |  |  |  |  | R-454B | 1.8333 | Residential & Commercial | USHP | Ducted CEE Tier 1
213772898 | Central HP <5.4 tons | AIRQUEST | HRCU-A-CB (Split System: Heat Pump with Remote Outdoor Unit-Air-Source) | HVH825GKA3* |  |  | EA*4X30L17A*+WALLCON | *97CMN0801714B* | 23400 | 16 | 8.1 | 21600 | 16700 | 77.31% | 1.9 | 0 | 10.5 |  |  |  |  | R-410A | 1.95 | Residential & Commercial | USHP | Ducted CEE Tier 1
213772948 | Central HP <5.4 tons | AIRQUEST | HRCU-A-CB (Split System: Heat Pump with Remote Outdoor Unit-Air-Source) | HVH825GKA3* |  |  | EA*4X36L17A*+WALLCON | *80CTL0701412B* | 23600 | 16.5 | 8.1 | 21400 | 16700 | 78.04% | 1.92 | 0 | 10.5 |  |  |  |  | R-410A | 1.9667 | Residential & Commercial | USHP | Ducted CEE Tier 1
216733026 | Central HP <5.4 tons | AIRQUEST | HRCU-A-CB (Split System: Heat Pump with Remote Outdoor Unit-Air-Source) | D5CUHAH24AAK |  |  | EA*5X24M17A* | *96CTN0601714B* | 22000 | 16 | 8.5 | 21000 | 19200 | 91.43% | 1.94 | 0 | 10.5 |  |  |  |  | R-454B | 1.8333 | Residential & Commercial | USHP | Ducted CEE Tier 1
213773048 | Central HP <5.4 tons | AIRQUEST | HRCU-A-CB (Split System: Heat Pump with Remote Outdoor Unit-Air-Source) | HVH825GKA3* |  |  | EA*4X36L21A*+WALLCON | *80CTL0701716B* | 23600 | 16.5 | 8.1 | 21400 | 16700 | 78.04% | 1.92 | 0 | 10.5 |  |  |  |  | R-410A | 1.9667 | Residential & Commercial | USHP | Ducted CEE Tier 1
213773698 | Central HP <5.4 tons | AIRQUEST | HRCU-A-CB (Split System: Heat Pump with Remote Outdoor Unit-Air-Source) | HVH825GKA3* |  |  | EA*4X48L21A*+WALLCON | *80CTL0701716B* | 24000 | 17 | 8.1 | 21000 | 16600 | 79.05% | 2 | 0 | 11 |  |  |  |  | R-410A | 2 | Residential & Commercial | USHP | Ducted CEE Tier 1
216794453 | Central HP <5.4 tons | TRANE | HRCU-A-CB (Split System: Heat Pump with Remote Outdoor Unit-Air-Source) | 5TWV0X48A1 | ASPEN |  | D(A,C,E)60C3J+TDR | *DHMC100CCV4+LRP | 42000 | 19.6 | 9 | 46000 | 42500 | 92.39% | 2.61 | 0 | 11.7 |  |  |  |  | R-454B | 3.5 | Residential & Commercial | USHP | Ducted CEE Tier 1
216794468 | Central HP <5.4 tons | TRANE | HRCU-A-CB (Split System: Heat Pump with Remote Outdoor Unit-Air-Source) | 5TWV0X48A1 | ASPEN |  | D(A,C,E)60C3J+TDR | *UHMD120CCV5+LRP | 42000 | 20 | 9.5 | 47000 | 42500 | 90.43% | 2.72 | 0 | 12 |  |  |  |  | R-454B | 3.5 | Residential & Commercial | USHP | Ducted CEE Tier 1
216794503 | Central HP <5.4 tons | TRANE | HRCU-A-CB (Split System: Heat Pump with Remote Outdoor Unit-Air-Source) | 5TWV0X48A1 | ASPEN |  | D(A,C,E)60C3J+TDR | S8V2C080M5PCB | 42000 | 20 | 9 | 46500 | 42500 | 91.4% | 2.74 | 0 | 11.7 |  |  |  |  | R-454B | 3.5 | Residential & Commercial | USHP | Ducted CEE Tier 1
216794237 | Central HP <5.4 tons | TRANE | HRCU-A-CB (Split System: Heat Pump with Remote Outdoor Unit-Air-Source) | 5TWV0X24A1 | ASPEN |  | D(A,C,E)30A4J+TDR | L8V1A040U3VSB+LRP | 19500 | 21 | 10 | 22400 | 21800 | 97.32% | 2.92 | 0 | 11.2 |  |  |  |  | R-454B | 1.625 | Residential & Commercial | USHP | Ducted CEE Tier 1
216794318 | Central HP <5.4 tons | TRANE | HRCU-A-CB (Split System: Heat Pump with Remote Outdoor Unit-Air-Source) | 5TWV0X24A1 | ASPEN |  | D(A,C,E)30A4J+TDR | S9V2B080D4PSC+LRP | 19500 | 20.3 | 10 | 23000 | 22000 | 95.65% | 2.93 | 0 | 11 |  |  |  |  | R-454B | 1.625 | Residential & Commercial | USHP | Ducted CEE Tier 1
216794520 | Central HP <5.4 tons | TRANE | HRCU-A-CB (Split System: Heat Pump with Remote Outdoor Unit-Air-Source) | 5TWV0X48A1 | ASPEN |  | D(A,C,E)60B4J+TDR | S8V2D120M5PCB | 43000 | 20.4 | 9.5 | 47000 | 42500 | 90.43% | 2.74 | 0 | 11.7 |  |  |  |  | R-454B | 3.5833 | Residential & Commercial | USHP | Ducted CEE Tier 1
216794571 | Central HP <5.4 tons | TRANE | HRCU-A-CB (Split System: Heat Pump with Remote Outdoor Unit-Air-Source) | 5TWV0X48A1 | ASPEN |  | D(A,C,E)60B4J+TDR | S9V2C100U5PSC+LRP | 42000 | 20 | 9.5 | 46500 | 42000 | 90.32% | 2.79 | 0 | 12 |  |  |  |  | R-454B | 3.5 | Residential & Commercial | USHP | Ducted CEE Tier 1
216797092 | Central HP <5.4 tons | TRANE | HRCU-A-CB (Split System: Heat Pump with Remote Outdoor Unit-Air-Source) | 5TWV8X36A1 | ASPEN |  | D(A,C,E)48C3J+TDR | S8V2C100M5PCB | 30400 | 18 | 8.5 | 32800 | 32800 | 100% | 2.87 | 0 | 9.8 |  |  |  |  | R-454B | 2.5333 | Residential & Commercial | USHP
216797110 | Central HP <5.4 tons | TRANE | HRCU-A-CB (Split System: Heat Pump with Remote Outdoor Unit-Air-Source) | 5TWV8X36A1 | ASPEN |  | D(A,C,E)48C3J+TDR | S9V2B080D4PSC+LRP | 30400 | 18 | 8.5 | 34000 | 34000 | 100% | 2.72 | 0 | 9.8 |  |  |  |  | R-454B | 2.5333 | Residential & Commercial | USHP
216797111 | Central HP <5.4 tons | TRANE | HRCU-A-CB (Split System: Heat Pump with Remote Outdoor Unit-Air-Source) | 5TWV8X36A1 | ASPEN |  | D(A,C,E)36C3J+TDR | S9V2B080D4VSB+LRP | 29800 | 18 | 8.5 | 34000 | 34000 | 100% | 2.68 | 0 | 9.8 |  |  |  |  | R-454B | 2.4833 | Residential & Commercial | USHP
213205003 | Central HP <5.4 tons | TEMPSTAR | HRCU-A-CB (Split System: Heat Pump with Remote Outdoor Unit-Air-Source) | DLCURAH24ABK | ASPEN |  | D(A,C,E)30B34+TDR | *96VTN0401712A* | 23000 | 16 | 8.5 | 25800 | 20000 | 77.52% | 2.85 | 0 | 10 |  |  |  |  | R-410A | 1.9167 | Residential & Commercial | USHP | Ducted CEE Tier 1
213821193 | Central HP <5.4 tons | TEMPSTAR | HRCU-A-CB (Split System: Heat Pump with Remote Outdoor Unit-Air-Source) | DLCURAH24ABK | ASPEN |  | D(A,C,E)30C44+TDR | *80MS(N,L)0701716A* | 23000 | 17.5 | 8.5 | 25200 | 20000 | 79.37% | 3 | 0 | 10.3 |  |  |  |  | R-410A | 1.9167 | Residential & Commercial | USHP | Ducted CEE Tier 1
213821209 | Central HP <5.4 tons | TEMPSTAR | HRCU-A-CB (Split System: Heat Pump with Remote Outdoor Unit-Air-Source) | DLCURAH24ABK | ASPEN |  | D(A,C,E)36B34+TDR | *80MS(N,L)0902116A* | 22800 | 17.4 | 8.5 | 25200 | 19900 | 78.97% | 2.99 | 0 | 10.3 |  |  |  |  | R-410A | 1.9 | Residential & Commercial | USHP | Ducted CEE Tier 1
213821241 | Central HP <5.4 tons | TEMPSTAR | HRCU-A-CB (Split System: Heat Pump with Remote Outdoor Unit-Air-Source) | DLCURAH24ABK | ASPEN |  | D(A,C,E)24B44+TDR | *92MSN0401712A* | 23000 | 16 | 8.5 | 26400 | 20400 | 77.27% | 2.88 | 0 | 10 |  |  |  |  | R-410A | 1.9167 | Residential & Commercial | USHP | Ducted CEE Tier 1
214263947 | Central HP <5.4 tons | ARMSTRONG AIR | HRCU-A-CB (Split System: Heat Pump with Remote Outdoor Unit-Air-Source) | 4SHP18LX136P | ADP |  | H,A,DG9J(1,2)36+TXV | A96DF1E045B12 | 24000 | 18 | 8.5 | 22400 | 16200 | 72.32% | 2.16 | 0 | 12 |  |  |  |  | R-410A | 2 | Residential & Commercial | USHP | Ducted CEE Tier 1
216770040 | Central HP <5.4 tons | TRANE | HRCU-A-CB (Split System: Heat Pump with Remote Outdoor Unit-Air-Source) | 5TWR7048A1 |  |  | 5TXCD008AS3 | S8X1C100M5PTC | 43500 | 16.5 | 8.7 | 45000 | 33000 | 73.33% | 2.21 | 0 | 11.7 |  |  |  |  | R-454B | 3.625 | Residential & Commercial | USHP | Ducted CEE Tier 1
216797057 | Central HP <5.4 tons | TRANE | HRCU-A-CB (Split System: Heat Pump with Remote Outdoor Unit-Air-Source) | 5TWV8X36A1 | ASPEN |  | D(A,C,E)36C3J+TDR | *DHMB060CCV3+LRP | 29600 | 18 | 8.5 | 34000 | 34000 | 100% | 2.72 | 0 | 9.8 |  |  |  |  | R-454B | 2.4667 | Residential & Commercial | USHP
213826689 | Central HP <5.4 tons | TRANE | HRCU-A-CB (Split System: Heat Pump with Remote Outdoor Unit-Air-Source) | 4TWV7X48A1 |  |  | 4TXCC009DS3 | S9V2C100U4VSB+LRP | 46500 | 17.1 | 8.5 | 40500 | 28400 | 70.12% | 1.8 | 0 | 11.7 |  |  |  |  | R-410A | 3.875 | Residential & Commercial | USHP | Ducted CEE Tier 1
215375264 | Central HP <5.4 tons | RUUD | HRCU-A-CB (Split System: Heat Pump with Remote Outdoor Unit-Air-Source) | RD17AZ48AJ3N | ASPEN |  | D(A,C,E)60D34+TDR | R802V1005A21DZ | 45500 | 16 | 8.1 | 45500 | 32200 | 70.77% | 2.4 | 0 | 10 |  |  |  |  | R-410A | 3.7917 | Residential & Commercial | USHP | Ducted CEE Tier 1
215375280 | Central HP <5.4 tons | RUUD | HRCU-A-CB (Split System: Heat Pump with Remote Outdoor Unit-Air-Source) | RD17AZ48AJ3N | ASPEN |  | D(A,C,E)60D34+TDR | R802V1255A24UHN | 45500 | 16 | 8.1 | 45500 | 32400 | 71.21% | 2.4 | 0 | 10 |  |  |  |  | R-410A | 3.7917 | Residential & Commercial | USHP | Ducted CEE Tier 1
215375282 | Central HP <5.4 tons | RUUD | HRCU-A-CB (Split System: Heat Pump with Remote Outdoor Unit-Air-Source) | RD17AZ48AJ3N | ASPEN |  | D(A,C,E)48B44+TDR | R802V1255A24UHS | 44000 | 16 | 8.1 | 45500 | 32400 | 71.21% | 2.4 | 0 | 10 |  |  |  |  | R-410A | 3.6667 | Residential & Commercial | USHP | Ducted CEE Tier 1
215375312 | Central HP <5.4 tons | RUUD | HRCU-A-CB (Split System: Heat Pump with Remote Outdoor Unit-Air-Source) | RD17AZ48AJ3N | ASPEN |  | D(A,C,E)60D34+TDR | R951V0705A21M4S | 45500 | 15.2 | 8.1 | 45500 | 32600 | 71.65% | 2.3 | 0 | 10 |  |  |  |  | R-410A | 3.7917 | Residential & Commercial | USHP | Ducted CEE Tier 1
215375313 | Central HP <5.4 tons | RUUD | HRCU-A-CB (Split System: Heat Pump with Remote Outdoor Unit-Air-Source) | RD17AZ48AJ3N | ASPEN |  | D(A,C,E)60D36+TDR | R951V0705A21M4S | 45500 | 15.2 | 8.1 | 45500 | 32600 | 71.65% | 2.3 | 0 | 10 |  |  |  |  | R-410A | 3.7917 | Residential & Commercial | USHP | Ducted CEE Tier 1
215375314 | Central HP <5.4 tons | RUUD | HRCU-A-CB (Split System: Heat Pump with Remote Outdoor Unit-Air-Source) | RD17AZ48AJ3N | ASPEN |  | D(A,C,E)48B44+TDR | R951V0855A21M4S | 44000 | 15.2 | 8.1 | 45500 | 32600 | 71.65% | 2.3 | 0 | 10 |  |  |  |  | R-410A | 3.6667 | Residential & Commercial | USHP | Ducted CEE Tier 1
215375332 | Central HP <5.4 tons | RUUD | HRCU-A-CB (Split System: Heat Pump with Remote Outdoor Unit-Air-Source) | RD17AZ48AJ3N | ASPEN |  | D(A,C,E)60D34+TDR | R962V0705A21M4S | 45500 | 15.2 | 8.1 | 45500 | 32600 | 71.65% | 2.3 | 0 | 10 |  |  |  |  | R-410A | 3.7917 | Residential & Commercial | USHP | Ducted CEE Tier 1
207455425 | Central HP <5.4 tons | LENNOX | HRCU-A-CB (Split System: Heat Pump with Remote Outdoor Unit-Air-Source) | SL25XPV-048-230A** | ADP |  | LH40/61W9 | SL297UH080NV60C* | 44500 | 20 | 9.2 | 43500 | 37200 | 85.52% | 1.82 | 12.5 | 12 |  |  |  |  | R-410A | 3.7083 | Residential & Commercial | USHP | Ducted CEE Tier 1
207455460 | Central HP <5.4 tons | LENNOX | HRCU-A-CB (Split System: Heat Pump with Remote Outdoor Unit-Air-Source) | SL25XPV-048-230A** | ADP |  | LH42/62W9 | SLP99UH110XV60C* | 46000 | 20 | 9.4 | 42000 | 35800 | 85.24% | 1.9 | 12.5 | 12.5 |  |  |  |  | R-410A | 3.8333 | Residential & Commercial | USHP | Ducted CEE Tier 1
212977574 | Central HP <5.4 tons | CARRIER | HRCU-A-CB (Split System: Heat Pump with Remote Outdoor Unit-Air-Source) | 38MURAQ24AB3* |  |  | CAP**2417AL* | 58S(B,C)*B045M14**12 | 23400 | 17 | 9 | 27000 | 26200 | 97.04% | 2.2 | 0 | 10 |  |  |  |  | R-410A | 1.95 | Residential & Commercial | USHP | Ducted CEE Tier 1
213821243 | Central HP <5.4 tons | TEMPSTAR | HRCU-A-CB (Split System: Heat Pump with Remote Outdoor Unit-Air-Source) | DLCURAH24ABK | ASPEN |  | D(A,C,E)30C44+TDR | *92MSN0401712A* | 23400 | 16 | 8.5 | 26400 | 20400 | 77.27% | 2.88 | 0 | 10 |  |  |  |  | R-410A | 1.95 | Residential & Commercial | USHP | Ducted CEE Tier 1
213821284 | Central HP <5.4 tons | TEMPSTAR | HRCU-A-CB (Split System: Heat Pump with Remote Outdoor Unit-Air-Source) | DLCURAH24ABK | ASPEN |  | D(A,C,E)36B34+TDR | *96MSN0401712A* | 23200 | 16 | 8.5 | 26200 | 20400 | 77.86% | 2.86 | 0 | 9.5 |  |  |  |  | R-410A | 1.9333 | Residential & Commercial | USHP
213821332 | Central HP <5.4 tons | TEMPSTAR | HRCU-A-CB (Split System: Heat Pump with Remote Outdoor Unit-Air-Source) | DLCURAH24ABK | ASPEN |  | D(A,C,E)30B34+TDR | *96VTN1002120B* | 23200 | 17.5 | 8.5 | 26200 | 20000 | 76.34% | 2.91 | 0 | 10 |  |  |  |  | R-410A | 1.9333 | Residential & Commercial | USHP | Ducted CEE Tier 1
213770998 | Central HP <5.4 tons | AIRQUEST | HRCU-A-CB (Split System: Heat Pump with Remote Outdoor Unit-Air-Source) | HVH825GKA2* |  |  | EA*4X36L21A*+WALLCON | *96CTN0601714B* | 23400 | 16.5 | 8.1 | 21600 | 16700 | 77.31% | 1.94 | 0 | 10.5 |  |  |  |  | R-410A | 1.95 | Residential & Commercial | USHP | Ducted CEE Tier 1
215735530 | Central HP <5.4 tons | YORK | HRCU-A-CB (Split System: Heat Pump with Remote Outdoor Unit-Air-Source) | HH860E2S11 | ADP |  | H,YE35*48+TXV-BLEED | TM9Y100C16MP11 | 43000 | 16 | 8.3 | 42500 | 33400 | 78.59% | 1.96 | 0 | 10.5 |  |  |  |  | R-454B | 3.5833 | Residential & Commercial | USHP | Ducted CEE Tier 1
213163591 | Central HP <5.4 tons | DAY & NIGHT | HRCU-A-CB (Split System: Heat Pump with Remote Outdoor Unit-Air-Source) | DLCURAH30ABK | ADP |  | H,FG82936+AEFE3A* | 0 | 31200 | 15.2 | 8.5 | 33800 | 26400 | 78.11% | 1.86 | 0 | 9 |  |  |  |  | R-410A | 2.6 | Residential & Commercial | USHP
215939883 | Central HP <5.4 tons | TEMPSTAR | HRCU-A-CB (Split System: Heat Pump with Remote Outdoor Unit-Air-Source) | T5H3V36*K*AAA* |  |  | EA*5X61M21A*+WALLCON | *97CTN0802120A* | 34400 | 20 | 9 | 34400 | 26200 | 76.16% | 1.96 | 0 | 11.7 |  |  |  |  | R-454B | 2.8667 | Residential & Commercial | USHP | Ducted CEE Tier 1
216770064 | Central HP <5.4 tons | TRANE | HRCU-A-CB (Split System: Heat Pump with Remote Outdoor Unit-Air-Source) | 5TWR7060A1 |  |  | 5TAM5D06AC41 | 0 | 52000 | 16 | 8.7 | 50500 | 38000 | 75.25% | 2.17 | 0 | 11.2 |  |  |  |  | R-454B | 4.3333 | Residential & Commercial | USHP | Ducted CEE Tier 1
213312841 | Central HP <5.4 tons | BRYANT HEATING AND COOLING SYSTEMS | HRCU-A-CB (Split System: Heat Pump with Remote Outdoor Unit-Air-Source) | 38MURAQ24AB3* | ADP |  | V36H175P139+CBPE4B* | 0 | 24000 | 18 | 8.85 | 25000 | 22600 | 90.4% | 1.9 | 0 | 10.5 |  |  |  |  | R-410A | 2 | Residential & Commercial | USHP | Ducted CEE Tier 1
212479884 | Central HP <5.4 tons | CARRIER | HRCU-A-CB (Split System: Heat Pump with Remote Outdoor Unit-Air-Source) | 38MURAQ24AB3* | ADP |  | PL36H210P749 | 58S(B,C)*A070E21**16 | 24200 | 17 | 8.1 | 24600 | 22400 | 91.06% | 1.9 | 0 | 10.5 |  |  |  |  | R-410A | 2.0167 | Residential & Commercial | USHP | Ducted CEE Tier 1
216767014 | Central HP <5.4 tons | TRANE | HRCU-A-CB (Split System: Heat Pump with Remote Outdoor Unit-Air-Source) | 5TWX7036A1 |  |  | 5PX*D010AS3 | S8V2D120M5PCB | 34600 | 17.1 | 9 | 32400 | 24000 | 74.07% | 2.23 | 0 | 12.5 |  |  |  |  | R-454B | 2.8833 | Residential & Commercial | USHP | Ducted CEE Tier 1
214501065 | Central HP <5.4 tons | Liberty Heating & Air Conditioning | HRCU-A-CB (Split System: Heat Pump with Remote Outdoor Unit-Air-Source) | ASZS60241EA* |  |  | CA*EA2422*4B* | G*VS960603BUA* | 23000 | 17 | 8.6 | 23000 | 16100 | 70% | 2 | 0 | 10 |  |  |  |  | R-410A | 1.9167 | Residential & Commercial | USHP | Ducted CEE Tier 1
215643927 | Central HP <5.4 tons | YORK | HRCU-A-CB (Split System: Heat Pump with Remote Outdoor Unit-Air-Source) | HH824E2S11 | ADP |  | CV360**C+TXV | Y81E080B12SMPS1 | 21800 | 18 | 8.9 | 21200 | 17500 | 82.55% | 1.9 | 0 | 11 |  |  |  |  | R-454B | 1.8167 | Residential & Commercial | USHP | Ducted CEE Tier 1
216683193 | Central HP <5.4 tons | CARRIER | HRCU-A-CB (Split System: Heat Pump with Remote Outdoor Unit-Air-Source) | 38MURAQ36AB3* |  |  | CSPH*3612AL* | 59TP7A120V24**22 | 35600 | 15.5 | 8.5 | 38500 | 34600 | 89.87% | 1.78 | 0 | 9.8 |  |  |  |  | R-410A | 2.9667 | Residential & Commercial | USHP
211178350 | Central HP <5.4 tons | Liberty Heating & Air Conditioning | HRCU-A-CB (Split System: Heat Pump with Remote Outdoor Unit-Air-Source) | ASZS601810A* |  |  | CA*EA1818*4A* | G*VS800604BUA* | 16600 | 17.5 | 8.5 | 17400 | 13000 | 74.71% | 2.1 | 0 | 10.9 |  |  |  |  | R-410A | 1.3833 | Residential & Commercial | USHP | Ducted CEE Tier 1
212479982 | Central HP <5.4 tons | CARRIER | HRCU-A-CB (Split System: Heat Pump with Remote Outdoor Unit-Air-Source) | 38MURAQ24AB3* | ADP |  | V,C36H175P159 | 58TP*A070V17**16 | 24200 | 17 | 8.1 | 24600 | 22600 | 91.87% | 1.9 | 0 | 10.5 |  |  |  |  | R-410A | 2.0167 | Residential & Commercial | USHP | Ducted CEE Tier 1
212480027 | Central HP <5.4 tons | CARRIER | HRCU-A-CB (Split System: Heat Pump with Remote Outdoor Unit-Air-Source) | 38MURAQ24AB3* | ADP |  | C36A***L129 | 59SC2D080E17**16 | 24000 | 17 | 8.5 | 25200 | 23400 | 92.86% | 1.96 | 0 | 10 |  |  |  |  | R-410A | 2 | Residential & Commercial | USHP | Ducted CEE Tier 1
212480048 | Central HP <5.4 tons | CARRIER | HRCU-A-CB (Split System: Heat Pump with Remote Outdoor Unit-Air-Source) | 38MURAQ24AB3* | ADP |  | A24VBA+TXV | 59SC5B040E14**10 | 24200 | 15.2 | 8.5 | 25000 | 22000 | 88% | 1.82 | 0 | 10 |  |  |  |  | R-410A | 2.0167 | Residential & Commercial | USHP | Ducted CEE Tier 1
211178357 | Central HP <5.4 tons | Liberty Heating & Air Conditioning | HRCU-A-CB (Split System: Heat Pump with Remote Outdoor Unit-Air-Source) | ASZS601810A* |  |  | CA*EA1818*4A* | G*VC960803BNB* | 16600 | 17.5 | 8.5 | 17400 | 13000 | 74.71% | 2.1 | 0 | 10.9 |  |  |  |  | R-410A | 1.3833 | Residential & Commercial | USHP | Ducted CEE Tier 1
211178375 | Central HP <5.4 tons | Liberty Heating & Air Conditioning | HRCU-A-CB (Split System: Heat Pump with Remote Outdoor Unit-Air-Source) | ASZS601810A* |  |  | CA*EA2422*4A* | G*VM970803BNB* | 16600 | 17.5 | 8.5 | 17400 | 13000 | 74.71% | 2.1 | 0 | 10.9 |  |  |  |  | R-410A | 1.3833 | Residential & Commercial | USHP | Ducted CEE Tier 1
216733294 | Central HP <5.4 tons | AIRQUEST | HRCU-A-CB (Split System: Heat Pump with Remote Outdoor Unit-Air-Source) | D5CUHAH24AAK |  |  | EA*5X25M17A* | *80CTL0701716B* | 23000 | 16.5 | 8.5 | 20800 | 18500 | 88.94% | 1.96 | 0 | 11 |  |  |  |  | R-454B | 1.9167 | Residential & Commercial | USHP | Ducted CEE Tier 1
216764146 | Central HP <5.4 tons | TRANE | HRCU-A-CB (Split System: Heat Pump with Remote Outdoor Unit-Air-Source) | 5TWX7024A1 |  |  | 5PX*B006AS3 | S9V2B060U4PSC | 23800 | 18 | 9 | 21800 | 17400 | 79.82% | 2 | 0 | 12.7 |  |  |  |  | R-454B | 1.9833 | Residential & Commercial | USHP | Ducted CEE Tier 1
216764176 | Central HP <5.4 tons | TRANE | HRCU-A-CB (Split System: Heat Pump with Remote Outdoor Unit-Air-Source) | 5TWX7024A1 |  |  | 5TXCB004AS3 | S8X1A040M3PSC | 23000 | 17.5 | 8.7 | 21800 | 17200 | 78.9% | 2 | 0 | 12 |  |  |  |  | R-454B | 1.9167 | Residential & Commercial | USHP | Ducted CEE Tier 1
216764211 | Central HP <5.4 tons | TRANE | HRCU-A-CB (Split System: Heat Pump with Remote Outdoor Unit-Air-Source) | 5TWX7024A1 |  |  | 5TXCB006AS3 | S9V2B060D3PSC | 22400 | 17.1 | 9 | 21200 | 17000 | 80.19% | 2 | 0 | 12 |  |  |  |  | R-454B | 1.8667 | Residential & Commercial | USHP | Ducted CEE Tier 1
216764213 | Central HP <5.4 tons | TRANE | HRCU-A-CB (Split System: Heat Pump with Remote Outdoor Unit-Air-Source) | 5TWX7024A1 |  |  | 5TXCB006AS3 | S9V2B080D4PSC | 22400 | 17.1 | 9 | 21400 | 17100 | 79.91% | 2 | 0 | 12 |  |  |  |  | R-454B | 1.8667 | Residential & Commercial | USHP | Ducted CEE Tier 1
216733696 | Central HP <5.4 tons | AIRQUEST | HRCU-A-CB (Split System: Heat Pump with Remote Outdoor Unit-Air-Source) | D5CUHAH24AAK |  |  | EA*5X30M14A* | *80CTL0701412B* | 22000 | 16.5 | 8.1 | 20800 | 18700 | 89.9% | 1.85 | 0 | 10.5 |  |  |  |  | R-454B | 1.8333 | Residential & Commercial | USHP | Ducted CEE Tier 1
215942643 | Central HP <5.4 tons | AIRQUEST | HRCU-A-CB (Split System: Heat Pump with Remote Outdoor Unit-Air-Source) | H5H3V36*K*AAA* |  |  | EVD5X61M21A*+WALLCON | *97CTN1002122A* | 36000 | 22 | 8.5 | 37400 | 28200 | 75.4% | 2.04 | 0 | 12.5 |  |  |  |  | R-454B | 3 | Residential & Commercial | USHP | Ducted CEE Tier 1
216796574 | Central HP <5.4 tons | TRANE | HRCU-A-CB (Split System: Heat Pump with Remote Outdoor Unit-Air-Source) | 5TWR5036A1 | ASPEN |  | D(A,C,E)36C3J+TDR | S8X2C100M5PTC | 31200 | 15.2 | 8.5 | 31400 | 22400 | 71.34% | 3 | 0 | 11.7 |  |  |  |  | R-454B | 2.6 | Residential & Commercial | USHP | Ducted CEE Tier 1
216796577 | Central HP <5.4 tons | TRANE | HRCU-A-CB (Split System: Heat Pump with Remote Outdoor Unit-Air-Source) | 5TWR5036A1 | ASPEN |  | D(A,C,E)48C3J+TDR | S8X2C100M5PTC | 31800 | 15.5 | 8.5 | 31600 | 22600 | 71.52% | 3.03 | 0 | 11.7 |  |  |  |  | R-454B | 2.65 | Residential & Commercial | USHP | Ducted CEE Tier 1
215375348 | Central HP <5.4 tons | RUUD | HRCU-A-CB (Split System: Heat Pump with Remote Outdoor Unit-Air-Source) | RD17AZ60AJ3N | ASPEN |  | D(A,C,E)60D36+TDR | R801V0755A21UHS | 52000 | 17.8 | 8.1 | 54000 | 50500 | 93.52% | 1.75 | 0 | 9.8 |  |  |  |  | R-410A | 4.3333 | Residential & Commercial | USHP
215375349 | Central HP <5.4 tons | RUUD | HRCU-A-CB (Split System: Heat Pump with Remote Outdoor Unit-Air-Source) | RD17AZ60AJ3N | ASPEN |  | D(A,C,E)60D36+TDR | R801V1005A21DZ | 52000 | 17.8 | 8.1 | 53500 | 50500 | 94.39% | 1.75 | 0 | 9.8 |  |  |  |  | R-410A | 4.3333 | Residential & Commercial | USHP
212608498 | Central HP <5.4 tons | DAY & NIGHT | HRCU-A-CB (Split System: Heat Pump with Remote Outdoor Unit-Air-Source) | DLCURAH30ABK | ADP |  | F,PE*TT3931 | 0 | 31200 | 15.2 | 8.5 | 33800 | 26400 | 78.11% | 1.86 | 0 | 9 |  |  |  |  | R-410A | 2.6 | Residential & Commercial | USHP
214775804 | Central HP <5.4 tons | NAPOLEON | HRCU-A-CB (Split System: Heat Pump with Remote Outdoor Unit-Air-Source) | WSEHV4860RA1-N | ADP |  | H,DE48960 | WPV100T5BA | 53000 | 15.2 | 8.4 | 56000 | 40500 | 72.32% | 1.78 | 0 | 9.5 |  |  |  |  | R-410A | 4.4167 | Residential & Commercial | USHP
216796490 | Central HP <5.4 tons | TRANE | HRCU-A-CB (Split System: Heat Pump with Remote Outdoor Unit-Air-Source) | 5TWR5036A1 | ASPEN |  | D(A,C,E)36C3J+TDR | S8V2C100M5PDB | 31000 | 15.2 | 8.1 | 31000 | 22200 | 71.61% | 2.93 | 0 | 12 |  |  |  |  | R-454B | 2.5833 | Residential & Commercial | USHP | Ducted CEE Tier 1
216794522 | Central HP <5.4 tons | TRANE | HRCU-A-CB (Split System: Heat Pump with Remote Outdoor Unit-Air-Source) | 5TWV0X48A1 | ASPEN |  | D(A,C,E)60C3J+TDR | S8V2D120M5PCB | 42500 | 20.4 | 9.5 | 46500 | 42500 | 91.4% | 2.72 | 0 | 11.7 |  |  |  |  | R-454B | 3.5417 | Residential & Commercial | USHP | Ducted CEE Tier 1
216794547 | Central HP <5.4 tons | TRANE | HRCU-A-CB (Split System: Heat Pump with Remote Outdoor Unit-Air-Source) | 5TWV0X48A1 | ASPEN |  | D(A,C,E)60C3J+TDR | S9V2C080U5VSB+LRP | 42000 | 20 | 9.5 | 46500 | 42000 | 90.32% | 2.75 | 0 | 12 |  |  |  |  | R-454B | 3.5 | Residential & Commercial | USHP | Ducted CEE Tier 1
216796414 | Central HP <5.4 tons | TRANE | HRCU-A-CB (Split System: Heat Pump with Remote Outdoor Unit-Air-Source) | 5TWR5036A1 | ASPEN |  | D(A,C,E)36C3J+TDR | L8V1C100U5VSB | 31400 | 15.2 | 8.5 | 31000 | 21800 | 70.32% | 2.92 | 0 | 12 |  |  |  |  | R-454B | 2.6167 | Residential & Commercial | USHP | Ducted CEE Tier 1
212989187 | Central HP <5.4 tons | TEMPSTAR | HRCU-A-CB (Split System: Heat Pump with Remote Outdoor Unit-Air-Source) | DLCURAH24ABK |  |  | EA*4X36L21A* | *95MSU0601716A* | 23800 | 17.5 | 8.5 | 26200 | 23800 | 90.84% | 1.98 | 0 | 10 |  |  |  |  | R-410A | 1.9833 | Residential & Commercial | USHP | Ducted CEE Tier 1
212977610 | Central HP <5.4 tons | CARRIER | HRCU-A-CB (Split System: Heat Pump with Remote Outdoor Unit-Air-Source) | 38MURAQ24AB3* |  |  | CAP**3017AL* | 58S(B,C)*B045M14**12 | 23600 | 17 | 8.5 | 26000 | 24000 | 92.31% | 2 | 0 | 10 |  |  |  |  | R-410A | 1.9667 | Residential & Commercial | USHP | Ducted CEE Tier 1
214392119 | Central HP <5.4 tons | RUUD | HRCU-A-CB (Split System: Heat Pump with Remote Outdoor Unit-Air-Source) | RD17AZ24AJ3N | ASPEN |  | D(A,C,E)24C34+TDR | R801V0503A14DZ | 21600 | 19 | 8.1 | 22600 | 16800 | 74.34% | 2 | 0 | 10 |  |  |  |  | R-410A | 1.8 | Residential & Commercial | USHP | Ducted CEE Tier 1
214392120 | Central HP <5.4 tons | RUUD | HRCU-A-CB (Split System: Heat Pump with Remote Outdoor Unit-Air-Source) | RD17AZ24AJ3N | ASPEN |  | D(A,C,E)24D24+TDR | R801V0503A14DZ | 20400 | 18.6 | 8.1 | 22600 | 16800 | 74.34% | 2 | 0 | 9 |  |  |  |  | R-410A | 1.7 | Residential & Commercial | USHP
214392152 | Central HP <5.4 tons | RUUD | HRCU-A-CB (Split System: Heat Pump with Remote Outdoor Unit-Air-Source) | RD17AZ24AJ3N | ASPEN |  | D(A,C,E)24D24+TDR | R801V0504A17UHN | 20400 | 17.7 | 8.1 | 22600 | 16900 | 74.78% | 2 | 0 | 9 |  |  |  |  | R-410A | 1.7 | Residential & Commercial | USHP
214392236 | Central HP <5.4 tons | RUUD | HRCU-A-CB (Split System: Heat Pump with Remote Outdoor Unit-Air-Source) | RD17AZ24AJ3N | ASPEN |  | D(A,C,E)30C24+TDR | R801V0754A17UHN | 20400 | 18.6 | 8.1 | 22600 | 16800 | 74.34% | 2.1 | 0 | 9 |  |  |  |  | R-410A | 1.7 | Residential & Commercial | USHP
214392269 | Central HP <5.4 tons | RUUD | HRCU-A-CB (Split System: Heat Pump with Remote Outdoor Unit-Air-Source) | RD17AZ24AJ3N | ASPEN |  | D(A,C,E)30D24+TDR | R801V1004A17UH | 20800 | 18.8 | 8.1 | 22600 | 16800 | 74.34% | 2.1 | 0 | 9.7 |  |  |  |  | R-410A | 1.7333 | Residential & Commercial | USHP
214392285 | Central HP <5.4 tons | RUUD | HRCU-A-CB (Split System: Heat Pump with Remote Outdoor Unit-Air-Source) | RD17AZ24AJ3N | ASPEN |  | D(A,C,E)30D24+TDR | R802V0503A14DZ | 20800 | 18.8 | 8.1 | 22600 | 16800 | 74.34% | 2 | 0 | 9.7 |  |  |  |  | R-410A | 1.7333 | Residential & Commercial | USHP
214392472 | Central HP <5.4 tons | RUUD | HRCU-A-CB (Split System: Heat Pump with Remote Outdoor Unit-Air-Source) | RD17AZ24AJ3N | ASPEN |  | D(A,C,E)24D24+TDR | R921V0703A17M4S | 20400 | 17.7 | 8.1 | 22600 | 16900 | 74.78% | 2 | 0 | 9 |  |  |  |  | R-410A | 1.7 | Residential & Commercial | USHP
214501057 | Central HP <5.4 tons | Liberty Heating & Air Conditioning | HRCU-A-CB (Split System: Heat Pump with Remote Outdoor Unit-Air-Source) | ASZS60241EA* |  |  | CA*EA2422*4B* | G*VS800604BUA* | 23000 | 17 | 8.6 | 23000 | 16100 | 70% | 2 | 0 | 10 |  |  |  |  | R-410A | 1.9167 | Residential & Commercial | USHP | Ducted CEE Tier 1
214501062 | Central HP <5.4 tons | Liberty Heating & Air Conditioning | HRCU-A-CB (Split System: Heat Pump with Remote Outdoor Unit-Air-Source) | ASZS60241EA* |  |  | CA*EA2422*4B* | G*VC801005C*A* | 23000 | 17 | 8.6 | 23000 | 16100 | 70% | 2 | 0 | 10 |  |  |  |  | R-410A | 1.9167 | Residential & Commercial | USHP | Ducted CEE Tier 1
214501080 | Central HP <5.4 tons | Liberty Heating & Air Conditioning | HRCU-A-CB (Split System: Heat Pump with Remote Outdoor Unit-Air-Source) | ASZS60241EA* |  |  | CA*EA3026*4B* | G*VC800804C*A* | 23000 | 17 | 8.6 | 23000 | 16100 | 70% | 2 | 0 | 10 |  |  |  |  | R-410A | 1.9167 | Residential & Commercial | USHP | Ducted CEE Tier 1
214501082 | Central HP <5.4 tons | Liberty Heating & Air Conditioning | HRCU-A-CB (Split System: Heat Pump with Remote Outdoor Unit-Air-Source) | ASZS60241EA* |  |  | CA*EA3026*4B* | G*VS800805CUA* | 23000 | 17 | 8.6 | 23000 | 16100 | 70% | 2 | 0 | 10 |  |  |  |  | R-410A | 1.9167 | Residential & Commercial | USHP | Ducted CEE Tier 1
214392504 | Central HP <5.4 tons | RUUD | HRCU-A-CB (Split System: Heat Pump with Remote Outdoor Unit-Air-Source) | RD17AZ24AJ3N | ASPEN |  | D(A,C,E)24D24+TDR | R951V0403A17UHU | 20200 | 17.7 | 8.1 | 22400 | 17100 | 76.34% | 2 | 0 | 9 |  |  |  |  | R-410A | 1.6833 | Residential & Commercial | USHP
214392539 | Central HP <5.4 tons | RUUD | HRCU-A-CB (Split System: Heat Pump with Remote Outdoor Unit-Air-Source) | RD17AZ24AJ3N | ASPEN |  | D(A,C,E)30B34+TDR | R951V0603A17UHU | 21400 | 18 | 8.1 | 22400 | 17000 | 75.89% | 2 | 0 | 10 |  |  |  |  | R-410A | 1.7833 | Residential & Commercial | USHP | Ducted CEE Tier 1
214392588 | Central HP <5.4 tons | RUUD | HRCU-A-CB (Split System: Heat Pump with Remote Outdoor Unit-Air-Source) | RD17AZ24AJ3N | ASPEN |  | D(A,C,E)30C24+TDR | R962V0603A17M4S | 20400 | 17.7 | 8.1 | 22600 | 17000 | 75.22% | 2 | 0 | 9 |  |  |  |  | R-410A | 1.7 | Residential & Commercial | USHP
214392301 | Central HP <5.4 tons | RUUD | HRCU-A-CB (Split System: Heat Pump with Remote Outdoor Unit-Air-Source) | RD17AZ24AJ3N | ASPEN |  | D(A,C,E)30D24+TDR | R802V0503A14UHN | 20800 | 17.8 | 8.1 | 22600 | 16900 | 74.78% | 2 | 0 | 9.7 |  |  |  |  | R-410A | 1.7333 | Residential & Commercial | USHP
214392338 | Central HP <5.4 tons | RUUD | HRCU-A-CB (Split System: Heat Pump with Remote Outdoor Unit-Air-Source) | RD17AZ24AJ3N | ASPEN |  | D(A,C,E)36D24+TDR | R802V0504A17UHN | 21000 | 17.9 | 8.1 | 22600 | 16900 | 74.78% | 2 | 0 | 9.8 |  |  |  |  | R-410A | 1.75 | Residential & Commercial | USHP
214392353 | Central HP <5.4 tons | RUUD | HRCU-A-CB (Split System: Heat Pump with Remote Outdoor Unit-Air-Source) | RD17AZ24AJ3N | ASPEN |  | D(A,C,E)36C24+TDR | R802V0504A17UHS | 20800 | 17.8 | 8.1 | 22600 | 16900 | 74.78% | 2 | 0 | 9.7 |  |  |  |  | R-410A | 1.7333 | Residential & Commercial | USHP
214392656 | Central HP <5.4 tons | RUUD | HRCU-A-CB (Split System: Heat Pump with Remote Outdoor Unit-Air-Source) | RD17AZ24AJ3N | ASPEN |  | D(A,C,E)36B24+TDR | U802VA075317Z | 20400 | 18.6 | 8.1 | 22600 | 16800 | 74.34% | 2.1 | 0 | 9 |  |  |  |  | R-410A | 1.7 | Residential & Commercial | USHP
215375078 | Central HP <5.4 tons | RUUD | HRCU-A-CB (Split System: Heat Pump with Remote Outdoor Unit-Air-Source) | RD17AZ24AJ3N | ASPEN |  | D(A,C,E)30B36+TDR | R801V0704A17UHU | 21600 | 17 | 8.1 | 22600 | 19000 | 84.07% | 2 | 0 | 10 |  |  |  |  | R-410A | 1.8 | Residential & Commercial | USHP | Ducted CEE Tier 1
215375086 | Central HP <5.4 tons | RUUD | HRCU-A-CB (Split System: Heat Pump with Remote Outdoor Unit-Air-Source) | RD17AZ24AJ3N | ASPEN |  | D(A,C,E)30B36+TDR | R802V0504A17UHN | 21600 | 17 | 8.1 | 22600 | 19000 | 84.07% | 2 | 0 | 10 |  |  |  |  | R-410A | 1.8 | Residential & Commercial | USHP | Ducted CEE Tier 1
215375087 | Central HP <5.4 tons | RUUD | HRCU-A-CB (Split System: Heat Pump with Remote Outdoor Unit-Air-Source) | RD17AZ24AJ3N | ASPEN |  | D(A,C,E)30B36+TDR | R802V0504A17UHS | 21600 | 17 | 8.1 | 22600 | 19000 | 84.07% | 2 | 0 | 10 |  |  |  |  | R-410A | 1.8 | Residential & Commercial | USHP | Ducted CEE Tier 1
215375088 | Central HP <5.4 tons | RUUD | HRCU-A-CB (Split System: Heat Pump with Remote Outdoor Unit-Air-Source) | RD17AZ24AJ3N | ASPEN |  | D(A,C,E)30B36+TDR | R802V0754A17DZ | 21600 | 17 | 8.1 | 22600 | 18900 | 83.63% | 2.1 | 0 | 10 |  |  |  |  | R-410A | 1.8 | Residential & Commercial | USHP | Ducted CEE Tier 1
216687166 | Central HP <5.4 tons | FUJITSU | HRCU-A-CB (Split System: Heat Pump with Remote Outdoor Unit-Air-Source) | FOP1924MJAYCA |  |  | FCCA2421HYEA | FF95SV304017M4 | 22800 | 21 | 10 | 22800 | 18500 | 81.14% | 1.8 | 0 | 13 |  |  |  |  | R-454B | 1.9 | Residential & Commercial | USHP | Ducted CEE Tier 1
216687168 | Central HP <5.4 tons | FUJITSU | HRCU-A-CB (Split System: Heat Pump with Remote Outdoor Unit-Air-Source) | FOP1924MJAYCA |  |  | FCCA2421HYEA | FF92SV306017M4 | 22800 | 21 | 10 | 22800 | 18600 | 81.58% | 1.8 | 0 | 13 |  |  |  |  | R-454B | 1.9 | Residential & Commercial | USHP | Ducted CEE Tier 1
216687183 | Central HP <5.4 tons | FUJITSU | HRCU-A-CB (Split System: Heat Pump with Remote Outdoor Unit-Air-Source) | FOP1924MJAYCA |  |  | FCCA2421HYEA | FF80SV407517UH | 22800 | 21 | 10 | 22800 | 18400 | 80.7% | 1.8 | 0 | 13 |  |  |  |  | R-454B | 1.9 | Residential & Commercial | USHP | Ducted CEE Tier 1
216687185 | Central HP <5.4 tons | FUJITSU | HRCU-A-CB (Split System: Heat Pump with Remote Outdoor Unit-Air-Source) | FOP1924MJAYCA |  |  | FCCA2421HYEA | FF80SV407017UH | 22800 | 21 | 10 | 22800 | 18500 | 81.14% | 1.8 | 0 | 13 |  |  |  |  | R-454B | 1.9 | Residential & Commercial | USHP | Ducted CEE Tier 1
212976741 | Central HP <5.4 tons | CARRIER | HRCU-A-CB (Split System: Heat Pump with Remote Outdoor Unit-Air-Source) | 38MURAQ30AB3* |  |  | CAP**4224AL* | GG96VTAB60100C** | 30200 | 15.2 | 8.1 | 34200 | 27400 | 80.12% | 1.8 | 0 | 9 |  |  |  |  | R-410A | 2.5167 | Residential & Commercial | USHP
215375096 | Central HP <5.4 tons | RUUD | HRCU-A-CB (Split System: Heat Pump with Remote Outdoor Unit-Air-Source) | RD17AZ24AJ3N | ASPEN |  | D(A,C,E)30B36+TDR | R951V0403A17M4S | 21600 | 17 | 8.1 | 22600 | 19000 | 84.07% | 2 | 0 | 10 |  |  |  |  | R-410A | 1.8 | Residential & Commercial | USHP | Ducted CEE Tier 1
215375098 | Central HP <5.4 tons | RUUD | HRCU-A-CB (Split System: Heat Pump with Remote Outdoor Unit-Air-Source) | RD17AZ24AJ3N | ASPEN |  | D(A,C,E)30B36+TDR | R951V0603A17M4S | 21600 | 17 | 8.1 | 22600 | 19000 | 84.07% | 2 | 0 | 10 |  |  |  |  | R-410A | 1.8 | Residential & Commercial | USHP | Ducted CEE Tier 1
216763592 | Central HP <5.4 tons | TRANE | HRCU-A-CB (Split System: Heat Pump with Remote Outdoor Unit-Air-Source) | 5TWR7036A1 |  |  | 5PX*B004AS3 | S8X1B080M4PSC | 32600 | 17.1 | 8.7 | 32800 | 24400 | 74.39% | 2.1 | 0 | 11.5 |  |  |  |  | R-454B | 2.7167 | Residential & Commercial | USHP | Ducted CEE Tier 1
216763628 | Central HP <5.4 tons | TRANE | HRCU-A-CB (Split System: Heat Pump with Remote Outdoor Unit-Air-Source) | 5TWR7036A1 |  |  | 5PX*B006AS3 | S9V2B040U3PSC | 33000 | 17.1 | 9 | 32400 | 24000 | 74.07% | 2.1 | 0 | 12 |  |  |  |  | R-454B | 2.75 | Residential & Commercial | USHP | Ducted CEE Tier 1
216763642 | Central HP <5.4 tons | TRANE | HRCU-A-CB (Split System: Heat Pump with Remote Outdoor Unit-Air-Source) | 5TWR7036A1 |  |  | 5PX*BD04AS3 | S9V2B060D3PSC | 32400 | 17 | 8.2 | 33400 | 24600 | 73.65% | 1.9 | 0 | 11.7 |  |  |  |  | R-454B | 2.7 | Residential & Commercial | USHP | Ducted CEE Tier 1
215941003 | Central HP <5.4 tons | TEMPSTAR | HRCU-A-CB (Split System: Heat Pump with Remote Outdoor Unit-Air-Source) | T5H3V48*K*AAA* |  |  | EA*5X60M24A*+WALLCON | *96CTN0802120B* | 44500 | 21 | 9.5 | 48500 | 36600 | 75.46% | 2 | 0 | 11 |  |  |  |  | R-454B | 3.7083 | Residential & Commercial | USHP | Ducted CEE Tier 1
215941033 | Central HP <5.4 tons | TEMPSTAR | HRCU-A-CB (Split System: Heat Pump with Remote Outdoor Unit-Air-Source) | T5H3V48*K*AAA* |  |  | EA*5X60M24A*+WALLCON | *97CTN1202422A* | 44500 | 21 | 9.5 | 48000 | 36400 | 75.83% | 2 | 0 | 11 |  |  |  |  | R-454B | 3.7083 | Residential & Commercial | USHP | Ducted CEE Tier 1
215941083 | Central HP <5.4 tons | TEMPSTAR | HRCU-A-CB (Split System: Heat Pump with Remote Outdoor Unit-Air-Source) | T5H3V48*K*AAA* |  |  | EA*5X61M21A*+WALLCON | *97CTN0802120A* | 45000 | 21 | 9.5 | 48500 | 37000 | 76.29% | 2 | 0 | 11 |  |  |  |  | R-454B | 3.75 | Residential & Commercial | USHP | Ducted CEE Tier 1
215941103 | Central HP <5.4 tons | TEMPSTAR | HRCU-A-CB (Split System: Heat Pump with Remote Outdoor Unit-Air-Source) | T5H3V48*K*AAA* |  |  | EA*5X61M24A*+WALLCON | *96CTN0802120B* | 45500 | 21 | 9.5 | 48500 | 37000 | 76.29% | 2 | 0 | 11 |  |  |  |  | R-454B | 3.7917 | Residential & Commercial | USHP | Ducted CEE Tier 1
213821353 | Central HP <5.4 tons | TEMPSTAR | HRCU-A-CB (Split System: Heat Pump with Remote Outdoor Unit-Air-Source) | DLCURAH30ABK | ASPEN |  | D(A,C,E)30C44+TDR | *80MS(N,L)0701412A* | 29600 | 15.2 | 8.1 | 34000 | 23800 | 70% | 2.72 | 0 | 9 |  |  |  |  | R-410A | 2.4667 | Residential & Commercial | USHP
213147359 | Central HP <5.4 tons | BRYANT HEATING AND COOLING SYSTEMS | HRCU-A-CB (Split System: Heat Pump with Remote Outdoor Unit-Air-Source) | 38MURAQ30AB3* | ADP |  | V,C36H175P139+AEFE4B* | 0 | 30400 | 15.2 | 8.4 | 33800 | 26400 | 78.11% | 1.84 | 0 | 8.5 |  |  |  |  | R-410A | 2.5333 | Residential & Commercial | USHP
215375081 | Central HP <5.4 tons | RUUD | HRCU-A-CB (Split System: Heat Pump with Remote Outdoor Unit-Air-Source) | RD17AZ24AJ3N | ASPEN |  | D(A,C,E)30B36+TDR | R801V0754A17UHS | 21600 | 17 | 8.1 | 22600 | 18900 | 83.63% | 2.1 | 0 | 10 |  |  |  |  | R-410A | 1.8 | Residential & Commercial | USHP | Ducted CEE Tier 1
216794364 | Central HP <5.4 tons | TRANE | HRCU-A-CB (Split System: Heat Pump with Remote Outdoor Unit-Air-Source) | 5TWV0X36A1 | ASPEN |  | D(A,C,E)48C3J+TDR | S8V2A040M3PDB | 32400 | 20 | 9 | 32400 | 31600 | 97.53% | 2.75 | 0 | 11.7 |  |  |  |  | R-454B | 2.7 | Residential & Commercial | USHP | Ducted CEE Tier 1
214392200 | Central HP <5.4 tons | RUUD | HRCU-A-CB (Split System: Heat Pump with Remote Outdoor Unit-Air-Source) | RD17AZ24AJ3N | ASPEN |  | D(A,C,E)24D24+TDR | R801V0704A17UHU | 20400 | 17.7 | 8.1 | 22600 | 16900 | 74.78% | 2 | 0 | 9 |  |  |  |  | R-410A | 1.7 | Residential & Commercial | USHP
214392359 | Central HP <5.4 tons | RUUD | HRCU-A-CB (Split System: Heat Pump with Remote Outdoor Unit-Air-Source) | RD17AZ24AJ3N | ASPEN |  | D(A,C,E)24C34+TDR | R802V0754A17DZ | 21600 | 19 | 8.1 | 22600 | 16800 | 74.34% | 2.1 | 0 | 10 |  |  |  |  | R-410A | 1.8 | Residential & Commercial | USHP | Ducted CEE Tier 1
215941133 | Central HP <5.4 tons | TEMPSTAR | HRCU-A-CB (Split System: Heat Pump with Remote Outdoor Unit-Air-Source) | T5H3V48*K*AAA* |  |  | EA*5X61M24A*+WALLCON | *97CTN1202422A* | 45500 | 21.5 | 9.5 | 48500 | 36600 | 75.46% | 2 | 0 | 11.5 |  |  |  |  | R-454B | 3.7917 | Residential & Commercial | USHP | Ducted CEE Tier 1
215941153 | Central HP <5.4 tons | TEMPSTAR | HRCU-A-CB (Split System: Heat Pump with Remote Outdoor Unit-Air-Source) | T5H3V48*K*AAA* |  |  | ESH5X48M12A*+WALLCON | *80CSU0401712B* | 44000 | 20 | 9 | 48500 | 36600 | 75.46% | 1.82 | 0 | 11 |  |  |  |  | R-454B | 3.6667 | Residential & Commercial | USHP | Ducted CEE Tier 1
206136342 | Central HP <5.4 tons | HEIL | HRCU-A-CB (Split System: Heat Pump with Remote Outdoor Unit-Air-Source) | HVH837GKA** |  |  | EHD4X42AAL+WALLCON | *95CSU1002122A* | 32600 | 17 | 8.1 | 33000 | 24800 | 75.15% | 1.96 | 11.5 | 11 |  |  |  |  | R-410A | 2.7167 | Residential & Commercial | USHP | Ducted CEE Tier 1
211387841 | Central HP <5.4 tons | LUXAIRE | HRCU-A-CB (Split System: Heat Pump with Remote Outdoor Unit-Air-Source) | HMH72B341 |  |  | XAFC30CXXN1+TXV | TM9V080B12MP12 | 32800 | 17 | 8.1 | 33600 | 23600 | 70.24% | 2.02 | 0 | 9.5 |  |  |  |  | R-410A | 2.7333 | Residential & Commercial | USHP
216794348 | Central HP <5.4 tons | TRANE | HRCU-A-CB (Split System: Heat Pump with Remote Outdoor Unit-Air-Source) | 5TWV0X36A1 | ASPEN |  | D(A,C,E)48C3J+TDR | *UHMB080CCV3+LRP | 32800 | 20.4 | 9.5 | 32400 | 31600 | 97.53% | 2.9 | 0 | 12 |  |  |  |  | R-454B | 2.7333 | Residential & Commercial | USHP | Ducted CEE Tier 1
216794389 | Central HP <5.4 tons | TRANE | HRCU-A-CB (Split System: Heat Pump with Remote Outdoor Unit-Air-Source) | 5TWV0X36A1 | ASPEN |  | D(A,C,E)48C3J+TDR | S8V2D120M5PCB | 33000 | 20.9 | 9 | 31800 | 31000 | 97.48% | 2.86 | 0 | 12.5 |  |  |  |  | R-454B | 2.75 | Residential & Commercial | USHP | Ducted CEE Tier 1
216794280 | Central HP <5.4 tons | TRANE | HRCU-A-CB (Split System: Heat Pump with Remote Outdoor Unit-Air-Source) | 5TWV0X24A1 | ASPEN |  | D(A,C,E)30A4J+TDR | S9V2B040D3PSC+LRP | 18600 | 19.2 | 9 | 23000 | 21800 | 94.78% | 2.71 | 0 | 11 |  |  |  |  | R-454B | 1.55 | Residential & Commercial | USHP | Ducted CEE Tier 1
216794491 | Central HP <5.4 tons | TRANE | HRCU-A-CB (Split System: Heat Pump with Remote Outdoor Unit-Air-Source) | 5TWV0X48A1 | ASPEN |  | D(A,C,E)60B4J+TDR | S8V2B080M4PCB | 42000 | 19.2 | 9 | 47000 | 42500 | 90.43% | 2.79 | 0 | 11.7 |  |  |  |  | R-454B | 3.5 | Residential & Commercial | USHP | Ducted CEE Tier 1
216794539 | Central HP <5.4 tons | TRANE | HRCU-A-CB (Split System: Heat Pump with Remote Outdoor Unit-Air-Source) | 5TWV0X48A1 | ASPEN |  | D(A,C,E)60B4J+TDR | S9V2C080U5PSC+LRP | 42000 | 20 | 9.5 | 46500 | 42000 | 90.32% | 2.79 | 0 | 12 |  |  |  |  | R-454B | 3.5 | Residential & Commercial | USHP | Ducted CEE Tier 1
212293021 | Central HP <5.4 tons | YORK | HRCU-A-CB (Split System: Heat Pump with Remote Outdoor Unit-Air-Source) | HMH72B341 | ASPEN |  | C(A,C,D,E)48A34+TDR | TMLV120C20MP12 | 31600 | 16.5 | 8.1 | 32400 | 27400 | 84.57% | 2.49 | 0 | 8.9 |  |  |  |  | R-410A | 2.6333 | Residential & Commercial | USHP
216754783 | Central HP <5.4 tons | AIRQUEST | HRCU-A-CB (Split System: Heat Pump with Remote Outdoor Unit-Air-Source) | D5CUHAH30AAK |  |  | EA*5X37M21A* | *80CSU0601716A* | 31800 | 15.2 | 9 | 34400 | 30200 | 87.79% | 1.8 | 0 | 9.5 |  |  |  |  | R-454B | 2.65 | Residential & Commercial | USHP
215375101 | Central HP <5.4 tons | RUUD | HRCU-A-CB (Split System: Heat Pump with Remote Outdoor Unit-Air-Source) | RD17AZ24AJ3N | ASPEN |  | D(A,C,E)30B36+TDR | R962V0403A17M4S | 21600 | 17 | 8.1 | 22600 | 19000 | 84.07% | 2 | 0 | 10 |  |  |  |  | R-410A | 1.8 | Residential & Commercial | USHP | Ducted CEE Tier 1
215375074 | Central HP <5.4 tons | RUUD | HRCU-A-CB (Split System: Heat Pump with Remote Outdoor Unit-Air-Source) | RD17AZ24AJ3N | ASPEN |  | D(A,C,E)30B36+TDR | R801V0503A14UH | 21600 | 18 | 8.1 | 22600 | 19000 | 84.07% | 2 | 0 | 10 |  |  |  |  | R-410A | 1.8 | Residential & Commercial | USHP | Ducted CEE Tier 1
211388100 | Central HP <5.4 tons | LUXAIRE | HRCU-A-CB (Split System: Heat Pump with Remote Outdoor Unit-Air-Source) | HMH72B341 |  |  | XAHC30CXXN1+TXV | TP9C060B12MP13 | 31800 | 16.5 | 8.1 | 33000 | 23200 | 70.3% | 1.96 | 0 | 9 |  |  |  |  | R-410A | 2.65 | Residential & Commercial | USHP
211388114 | Central HP <5.4 tons | LUXAIRE | HRCU-A-CB (Split System: Heat Pump with Remote Outdoor Unit-Air-Source) | HMH72B341 |  |  | XAHC30CXXN1+TXV | LP9C060B12MP13 | 31800 | 16.5 | 8.1 | 33000 | 23200 | 70.3% | 1.96 | 0 | 9 |  |  |  |  | R-410A | 2.65 | Residential & Commercial | USHP
211388643 | Central HP <5.4 tons | LUXAIRE | HRCU-A-CB (Split System: Heat Pump with Remote Outdoor Unit-Air-Source) | HMH72B341 |  |  | XAFC30CXXN1+TXV | TM9E100C16MP12 | 33000 | 17.5 | 8.5 | 33000 | 23200 | 70.3% | 2.04 | 0 | 10 |  |  |  |  | R-410A | 2.75 | Residential & Commercial | USHP | Ducted CEE Tier 1
214331344 | Central HP <5.4 tons | NAPOLEON | HRCU-A-CB (Split System: Heat Pump with Remote Outdoor Unit-Air-Source) | WSEHV4860RA1-N | ADP |  | H,A,DG50960 | WPV080T4BA | 46000 | 17 | 8.5 | 48000 | 34600 | 72.08% | 1.8 | 0 | 10 |  |  |  |  | R-410A | 3.8333 | Residential & Commercial | USHP | Ducted CEE Tier 1
214331346 | Central HP <5.4 tons | NAPOLEON | HRCU-A-CB (Split System: Heat Pump with Remote Outdoor Unit-Air-Source) | WSEHV4860RA1-N | ADP |  | H,A,DG50960 | WUV070T4BA | 46000 | 17 | 8.5 | 48000 | 34600 | 72.08% | 1.8 | 0 | 10 |  |  |  |  | R-410A | 3.8333 | Residential & Commercial | USHP | Ducted CEE Tier 1
214392460 | Central HP <5.4 tons | RUUD | HRCU-A-CB (Split System: Heat Pump with Remote Outdoor Unit-Air-Source) | RD17AZ24AJ3N | ASPEN |  | D(A,C,E)30C24+TDR | R921V0603A17M4S | 20400 | 17.7 | 8.1 | 22600 | 17000 | 75.22% | 2 | 0 | 9 |  |  |  |  | R-410A | 1.7 | Residential & Commercial | USHP
214392577 | Central HP <5.4 tons | RUUD | HRCU-A-CB (Split System: Heat Pump with Remote Outdoor Unit-Air-Source) | RD17AZ24AJ3N | ASPEN |  | D(A,C,E)36C24+TDR | R962V0403A17M4S | 20800 | 17.8 | 8.1 | 22600 | 16900 | 74.78% | 2 | 0 | 9.7 |  |  |  |  | R-410A | 1.7333 | Residential & Commercial | USHP
214392416 | Central HP <5.4 tons | RUUD | HRCU-A-CB (Split System: Heat Pump with Remote Outdoor Unit-Air-Source) | RD17AZ24AJ3N | ASPEN |  | D(A,C,E)36B24+TDR | R802V1004A17UHN | 20400 | 18.6 | 8.1 | 22600 | 16800 | 74.34% | 2.1 | 0 | 9 |  |  |  |  | R-410A | 1.7 | Residential & Commercial | USHP
216794582 | Central HP <5.4 tons | TRANE | HRCU-A-CB (Split System: Heat Pump with Remote Outdoor Unit-Air-Source) | 5TWV0X48A1 | ASPEN |  | D(A,C,E)60B4J+TDR | S9V2D120D5PSC+LRP | 40500 | 20 | 9.5 | 46000 | 41500 | 90.22% | 2.69 | 0 | 11.7 |  |  |  |  | R-454B | 3.375 | Residential & Commercial | USHP | Ducted CEE Tier 1
216794584 | Central HP <5.4 tons | TRANE | HRCU-A-CB (Split System: Heat Pump with Remote Outdoor Unit-Air-Source) | 5TWV0X48A1 | ASPEN |  | D(A,C,E)60C3J+TDR | S9V2D120D5PSC+LRP | 40500 | 20 | 9 | 45500 | 41500 | 91.21% | 2.63 | 0 | 11.7 |  |  |  |  | R-454B | 3.375 | Residential & Commercial | USHP | Ducted CEE Tier 1
214392434 | Central HP <5.4 tons | RUUD | HRCU-A-CB (Split System: Heat Pump with Remote Outdoor Unit-Air-Source) | RD17AZ24AJ3N | ASPEN |  | D(A,C,E)36D24+TDR | R802V1004A17UHS | 21000 | 18.9 | 8.1 | 22600 | 16800 | 74.34% | 2.1 | 0 | 9.8 |  |  |  |  | R-410A | 1.75 | Residential & Commercial | USHP
214392439 | Central HP <5.4 tons | RUUD | HRCU-A-CB (Split System: Heat Pump with Remote Outdoor Unit-Air-Source) | RD17AZ24AJ3N | ASPEN |  | D(A,C,E)24C34+TDR | R921V0403A17M4S | 21600 | 18 | 8.1 | 22600 | 16900 | 74.78% | 2 | 0 | 10 |  |  |  |  | R-410A | 1.8 | Residential & Commercial | USHP | Ducted CEE Tier 1
214392450 | Central HP <5.4 tons | RUUD | HRCU-A-CB (Split System: Heat Pump with Remote Outdoor Unit-Air-Source) | RD17AZ24AJ3N | ASPEN |  | D(A,C,E)36D24+TDR | R921V0403A17M4S | 21000 | 17.9 | 8.1 | 22600 | 16900 | 74.78% | 2 | 0 | 9.8 |  |  |  |  | R-410A | 1.75 | Residential & Commercial | USHP
214392459 | Central HP <5.4 tons | RUUD | HRCU-A-CB (Split System: Heat Pump with Remote Outdoor Unit-Air-Source) | RD17AZ24AJ3N | ASPEN |  | D(A,C,E)30B34+TDR | R921V0603A17M4S | 21600 | 18 | 8.1 | 22600 | 17000 | 75.22% | 2 | 0 | 10 |  |  |  |  | R-410A | 1.8 | Residential & Commercial | USHP | Ducted CEE Tier 1
214392491 | Central HP <5.4 tons | RUUD | HRCU-A-CB (Split System: Heat Pump with Remote Outdoor Unit-Air-Source) | RD17AZ24AJ3N | ASPEN |  | D(A,C,E)30B34+TDR | R951V0403A17M4S | 21600 | 18 | 8.1 | 22600 | 16900 | 74.78% | 2 | 0 | 10 |  |  |  |  | R-410A | 1.8 | Residential & Commercial | USHP | Ducted CEE Tier 1
216797094 | Central HP <5.4 tons | TRANE | HRCU-A-CB (Split System: Heat Pump with Remote Outdoor Unit-Air-Source) | 5TWV8X36A1 | ASPEN |  | D(A,C,E)48C3J+TDR | S8V2C100M5PDB | 30400 | 18 | 8.5 | 32800 | 32800 | 100% | 2.87 | 0 | 9.8 |  |  |  |  | R-454B | 2.5333 | Residential & Commercial | USHP
216797126 | Central HP <5.4 tons | TRANE | HRCU-A-CB (Split System: Heat Pump with Remote Outdoor Unit-Air-Source) | 5TWV8X36A1 | ASPEN |  | D(A,C,E)48C3J+TDR | S9V2C100U5PSC+LRP | 30600 | 18 | 8.5 | 32800 | 32800 | 100% | 2.88 | 0 | 9.8 |  |  |  |  | R-454B | 2.55 | Residential & Commercial | USHP
214392578 | Central HP <5.4 tons | RUUD | HRCU-A-CB (Split System: Heat Pump with Remote Outdoor Unit-Air-Source) | RD17AZ24AJ3N | ASPEN |  | D(A,C,E)36D24+TDR | R962V0403A17M4S | 21000 | 17.9 | 8.1 | 22600 | 16900 | 74.78% | 2 | 0 | 9.8 |  |  |  |  | R-410A | 1.75 | Residential & Commercial | USHP
214392128 | Central HP <5.4 tons | RUUD | HRCU-A-CB (Split System: Heat Pump with Remote Outdoor Unit-Air-Source) | RD17AZ24AJ3N | ASPEN |  | D(A,C,E)36B24+TDR | R801V0503A14DZ | 20400 | 18.6 | 8.1 | 22600 | 16800 | 74.34% | 2 | 0 | 9 |  |  |  |  | R-410A | 1.7 | Residential & Commercial | USHP
214392146 | Central HP <5.4 tons | RUUD | HRCU-A-CB (Split System: Heat Pump with Remote Outdoor Unit-Air-Source) | RD17AZ24AJ3N | ASPEN |  | D(A,C,E)36D24+TDR | R801V0503A14UH | 21000 | 17.9 | 8.1 | 22600 | 16900 | 74.78% | 2 | 0 | 9.8 |  |  |  |  | R-410A | 1.75 | Residential & Commercial | USHP
214392178 | Central HP <5.4 tons | RUUD | HRCU-A-CB (Split System: Heat Pump with Remote Outdoor Unit-Air-Source) | RD17AZ24AJ3N | ASPEN |  | D(A,C,E)36D24+TDR | R801V0504A17UHS | 21000 | 17.9 | 8.1 | 22600 | 16900 | 74.78% | 2 | 0 | 9.8 |  |  |  |  | R-410A | 1.75 | Residential & Commercial | USHP
214392263 | Central HP <5.4 tons | RUUD | HRCU-A-CB (Split System: Heat Pump with Remote Outdoor Unit-Air-Source) | RD17AZ24AJ3N | ASPEN |  | D(A,C,E)24C34+TDR | R801V1004A17UH | 21600 | 19 | 8.1 | 22600 | 16800 | 74.34% | 2.1 | 0 | 10 |  |  |  |  | R-410A | 1.8 | Residential & Commercial | USHP | Ducted CEE Tier 1
211178371 | Central HP <5.4 tons | Liberty Heating & Air Conditioning | HRCU-A-CB (Split System: Heat Pump with Remote Outdoor Unit-Air-Source) | ASZS601810A* |  |  | CA*EA2422*4A* | G*VC960403BNB* | 16600 | 17.5 | 8.5 | 17400 | 13000 | 74.71% | 2.1 | 0 | 10.9 |  |  |  |  | R-410A | 1.3833 | Residential & Commercial | USHP | Ducted CEE Tier 1
214392295 | Central HP <5.4 tons | RUUD | HRCU-A-CB (Split System: Heat Pump with Remote Outdoor Unit-Air-Source) | RD17AZ24AJ3N | ASPEN |  | D(A,C,E)24C34+TDR | R802V0503A14UHN | 21600 | 18 | 8.1 | 22600 | 16900 | 74.78% | 2 | 0 | 10 |  |  |  |  | R-410A | 1.8 | Residential & Commercial | USHP | Ducted CEE Tier 1
211388702 | Central HP <5.4 tons | LUXAIRE | HRCU-A-CB (Split System: Heat Pump with Remote Outdoor Unit-Air-Source) | HMH72B341 |  |  | XAFC36DXXN1+TXV | TM9E080C16MP12 | 34000 | 18 | 8.1 | 33600 | 23800 | 70.83% | 2.08 | 0 | 10 |  |  |  |  | R-410A | 2.8333 | Residential & Commercial | USHP | Ducted CEE Tier 1
215933640 | Central HP <5.4 tons | DAY & NIGHT | HRCU-A-CB (Split System: Heat Pump with Remote Outdoor Unit-Air-Source) | C5H3V36*K*AAA* |  |  | ESH5X48M12A*+WALLCON | *97CMN0601714B* | 33400 | 19 | 9 | 34200 | 26200 | 76.61% | 1.96 | 0 | 10.5 |  |  |  |  | R-454B | 2.7833 | Residential & Commercial | USHP | Ducted CEE Tier 1
215939613 | Central HP <5.4 tons | TEMPSTAR | HRCU-A-CB (Split System: Heat Pump with Remote Outdoor Unit-Air-Source) | T5H3V36*K*AAA* |  |  | EA*5X36M17A*+WALLCON | *80CSU0401712B* | 32400 | 19.5 | 9.5 | 35000 | 26800 | 76.57% | 2 | 0 | 11 |  |  |  |  | R-454B | 2.7 | Residential & Commercial | USHP | Ducted CEE Tier 1
216763662 | Central HP <5.4 tons | TRANE | HRCU-A-CB (Split System: Heat Pump with Remote Outdoor Unit-Air-Source) | 5TWR7036A1 |  |  | 5PX*BD06AS3 | S8X1A040M3PSC | 33200 | 17.1 | 8.7 | 33600 | 24600 | 73.21% | 2 | 0 | 11.7 |  |  |  |  | R-454B | 2.7667 | Residential & Commercial | USHP | Ducted CEE Tier 1
216763710 | Central HP <5.4 tons | TRANE | HRCU-A-CB (Split System: Heat Pump with Remote Outdoor Unit-Air-Source) | 5TWR7036A1 |  |  | 5PX*C009AS3 | S9V2C100U5PSC | 34000 | 17.1 | 9 | 32200 | 23800 | 73.91% | 2.2 | 0 | 12 |  |  |  |  | R-454B | 2.8333 | Residential & Commercial | USHP | Ducted CEE Tier 1
216763712 | Central HP <5.4 tons | TRANE | HRCU-A-CB (Split System: Heat Pump with Remote Outdoor Unit-Air-Source) | 5TWR7036A1 |  |  | 5PX*C009AS3 | S9V2C100U4VSB | 34000 | 17.1 | 9 | 32200 | 23800 | 73.91% | 2.2 | 0 | 12 |  |  |  |  | R-454B | 2.8333 | Residential & Commercial | USHP | Ducted CEE Tier 1
216763842 | Central HP <5.4 tons | TRANE | HRCU-A-CB (Split System: Heat Pump with Remote Outdoor Unit-Air-Source) | 5TWR7036A1 |  |  | 5TXCB006AS3 | S9V2B060D3VSB | 31400 | 16 | 8.7 | 31600 | 23600 | 74.68% | 2.1 | 0 | 11.5 |  |  |  |  | R-454B | 2.6167 | Residential & Commercial | USHP | Ducted CEE Tier 1
216763879 | Central HP <5.4 tons | TRANE | HRCU-A-CB (Split System: Heat Pump with Remote Outdoor Unit-Air-Source) | 5TWR7036A1 |  |  | 5TXCB006AS3 | S9V2B040U3PSC | 33000 | 17.1 | 9 | 32600 | 24000 | 73.62% | 2.1 | 0 | 12 |  |  |  |  | R-454B | 2.75 | Residential & Commercial | USHP | Ducted CEE Tier 1
216017399 | Central HP <5.4 tons | YORK | HRCU-A-CB (Split System: Heat Pump with Remote Outdoor Unit-Air-Source) | HH836E2S11 | ADP |  | FE*TT3*37+TXV-BLEED | 0 | 34000 | 19 | 9 | 29800 | 24800 | 83.22% | 2 | 0 | 11.7 |  |  |  |  | R-454B | 2.8333 | Residential & Commercial | USHP | Ducted CEE Tier 1
214392144 | Central HP <5.4 tons | RUUD | HRCU-A-CB (Split System: Heat Pump with Remote Outdoor Unit-Air-Source) | RD17AZ24AJ3N | ASPEN |  | D(A,C,E)36B24+TDR | R801V0503A14UH | 20400 | 17.7 | 8.1 | 22600 | 16900 | 74.78% | 2 | 0 | 9 |  |  |  |  | R-410A | 1.7 | Residential & Commercial | USHP
214392296 | Central HP <5.4 tons | RUUD | HRCU-A-CB (Split System: Heat Pump with Remote Outdoor Unit-Air-Source) | RD17AZ24AJ3N | ASPEN |  | D(A,C,E)24D24+TDR | R802V0503A14UHN | 20400 | 17.7 | 8.1 | 22600 | 16900 | 74.78% | 2 | 0 | 9 |  |  |  |  | R-410A | 1.7 | Residential & Commercial | USHP
214392311 | Central HP <5.4 tons | RUUD | HRCU-A-CB (Split System: Heat Pump with Remote Outdoor Unit-Air-Source) | RD17AZ24AJ3N | ASPEN |  | D(A,C,E)24C34+TDR | R802V0503A14UHS | 21600 | 18 | 8.1 | 22600 | 16900 | 74.78% | 2 | 0 | 10 |  |  |  |  | R-410A | 1.8 | Residential & Commercial | USHP | Ducted CEE Tier 1
214392328 | Central HP <5.4 tons | RUUD | HRCU-A-CB (Split System: Heat Pump with Remote Outdoor Unit-Air-Source) | RD17AZ24AJ3N | ASPEN |  | D(A,C,E)24D24+TDR | R802V0504A17UHN | 20400 | 17.7 | 8.1 | 22600 | 16900 | 74.78% | 2 | 0 | 9 |  |  |  |  | R-410A | 1.7 | Residential & Commercial | USHP
214392344 | Central HP <5.4 tons | RUUD | HRCU-A-CB (Split System: Heat Pump with Remote Outdoor Unit-Air-Source) | RD17AZ24AJ3N | ASPEN |  | D(A,C,E)24D24+TDR | R802V0504A17UHS | 20400 | 17.7 | 8.1 | 22600 | 16900 | 74.78% | 2 | 0 | 9 |  |  |  |  | R-410A | 1.7 | Residential & Commercial | USHP
214392380 | Central HP <5.4 tons | RUUD | HRCU-A-CB (Split System: Heat Pump with Remote Outdoor Unit-Air-Source) | RD17AZ24AJ3N | ASPEN |  | D(A,C,E)30C24+TDR | R802V0754A17UHN | 20400 | 18.6 | 8.1 | 22600 | 16800 | 74.34% | 2.1 | 0 | 9 |  |  |  |  | R-410A | 1.7 | Residential & Commercial | USHP
214392429 | Central HP <5.4 tons | RUUD | HRCU-A-CB (Split System: Heat Pump with Remote Outdoor Unit-Air-Source) | RD17AZ24AJ3N | ASPEN |  | D(A,C,E)30D24+TDR | R802V1004A17UHS | 20800 | 18.8 | 8.1 | 22600 | 16800 | 74.34% | 2.1 | 0 | 9.7 |  |  |  |  | R-410A | 1.7333 | Residential & Commercial | USHP
214392525 | Central HP <5.4 tons | RUUD | HRCU-A-CB (Split System: Heat Pump with Remote Outdoor Unit-Air-Source) | RD17AZ24AJ3N | ASPEN |  | D(A,C,E)30D24+TDR | R951V0603A17M4S | 20800 | 17.8 | 8.1 | 22600 | 17000 | 75.22% | 2 | 0 | 9.7 |  |  |  |  | R-410A | 1.7333 | Residential & Commercial | USHP
214392541 | Central HP <5.4 tons | RUUD | HRCU-A-CB (Split System: Heat Pump with Remote Outdoor Unit-Air-Source) | RD17AZ24AJ3N | ASPEN |  | D(A,C,E)30D24+TDR | R951V0603A17UHU | 20600 | 17.8 | 8.1 | 22400 | 17000 | 75.89% | 2 | 0 | 9.7 |  |  |  |  | R-410A | 1.7167 | Residential & Commercial | USHP
214392584 | Central HP <5.4 tons | RUUD | HRCU-A-CB (Split System: Heat Pump with Remote Outdoor Unit-Air-Source) | RD17AZ24AJ3N | ASPEN |  | D(A,C,E)24D24+TDR | R962V0603A17M4S | 20400 | 17.7 | 8.1 | 22600 | 17000 | 75.22% | 2 | 0 | 9 |  |  |  |  | R-410A | 1.7 | Residential & Commercial | USHP
214392716 | Central HP <5.4 tons | RUUD | HRCU-A-CB (Split System: Heat Pump with Remote Outdoor Unit-Air-Source) | RD17AZ24AJ3N | ASPEN |  | D(A,C,E)30C24+TDR | U98MV0703A17UPS | 20400 | 18.6 | 8.1 | 22600 | 16900 | 74.78% | 2 | 0 | 9 |  |  |  |  | R-410A | 1.7 | Residential & Commercial | USHP
214392625 | Central HP <5.4 tons | RUUD | HRCU-A-CB (Split System: Heat Pump with Remote Outdoor Unit-Air-Source) | RD17AZ24AJ3N | ASPEN |  | D(A,C,E)36C24+TDR | U802VA050317M | 20800 | 18.8 | 8.1 | 22600 | 16900 | 74.78% | 2 | 0 | 9.7 |  |  |  |  | R-410A | 1.7333 | Residential & Commercial | USHP
216797065 | Central HP <5.4 tons | TRANE | HRCU-A-CB (Split System: Heat Pump with Remote Outdoor Unit-Air-Source) | 5TWV8X36A1 | ASPEN |  | D(A,C,E)36C3J+TDR | *UHMB080CCV3+LRP | 29600 | 18 | 8.5 | 32800 | 32800 | 100% | 2.68 | 0 | 9.8 |  |  |  |  | R-454B | 2.4667 | Residential & Commercial | USHP
215939713 | Central HP <5.4 tons | TEMPSTAR | HRCU-A-CB (Split System: Heat Pump with Remote Outdoor Unit-Air-Source) | T5H3V36*K*AAA* |  |  | EA*5X42M21A*+WALLCON | *97CTN1002122A* | 32800 | 20 | 9.5 | 34800 | 26600 | 76.44% | 2 | 0 | 11.5 |  |  |  |  | R-454B | 2.7333 | Residential & Commercial | USHP | Ducted CEE Tier 1
215939733 | Central HP <5.4 tons | TEMPSTAR | HRCU-A-CB (Split System: Heat Pump with Remote Outdoor Unit-Air-Source) | T5H3V36*K*AAA* |  |  | EA*5X48M21A*+WALLCON | *80CSU0401712B* | 33400 | 20.5 | 9.5 | 34400 | 26200 | 76.16% | 2.04 | 0 | 11.7 |  |  |  |  | R-454B | 2.7833 | Residential & Commercial | USHP | Ducted CEE Tier 1
215940033 | Central HP <5.4 tons | TEMPSTAR | HRCU-A-CB (Split System: Heat Pump with Remote Outdoor Unit-Air-Source) | T5H3V36*K*AAA* |  |  | ESH5X42M12A*+WALLCON | *80CSU0401712B* | 33600 | 19.5 | 9 | 34600 | 26600 | 76.88% | 1.92 | 0 | 11.7 |  |  |  |  | R-454B | 2.8 | Residential & Commercial | USHP | Ducted CEE Tier 1
211388859 | Central HP <5.4 tons | LUXAIRE | HRCU-A-CB (Split System: Heat Pump with Remote Outdoor Unit-Air-Source) | HMH72B341 |  |  | XAFC30CXXN1+TXV | TM9E080B12MP12 | 32800 | 17.5 | 8.1 | 33400 | 23400 | 70.06% | 2.02 | 0 | 9.5 |  |  |  |  | R-410A | 2.7333 | Residential & Commercial | USHP
213307183 | Central HP <5.4 tons | YORK | HRCU-A-CB (Split System: Heat Pump with Remote Outdoor Unit-Air-Source) | HMH72B341 | ASPEN |  | DM36A34+TDR | TM8V100C16MP12 | 31400 | 17.4 | 8.2 | 33800 | 27200 | 80.47% | 2.62 | 0 | 9.8 |  |  |  |  | R-410A | 2.6167 | Residential & Commercial | USHP
213307165 | Central HP <5.4 tons | YORK | HRCU-A-CB (Split System: Heat Pump with Remote Outdoor Unit-Air-Source) | HMH72B341 | ASPEN |  | AE(D,N,U)+DM36A34+TDR | 0 | 31400 | 18.3 | 8.4 | 33000 | 26200 | 79.39% | 2.65 | 0 | 10.3 |  |  |  |  | R-410A | 2.6167 | Residential & Commercial | USHP | Ducted CEE Tier 1
214392160 | Central HP <5.4 tons | RUUD | HRCU-A-CB (Split System: Heat Pump with Remote Outdoor Unit-Air-Source) | RD17AZ24AJ3N | ASPEN |  | D(A,C,E)36B24+TDR | R801V0504A17UHN | 20400 | 17.7 | 8.1 | 22600 | 16900 | 74.78% | 2 | 0 | 9 |  |  |  |  | R-410A | 1.7 | Residential & Commercial | USHP
214392210 | Central HP <5.4 tons | RUUD | HRCU-A-CB (Split System: Heat Pump with Remote Outdoor Unit-Air-Source) | RD17AZ24AJ3N | ASPEN |  | D(A,C,E)36D24+TDR | R801V0704A17UHU | 21000 | 17.9 | 8.1 | 22600 | 16900 | 74.78% | 2 | 0 | 9.8 |  |  |  |  | R-410A | 1.75 | Residential & Commercial | USHP
214392226 | Central HP <5.4 tons | RUUD | HRCU-A-CB (Split System: Heat Pump with Remote Outdoor Unit-Air-Source) | RD17AZ24AJ3N | ASPEN |  | D(A,C,E)36D24+TDR | R801V0754A17DZ | 21000 | 18.9 | 8.1 | 22600 | 16800 | 74.34% | 2.1 | 0 | 9.8 |  |  |  |  | R-410A | 1.75 | Residential & Commercial | USHP
214392544 | Central HP <5.4 tons | RUUD | HRCU-A-CB (Split System: Heat Pump with Remote Outdoor Unit-Air-Source) | RD17AZ24AJ3N | ASPEN |  | D(A,C,E)36B24+TDR | R951V0603A17UHU | 20200 | 17.7 | 8.1 | 22400 | 17000 | 75.89% | 2 | 0 | 9 |  |  |  |  | R-410A | 1.6833 | Residential & Commercial | USHP
214392562 | Central HP <5.4 tons | RUUD | HRCU-A-CB (Split System: Heat Pump with Remote Outdoor Unit-Air-Source) | RD17AZ24AJ3N | ASPEN |  | D(A,C,E)36D24+TDR | R951V0703A17M4S | 21000 | 17.9 | 8.1 | 22600 | 16900 | 74.78% | 2 | 0 | 9.8 |  |  |  |  | R-410A | 1.75 | Residential & Commercial | USHP
214392712 | Central HP <5.4 tons | RUUD | HRCU-A-CB (Split System: Heat Pump with Remote Outdoor Unit-Air-Source) | RD17AZ24AJ3N | ASPEN |  | D(A,C,E)24D24+TDR | U98MV0703A17UPS | 20400 | 18.6 | 8.1 | 22600 | 16900 | 74.78% | 2 | 0 | 9 |  |  |  |  | R-410A | 1.7 | Residential & Commercial | USHP
214392279 | Central HP <5.4 tons | RUUD | HRCU-A-CB (Split System: Heat Pump with Remote Outdoor Unit-Air-Source) | RD17AZ24AJ3N | ASPEN |  | D(A,C,E)24C34+TDR | R802V0503A14DZ | 21600 | 19 | 8.1 | 22600 | 16800 | 74.34% | 2 | 0 | 10 |  |  |  |  | R-410A | 1.8 | Residential & Commercial | USHP | Ducted CEE Tier 1
214392312 | Central HP <5.4 tons | RUUD | HRCU-A-CB (Split System: Heat Pump with Remote Outdoor Unit-Air-Source) | RD17AZ24AJ3N | ASPEN |  | D(A,C,E)24D24+TDR | R802V0503A14UHS | 20400 | 17.7 | 8.1 | 22600 | 16900 | 74.78% | 2 | 0 | 9 |  |  |  |  | R-410A | 1.7 | Residential & Commercial | USHP
215375095 | Central HP <5.4 tons | RUUD | HRCU-A-CB (Split System: Heat Pump with Remote Outdoor Unit-Air-Source) | RD17AZ24AJ3N | ASPEN |  | D(A,C,E)30B36+TDR | R921V0703A17M4S | 21600 | 17 | 8.1 | 22600 | 19000 | 84.07% | 2 | 0 | 10 |  |  |  |  | R-410A | 1.8 | Residential & Commercial | USHP | Ducted CEE Tier 1
207455060 | Central HP <5.4 tons | LENNOX | HRCU-A-CB (Split System: Heat Pump with Remote Outdoor Unit-Air-Source) | SL25XPV-036-230A** | ADP |  | L*35/36S9 | EL296UH110XV48C* | 33600 | 22 | 8.7 | 32800 | 26400 | 80.49% | 1.82 | 14 | 13 |  |  |  |  | R-410A | 2.8 | Residential & Commercial | USHP | Ducted CEE Tier 1
213307333 | Central HP <5.4 tons | YORK | HRCU-A-CB (Split System: Heat Pump with Remote Outdoor Unit-Air-Source) | HMH72B341 | ASPEN |  | AE(D,N,U)+DM36A36+TDR | 0 | 31400 | 18.3 | 8.4 | 33000 | 26200 | 79.39% | 2.65 | 0 | 10.3 |  |  |  |  | R-410A | 2.6167 | Residential & Commercial | USHP | Ducted CEE Tier 1
212479906 | Central HP <5.4 tons | CARRIER | HRCU-A-CB (Split System: Heat Pump with Remote Outdoor Unit-Air-Source) | 38MURAQ24AB3* | ADP |  | PL36H175P159 | 58SP*A045V17**16 | 23400 | 17 | 8.5 | 24000 | 23200 | 96.67% | 1.96 | 0 | 10 |  |  |  |  | R-410A | 1.95 | Residential & Commercial | USHP | Ducted CEE Tier 1
214392360 | Central HP <5.4 tons | RUUD | HRCU-A-CB (Split System: Heat Pump with Remote Outdoor Unit-Air-Source) | RD17AZ24AJ3N | ASPEN |  | D(A,C,E)24D24+TDR | R802V0754A17DZ | 20400 | 18.6 | 8.1 | 22600 | 16800 | 74.34% | 2.1 | 0 | 9 |  |  |  |  | R-410A | 1.7 | Residential & Commercial | USHP
214392363 | Central HP <5.4 tons | RUUD | HRCU-A-CB (Split System: Heat Pump with Remote Outdoor Unit-Air-Source) | RD17AZ24AJ3N | ASPEN |  | D(A,C,E)30B34+TDR | R802V0754A17DZ | 21600 | 19 | 8.1 | 22600 | 16800 | 74.34% | 2.1 | 0 | 10 |  |  |  |  | R-410A | 1.8 | Residential & Commercial | USHP | Ducted CEE Tier 1
214392411 | Central HP <5.4 tons | RUUD | HRCU-A-CB (Split System: Heat Pump with Remote Outdoor Unit-Air-Source) | RD17AZ24AJ3N | ASPEN |  | D(A,C,E)30B34+TDR | R802V1004A17UHN | 21600 | 19 | 8.1 | 22600 | 16800 | 74.34% | 2.1 | 0 | 10 |  |  |  |  | R-410A | 1.8 | Residential & Commercial | USHP | Ducted CEE Tier 1
214392412 | Central HP <5.4 tons | RUUD | HRCU-A-CB (Split System: Heat Pump with Remote Outdoor Unit-Air-Source) | RD17AZ24AJ3N | ASPEN |  | D(A,C,E)30C24+TDR | R802V1004A17UHN | 20400 | 18.6 | 8.1 | 22600 | 16800 | 74.34% | 2.1 | 0 | 9 |  |  |  |  | R-410A | 1.7 | Residential & Commercial | USHP
214392413 | Central HP <5.4 tons | RUUD | HRCU-A-CB (Split System: Heat Pump with Remote Outdoor Unit-Air-Source) | RD17AZ24AJ3N | ASPEN |  | D(A,C,E)30D24+TDR | R802V1004A17UHN | 20800 | 18.8 | 8.1 | 22600 | 16800 | 74.34% | 2.1 | 0 | 9.7 |  |  |  |  | R-410A | 1.7333 | Residential & Commercial | USHP
213821387 | Central HP <5.4 tons | TEMPSTAR | HRCU-A-CB (Split System: Heat Pump with Remote Outdoor Unit-Air-Source) | DLCURAH30ABK | ASPEN |  | D(A,C,E)42B34+TDR | *80MS(N,L)0902116A* | 29400 | 15.2 | 8.1 | 34000 | 23800 | 70% | 2.63 | 0 | 9 |  |  |  |  | R-410A | 2.45 | Residential & Commercial | USHP
213821470 | Central HP <5.4 tons | TEMPSTAR | HRCU-A-CB (Split System: Heat Pump with Remote Outdoor Unit-Air-Source) | DLCURAH30ABK | ASPEN |  | D(A,C,E)36C34+TDR | *92MSN0802120A* | 29000 | 15.4 | 8.5 | 33400 | 23800 | 71.26% | 2.79 | 0 | 8.8 |  |  |  |  | R-410A | 2.4167 | Residential & Commercial | USHP
213781018 | Central HP <5.4 tons | AIRQUEST | HRCU-A-CB (Split System: Heat Pump with Remote Outdoor Unit-Air-Source) | HVH837GKA2* |  |  | EA*4X42L21A*+WALLCON | *95CSU0601716B* | 31600 | 16.5 | 8.1 | 33000 | 24600 | 74.55% | 1.86 | 0 | 10.5 |  |  |  |  | R-410A | 2.6333 | Residential & Commercial | USHP | Ducted CEE Tier 1
213781288 | Central HP <5.4 tons | AIRQUEST | HRCU-A-CB (Split System: Heat Pump with Remote Outdoor Unit-Air-Source) | HVH837GKA2* |  |  | EA*4X48L21A*+WALLCON | *80CTL0701716B* | 32200 | 17 | 8.1 | 32600 | 25000 | 76.69% | 1.96 | 0 | 11 |  |  |  |  | R-410A | 2.6833 | Residential & Commercial | USHP | Ducted CEE Tier 1
213781488 | Central HP <5.4 tons | AIRQUEST | HRCU-A-CB (Split System: Heat Pump with Remote Outdoor Unit-Air-Source) | HVH837GKA2* |  |  | EA*4X60L24A*+WALLCON | *80CTL1352422B* | 32800 | 17.5 | 8.1 | 31800 | 24600 | 77.36% | 1.98 | 0 | 11.5 |  |  |  |  | R-410A | 2.7333 | Residential & Commercial | USHP | Ducted CEE Tier 1
213781538 | Central HP <5.4 tons | AIRQUEST | HRCU-A-CB (Split System: Heat Pump with Remote Outdoor Unit-Air-Source) | HVH837GKA2* |  |  | EA*4X61L21A*+WALLCON | *80CTL0451712B* | 33000 | 17 | 8.1 | 32400 | 25200 | 77.78% | 1.94 | 0 | 11 |  |  |  |  | R-410A | 2.75 | Residential & Commercial | USHP | Ducted CEE Tier 1
216797104 | Central HP <5.4 tons | TRANE | HRCU-A-CB (Split System: Heat Pump with Remote Outdoor Unit-Air-Source) | 5TWV8X36A1 | ASPEN |  | D(A,C,E)48C3J+TDR | S9V2B060D3VSB+LRP | 30200 | 18 | 8.5 | 33800 | 33800 | 100% | 2.76 | 0 | 9.8 |  |  |  |  | R-454B | 2.5167 | Residential & Commercial | USHP
216797106 | Central HP <5.4 tons | TRANE | HRCU-A-CB (Split System: Heat Pump with Remote Outdoor Unit-Air-Source) | 5TWV8X36A1 | ASPEN |  | D(A,C,E)48C3J+TDR | S9V2B060U3VSB+LRP | 30400 | 18 | 8.5 | 33000 | 33000 | 100% | 2.69 | 0 | 9.8 |  |  |  |  | R-454B | 2.5333 | Residential & Commercial | USHP
216797149 | Central HP <5.4 tons | TRANE | HRCU-A-CB (Split System: Heat Pump with Remote Outdoor Unit-Air-Source) | 5TWV8X48A1 | ASPEN |  | D(A,C,E)48C3J+TDR | S8V2C100M5PCB | 45000 | 18 | 8.5 | 46000 | 46000 | 100% | 2.83 | 0 | 9.8 |  |  |  |  | R-454B | 3.75 | Residential & Commercial | USHP
213781638 | Central HP <5.4 tons | AIRQUEST | HRCU-A-CB (Split System: Heat Pump with Remote Outdoor Unit-Air-Source) | HVH837GKA2* |  |  | EA*4X61L21A*+WALLCON | *96CTN0801714B* | 33000 | 17 | 8.1 | 32000 | 25000 | 78.12% | 1.96 | 0 | 11 |  |  |  |  | R-410A | 2.75 | Residential & Commercial | USHP | Ducted CEE Tier 1
215931547 | Central HP <5.4 tons | AIRQUEST | HRCU-A-CB (Split System: Heat Pump with Remote Outdoor Unit-Air-Source) | H5H3V60*K*AAA* |  |  | EA*5X60M24A*+WALLCON | *80CTL0902120B* | 56000 | 18.5 | 8.5 | 60500 | 45500 | 75.21% | 2.06 | 0 | 11.5 |  |  |  |  | R-454B | 4.6667 | Residential & Commercial | USHP | Ducted CEE Tier 1
214392427 | Central HP <5.4 tons | RUUD | HRCU-A-CB (Split System: Heat Pump with Remote Outdoor Unit-Air-Source) | RD17AZ24AJ3N | ASPEN |  | D(A,C,E)30B34+TDR | R802V1004A17UHS | 21600 | 19 | 8.1 | 22600 | 16800 | 74.34% | 2.1 | 0 | 10 |  |  |  |  | R-410A | 1.8 | Residential & Commercial | USHP | Ducted CEE Tier 1
214392445 | Central HP <5.4 tons | RUUD | HRCU-A-CB (Split System: Heat Pump with Remote Outdoor Unit-Air-Source) | RD17AZ24AJ3N | ASPEN |  | D(A,C,E)30D24+TDR | R921V0403A17M4S | 20800 | 17.8 | 8.1 | 22600 | 16900 | 74.78% | 2 | 0 | 9.7 |  |  |  |  | R-410A | 1.7333 | Residential & Commercial | USHP
214392480 | Central HP <5.4 tons | RUUD | HRCU-A-CB (Split System: Heat Pump with Remote Outdoor Unit-Air-Source) | RD17AZ24AJ3N | ASPEN |  | D(A,C,E)36B24+TDR | R921V0703A17M4S | 20400 | 17.7 | 8.1 | 22600 | 16900 | 74.78% | 2 | 0 | 9 |  |  |  |  | R-410A | 1.7 | Residential & Commercial | USHP
214392512 | Central HP <5.4 tons | RUUD | HRCU-A-CB (Split System: Heat Pump with Remote Outdoor Unit-Air-Source) | RD17AZ24AJ3N | ASPEN |  | D(A,C,E)36B24+TDR | R951V0403A17UHU | 20200 | 17.7 | 8.1 | 22400 | 17100 | 76.34% | 2 | 0 | 9 |  |  |  |  | R-410A | 1.6833 | Residential & Commercial | USHP
216764230 | Central HP <5.4 tons | TRANE | HRCU-A-CB (Split System: Heat Pump with Remote Outdoor Unit-Air-Source) | 5TWX7036A1 |  |  | 5PX*B004AS3 | S9V2B060U3VSB | 32200 | 17 | 8.7 | 32200 | 24000 | 74.53% | 2.1 | 0 | 11.7 |  |  |  |  | R-454B | 2.6833 | Residential & Commercial | USHP | Ducted CEE Tier 1
216755383 | Central HP <5.4 tons | AIRQUEST | HRCU-A-CB (Split System: Heat Pump with Remote Outdoor Unit-Air-Source) | D5CUHAH30AAK |  |  | EA*5X37M21A* | *80VSL1102122B* | 31000 | 15.2 | 9 | 34200 | 30200 | 88.3% | 1.8 | 0 | 9.5 |  |  |  |  | R-454B | 2.5833 | Residential & Commercial | USHP
216794380 | Central HP <5.4 tons | TRANE | HRCU-A-CB (Split System: Heat Pump with Remote Outdoor Unit-Air-Source) | 5TWV0X36A1 | ASPEN |  | D(A,C,E)48C3J+TDR | S8V2C080M5PDB | 32600 | 20 | 9.5 | 31800 | 31600 | 99.37% | 2.91 | 0 | 12 |  |  |  |  | R-454B | 2.7167 | Residential & Commercial | USHP | Ducted CEE Tier 1
216797112 | Central HP <5.4 tons | TRANE | HRCU-A-CB (Split System: Heat Pump with Remote Outdoor Unit-Air-Source) | 5TWV8X36A1 | ASPEN |  | D(A,C,E)48C3J+TDR | S9V2B080D4VSB+LRP | 30400 | 18 | 8.5 | 34000 | 34000 | 100% | 2.72 | 0 | 9.8 |  |  |  |  | R-454B | 2.5333 | Residential & Commercial | USHP
216797125 | Central HP <5.4 tons | TRANE | HRCU-A-CB (Split System: Heat Pump with Remote Outdoor Unit-Air-Source) | 5TWV8X36A1 | ASPEN |  | D(A,C,E)36C3J+TDR | S9V2C100U5PSC+LRP | 30000 | 18 | 8.5 | 32800 | 32800 | 100% | 2.82 | 0 | 9.8 |  |  |  |  | R-454B | 2.5 | Residential & Commercial | USHP
215375080 | Central HP <5.4 tons | RUUD | HRCU-A-CB (Split System: Heat Pump with Remote Outdoor Unit-Air-Source) | RD17AZ24AJ3N | ASPEN |  | D(A,C,E)30B36+TDR | R801V0754A17UHN | 21600 | 17 | 8.1 | 22600 | 18900 | 83.63% | 2.1 | 0 | 10 |  |  |  |  | R-410A | 1.8 | Residential & Commercial | USHP | Ducted CEE Tier 1
213160924 | Central HP <5.4 tons | DAY & NIGHT | HRCU-A-CB (Split System: Heat Pump with Remote Outdoor Unit-Air-Source) | DLCURAH18ABK | ADP |  | V,G36H***P449+AEFE3A* | 0 | 17800 | 17 | 9 | 17100 | 19400 | 113.5% | 2.4 | 0 | 11 |  |  |  |  | R-410A | 1.4833 | Residential & Commercial | USHP | Ducted CEE Tier 1
213821466 | Central HP <5.4 tons | TEMPSTAR | HRCU-A-CB (Split System: Heat Pump with Remote Outdoor Unit-Air-Source) | DLCURAH30ABK | ASPEN |  | D(A,C,E)30B34+TDR | *92MSN0802120A* | 28200 | 15.2 | 8.3 | 33200 | 24000 | 72.29% | 2.76 | 0 | 8.7 |  |  |  |  | R-410A | 2.35 | Residential & Commercial | USHP
216687211 | Central HP <5.4 tons | FUJITSU | HRCU-A-CB (Split System: Heat Pump with Remote Outdoor Unit-Air-Source) | FOP1948MJAYCA |  |  | FCCA4821SYEA | FF96TV508521M4 | 45500 | 19 | 10 | 45500 | 42000 | 92.31% | 2.1 | 0 | 11.7 |  |  |  |  | R-454B | 3.7917 | Residential & Commercial | USHP | Ducted CEE Tier 1
216687163 | Central HP <5.4 tons | FUJITSU | HRCU-A-CB (Split System: Heat Pump with Remote Outdoor Unit-Air-Source) | FOP1924MJAYCA |  |  | FCCA2421HYEA | FF95SV307017M4 | 22800 | 20 | 10 | 22800 | 18600 | 81.58% | 1.8 | 0 | 12 |  |  |  |  | R-454B | 1.9 | Residential & Commercial | USHP | Ducted CEE Tier 1
216764260 | Central HP <5.4 tons | TRANE | HRCU-A-CB (Split System: Heat Pump with Remote Outdoor Unit-Air-Source) | 5TWX7036A1 |  |  | 5PX*BD04AS3 | S8X1B060M4PSC | 32600 | 17.1 | 8.2 | 33400 | 24400 | 73.05% | 1.9 | 0 | 11.7 |  |  |  |  | R-454B | 2.7167 | Residential & Commercial | USHP | Ducted CEE Tier 1
216764277 | Central HP <5.4 tons | TRANE | HRCU-A-CB (Split System: Heat Pump with Remote Outdoor Unit-Air-Source) | 5TWX7036A1 |  |  | 5PX*BD06AS3 | S9V2B080D4VSB | 33000 | 17.1 | 8.7 | 33200 | 24400 | 73.49% | 2 | 0 | 12 |  |  |  |  | R-454B | 2.75 | Residential & Commercial | USHP | Ducted CEE Tier 1
214392528 | Central HP <5.4 tons | RUUD | HRCU-A-CB (Split System: Heat Pump with Remote Outdoor Unit-Air-Source) | RD17AZ24AJ3N | ASPEN |  | D(A,C,E)36B24+TDR | R951V0603A17M4S | 20400 | 17.7 | 8.1 | 22600 | 17000 | 75.22% | 2 | 0 | 9 |  |  |  |  | R-410A | 1.7 | Residential & Commercial | USHP
213738337 | Central HP <5.4 tons | DAY & NIGHT | HRCU-A-CB (Split System: Heat Pump with Remote Outdoor Unit-Air-Source) | DLCURAH30ABK | ADP |  | PL36H175P159 | *80MS(N,L)0701412A* | 29200 | 15.2 | 8.1 | 32400 | 26800 | 82.72% | 1.82 | 0 | 8.5 |  |  |  |  | R-410A | 2.4333 | Residential & Commercial | USHP
216764363 | Central HP <5.4 tons | TRANE | HRCU-A-CB (Split System: Heat Pump with Remote Outdoor Unit-Air-Source) | 5TWX7036A1 |  |  | 5TXCB006AS3 | L8V1A040U3VSB | 32800 | 17.1 | 8.7 | 32600 | 24200 | 74.23% | 2.1 | 0 | 11.7 |  |  |  |  | R-454B | 2.7333 | Residential & Commercial | USHP | Ducted CEE Tier 1
216794416 | Central HP <5.4 tons | TRANE | HRCU-A-CB (Split System: Heat Pump with Remote Outdoor Unit-Air-Source) | 5TWV0X36A1 | ASPEN |  | D(A,C,E)48C3J+TDR | S9V2B060U4VSB+LRP | 32200 | 19.2 | 9 | 32600 | 31000 | 95.09% | 2.77 | 0 | 12 |  |  |  |  | R-454B | 2.6833 | Residential & Commercial | USHP | Ducted CEE Tier 1
216794448 | Central HP <5.4 tons | TRANE | HRCU-A-CB (Split System: Heat Pump with Remote Outdoor Unit-Air-Source) | 5TWV0X36A1 | ASPEN |  | D(A,C,E)48C3J+TDR | S9V2C100U5VSB+LRP | 32200 | 20 | 9 | 32600 | 30800 | 94.48% | 2.77 | 0 | 12 |  |  |  |  | R-454B | 2.6833 | Residential & Commercial | USHP | Ducted CEE Tier 1
216794505 | Central HP <5.4 tons | TRANE | HRCU-A-CB (Split System: Heat Pump with Remote Outdoor Unit-Air-Source) | 5TWV0X48A1 | ASPEN |  | D(A,C,E)60B4J+TDR | S8V2C080M5PDB | 42000 | 20 | 9.5 | 47000 | 42500 | 90.43% | 2.77 | 0 | 11.7 |  |  |  |  | R-454B | 3.5 | Residential & Commercial | USHP | Ducted CEE Tier 1
216794532 | Central HP <5.4 tons | TRANE | HRCU-A-CB (Split System: Heat Pump with Remote Outdoor Unit-Air-Source) | 5TWV0X48A1 | ASPEN |  | D(A,C,E)60C3J+TDR | S9V2B060U4PSC+LRP | 41500 | 19.2 | 9 | 46500 | 42500 | 91.4% | 2.76 | 0 | 11.7 |  |  |  |  | R-454B | 3.4583 | Residential & Commercial | USHP | Ducted CEE Tier 1
212480217 | Central HP <5.4 tons | CARRIER | HRCU-A-CB (Split System: Heat Pump with Remote Outdoor Unit-Air-Source) | 38MURAQ30AB3* | ADP |  | PL36H210P299 | 58SU*A080E21**20 | 29800 | 15.2 | 8.1 | 32200 | 26800 | 83.23% | 1.78 | 0 | 9 |  |  |  |  | R-410A | 2.4833 | Residential & Commercial | USHP
211391026 | Central HP <5.4 tons | LUXAIRE | HRCU-A-CB (Split System: Heat Pump with Remote Outdoor Unit-Air-Source) | HMH72B341 |  |  | XAFB36DXXN1+TXV | TPLC060A12MP13 | 34000 | 17.5 | 8.1 | 34000 | 24200 | 71.18% | 2.06 | 0 | 9.5 |  |  |  |  | R-410A | 2.8333 | Residential & Commercial | USHP
211391160 | Central HP <5.4 tons | LUXAIRE | HRCU-A-CB (Split System: Heat Pump with Remote Outdoor Unit-Air-Source) | HMH72B341 |  |  | XAFB30CXXN1+TXV | TPLC060A12MP13 | 32800 | 17.5 | 8.1 | 33400 | 23400 | 70.06% | 2.02 | 0 | 9.5 |  |  |  |  | R-410A | 2.7333 | Residential & Commercial | USHP
211391428 | Central HP <5.4 tons | LUXAIRE | HRCU-A-CB (Split System: Heat Pump with Remote Outdoor Unit-Air-Source) | HMH72B341 |  |  | XAHC36DBCN1 | TM8E100C16MP11 | 33600 | 17.5 | 8.1 | 33000 | 23200 | 70.3% | 2.04 | 0 | 10 |  |  |  |  | R-410A | 2.8 | Residential & Commercial | USHP | Ducted CEE Tier 1
211391548 | Central HP <5.4 tons | LUXAIRE | HRCU-A-CB (Split System: Heat Pump with Remote Outdoor Unit-Air-Source) | HMH72B341 |  |  | XAFC30CXXN1+TXV | TM8E100C16MP11 | 33000 | 18 | 8.5 | 33000 | 23200 | 70.3% | 2.04 | 0 | 10 |  |  |  |  | R-410A | 2.75 | Residential & Commercial | USHP | Ducted CEE Tier 1
211391762 | Central HP <5.4 tons | LUXAIRE | HRCU-A-CB (Split System: Heat Pump with Remote Outdoor Unit-Air-Source) | HMH72B341 |  |  | XAFC36DBCN1 | TM8E100B12MP11 | 34000 | 18 | 8.1 | 33800 | 23800 | 70.41% | 2.06 | 0 | 10 |  |  |  |  | R-410A | 2.8333 | Residential & Commercial | USHP | Ducted CEE Tier 1
213885800 | Central HP <5.4 tons | HEIL | HRCU-A-CB (Split System: Heat Pump with Remote Outdoor Unit-Air-Source) | HVH825GKA2* | ASPEN |  | AE(D,N,U)+CM36A34+TDR | 0 | 21800 | 17.1 | 8.1 | 20400 | 24800 | 121.6% | 2.72 | 0 | 11.2 |  |  |  |  | R-410A | 1.8167 | Residential & Commercial | USHP | Ducted CEE Tier 1
216797127 | Central HP <5.4 tons | TRANE | HRCU-A-CB (Split System: Heat Pump with Remote Outdoor Unit-Air-Source) | 5TWV8X48A1 | ASPEN |  | D(A,C,E)48C3J+TDR | *DHMC100CCV4+LRP | 45000 | 17.5 | 8.1 | 45500 | 45500 | 100% | 2.58 | 0 | 10 |  |  |  |  | R-454B | 3.75 | Residential & Commercial | USHP | Ducted CEE Tier 1
214092080 | Central HP <5.4 tons | YORK | HRCU-A-CB (Split System: Heat Pump with Remote Outdoor Unit-Air-Source) | HMH72B341 | ASPEN |  | D(A,C,E)36A34+TDR | TMLE080B12MP11 | 31600 | 17.9 | 8.1 | 34000 | 28000 | 82.35% | 2.62 | 0 | 9.3 |  |  |  |  | R-410A | 2.6333 | Residential & Commercial | USHP
214092731 | Central HP <5.4 tons | YORK | HRCU-A-CB (Split System: Heat Pump with Remote Outdoor Unit-Air-Source) | HMH72B341 | ASPEN |  | D(A,C,E)48B36+TDR | TM8Y060A12MP11 | 32800 | 18 | 8.1 | 33400 | 27400 | 82.04% | 2.63 | 0 | 10 |  |  |  |  | R-410A | 2.7333 | Residential & Commercial | USHP | Ducted CEE Tier 1
214328313 | Central HP <5.4 tons | NAPOLEON | HRCU-A-CB (Split System: Heat Pump with Remote Outdoor Unit-Air-Source) | WSEHV2436RA1-N | ADP |  | H,A,DG33936 | WPV060T3AA | 22000 | 17 | 8.5 | 23400 | 17100 | 73.08% | 1.8 | 0 | 10 |  |  |  |  | R-410A | 1.8333 | Residential & Commercial | USHP | Ducted CEE Tier 1
216797128 | Central HP <5.4 tons | TRANE | HRCU-A-CB (Split System: Heat Pump with Remote Outdoor Unit-Air-Source) | 5TWV8X48A1 | ASPEN |  | D(A,C,E)60B3J+TDR | *DHMC100CCV4+LRP | 45000 | 18 | 8.1 | 45000 | 45000 | 100% | 2.54 | 0 | 10 |  |  |  |  | R-454B | 3.75 | Residential & Commercial | USHP | Ducted CEE Tier 1
216797143 | Central HP <5.4 tons | TRANE | HRCU-A-CB (Split System: Heat Pump with Remote Outdoor Unit-Air-Source) | 5TWV8X48A1 | ASPEN |  | D(A,C,E)48C3J+TDR | S8V2B080M4PDB | 45000 | 18 | 8.5 | 46000 | 46000 | 100% | 2.7 | 0 | 9.8 |  |  |  |  | R-454B | 3.75 | Residential & Commercial | USHP
211391847 | Central HP <5.4 tons | LUXAIRE | HRCU-A-CB (Split System: Heat Pump with Remote Outdoor Unit-Air-Source) | HMH72B341 |  |  | XAFB36DBCN1 | TM8E100B12MP11 | 34000 | 18 | 8.1 | 33800 | 23800 | 70.41% | 2.06 | 0 | 10 |  |  |  |  | R-410A | 2.8333 | Residential & Commercial | USHP | Ducted CEE Tier 1
211392165 | Central HP <5.4 tons | LUXAIRE | HRCU-A-CB (Split System: Heat Pump with Remote Outdoor Unit-Air-Source) | HMH72B341 |  |  | XAHC36DBCN1 | TM8E080B12MP11 | 33400 | 17.5 | 8.1 | 33200 | 23400 | 70.48% | 2.02 | 0 | 9.5 |  |  |  |  | R-410A | 2.7833 | Residential & Commercial | USHP
216766845 | Central HP <5.4 tons | TRANE | HRCU-A-CB (Split System: Heat Pump with Remote Outdoor Unit-Air-Source) | 5TWX7024A1 |  |  | 5TXCA001AS3 | S8V2A040M3PDB | 21600 | 15.2 | 10 | 21200 | 16100 | 75.94% | 1.89 | 0 | 11.2 |  |  |  |  | R-454B | 1.8 | Residential & Commercial | USHP | Ducted CEE Tier 1
213612032 | Central HP <5.4 tons | RUUD | HRCU-A-CB (Split System: Heat Pump with Remote Outdoor Unit-Air-Source) | RP15AZ24AJ2N | ASPEN |  | D(A,C,E)24A34+TDR | R962V0403A17M4S | 22000 | 15.4 | 8.1 | 22800 | 16400 | 71.93% | 2.83 | 0 | 11.8 |  |  |  |  | R-410A | 1.8333 | Residential & Commercial | USHP | Ducted CEE Tier 1
211392367 | Central HP <5.4 tons | LUXAIRE | HRCU-A-CB (Split System: Heat Pump with Remote Outdoor Unit-Air-Source) | HMH72B341 |  |  | XAFC30CXXN1+TXV | TMLE080B12MP11 | 32800 | 17.5 | 8.1 | 34000 | 23800 | 70% | 2.02 | 0 | 9.5 |  |  |  |  | R-410A | 2.7333 | Residential & Commercial | USHP
211392533 | Central HP <5.4 tons | LUXAIRE | HRCU-A-CB (Split System: Heat Pump with Remote Outdoor Unit-Air-Source) | HMH72B341 |  |  | XAHB36DXXN1+TXV | TMLE060A12MP11 | 33200 | 17 | 8.1 | 33200 | 23400 | 70.48% | 2 | 0 | 9.5 |  |  |  |  | R-410A | 2.7667 | Residential & Commercial | USHP
211390120 | Central HP <5.4 tons | LUXAIRE | HRCU-A-CB (Split System: Heat Pump with Remote Outdoor Unit-Air-Source) | HMH72B341 |  |  | XAHC30CXXN1+TXV | TPLC080C16MP13 | 32400 | 17 | 8.1 | 32400 | 22800 | 70.37% | 2 | 0 | 9.5 |  |  |  |  | R-410A | 2.7 | Residential & Commercial | USHP
211390172 | Central HP <5.4 tons | LUXAIRE | HRCU-A-CB (Split System: Heat Pump with Remote Outdoor Unit-Air-Source) | HMH72B341 |  |  | XAFC36DXXN1+TXV | TM8V080C16MP12 | 34000 | 17.5 | 8.5 | 33800 | 23800 | 70.41% | 2.08 | 0 | 10 |  |  |  |  | R-410A | 2.8333 | Residential & Commercial | USHP | Ducted CEE Tier 1
211390981 | Central HP <5.4 tons | LUXAIRE | HRCU-A-CB (Split System: Heat Pump with Remote Outdoor Unit-Air-Source) | HMH72B341 |  |  | XAHB30CXXN1+TXV | TPLC060A12MP13 | 32000 | 17 | 8.1 | 32800 | 23000 | 70.12% | 1.98 | 0 | 9.5 |  |  |  |  | R-410A | 2.6667 | Residential & Commercial | USHP
214091949 | Central HP <5.4 tons | YORK | HRCU-A-CB (Split System: Heat Pump with Remote Outdoor Unit-Air-Source) | HMH72B341 | ASPEN |  | D(A,C,E)36A34+TDR | TL9E060B12UH11 | 31400 | 17.9 | 8.1 | 34000 | 27800 | 81.76% | 2.58 | 0 | 9.3 |  |  |  |  | R-410A | 2.6167 | Residential & Commercial | USHP
214091951 | Central HP <5.4 tons | YORK | HRCU-A-CB (Split System: Heat Pump with Remote Outdoor Unit-Air-Source) | HMH72B341 | ASPEN |  | D(A,C,E)48B34+TDR | TL9E060B12UH11 | 32600 | 18 | 8.1 | 34000 | 27800 | 81.76% | 2.6 | 0 | 9.5 |  |  |  |  | R-410A | 2.7167 | Residential & Commercial | USHP
215375330 | Central HP <5.4 tons | RUUD | HRCU-A-CB (Split System: Heat Pump with Remote Outdoor Unit-Air-Source) | RD17AZ48AJ3N | ASPEN |  | D(A,C,E)48B44+TDR | R962V0705A21M4S | 44000 | 15.2 | 8.1 | 45500 | 32600 | 71.65% | 2.3 | 0 | 10 |  |  |  |  | R-410A | 3.6667 | Residential & Commercial | USHP | Ducted CEE Tier 1
214328312 | Central HP <5.4 tons | NAPOLEON | HRCU-A-CB (Split System: Heat Pump with Remote Outdoor Unit-Air-Source) | WSEHV2436RA1-N | ADP |  | H,A,DG34936 | WPV050T3AA | 22000 | 17 | 8.5 | 23400 | 17100 | 73.08% | 1.8 | 0 | 10 |  |  |  |  | R-410A | 1.8333 | Residential & Commercial | USHP | Ducted CEE Tier 1
211178360 | Central HP <5.4 tons | Liberty Heating & Air Conditioning | HRCU-A-CB (Split System: Heat Pump with Remote Outdoor Unit-Air-Source) | ASZS601810A* |  |  | CA*EA1818*4A* | G*VS800805CUA* | 16600 | 17.5 | 8.5 | 17400 | 13000 | 74.71% | 2.1 | 0 | 10.9 |  |  |  |  | R-410A | 1.3833 | Residential & Commercial | USHP | Ducted CEE Tier 1
211178361 | Central HP <5.4 tons | Liberty Heating & Air Conditioning | HRCU-A-CB (Split System: Heat Pump with Remote Outdoor Unit-Air-Source) | ASZS601810A* |  |  | CA*EA1818*4A* | G*VC800804C*A* | 16600 | 17.5 | 8.5 | 17400 | 13000 | 74.71% | 2.1 | 0 | 10.9 |  |  |  |  | R-410A | 1.3833 | Residential & Commercial | USHP | Ducted CEE Tier 1
216797081 | Central HP <5.4 tons | TRANE | HRCU-A-CB (Split System: Heat Pump with Remote Outdoor Unit-Air-Source) | 5TWV8X36A1 | ASPEN |  | D(A,C,E)36C3J+TDR | S8V2B060M4PDB | 29800 | 18 | 8.5 | 32800 | 32800 | 100% | 2.63 | 0 | 9.8 |  |  |  |  | R-454B | 2.4833 | Residential & Commercial | USHP
214328324 | Central HP <5.4 tons | NAPOLEON | HRCU-A-CB (Split System: Heat Pump with Remote Outdoor Unit-Air-Source) | WSEHV4860RA1-N | ADP |  | H,A,DG49960 | WPV080T4BA | 46000 | 17 | 8.5 | 48000 | 34600 | 72.08% | 1.8 | 0 | 10 |  |  |  |  | R-410A | 3.8333 | Residential & Commercial | USHP | Ducted CEE Tier 1
216794248 | Central HP <5.4 tons | TRANE | HRCU-A-CB (Split System: Heat Pump with Remote Outdoor Unit-Air-Source) | 5TWV0X24A1 | ASPEN |  | D(A,C,E)36C3J+TDR | L8V1B080U4VSB+LRP | 19800 | 21 | 10 | 22400 | 21800 | 97.32% | 2.94 | 0 | 11.7 |  |  |  |  | R-454B | 1.65 | Residential & Commercial | USHP | Ducted CEE Tier 1
216794589 | Central HP <5.4 tons | TRANE | HRCU-A-CB (Split System: Heat Pump with Remote Outdoor Unit-Air-Source) | 5TWV0X48A1 | ASPEN |  | D(A,C,E)60B4J+TDR | S9V2D120D5VSB+LRP | 40500 | 20 | 9.5 | 46000 | 41500 | 90.22% | 2.69 | 0 | 11.7 |  |  |  |  | R-454B | 3.375 | Residential & Commercial | USHP | Ducted CEE Tier 1
216794600 | Central HP <5.4 tons | TRANE | HRCU-A-CB (Split System: Heat Pump with Remote Outdoor Unit-Air-Source) | 5TWV0X48A1 | ASPEN |  | D(A,C,E)60C3J+TDR | S9V2D120U5PSC+LRP | 41500 | 20.2 | 9 | 45500 | 41500 | 91.21% | 2.75 | 0 | 11.7 |  |  |  |  | R-454B | 3.4583 | Residential & Commercial | USHP | Ducted CEE Tier 1
216797130 | Central HP <5.4 tons | TRANE | HRCU-A-CB (Split System: Heat Pump with Remote Outdoor Unit-Air-Source) | 5TWV8X48A1 | ASPEN |  | D(A,C,E)60B3J+TDR | *UHMC100CCV4+LRP | 45000 | 18 | 8.5 | 45500 | 45500 | 100% | 2.78 | 0 | 10 |  |  |  |  | R-454B | 3.75 | Residential & Commercial | USHP | Ducted CEE Tier 1
216797157 | Central HP <5.4 tons | TRANE | HRCU-A-CB (Split System: Heat Pump with Remote Outdoor Unit-Air-Source) | 5TWV8X48A1 | ASPEN |  | D(A,C,E)48C3J+TDR | S9V2B060U4PSC+LRP | 45000 | 18 | 8.5 | 46000 | 46000 | 100% | 2.7 | 0 | 9.8 |  |  |  |  | R-454B | 3.75 | Residential & Commercial | USHP
213612052 | Central HP <5.4 tons | RUUD | HRCU-A-CB (Split System: Heat Pump with Remote Outdoor Unit-Air-Source) | RP15AZ36AJ2N | ASPEN |  | D(A,C,E)36A34+TDR | R802V0503A14UH | 32800 | 15.4 | 8.1 | 33800 | 26800 | 79.29% | 2.8 | 0 | 10 |  |  |  |  | R-410A | 2.7333 | Residential & Commercial | USHP | Ducted CEE Tier 1
213885801 | Central HP <5.4 tons | HEIL | HRCU-A-CB (Split System: Heat Pump with Remote Outdoor Unit-Air-Source) | HVH825GKA2* | ASPEN |  | AE(D,N,U)+CM36B34+TDR | 0 | 22200 | 17.3 | 8.4 | 20600 | 25000 | 121.4% | 2.8 | 0 | 11.4 |  |  |  |  | R-410A | 1.85 | Residential & Commercial | USHP | Ducted CEE Tier 1
214092712 | Central HP <5.4 tons | YORK | HRCU-A-CB (Split System: Heat Pump with Remote Outdoor Unit-Air-Source) | HMH72B341 | ASPEN |  | D(A,C,E)42A46+TDR | TM8E100B12MP11 | 32600 | 18 | 8.1 | 33800 | 27400 | 81.07% | 2.63 | 0 | 10 |  |  |  |  | R-410A | 2.7167 | Residential & Commercial | USHP | Ducted CEE Tier 1
215941653 | Central HP <5.4 tons | TEMPSTAR | HRCU-A-CB (Split System: Heat Pump with Remote Outdoor Unit-Air-Source) | T5H3V48*K*AAA* |  |  | EVD5X49M24A*+WALLCON | *97CTN1002122A* | 45500 | 20.5 | 8.1 | 52500 | 38000 | 72.38% | 1.9 | 0 | 11.5 |  |  |  |  | R-454B | 3.7917 | Residential & Commercial | USHP | Ducted CEE Tier 1
214328319 | Central HP <5.4 tons | NAPOLEON | HRCU-A-CB (Split System: Heat Pump with Remote Outdoor Unit-Air-Source) | WSEHV2436RA1-N | ADP |  | H,A,DG33936 | WUV060T3AA | 22000 | 17 | 8.5 | 23400 | 17100 | 73.08% | 1.8 | 0 | 10 |  |  |  |  | R-410A | 1.8333 | Residential & Commercial | USHP | Ducted CEE Tier 1
216764379 | Central HP <5.4 tons | TRANE | HRCU-A-CB (Split System: Heat Pump with Remote Outdoor Unit-Air-Source) | 5TWX7036A1 |  |  | 5TXCB006AS3 | S9V2B040D3PSC | 31400 | 16 | 8.7 | 31400 | 23600 | 75.16% | 2.1 | 0 | 11.5 |  |  |  |  | R-454B | 2.6167 | Residential & Commercial | USHP | Ducted CEE Tier 1
214331210 | Central HP <5.4 tons | NAPOLEON | HRCU-A-CB (Split System: Heat Pump with Remote Outdoor Unit-Air-Source) | WSEHV2436RA1-N | ADP |  | *G34936 | WPV070T3AA | 37000 | 16 | 8.25 | 34800 | 32400 | 93.1% | 1.76 | 0 | 9.5 |  |  |  |  | R-410A | 3.0833 | Residential & Commercial | USHP
216733946 | Central HP <5.4 tons | AIRQUEST | HRCU-A-CB (Split System: Heat Pump with Remote Outdoor Unit-Air-Source) | D5CUHAH24AAK |  |  | EA*5X30M17A* | *80CTL0451712B* | 22200 | 16 | 8.1 | 20800 | 18800 | 90.38% | 1.85 | 0 | 10.5 |  |  |  |  | R-454B | 1.85 | Residential & Commercial | USHP | Ducted CEE Tier 1
216734229 | Central HP <5.4 tons | AIRQUEST | HRCU-A-CB (Split System: Heat Pump with Remote Outdoor Unit-Air-Source) | D5CUHAH24AAK |  |  | EA*5X30M17A* | *96CTN0801714B* | 22200 | 16 | 8.1 | 20800 | 18800 | 90.38% | 1.85 | 0 | 10.5 |  |  |  |  | R-454B | 1.85 | Residential & Commercial | USHP | Ducted CEE Tier 1
215936927 | Central HP <5.4 tons | AIRQUEST | HRCU-A-CB (Split System: Heat Pump with Remote Outdoor Unit-Air-Source) | H5H3V36*K*AAA* |  |  | EVD5X61M24A*+WALLCON | *80CTL0902120B* | 36000 | 22.5 | 8.5 | 37600 | 28200 | 75% | 2.06 | 0 | 12.5 |  |  |  |  | R-454B | 3 | Residential & Commercial | USHP | Ducted CEE Tier 1
215931997 | Central HP <5.4 tons | AIRQUEST | HRCU-A-CB (Split System: Heat Pump with Remote Outdoor Unit-Air-Source) | H5H3V36*K*AAA* |  |  | EA*5X30M14A*+WALLCON | *96CTN0401410B* | 30800 | 17 | 9 | 34400 | 26600 | 77.33% | 1.9 | 0 | 10 |  |  |  |  | R-454B | 2.5667 | Residential & Commercial | USHP | Ducted CEE Tier 1
214392647 | Central HP <5.4 tons | RUUD | HRCU-A-CB (Split System: Heat Pump with Remote Outdoor Unit-Air-Source) | RD17AZ24AJ3N | ASPEN |  | D(A,C,E)24C34+TDR | U802VA075317Z | 21600 | 19 | 8.1 | 22600 | 16800 | 74.34% | 2.1 | 0 | 10 |  |  |  |  | R-410A | 1.8 | Residential & Commercial | USHP | Ducted CEE Tier 1
214392594 | Central HP <5.4 tons | RUUD | HRCU-A-CB (Split System: Heat Pump with Remote Outdoor Unit-Air-Source) | RD17AZ24AJ3N | ASPEN |  | D(A,C,E)36D24+TDR | R962V0603A17M4S | 21000 | 17.9 | 8.1 | 22600 | 17000 | 75.22% | 2 | 0 | 9.8 |  |  |  |  | R-410A | 1.75 | Residential & Commercial | USHP
214392680 | Central HP <5.4 tons | RUUD | HRCU-A-CB (Split System: Heat Pump with Remote Outdoor Unit-Air-Source) | RD17AZ24AJ3N | ASPEN |  | D(A,C,E)24D24+TDR | U97MV0703A17DHS | 20400 | 18.6 | 8.1 | 22600 | 16900 | 74.78% | 2 | 0 | 9 |  |  |  |  | R-410A | 1.7 | Residential & Commercial | USHP
214391628 | Central HP <5.4 tons | RUUD | HRCU-A-CB (Split System: Heat Pump with Remote Outdoor Unit-Air-Source) | RP15AZ18AJ2N | ASPEN |  | CP31A34+TDR | R951V0603A17UHU | 16700 | 15.5 | 8.3 | 17200 | 12500 | 72.67% | 2.75 | 0 | 11.8 |  |  |  |  | R-410A | 1.3917 | Residential & Commercial | USHP | Ducted CEE Tier 1
214328321 | Central HP <5.4 tons | NAPOLEON | HRCU-A-CB (Split System: Heat Pump with Remote Outdoor Unit-Air-Source) | WSEHV2436RA1-N | ADP |  | H,A,DG33936 | WUV070T3AA | 22000 | 17 | 8.5 | 23400 | 17100 | 73.08% | 1.8 | 0 | 10 |  |  |  |  | R-410A | 1.8333 | Residential & Commercial | USHP | Ducted CEE Tier 1
214092078 | Central HP <5.4 tons | YORK | HRCU-A-CB (Split System: Heat Pump with Remote Outdoor Unit-Air-Source) | HMH72B341 | ASPEN |  | D(A,C,E)42A44+TDR | TMLE060A12MP11 | 32600 | 18 | 8.1 | 33800 | 27400 | 81.07% | 2.63 | 0 | 10 |  |  |  |  | R-410A | 2.7167 | Residential & Commercial | USHP | Ducted CEE Tier 1
214091974 | Central HP <5.4 tons | YORK | HRCU-A-CB (Split System: Heat Pump with Remote Outdoor Unit-Air-Source) | HMH72B341 | ASPEN |  | D(A,C,E)42A44+TDR | TM8E100C16MP11 | 33000 | 18 | 8.3 | 32800 | 29000 | 88.41% | 2.71 | 0 | 10 |  |  |  |  | R-410A | 2.75 | Residential & Commercial | USHP | Ducted CEE Tier 1
214092026 | Central HP <5.4 tons | YORK | HRCU-A-CB (Split System: Heat Pump with Remote Outdoor Unit-Air-Source) | HMH72B341 | ASPEN |  | D(A,C,E)36A34+TDR | TM9E080C16MP12 | 33000 | 18 | 8.1 | 33000 | 29000 | 87.88% | 2.66 | 0 | 10 |  |  |  |  | R-410A | 2.75 | Residential & Commercial | USHP | Ducted CEE Tier 1
214092083 | Central HP <5.4 tons | YORK | HRCU-A-CB (Split System: Heat Pump with Remote Outdoor Unit-Air-Source) | HMH72B341 | ASPEN |  | D(A,C,E)36A34+TDR | TMLE080C16MP11 | 33000 | 18 | 8.1 | 33000 | 28600 | 86.67% | 2.65 | 0 | 10 |  |  |  |  | R-410A | 2.75 | Residential & Commercial | USHP | Ducted CEE Tier 1
214092103 | Central HP <5.4 tons | YORK | HRCU-A-CB (Split System: Heat Pump with Remote Outdoor Unit-Air-Source) | HMH72B341 | ASPEN |  | D(A,C,E)48B34+TDR | TMLV120C20MP12 | 32000 | 16.5 | 8.5 | 32400 | 27800 | 85.8% | 2.69 | 0 | 8.9 |  |  |  |  | R-410A | 2.6667 | Residential & Commercial | USHP
214092108 | Central HP <5.4 tons | YORK | HRCU-A-CB (Split System: Heat Pump with Remote Outdoor Unit-Air-Source) | HMH72B341 | ASPEN |  | D(A,C,E)42A44+TDR | TP9C080B12MP13 | 32800 | 17 | 8.1 | 33600 | 29600 | 88.1% | 2.69 | 0 | 9.5 |  |  |  |  | R-410A | 2.7333 | Residential & Commercial | USHP
214092135 | Central HP <5.4 tons | YORK | HRCU-A-CB (Split System: Heat Pump with Remote Outdoor Unit-Air-Source) | HMH72B341 | ASPEN |  | D(A,C,E)42A44+TDR | TPLC100C20MP13 | 31800 | 16.5 | 8.5 | 32400 | 27800 | 85.8% | 2.69 | 0 | 8.9 |  |  |  |  | R-410A | 2.65 | Residential & Commercial | USHP
216794378 | Central HP <5.4 tons | TRANE | HRCU-A-CB (Split System: Heat Pump with Remote Outdoor Unit-Air-Source) | 5TWV0X36A1 | ASPEN |  | D(A,C,E)48C3J+TDR | S8V2C080M5PCB | 32600 | 20 | 9.5 | 31800 | 31600 | 99.37% | 2.91 | 0 | 12 |  |  |  |  | R-454B | 2.7167 | Residential & Commercial | USHP | Ducted CEE Tier 1
216794259 | Central HP <5.4 tons | TRANE | HRCU-A-CB (Split System: Heat Pump with Remote Outdoor Unit-Air-Source) | 5TWV0X24A1 | ASPEN |  | D(A,C,E)30A4J+TDR | S8V2B060M4PCB | 19500 | 21 | 10 | 22000 | 21800 | 99.09% | 2.93 | 0 | 11.2 |  |  |  |  | R-454B | 1.625 | Residential & Commercial | USHP | Ducted CEE Tier 1
216794296 | Central HP <5.4 tons | TRANE | HRCU-A-CB (Split System: Heat Pump with Remote Outdoor Unit-Air-Source) | 5TWV0X24A1 | ASPEN |  | D(A,C,E)30A4J+TDR | S9V2B040U3VSB+LRP | 18800 | 19.6 | 9 | 22200 | 21000 | 94.59% | 2.56 | 0 | 11 |  |  |  |  | R-454B | 1.5667 | Residential & Commercial | USHP | Ducted CEE Tier 1
216687172 | Central HP <5.4 tons | FUJITSU | HRCU-A-CB (Split System: Heat Pump with Remote Outdoor Unit-Air-Source) | FOP1924MJAYCA |  |  | FCCA2421HYEA | FF98MV510021UP | 22800 | 21 | 10 | 22800 | 18500 | 81.14% | 1.8 | 0 | 13 |  |  |  |  | R-454B | 1.9 | Residential & Commercial | USHP | Ducted CEE Tier 1
216687222 | Central HP <5.4 tons | FUJITSU | HRCU-A-CB (Split System: Heat Pump with Remote Outdoor Unit-Air-Source) | FOP1960MJAYCA |  |  | FCCA6021SYEA | FF80TV510021UH | 54000 | 17 | 10 | 54000 | 48500 | 89.81% | 2 | 0 | 10 |  |  |  |  | R-454B | 4.5 | Residential & Commercial | USHP | Ducted CEE Tier 1
211259764 | Central HP <5.4 tons | AIRQUEST | HRCU-A-CB (Split System: Heat Pump with Remote Outdoor Unit-Air-Source) | DLCURAH18ABK |  |  | EA*4X19L17A* | *96VTN0401712A* | 18200 | 15.5 | 8.5 | 18300 | 17600 | 96.17% | 2.12 | 0 | 10.5 |  |  |  |  | R-410A | 1.5167 | Residential & Commercial | USHP | Ducted CEE Tier 1
211259998 | Central HP <5.4 tons | AIRQUEST | HRCU-A-CB (Split System: Heat Pump with Remote Outdoor Unit-Air-Source) | DLCURAH18ABK |  |  | EA*4X19L17A* | *80ES(N,L)0701412A* | 18100 | 16.5 | 8.5 | 18000 | 17700 | 98.33% | 2.14 | 0 | 11 |  |  |  |  | R-410A | 1.5083 | Residential & Commercial | USHP | Ducted CEE Tier 1
213612042 | Central HP <5.4 tons | RUUD | HRCU-A-CB (Split System: Heat Pump with Remote Outdoor Unit-Air-Source) | RP15AZ30AJ2N | ASPEN |  | D(A,C,E)36A34+TDR | R802V0754A17UH | 27400 | 15.4 | 8.1 | 28400 | 20800 | 73.24% | 2.62 | 0 | 11.7 |  |  |  |  | R-410A | 2.2833 | Residential & Commercial | USHP | Ducted CEE Tier 1
211260014 | Central HP <5.4 tons | AIRQUEST | HRCU-A-CB (Split System: Heat Pump with Remote Outdoor Unit-Air-Source) | DLCURAH18ABK |  |  | EA*4X19L17A* | *80ESU0601716A | 19100 | 16.5 | 9 | 19000 | 17400 | 91.58% | 2.14 | 0 | 11 |  |  |  |  | R-410A | 1.5917 | Residential & Commercial | USHP | Ducted CEE Tier 1
211260057 | Central HP <5.4 tons | AIRQUEST | HRCU-A-CB (Split System: Heat Pump with Remote Outdoor Unit-Air-Source) | DLCURAH18ABK |  |  | EA*4X19L17A* | OMV112K14A | 18600 | 15.5 | 8.5 | 18700 | 17500 | 93.58% | 2.12 | 0 | 10.5 |  |  |  |  | R-410A | 1.55 | Residential & Commercial | USHP | Ducted CEE Tier 1
216453750 | Central HP <5.4 tons | RUUD | HRCU-A-CB (Split System: Heat Pump with Remote Outdoor Unit-Air-Source) | RD17AZ36AJ3N | ASPEN |  | D(A,C,E)37A44+TDR | R962V0403A17M4 | 33400 | 17 | 8.5 | 34200 | 24400 | 71.35% | 2.76 | 0 | 9.8 |  |  |  |  | R-410A | 2.7833 | Residential & Commercial | USHP
211260175 | Central HP <5.4 tons | AIRQUEST | HRCU-A-CB (Split System: Heat Pump with Remote Outdoor Unit-Air-Source) | DLCURAH18ABK |  |  | EA*4X24L14A* | *95ESN0261410A* | 17900 | 15.5 | 8.5 | 19000 | 18900 | 99.47% | 2.26 | 0 | 10.5 |  |  |  |  | R-410A | 1.4917 | Residential & Commercial | USHP | Ducted CEE Tier 1
211260275 | Central HP <5.4 tons | AIRQUEST | HRCU-A-CB (Split System: Heat Pump with Remote Outdoor Unit-Air-Source) | DLCURAH18ABK |  |  | EA*4X24L17A* | *96VSN0401410A* | 17400 | 16 | 8.5 | 18300 | 19200 | 104.9% | 2.3 | 0 | 10.5 |  |  |  |  | R-410A | 1.45 | Residential & Commercial | USHP | Ducted CEE Tier 1
211261061 | Central HP <5.4 tons | AIRQUEST | HRCU-A-CB (Split System: Heat Pump with Remote Outdoor Unit-Air-Source) | DLCURAH18ABK |  |  | EA*4X25L17A* | *92ESN0401712A* | 18400 | 15.5 | 8.5 | 18300 | 17500 | 95.63% | 2.12 | 0 | 10.5 |  |  |  |  | R-410A | 1.5333 | Residential & Commercial | USHP | Ducted CEE Tier 1
211261827 | Central HP <5.4 tons | AIRQUEST | HRCU-A-CB (Split System: Heat Pump with Remote Outdoor Unit-Air-Source) | DLCURAH18ABK |  |  | EA*4X30L17A* | *80VTL0701716A* | 17500 | 16.5 | 8.5 | 17900 | 18600 | 103.9% | 2.24 | 0 | 10.5 |  |  |  |  | R-410A | 1.4583 | Residential & Commercial | USHP | Ducted CEE Tier 1
211260625 | Central HP <5.4 tons | AIRQUEST | HRCU-A-CB (Split System: Heat Pump with Remote Outdoor Unit-Air-Source) | DLCURAH18ABK |  |  | EA*4X24L17A* | *80ES(N,L)0701412A* | 17600 | 16 | 8.5 | 18400 | 19100 | 103.8% | 2.3 | 0 | 10.5 |  |  |  |  | R-410A | 1.4667 | Residential & Commercial | USHP | Ducted CEE Tier 1
216794402 | Central HP <5.4 tons | TRANE | HRCU-A-CB (Split System: Heat Pump with Remote Outdoor Unit-Air-Source) | 5TWV0X36A1 | ASPEN |  | D(A,C,E)48C3J+TDR | S9V2B040U3VSB+LRP | 32000 | 19.2 | 9 | 32800 | 31000 | 94.51% | 2.77 | 0 | 11.7 |  |  |  |  | R-454B | 2.6667 | Residential & Commercial | USHP | Ducted CEE Tier 1
216797059 | Central HP <5.4 tons | TRANE | HRCU-A-CB (Split System: Heat Pump with Remote Outdoor Unit-Air-Source) | 5TWV8X36A1 | ASPEN |  | D(A,C,E)36C3J+TDR | *DHMB080CCV3+LRP | 29600 | 18 | 8.5 | 34000 | 34000 | 100% | 2.68 | 0 | 9.8 |  |  |  |  | R-454B | 2.4667 | Residential & Commercial | USHP
216797075 | Central HP <5.4 tons | TRANE | HRCU-A-CB (Split System: Heat Pump with Remote Outdoor Unit-Air-Source) | 5TWV8X36A1 | ASPEN |  | D(A,C,E)36C3J+TDR | S8V2A040M3PCB | 29600 | 18 | 8.5 | 33800 | 33800 | 100% | 2.68 | 0 | 9.8 |  |  |  |  | R-454B | 2.4667 | Residential & Commercial | USHP
216797109 | Central HP <5.4 tons | TRANE | HRCU-A-CB (Split System: Heat Pump with Remote Outdoor Unit-Air-Source) | 5TWV8X36A1 | ASPEN |  | D(A,C,E)36C3J+TDR | S9V2B080D4PSC+LRP | 29800 | 18 | 8.5 | 34000 | 34000 | 100% | 2.68 | 0 | 9.8 |  |  |  |  | R-454B | 2.4833 | Residential & Commercial | USHP
214091945 | Central HP <5.4 tons | YORK | HRCU-A-CB (Split System: Heat Pump with Remote Outdoor Unit-Air-Source) | HMH72B341 | ASPEN |  | D(A,C,E)48B34+TDR | TL8E080C16UH11 | 32600 | 17.5 | 8.1 | 34000 | 27800 | 81.76% | 2.68 | 0 | 10 |  |  |  |  | R-410A | 2.7167 | Residential & Commercial | USHP | Ducted CEE Tier 1
214091947 | Central HP <5.4 tons | YORK | HRCU-A-CB (Split System: Heat Pump with Remote Outdoor Unit-Air-Source) | HMH72B341 | ASPEN |  | D(A,C,E)42A44+TDR | TL8E100C20UH11 | 32400 | 17.5 | 8.5 | 34000 | 27400 | 80.59% | 2.68 | 0 | 10 |  |  |  |  | R-410A | 2.7 | Residential & Commercial | USHP | Ducted CEE Tier 1
214091978 | Central HP <5.4 tons | YORK | HRCU-A-CB (Split System: Heat Pump with Remote Outdoor Unit-Air-Source) | HMH72B341 | ASPEN |  | D(A,C,E)48B34+TDR | TM8E120C16MP11 | 33200 | 18 | 8.2 | 33000 | 29000 | 87.88% | 2.72 | 0 | 10 |  |  |  |  | R-410A | 2.7667 | Residential & Commercial | USHP | Ducted CEE Tier 1
214092048 | Central HP <5.4 tons | YORK | HRCU-A-CB (Split System: Heat Pump with Remote Outdoor Unit-Air-Source) | HMH72B341 | ASPEN |  | D(A,C,E)42A44+TDR | TM9V100C16MP12 | 32400 | 17.5 | 8.5 | 34000 | 27400 | 80.59% | 2.66 | 0 | 10 |  |  |  |  | R-410A | 2.7 | Residential & Commercial | USHP | Ducted CEE Tier 1
211756130 | Central HP <5.4 tons | YORK | HRCU-A-CB (Split System: Heat Pump with Remote Outdoor Unit-Air-Source) | HMH72B341 | ASPEN |  | D(A,C,E)36B36+TDR | YPLC120C20MP13 | 31400 | 16.5 | 8.1 | 32400 | 27800 | 85.8% | 2.49 | 0 | 8.9 |  |  |  |  | R-410A | 2.6167 | Residential & Commercial | USHP
213286671 | Central HP <5.4 tons | DAY & NIGHT | HRCU-A-CB (Split System: Heat Pump with Remote Outdoor Unit-Air-Source) | DLCURAH18ABK | ADP |  | CP1801A+TXV+TD | 0 | 17100 | 15.2 | 8.6 | 17000 | 19300 | 113.5% | 2.3 | 0 | 10.5 |  |  |  |  | R-410A | 1.425 | Residential & Commercial | USHP | Ducted CEE Tier 1
216453754 | Central HP <5.4 tons | RUUD | HRCU-A-CB (Split System: Heat Pump with Remote Outdoor Unit-Air-Source) | RD17AZ36AJ3N | ASPEN |  | D(A,C,E)37A44+TDR | R962V0703A17M4 | 33400 | 17 | 8.5 | 34200 | 24400 | 71.35% | 2.76 | 0 | 9.8 |  |  |  |  | R-410A | 2.7833 | Residential & Commercial | USHP
213739581 | Central HP <5.4 tons | DAY & NIGHT | HRCU-A-CB (Split System: Heat Pump with Remote Outdoor Unit-Air-Source) | DLCURAH18ABK | ADP |  | FG80936 | *96MSN0401410A* | 17500 | 16 | 8.5 | 16700 | 18500 | 110.8% | 2.26 | 0 | 10.5 |  |  |  |  | R-410A | 1.4583 | Residential & Commercial | USHP | Ducted CEE Tier 1
213612036 | Central HP <5.4 tons | RUUD | HRCU-A-CB (Split System: Heat Pump with Remote Outdoor Unit-Air-Source) | RP15AZ30AJ2N | ASPEN |  | D(A,C,E)36A34+TDR | R802V0503A14DZ | 27400 | 15.4 | 8.1 | 28400 | 21000 | 73.94% | 2.63 | 0 | 11.7 |  |  |  |  | R-410A | 2.2833 | Residential & Commercial | USHP | Ducted CEE Tier 1
212986329 | Central HP <5.4 tons | TEMPSTAR | HRCU-A-CB (Split System: Heat Pump with Remote Outdoor Unit-Air-Source) | DLCURAH18ABK |  |  | EA*4X30L17A* | *96MSN0401410A* | 17600 | 16 | 8.5 | 18300 | 18800 | 102.7% | 2.26 | 0 | 10.5 |  |  |  |  | R-410A | 1.4667 | Residential & Commercial | USHP | Ducted CEE Tier 1
212989271 | Central HP <5.4 tons | TEMPSTAR | HRCU-A-CB (Split System: Heat Pump with Remote Outdoor Unit-Air-Source) | DLCURAH18ABK |  |  | EA*4X19L17A* | *95MSU0601716A* | 17800 | 16.5 | 8.1 | 17800 | 17900 | 100.6% | 2.16 | 0 | 10.5 |  |  |  |  | R-410A | 1.4833 | Residential & Commercial | USHP | Ducted CEE Tier 1
216797062 | Central HP <5.4 tons | TRANE | HRCU-A-CB (Split System: Heat Pump with Remote Outdoor Unit-Air-Source) | 5TWV8X36A1 | ASPEN |  | D(A,C,E)48C3J+TDR | *DHMC100CCV4+LRP | 30600 | 18 | 8.5 | 34000 | 34000 | 100% | 2.72 | 0 | 9.8 |  |  |  |  | R-454B | 2.55 | Residential & Commercial | USHP
216797089 | Central HP <5.4 tons | TRANE | HRCU-A-CB (Split System: Heat Pump with Remote Outdoor Unit-Air-Source) | 5TWV8X36A1 | ASPEN |  | D(A,C,E)36C3J+TDR | S8V2C080M5PDB | 29600 | 18 | 8.5 | 32600 | 32600 | 100% | 2.85 | 0 | 9.8 |  |  |  |  | R-454B | 2.4667 | Residential & Commercial | USHP
215931697 | Central HP <5.4 tons | AIRQUEST | HRCU-A-CB (Split System: Heat Pump with Remote Outdoor Unit-Air-Source) | H5H3V60*K*AAA* |  |  | EA*5X61M24A*+WALLCON | *80CTL0902120B* | 57000 | 19 | 8.5 | 60500 | 46500 | 76.86% | 2.04 | 0 | 11.5 |  |  |  |  | R-454B | 4.75 | Residential & Commercial | USHP | Ducted CEE Tier 1
215931847 | Central HP <5.4 tons | AIRQUEST | HRCU-A-CB (Split System: Heat Pump with Remote Outdoor Unit-Air-Source) | H5H3V60*K*AAA* |  |  | ESH5X60M12A*+WALLCON | *95CSU0802120B* | 56000 | 17.5 | 8.1 | 61000 | 46000 | 75.41% | 1.95 | 0 | 11 |  |  |  |  | R-454B | 4.6667 | Residential & Commercial | USHP | Ducted CEE Tier 1
213781688 | Central HP <5.4 tons | AIRQUEST | HRCU-A-CB (Split System: Heat Pump with Remote Outdoor Unit-Air-Source) | HVH837GKA2* |  |  | EA*4X61L24A*+WALLCON | *97CMN1002122B* | 33200 | 17.5 | 8.5 | 32000 | 24800 | 77.5% | 2 | 0 | 11.7 |  |  |  |  | R-410A | 2.7667 | Residential & Commercial | USHP | Ducted CEE Tier 1
213782088 | Central HP <5.4 tons | AIRQUEST | HRCU-A-CB (Split System: Heat Pump with Remote Outdoor Unit-Air-Source) | HVH837GKA2* |  |  | EHD4X48AAL+WALLCON | *80CTL0902120B* | 32600 | 16.5 | 8.1 | 33000 | 24800 | 75.15% | 1.96 | 0 | 11 |  |  |  |  | R-410A | 2.7167 | Residential & Commercial | USHP | Ducted CEE Tier 1
215932297 | Central HP <5.4 tons | AIRQUEST | HRCU-A-CB (Split System: Heat Pump with Remote Outdoor Unit-Air-Source) | H5H3V36*K*AAA* |  |  | EA*5X42M21A*+WALLCON | *97CMN0602120B* | 32600 | 19 | 9.5 | 35200 | 27200 | 77.27% | 2 | 0 | 11 |  |  |  |  | R-454B | 2.7167 | Residential & Commercial | USHP | Ducted CEE Tier 1
216764428 | Central HP <5.4 tons | TRANE | HRCU-A-CB (Split System: Heat Pump with Remote Outdoor Unit-Air-Source) | 5TWX7048A1 |  |  | 5PX*C009AS3 | S9V2C100U5PSC | 43000 | 16.5 | 9 | 44000 | 32400 | 73.64% | 2.1 | 0 | 11.7 |  |  |  |  | R-454B | 3.5833 | Residential & Commercial | USHP | Ducted CEE Tier 1
213781985 | Central HP <5.4 tons | CARRIER | HRCU-A-CB (Split System: Heat Pump with Remote Outdoor Unit-Air-Source) | 25VNA837A*031* |  |  | CSPH*4212AL*+UI | 59MN7C100C21**22 | 32600 | 16.5 | 8.1 | 33000 | 24600 | 74.55% | 1.94 | 0 | 11 |  |  |  |  | R-410A | 2.7167 | Residential & Commercial | USHP | Ducted CEE Tier 1
214328315 | Central HP <5.4 tons | NAPOLEON | HRCU-A-CB (Split System: Heat Pump with Remote Outdoor Unit-Air-Source) | WSEHV2436RA1-N | ADP |  | H,A,DG33936 | WPV070T3AA | 22000 | 17 | 8.5 | 23400 | 17100 | 73.08% | 1.8 | 0 | 10 |  |  |  |  | R-410A | 1.8333 | Residential & Commercial | USHP | Ducted CEE Tier 1
214328317 | Central HP <5.4 tons | NAPOLEON | HRCU-A-CB (Split System: Heat Pump with Remote Outdoor Unit-Air-Source) | WSEHV2436RA1-N | ADP |  | H,A,DG33936 | WUV050T3AA | 22000 | 17 | 8.5 | 23400 | 17100 | 73.08% | 1.8 | 0 | 10 |  |  |  |  | R-410A | 1.8333 | Residential & Commercial | USHP | Ducted CEE Tier 1
207455126 | Central HP <5.4 tons | LENNOX | HRCU-A-CB (Split System: Heat Pump with Remote Outdoor Unit-Air-Source) | SL25XPV-036-230A** | ADP |  | L*23/37Z9 | SL280UH080NV60C* | 34000 | 21 | 8.8 | 33800 | 27000 | 79.88% | 1.82 | 14 | 13.5 |  |  |  |  | R-410A | 2.8333 | Residential & Commercial | USHP | Ducted CEE Tier 1
213885820 | Central HP <5.4 tons | HEIL | HRCU-A-CB (Split System: Heat Pump with Remote Outdoor Unit-Air-Source) | HVH848GKA2* | ASPEN |  | AE(D,N,U)+CM48A34+TDR | 0 | 42000 | 17.8 | 8.1 | 45500 | 39500 | 86.81% | 2.74 | 0 | 10.2 |  |  |  |  | R-410A | 3.5 | Residential & Commercial | USHP | Ducted CEE Tier 1
216764445 | Central HP <5.4 tons | TRANE | HRCU-A-CB (Split System: Heat Pump with Remote Outdoor Unit-Air-Source) | 5TWX7048A1 |  |  | 5PX*D010AS3 | L9X1C100U5VSA | 43500 | 16.5 | 8.7 | 45000 | 33000 | 73.33% | 2.1 | 0 | 11.2 |  |  |  |  | R-454B | 3.625 | Residential & Commercial | USHP | Ducted CEE Tier 1
216764446 | Central HP <5.4 tons | TRANE | HRCU-A-CB (Split System: Heat Pump with Remote Outdoor Unit-Air-Source) | 5TWX7048A1 |  |  | 5PX*D010AS3 | S9V2D120U5VSB | 43500 | 17.1 | 9 | 43500 | 32000 | 73.56% | 2.2 | 0 | 12 |  |  |  |  | R-454B | 3.625 | Residential & Commercial | USHP | Ducted CEE Tier 1
216764447 | Central HP <5.4 tons | TRANE | HRCU-A-CB (Split System: Heat Pump with Remote Outdoor Unit-Air-Source) | 5TWX7048A1 |  |  | 5PX*D010AS3 | S9V2D120U5PSC | 43500 | 17.1 | 9 | 43500 | 32000 | 73.56% | 2.2 | 0 | 12 |  |  |  |  | R-454B | 3.625 | Residential & Commercial | USHP | Ducted CEE Tier 1
216764496 | Central HP <5.4 tons | TRANE | HRCU-A-CB (Split System: Heat Pump with Remote Outdoor Unit-Air-Source) | 5TWX7060A1 |  |  | 5PX*D008AS3 | S8X1D120M5PSC | 51500 | 16.5 | 8.7 | 51500 | 39000 | 75.73% | 2.1 | 0 | 11 |  |  |  |  | R-454B | 4.2917 | Residential & Commercial | USHP | Ducted CEE Tier 1
216764514 | Central HP <5.4 tons | TRANE | HRCU-A-CB (Split System: Heat Pump with Remote Outdoor Unit-Air-Source) | 5TWX7060A1 |  |  | 5PX*DD10AS3 | S8X1D120M5PSC | 51000 | 16 | 8.7 | 51000 | 38500 | 75.49% | 2.1 | 0 | 10 |  |  |  |  | R-454B | 4.25 | Residential & Commercial | USHP | Ducted CEE Tier 1
214092183 | Central HP <5.4 tons | YORK | HRCU-A-CB (Split System: Heat Pump with Remote Outdoor Unit-Air-Source) | HMH72B341 | ASPEN |  | D(A,C,E)48B34+TDR | Y82E100C20LMPS1 | 32600 | 18.5 | 8.5 | 33400 | 27600 | 82.63% | 2.7 | 0 | 9.5 |  |  |  |  | R-410A | 2.7167 | Residential & Commercial | USHP
214092203 | Central HP <5.4 tons | YORK | HRCU-A-CB (Split System: Heat Pump with Remote Outdoor Unit-Air-Source) | HMH72B341 | ASPEN |  | D(A,C,E)48B34+TDR | YP9C120D20MP13 | 32200 | 17 | 8.5 | 32400 | 28200 | 87.04% | 2.79 | 0 | 9.4 |  |  |  |  | R-410A | 2.6833 | Residential & Commercial | USHP
214092210 | Central HP <5.4 tons | YORK | HRCU-A-CB (Split System: Heat Pump with Remote Outdoor Unit-Air-Source) | HMH72B341 | ASPEN |  | D(A,C,E)36A34+TDR | YPLC080C16MP13 | 31600 | 17.5 | 8.4 | 33800 | 27400 | 81.07% | 2.64 | 0 | 9.8 |  |  |  |  | R-410A | 2.6333 | Residential & Commercial | USHP
211206977 | Central HP <5.4 tons | LUXAIRE | HRCU-A-CB (Split System: Heat Pump with Remote Outdoor Unit-Air-Source) | HL20B4821 |  |  | XAMC48HE3N1+CC | LPLC120C20MP13 | 43500 | 19 | 9 | 44500 | 36200 | 81.35% | 2.14 | 0 | 12 |  |  |  |  | R-410A | 3.625 | Residential & Commercial | USHP | Ducted CEE Tier 1
211207004 | Central HP <5.4 tons | LUXAIRE | HRCU-A-CB (Split System: Heat Pump with Remote Outdoor Unit-Air-Source) | HL20B4821 |  |  | XAMC48HE3N1+CC | LPLC080C16MP13 | 43500 | 19 | 9 | 44500 | 36200 | 81.35% | 2.14 | 0 | 12 |  |  |  |  | R-410A | 3.625 | Residential & Commercial | USHP | Ducted CEE Tier 1
214092217 | Central HP <5.4 tons | YORK | HRCU-A-CB (Split System: Heat Pump with Remote Outdoor Unit-Air-Source) | HMH72B341 | ASPEN |  | D(A,C,E)42A44+TDR | YPLC100C20MP13 | 31800 | 16.5 | 8.5 | 32400 | 27800 | 85.8% | 2.69 | 0 | 8.9 |  |  |  |  | R-410A | 2.65 | Residential & Commercial | USHP
216797129 | Central HP <5.4 tons | TRANE | HRCU-A-CB (Split System: Heat Pump with Remote Outdoor Unit-Air-Source) | 5TWV8X48A1 | ASPEN |  | D(A,C,E)48C3J+TDR | *UHMC100CCV4+LRP | 45000 | 18 | 8.5 | 45500 | 45500 | 100% | 2.82 | 0 | 10 |  |  |  |  | R-454B | 3.75 | Residential & Commercial | USHP | Ducted CEE Tier 1
209880043 | Central HP <5.4 tons | FUJITSU | HRCU-A-CB (Split System: Heat Pump with Remote Outdoor Unit-Air-Source) | FOP1848MJAZCA |  |  | FCCA6021SZEA | FF96TV508521M4S*A | 44500 | 18 | 8.5 | 43000 | 45000 | 104.7% | 2 | 0 | 11.7 |  |  |  |  | R-410A | 3.7083 | Residential & Commercial | USHP | Ducted CEE Tier 1
216797167 | Central HP <5.4 tons | TRANE | HRCU-A-CB (Split System: Heat Pump with Remote Outdoor Unit-Air-Source) | 5TWV8X48A1 | ASPEN |  | D(A,C,E)48C3J+TDR | S9V2C100D5PSC+LRP | 45000 | 17.5 | 8.1 | 45000 | 45000 | 100% | 2.61 | 0 | 10 |  |  |  |  | R-454B | 3.75 | Residential & Commercial | USHP | Ducted CEE Tier 1
216487853 | Central HP <5.4 tons | BRYANT HEATING AND COOLING SYSTEMS | HRCU-A-CB (Split System: Heat Pump with Remote Outdoor Unit-Air-Source) | 290VAN036**AA* | ADP |  | H,PG53*36+TXV | 986TD66100C21*** | 34400 | 18 | 9 | 32600 | 24400 | 74.85% | 1.9 | 0 | 10.5 |  |  |  |  | R-454B | 2.8667 | Residential & Commercial | USHP | Ducted CEE Tier 1
216794496 | Central HP <5.4 tons | TRANE | HRCU-A-CB (Split System: Heat Pump with Remote Outdoor Unit-Air-Source) | 5TWV0X48A1 | ASPEN |  | D(A,C,E)60B4J+TDR | S8V2B080M4PDB | 42000 | 19.2 | 9 | 47000 | 42500 | 90.43% | 2.79 | 0 | 11.7 |  |  |  |  | R-454B | 3.5 | Residential & Commercial | USHP | Ducted CEE Tier 1
215289570 | Central HP <5.4 tons | AIRQUEST | HRCU-A-CB (Split System: Heat Pump with Remote Outdoor Unit-Air-Source) | DLCURAH18ABK | ADP |  | HG32924 | *92MSN0401712A* | 16500 | 15.2 | 8.5 | 16500 | 18400 | 111.5% | 2.24 | 0 | 10 |  |  |  |  | R-410A | 1.375 | Residential & Commercial | USHP | Ducted CEE Tier 1
216797158 | Central HP <5.4 tons | TRANE | HRCU-A-CB (Split System: Heat Pump with Remote Outdoor Unit-Air-Source) | 5TWV8X48A1 | ASPEN |  | D(A,C,E)60B3J+TDR | S9V2B060U4PSC+LRP | 45000 | 18 | 8.5 | 46000 | 46000 | 100% | 2.65 | 0 | 9.8 |  |  |  |  | R-454B | 3.75 | Residential & Commercial | USHP
213369415 | Central HP <5.4 tons | CARRIER | HRCU-A-CB (Split System: Heat Pump with Remote Outdoor Unit-Air-Source) | 38MURAQ24AB3* | ADP |  | H,PG7J936 | 59TP6C100V21**20 | 23000 | 17 | 8.5 | 24600 | 24200 | 98.37% | 2.04 | 0 | 10 |  |  |  |  | R-410A | 1.9167 | Residential & Commercial | USHP | Ducted CEE Tier 1
213369434 | Central HP <5.4 tons | CARRIER | HRCU-A-CB (Split System: Heat Pump with Remote Outdoor Unit-Air-Source) | 38MURAQ36AB3* | ADP |  | H,PG7J936 | 59TP6C100V21**20 | 35200 | 16 | 8.1 | 36800 | 34800 | 94.57% | 1.82 | 0 | 10 |  |  |  |  | R-410A | 2.9333 | Residential & Commercial | USHP | Ducted CEE Tier 1
216797051 | Central HP <5.4 tons | TRANE | HRCU-A-CB (Split System: Heat Pump with Remote Outdoor Unit-Air-Source) | 5TWV8X24A1 | ASPEN |  | D(A,C,E)30A4J+TDR | *UHMB080CCV3+LRP | 20600 | 18 | 8.5 | 24200 | 24200 | 100% | 3.02 | 0 | 11 |  |  |  |  | R-454B | 1.7167 | Residential & Commercial | USHP | Ducted CEE Tier 1
215912479 | Central HP <5.4 tons | YORK | HRCU-A-CB (Split System: Heat Pump with Remote Outdoor Unit-Air-Source) | HH860E2S11 | ASPEN |  | C(A,C,D,E)60B3K+TDR | Y81E130D20SMPS1 | 42000 | 18 | 9 | 44500 | 33600 | 75.51% | 2 | 0 | 11.7 |  |  |  |  | R-454B | 3.5 | Residential & Commercial | USHP | Ducted CEE Tier 1
215912379 | Central HP <5.4 tons | YORK | HRCU-A-CB (Split System: Heat Pump with Remote Outdoor Unit-Air-Source) | HH824E2S11 | ASPEN |  | C(A,C,D,E)24A3K+TDR | TM9E080B12MP12 | 21600 | 17 | 8.1 | 22400 | 18700 | 83.48% | 2 | 0 | 11.7 |  |  |  |  | R-454B | 1.8 | Residential & Commercial | USHP | Ducted CEE Tier 1
215912426 | Central HP <5.4 tons | YORK | HRCU-A-CB (Split System: Heat Pump with Remote Outdoor Unit-Air-Source) | HH824E2S11 | ASPEN |  | C(A,C,D,E)24A3K+TDR | Y91E060B12SMPS1 | 21600 | 17 | 8.1 | 22400 | 18600 | 83.04% | 2 | 0 | 11.7 |  |  |  |  | R-454B | 1.8 | Residential & Commercial | USHP | Ducted CEE Tier 1
213927888 | Central HP <5.4 tons | YORK | HRCU-A-CB (Split System: Heat Pump with Remote Outdoor Unit-Air-Source) | HMH72B341 | ASPEN |  | D(A,C,E)36B3G+TXV+TDR | TM9Y080B12MP11 | 32000 | 18 | 8.1 | 34000 | 28000 | 82.35% | 2.47 | 0 | 9.4 |  |  |  |  | R-410A | 2.6667 | Residential & Commercial | USHP
215912443 | Central HP <5.4 tons | YORK | HRCU-A-CB (Split System: Heat Pump with Remote Outdoor Unit-Air-Source) | HH836E2S11 | ASPEN |  | C(A,C,D,E)48A3K+TDR | TM8Y120C20MP11 | 31000 | 18 | 8.5 | 30600 | 25000 | 81.7% | 2 | 0 | 11.7 |  |  |  |  | R-454B | 2.5833 | Residential & Commercial | USHP | Ducted CEE Tier 1
215289620 | Central HP <5.4 tons | AIRQUEST | HRCU-A-CB (Split System: Heat Pump with Remote Outdoor Unit-Air-Source) | DLCURAH18ABK | ADP |  | H,GG33936 | *92MSN0601412A* | 17400 | 16 | 8.5 | 16900 | 18800 | 111.2% | 2.3 | 0 | 11 |  |  |  |  | R-410A | 1.45 | Residential & Commercial | USHP | Ducted CEE Tier 1
215289621 | Central HP <5.4 tons | AIRQUEST | HRCU-A-CB (Split System: Heat Pump with Remote Outdoor Unit-Air-Source) | DLCURAH18ABK | ADP |  | HG33936 | *92MSN0601412A* | 17400 | 16 | 8.5 | 16900 | 18800 | 111.2% | 2.3 | 0 | 11 |  |  |  |  | R-410A | 1.45 | Residential & Commercial | USHP | Ducted CEE Tier 1
215289639 | Central HP <5.4 tons | AIRQUEST | HRCU-A-CB (Split System: Heat Pump with Remote Outdoor Unit-Air-Source) | DLCURAH18ABK | ADP |  | HG8J936 | *92MSN0601412A* | 17500 | 16 | 8.5 | 16900 | 18800 | 111.2% | 2.3 | 0 | 11 |  |  |  |  | R-410A | 1.4583 | Residential & Commercial | USHP | Ducted CEE Tier 1
215289653 | Central HP <5.4 tons | AIRQUEST | HRCU-A-CB (Split System: Heat Pump with Remote Outdoor Unit-Air-Source) | DLCURAH18ABK | ADP |  | HG31930 | *92MSN0601714A* | 16900 | 16 | 8.5 | 16900 | 19000 | 112.4% | 2.34 | 0 | 10 |  |  |  |  | R-410A | 1.4083 | Residential & Commercial | USHP | Ducted CEE Tier 1
215289654 | Central HP <5.4 tons | AIRQUEST | HRCU-A-CB (Split System: Heat Pump with Remote Outdoor Unit-Air-Source) | DLCURAH18ABK | ADP |  | H,GE31924 | *92MSN0601714A* | 16900 | 16 | 8.5 | 16900 | 19000 | 112.4% | 2.34 | 0 | 10 |  |  |  |  | R-410A | 1.4083 | Residential & Commercial | USHP | Ducted CEE Tier 1
215289655 | Central HP <5.4 tons | AIRQUEST | HRCU-A-CB (Split System: Heat Pump with Remote Outdoor Unit-Air-Source) | DLCURAH18ABK | ADP |  | H,GE31930 | *92MSN0601714A* | 16900 | 16 | 8.5 | 16900 | 19000 | 112.4% | 2.34 | 0 | 10 |  |  |  |  | R-410A | 1.4083 | Residential & Commercial | USHP | Ducted CEE Tier 1
215289672 | Central HP <5.4 tons | AIRQUEST | HRCU-A-CB (Split System: Heat Pump with Remote Outdoor Unit-Air-Source) | DLCURAH18ABK | ADP |  | HE34936 | *92MSN0601714A* | 17500 | 16 | 8.5 | 16900 | 18800 | 111.2% | 2.3 | 0 | 10.5 |  |  |  |  | R-410A | 1.4583 | Residential & Commercial | USHP | Ducted CEE Tier 1
215289687 | Central HP <5.4 tons | AIRQUEST | HRCU-A-CB (Split System: Heat Pump with Remote Outdoor Unit-Air-Source) | DLCURAH18ABK | ADP |  | H,GG9J936 | *92MSN0601714A* | 17500 | 16 | 8.5 | 16900 | 18800 | 111.2% | 2.3 | 0 | 10.5 |  |  |  |  | R-410A | 1.4583 | Residential & Commercial | USHP | Ducted CEE Tier 1
213773748 | Central HP <5.4 tons | AIRQUEST | HRCU-A-CB (Split System: Heat Pump with Remote Outdoor Unit-Air-Source) | HVH825GKA3* |  |  | EA*4X48L21A*+WALLCON | *97CMN0601714B* | 24000 | 16.5 | 8.1 | 21000 | 16600 | 79.05% | 2 | 0 | 10.5 |  |  |  |  | R-410A | 2 | Residential & Commercial | USHP | Ducted CEE Tier 1
213779148 | Central HP <5.4 tons | AIRQUEST | HRCU-A-CB (Split System: Heat Pump with Remote Outdoor Unit-Air-Source) | HVH837GKA** |  |  | EA*4X42L21A*+WALLCON | *96CTN0601714B* | 31600 | 16.5 | 8.1 | 33200 | 24600 | 74.1% | 1.86 | 0 | 10.5 |  |  |  |  | R-410A | 2.6333 | Residential & Commercial | USHP | Ducted CEE Tier 1
213779198 | Central HP <5.4 tons | AIRQUEST | HRCU-A-CB (Split System: Heat Pump with Remote Outdoor Unit-Air-Source) | HVH837GKA** |  |  | EA*4X42L24A*+WALLCON | *80CTL1352422B* | 31800 | 17 | 8.1 | 33000 | 24200 | 73.33% | 1.88 | 0 | 11 |  |  |  |  | R-410A | 2.65 | Residential & Commercial | USHP | Ducted CEE Tier 1
212603375 | Central HP <5.4 tons | YORK | HRCU-A-CB (Split System: Heat Pump with Remote Outdoor Unit-Air-Source) | HMH72B341 | ASPEN |  | L(E,G)M36F4 | 0 | 33000 | 17 | 8.1 | 31800 | 27000 | 84.91% | 2.73 | 0 | 10 |  |  |  |  | R-410A | 2.75 | Residential & Commercial | USHP | Ducted CEE Tier 1
214777869 | Central HP <5.4 tons | DAY & NIGHT | HRCU-A-C (Split System: Heat Pump with Remote Outdoor Unit with No Indoor Fan --Air Source) | DLCURAH18ABK | ADP |  | PL36H***P039+TD | 0 | 18000 | 16 | 9.05 | 17200 | 14600 | 84.88% | 2.1 | 0 | 11.7 |  |  |  |  | R-410A | 1.5 | Residential & Commercial | USHP | Ducted CEE Tier 1
211206873 | Central HP <5.4 tons | LUXAIRE | HRCU-A-CB (Split System: Heat Pump with Remote Outdoor Unit-Air-Source) | HL20B3621 |  |  | XAMC36DE2N1+CC | TP9C080C16MP13 | 33000 | 18 | 8.5 | 34200 | 29200 | 85.38% | 1.96 | 0 | 12 |  |  |  |  | R-410A | 2.75 | Residential & Commercial | USHP | Ducted CEE Tier 1
215375097 | Central HP <5.4 tons | RUUD | HRCU-A-CB (Split System: Heat Pump with Remote Outdoor Unit-Air-Source) | RD17AZ24AJ3N | ASPEN |  | D(A,C,E)30B36+TDR | R951V0403A17UHU | 21400 | 17 | 8.1 | 22400 | 19100 | 85.27% | 2 | 0 | 10 |  |  |  |  | R-410A | 1.7833 | Residential & Commercial | USHP | Ducted CEE Tier 1
216494162 | Central HP <5.4 tons | BRYANT HEATING AND COOLING SYSTEMS | HRCU-A-CB (Split System: Heat Pump with Remote Outdoor Unit-Air-Source) | 293VAN048**AA* | ADP |  | CE(P,V)4824G1K*+TXV | 987MC60060C21*** | 43000 | 20 | 9.5 | 46500 | 36800 | 79.14% | 1.88 | 0 | 10 |  |  |  |  | R-454B | 3.5833 | Residential & Commercial | USHP | Ducted CEE Tier 1
214777870 | Central HP <5.4 tons | DAY & NIGHT | HRCU-A-C (Split System: Heat Pump with Remote Outdoor Unit with No Indoor Fan --Air Source) | DLCURAH24ABK | ADP |  | PL36H***P039+TD | 0 | 23800 | 16 | 9 | 23200 | 19600 | 84.48% | 1.86 | 0 | 10.5 |  |  |  |  | R-410A | 1.9833 | Residential & Commercial | USHP | Ducted CEE Tier 1
211178352 | Central HP <5.4 tons | Liberty Heating & Air Conditioning | HRCU-A-CB (Split System: Heat Pump with Remote Outdoor Unit-Air-Source) | ASZS601810A* |  |  | CA*EA1818*4A* | G*VC800604B*A* | 16600 | 17.5 | 8.5 | 17400 | 13000 | 74.71% | 2.1 | 0 | 10.9 |  |  |  |  | R-410A | 1.3833 | Residential & Commercial | USHP | Ducted CEE Tier 1
216733076 | Central HP <5.4 tons | AIRQUEST | HRCU-A-CB (Split System: Heat Pump with Remote Outdoor Unit-Air-Source) | D5CUHAH24AAK |  |  | EA*5X24M17A* | *96VTN0601716B* | 22000 | 16 | 8.5 | 21000 | 19100 | 90.95% | 1.96 | 0 | 10.5 |  |  |  |  | R-454B | 1.8333 | Residential & Commercial | USHP | Ducted CEE Tier 1
216681547 | Central HP <5.4 tons | CARRIER | HRCU-A-CB (Split System: Heat Pump with Remote Outdoor Unit-Air-Source) | 38MURAQ24AB3* |  |  | CSPH*3612AL* | 59TP7A080V21**20 | 24200 | 16.5 | 9 | 25600 | 22000 | 85.94% | 1.75 | 0 | 10 |  |  |  |  | R-410A | 2.0167 | Residential & Commercial | USHP | Ducted CEE Tier 1
214595165 | Central HP <5.4 tons | BRYANT HEATING AND COOLING SYSTEMS | HRCU-A-CB (Split System: Heat Pump with Remote Outdoor Unit-Air-Source) | 38MURAQ24AB3* | ASPEN |  | L(E,G)M36F4 | 0 | 24000 | 16 | 9 | 26400 | 23400 | 88.64% | 1.92 | 0 | 10 |  |  |  |  | R-410A | 2 | Residential & Commercial | USHP | Ducted CEE Tier 1
212480140 | Central HP <5.4 tons | CARRIER | HRCU-A-CB (Split System: Heat Pump with Remote Outdoor Unit-Air-Source) | 38MURAQ24AB3* | ADP |  | A24VBA+TXV | 59TP6B040V14**10 | 22800 | 16 | 8.5 | 24000 | 23400 | 97.5% | 1.96 | 0 | 9.5 |  |  |  |  | R-410A | 1.9 | Residential & Commercial | USHP
212480149 | Central HP <5.4 tons | CARRIER | HRCU-A-CB (Split System: Heat Pump with Remote Outdoor Unit-Air-Source) | 38MURAQ24AB3* | ADP |  | PL36H210P299 | 59TP6B080V17**16 | 24800 | 17 | 8.5 | 24000 | 20600 | 85.83% | 1.76 | 0 | 10.5 |  |  |  |  | R-410A | 2.0667 | Residential & Commercial | USHP | Ducted CEE Tier 1
216797139 | Central HP <5.4 tons | TRANE | HRCU-A-CB (Split System: Heat Pump with Remote Outdoor Unit-Air-Source) | 5TWV8X48A1 | ASPEN |  | D(A,C,E)48C3J+TDR | S8V2B060M4PDB | 45000 | 18 | 8.5 | 46000 | 46000 | 100% | 2.69 | 0 | 9.8 |  |  |  |  | R-454B | 3.75 | Residential & Commercial | USHP
216797146 | Central HP <5.4 tons | TRANE | HRCU-A-CB (Split System: Heat Pump with Remote Outdoor Unit-Air-Source) | 5TWV8X48A1 | ASPEN |  | D(A,C,E)60B3J+TDR | S8V2C080M5PCB | 45000 | 18 | 8.5 | 45500 | 45500 | 100% | 2.81 | 0 | 9.8 |  |  |  |  | R-454B | 3.75 | Residential & Commercial | USHP
216797164 | Central HP <5.4 tons | TRANE | HRCU-A-CB (Split System: Heat Pump with Remote Outdoor Unit-Air-Source) | 5TWV8X48A1 | ASPEN |  | D(A,C,E)60B3J+TDR | S9V2C080U5PSC+LRP | 45000 | 18 | 8.5 | 45500 | 45500 | 100% | 2.79 | 0 | 9.8 |  |  |  |  | R-454B | 3.75 | Residential & Commercial | USHP
216764924 | Central HP <5.4 tons | TRANE | HRCU-A-CB (Split System: Heat Pump with Remote Outdoor Unit-Air-Source) | 5TWX7024A1 |  |  | 5TXCB004AS3 | S8X2B080M4PSC | 22600 | 17.5 | 8.7 | 21600 | 17000 | 78.7% | 1.9 | 0 | 12 |  |  |  |  | R-454B | 1.8833 | Residential & Commercial | USHP | Ducted CEE Tier 1
213612034 | Central HP <5.4 tons | RUUD | HRCU-A-CB (Split System: Heat Pump with Remote Outdoor Unit-Air-Source) | RP15AZ24AJ2N | ASPEN |  | D(A,C,E)24A34+TDR | R962V0703A17M4S | 22000 | 15.4 | 8.1 | 22800 | 16200 | 71.05% | 2.81 | 0 | 11.8 |  |  |  |  | R-410A | 1.8333 | Residential & Commercial | USHP | Ducted CEE Tier 1
216763943 | Central HP <5.4 tons | TRANE | HRCU-A-CB (Split System: Heat Pump with Remote Outdoor Unit-Air-Source) | 5TWR7048A1 |  |  | 5PX*CD09AS3 | S9V2C100D5PSC | 43000 | 17.1 | 8.7 | 44000 | 32200 | 73.18% | 2.1 | 0 | 12 |  |  |  |  | R-454B | 3.5833 | Residential & Commercial | USHP | Ducted CEE Tier 1
216764027 | Central HP <5.4 tons | TRANE | HRCU-A-CB (Split System: Heat Pump with Remote Outdoor Unit-Air-Source) | 5TWR7048A1 |  |  | 5TXCD010AS3 | L8V1C100U5VSB | 43500 | 17.1 | 9 | 44000 | 32000 | 72.73% | 2.2 | 0 | 12.5 |  |  |  |  | R-454B | 3.625 | Residential & Commercial | USHP | Ducted CEE Tier 1
216681785 | Central HP <5.4 tons | AIRQUEST | HRCU-A-CB (Split System: Heat Pump with Remote Outdoor Unit-Air-Source) | DLCURAH36ABK |  |  | EA*4X42L24A* | *97VTN1002120A* | 35400 | 16 | 8.5 | 38500 | 34600 | 89.87% | 1.76 | 0 | 10 |  |  |  |  | R-410A | 2.95 | Residential & Commercial | USHP | Ducted CEE Tier 1
216683208 | Central HP <5.4 tons | AIRQUEST | HRCU-A-CB (Split System: Heat Pump with Remote Outdoor Unit-Air-Source) | DLCURAH36ABK |  |  | EHD4X42AAL | *97VTN1202422A* | 35800 | 15.5 | 8.5 | 38500 | 34400 | 89.35% | 1.82 | 0 | 9.8 |  |  |  |  | R-410A | 2.9833 | Residential & Commercial | USHP
213885802 | Central HP <5.4 tons | HEIL | HRCU-A-CB (Split System: Heat Pump with Remote Outdoor Unit-Air-Source) | HVH825GKA3* | ASPEN |  | AE(D,N,U)+CM36A34+TDR | 0 | 21800 | 17.1 | 8.1 | 20400 | 24800 | 121.6% | 2.72 | 0 | 11.2 |  |  |  |  | R-410A | 1.8167 | Residential & Commercial | USHP | Ducted CEE Tier 1
214092145 | Central HP <5.4 tons | YORK | HRCU-A-CB (Split System: Heat Pump with Remote Outdoor Unit-Air-Source) | HMH72B341 | ASPEN |  | D(A,C,E)48B34+TDR | Y81E080B12LMPS1 | 33000 | 18 | 8.2 | 32800 | 29400 | 89.63% | 2.71 | 0 | 9.5 |  |  |  |  | R-410A | 2.75 | Residential & Commercial | USHP
214092148 | Central HP <5.4 tons | YORK | HRCU-A-CB (Split System: Heat Pump with Remote Outdoor Unit-Air-Source) | HMH72B341 | ASPEN |  | D(A,C,E)42A44+TDR | Y81E080C16LMPS1 | 32400 | 18 | 8.5 | 33400 | 27600 | 82.63% | 2.7 | 0 | 10 |  |  |  |  | R-410A | 2.7 | Residential & Commercial | USHP | Ducted CEE Tier 1
214092149 | Central HP <5.4 tons | YORK | HRCU-A-CB (Split System: Heat Pump with Remote Outdoor Unit-Air-Source) | HMH72B341 | ASPEN |  | D(A,C,E)48B34+TDR | Y81E080C16LMPS1 | 32600 | 18 | 8.5 | 33400 | 27600 | 82.63% | 2.7 | 0 | 10 |  |  |  |  | R-410A | 2.7167 | Residential & Commercial | USHP | Ducted CEE Tier 1
214092165 | Central HP <5.4 tons | YORK | HRCU-A-CB (Split System: Heat Pump with Remote Outdoor Unit-Air-Source) | HMH72B341 | ASPEN |  | D(A,C,E)48B34+TDR | Y81E100C20LMPS1 | 32600 | 17.5 | 8.5 | 33400 | 27600 | 82.63% | 2.7 | 0 | 9.5 |  |  |  |  | R-410A | 2.7167 | Residential & Commercial | USHP
214395062 | Central HP <5.4 tons | AIRQUEST | HRCU-A-CB (Split System: Heat Pump with Remote Outdoor Unit-Air-Source) | DLCURAH18ABK |  |  | EN(A,D)4X24L17** | *96MSN0601716A* | 17500 | 15.5 | 8.5 | 18500 | 19000 | 102.7% | 2.28 | 0 | 10.5 |  |  |  |  | R-410A | 1.4583 | Residential & Commercial | USHP | Ducted CEE Tier 1
213612038 | Central HP <5.4 tons | RUUD | HRCU-A-CB (Split System: Heat Pump with Remote Outdoor Unit-Air-Source) | RP15AZ30AJ2N | ASPEN |  | D(A,C,E)36A34+TDR | R802V0503A14UH | 27400 | 15.4 | 8.1 | 28400 | 20800 | 73.24% | 2.63 | 0 | 11.7 |  |  |  |  | R-410A | 2.2833 | Residential & Commercial | USHP | Ducted CEE Tier 1
213612040 | Central HP <5.4 tons | RUUD | HRCU-A-CB (Split System: Heat Pump with Remote Outdoor Unit-Air-Source) | RP15AZ30AJ2N | ASPEN |  | D(A,C,E)36A34+TDR | R802V0754A17DZ | 27400 | 15.4 | 8.1 | 28400 | 21000 | 73.94% | 2.62 | 0 | 11.7 |  |  |  |  | R-410A | 2.2833 | Residential & Commercial | USHP | Ducted CEE Tier 1
215413729 | Central HP <5.4 tons | DAY & NIGHT | HRCU-A-CB (Split System: Heat Pump with Remote Outdoor Unit-Air-Source) | DLCURAH18ABK | ADP |  | SM3919 | 0 | 16800 | 17 | 8.75 | 17000 | 19400 | 114.1% | 2.34 | 0 | 11 |  |  |  |  | R-410A | 1.4 | Residential & Commercial | USHP | Ducted CEE Tier 1
216794429 | Central HP <5.4 tons | TRANE | HRCU-A-CB (Split System: Heat Pump with Remote Outdoor Unit-Air-Source) | 5TWV0X36A1 | ASPEN |  | D(A,C,E)48C3J+TDR | S9V2C080U5PSC+LRP | 32000 | 19.9 | 9 | 32200 | 30200 | 93.79% | 2.77 | 0 | 12 |  |  |  |  | R-454B | 2.6667 | Residential & Commercial | USHP | Ducted CEE Tier 1
216797083 | Central HP <5.4 tons | TRANE | HRCU-A-CB (Split System: Heat Pump with Remote Outdoor Unit-Air-Source) | 5TWV8X36A1 | ASPEN |  | D(A,C,E)36C3J+TDR | S8V2B080M4PCB | 29600 | 18 | 8.5 | 33000 | 33000 | 100% | 2.63 | 0 | 9.8 |  |  |  |  | R-454B | 2.4667 | Residential & Commercial | USHP
212348392 | Central HP <5.4 tons | CARRIER | HRCU-A-CB (Split System: Heat Pump with Remote Outdoor Unit-Air-Source) | 38MURAQ24AB3* | ASPEN |  | LEW30B4 | 0 | 23000 | 16 | 8.5 | 26000 | 23400 | 90% | 2.77 | 0 | 10 |  |  |  |  | R-410A | 1.9167 | Residential & Commercial | USHP | Ducted CEE Tier 1
212348393 | Central HP <5.4 tons | CARRIER | HRCU-A-CB (Split System: Heat Pump with Remote Outdoor Unit-Air-Source) | 38MURAQ24AB3* | ASPEN |  | LEW30C4 | 0 | 23000 | 16 | 8.8 | 26000 | 23400 | 90% | 2.77 | 0 | 10 |  |  |  |  | R-410A | 1.9167 | Residential & Commercial | USHP | Ducted CEE Tier 1
211260759 | Central HP <5.4 tons | AIRQUEST | HRCU-A-CB (Split System: Heat Pump with Remote Outdoor Unit-Air-Source) | DLCURAH18ABK |  |  | EA*4X25L17A* | *95ESU0401712A* | 18200 | 16.5 | 8.5 | 18000 | 17600 | 97.78% | 2.12 | 0 | 11 |  |  |  |  | R-410A | 1.5167 | Residential & Commercial | USHP | Ducted CEE Tier 1
211467457 | Central HP <5.4 tons | YORK | HRCU-A-CB (Split System: Heat Pump with Remote Outdoor Unit-Air-Source) | YH2F48TB21 | ASPEN |  | D(A,C,E)48B44+TDR | TM8V080C16MP12 | 42500 | 15.9 | 8.2 | 44000 | 30800 | 70% | 3.13 | 0 | 11.5 |  |  |  |  | R-410A | 3.5417 | Residential & Commercial | USHP | Ducted CEE Tier 1
216599679 | Central HP <5.4 tons | TRANE | HRCU-A-CB (Split System: Heat Pump with Remote Outdoor Unit-Air-Source) | 5TWV8X24A1 |  |  | 5PX*B006AS3 | S9V2B080U4PSC+LRP | 22000 | 18.1 | 8.5 | 23000 | 18700 | 81.3% | 2.2 | 0 | 11.5 |  |  |  |  | R-454B | 1.8333 | Residential & Commercial | USHP | Ducted CEE Tier 1
216763893 | Central HP <5.4 tons | TRANE | HRCU-A-CB (Split System: Heat Pump with Remote Outdoor Unit-Air-Source) | 5TWR7036A1 |  |  | 5TXCC007AS3 | L8V1C100U5VSB | 33800 | 17.1 | 9 | 32600 | 24200 | 74.23% | 2.2 | 0 | 12 |  |  |  |  | R-454B | 2.8167 | Residential & Commercial | USHP | Ducted CEE Tier 1
216764545 | Central HP <5.4 tons | TRANE | HRCU-A-CB (Split System: Heat Pump with Remote Outdoor Unit-Air-Source) | 5TWR7024A1 |  |  | 5PX*B004AS3 | S8X2A040M3PTC | 23000 | 17.1 | 9 | 21800 | 17200 | 78.9% | 2 | 0 | 12.5 |  |  |  |  | R-454B | 1.9167 | Residential & Commercial | USHP | Ducted CEE Tier 1
212479865 | Central HP <5.4 tons | CARRIER | HRCU-A-CB (Split System: Heat Pump with Remote Outdoor Unit-Air-Source) | 38MURAQ24AB3* | ADP |  | C36A***L139 | 58S(B,C)*A070E17**16 | 24800 | 16 | 8.1 | 25200 | 21800 | 86.51% | 1.82 | 0 | 10.5 |  |  |  |  | R-410A | 2.0667 | Residential & Commercial | USHP | Ducted CEE Tier 1
212479949 | Central HP <5.4 tons | CARRIER | HRCU-A-CB (Split System: Heat Pump with Remote Outdoor Unit-Air-Source) | 38MURAQ24AB3* | ADP |  | PL36H175P149 | 58SU*A060E17**16 | 25000 | 17 | 8.5 | 25000 | 21400 | 85.6% | 1.82 | 0 | 10.5 |  |  |  |  | R-410A | 2.0833 | Residential & Commercial | USHP | Ducted CEE Tier 1
213781105 | Central HP <5.4 tons | CARRIER | HRCU-A-CB (Split System: Heat Pump with Remote Outdoor Unit-Air-Source) | 25VNA837A*031* |  |  | CAP**4224AL*+UI | 58TN*B135C24**22 | 31800 | 17 | 8.1 | 33000 | 24200 | 73.33% | 1.88 | 0 | 11 |  |  |  |  | R-410A | 2.65 | Residential & Commercial | USHP | Ducted CEE Tier 1
213781135 | Central HP <5.4 tons | CARRIER | HRCU-A-CB (Split System: Heat Pump with Remote Outdoor Unit-Air-Source) | 25VNA837A*031* |  |  | CAP**4224AL*+UI | 59TN6C100C21**22 | 31800 | 17 | 8.1 | 33000 | 24200 | 73.33% | 1.88 | 0 | 11 |  |  |  |  | R-410A | 2.65 | Residential & Commercial | USHP | Ducted CEE Tier 1
213780655 | Central HP <5.4 tons | CARRIER | HRCU-A-CB (Split System: Heat Pump with Remote Outdoor Unit-Air-Source) | 25VNA837A*031* |  |  | CAP**3617AL*+UI | 58TN*B070C17**16 | 31400 | 16.5 | 8.1 | 33400 | 24400 | 73.05% | 1.82 | 0 | 10.5 |  |  |  |  | R-410A | 2.6167 | Residential & Commercial | USHP | Ducted CEE Tier 1
212479850 | Central HP <5.4 tons | CARRIER | HRCU-A-CB (Split System: Heat Pump with Remote Outdoor Unit-Air-Source) | 38MURAQ24AB3* | ADP |  | A24VBA+TXV | 58S(B,C)*A045E14**12 | 24400 | 16 | 8.1 | 25000 | 22000 | 88% | 1.84 | 0 | 10.5 |  |  |  |  | R-410A | 2.0333 | Residential & Commercial | USHP | Ducted CEE Tier 1
212479891 | Central HP <5.4 tons | CARRIER | HRCU-A-CB (Split System: Heat Pump with Remote Outdoor Unit-Air-Source) | 38MURAQ24AB3* | ADP |  | A24VBA+TXV | 58SP*A045V14**12 | 24000 | 16 | 8.5 | 24800 | 22600 | 91.13% | 1.9 | 0 | 10 |  |  |  |  | R-410A | 2 | Residential & Commercial | USHP | Ducted CEE Tier 1
212479893 | Central HP <5.4 tons | CARRIER | HRCU-A-CB (Split System: Heat Pump with Remote Outdoor Unit-Air-Source) | 38MURAQ24AB3* | ADP |  | PL36H210P299 | 58SP*A045V17**16 | 23400 | 17 | 8.5 | 24000 | 23200 | 96.67% | 1.96 | 0 | 10 |  |  |  |  | R-410A | 1.95 | Residential & Commercial | USHP | Ducted CEE Tier 1
213785015 | Central HP <5.4 tons | CARRIER | HRCU-A-CB (Split System: Heat Pump with Remote Outdoor Unit-Air-Source) | 25VNA424A*031* |  |  | CAP**2417AL*+UI | 58TN*B090C17**16 | 23000 | 19.5 | 10 | 27000 | 20200 | 74.81% | 2.3 | 0 | 12.5 |  |  |  |  | R-410A | 1.9167 | Residential & Commercial | USHP | Ducted CEE Tier 1
213785063 | Central HP <5.4 tons | CARRIER | HRCU-A-CB (Split System: Heat Pump with Remote Outdoor Unit-Air-Source) | 25VNA424A*031* |  |  | CAP**3017AL*+UI | 59TN6C060C17**14 | 23000 | 19.5 | 10 | 26800 | 20000 | 74.63% | 2.34 | 0 | 12.5 |  |  |  |  | R-410A | 1.9167 | Residential & Commercial | USHP | Ducted CEE Tier 1
213785065 | Central HP <5.4 tons | CARRIER | HRCU-A-CB (Split System: Heat Pump with Remote Outdoor Unit-Air-Source) | 25VNA424A*031* |  |  | CAP**3017AL*+UI | 59TN6C080C17**14 | 23200 | 20 | 10 | 26800 | 20000 | 74.63% | 2.36 | 0 | 12.5 |  |  |  |  | R-410A | 1.9333 | Residential & Commercial | USHP | Ducted CEE Tier 1
213785079 | Central HP <5.4 tons | CARRIER | HRCU-A-CB (Split System: Heat Pump with Remote Outdoor Unit-Air-Source) | 25VNA424A*031* |  |  | CAP**3617AL*+UI | 59TN6C040C14**10 | 22800 | 18 | 10 | 27000 | 20400 | 75.56% | 2.3 | 0 | 11.5 |  |  |  |  | R-410A | 1.9 | Residential & Commercial | USHP | Ducted CEE Tier 1
212348395 | Central HP <5.4 tons | CARRIER | HRCU-A-CB (Split System: Heat Pump with Remote Outdoor Unit-Air-Source) | 38MURAQ24AB3* | ASPEN |  | LEW30E4 | 0 | 23600 | 16 | 9 | 26200 | 23400 | 89.31% | 2.93 | 0 | 10 |  |  |  |  | R-410A | 1.9667 | Residential & Commercial | USHP | Ducted CEE Tier 1
215289704 | Central HP <5.4 tons | AIRQUEST | HRCU-A-CB (Split System: Heat Pump with Remote Outdoor Unit-Air-Source) | DLCURAH18ABK | ADP |  | H,GG32936 | *92MSN0801716A* | 17400 | 16 | 8.5 | 17100 | 18700 | 109.4% | 2.3 | 0 | 10.5 |  |  |  |  | R-410A | 1.45 | Residential & Commercial | USHP | Ducted CEE Tier 1
210693381 | Central HP <5.4 tons | Liberty Heating & Air Conditioning | HRCU-A-CB (Split System: Heat Pump with Remote Outdoor Unit-Air-Source) | ASZV903610A* |  |  | CSCF3642N6D*+TXV | G*VS800604BUA* | 33800 | 18.5 | 8.2 | 34000 | 24400 | 71.76% | 1.8 | 0 | 11.5 |  |  |  |  | R-410A | 2.8167 | Residential & Commercial | USHP | Ducted CEE Tier 1
210693384 | Central HP <5.4 tons | Liberty Heating & Air Conditioning | HRCU-A-CB (Split System: Heat Pump with Remote Outdoor Unit-Air-Source) | ASZV903610A* |  |  | CSCF3642N6D*+TXV | G*VS800805CUA* | 33800 | 18.5 | 8.2 | 34000 | 24400 | 71.76% | 1.8 | 0 | 11.5 |  |  |  |  | R-410A | 2.8167 | Residential & Commercial | USHP | Ducted CEE Tier 1
210693331 | Central HP <5.4 tons | Liberty Heating & Air Conditioning | HRCU-A-CB (Split System: Heat Pump with Remote Outdoor Unit-Air-Source) | ASZV903610A* |  |  | CA*F3743*6D*+TXV | G*VC960803BNB* | 33600 | 18.5 | 8.2 | 34000 | 24400 | 71.76% | 1.8 | 0 | 11.5 |  |  |  |  | R-410A | 2.8 | Residential & Commercial | USHP | Ducted CEE Tier 1
216687194 | Central HP <5.4 tons | FUJITSU | HRCU-A-CB (Split System: Heat Pump with Remote Outdoor Unit-Air-Source) | FOP1936MJAYCA |  |  | FCCA3621MYEA | FF97MV508521DH | 34200 | 21 | 10 | 34200 | 29400 | 85.96% | 2 | 0 | 12 |  |  |  |  | R-454B | 2.85 | Residential & Commercial | USHP | Ducted CEE Tier 1
216764563 | Central HP <5.4 tons | TRANE | HRCU-A-CB (Split System: Heat Pump with Remote Outdoor Unit-Air-Source) | 5TWR7024A1 |  |  | 5TXCB004AS3 | S8X1B040M2PTC | 22800 | 17.1 | 8.7 | 21600 | 17100 | 79.17% | 1.9 | 0 | 12.5 |  |  |  |  | R-454B | 1.9 | Residential & Commercial | USHP | Ducted CEE Tier 1
213779348 | Central HP <5.4 tons | AIRQUEST | HRCU-A-CB (Split System: Heat Pump with Remote Outdoor Unit-Air-Source) | HVH837GKA** |  |  | EA*4X43L21A*+WALLCON | *96CTN0801714B* | 32800 | 17 | 8.5 | 32800 | 25200 | 76.83% | 1.96 | 0 | 11 |  |  |  |  | R-410A | 2.7333 | Residential & Commercial | USHP | Ducted CEE Tier 1
213779498 | Central HP <5.4 tons | AIRQUEST | HRCU-A-CB (Split System: Heat Pump with Remote Outdoor Unit-Air-Source) | HVH837GKA** |  |  | EA*4X48L24A*+WALLCON | *80CTL1102120B* | 32400 | 17.5 | 8.5 | 32200 | 24800 | 77.02% | 1.98 | 0 | 11.5 |  |  |  |  | R-410A | 2.7 | Residential & Commercial | USHP | Ducted CEE Tier 1
213782138 | Central HP <5.4 tons | AIRQUEST | HRCU-A-CB (Split System: Heat Pump with Remote Outdoor Unit-Air-Source) | HVH837GKA2* |  |  | EHD4X48AAL+WALLCON | *97CMN0801714B* | 32400 | 16.5 | 8.1 | 33000 | 25000 | 75.76% | 1.94 | 0 | 11 |  |  |  |  | R-410A | 2.7 | Residential & Commercial | USHP | Ducted CEE Tier 1
213782288 | Central HP <5.4 tons | AIRQUEST | HRCU-A-CB (Split System: Heat Pump with Remote Outdoor Unit-Air-Source) | HVH837GKA2* |  |  | EHD4X60AAL+WALLCON | *97CMN0601714B* | 32800 | 16 | 8.1 | 32400 | 25200 | 77.78% | 1.96 | 0 | 11 |  |  |  |  | R-410A | 2.7333 | Residential & Commercial | USHP | Ducted CEE Tier 1
213780268 | Central HP <5.4 tons | AIRQUEST | HRCU-A-CB (Split System: Heat Pump with Remote Outdoor Unit-Air-Source) | HVH837GKA** |  |  | EHD4X48AAL+WALLCON | *96CTN0801714B* | 32600 | 16.5 | 8.1 | 33000 | 25000 | 75.76% | 1.94 | 0 | 11 |  |  |  |  | R-410A | 2.7167 | Residential & Commercial | USHP | Ducted CEE Tier 1
214331212 | Central HP <5.4 tons | NAPOLEON | HRCU-A-CB (Split System: Heat Pump with Remote Outdoor Unit-Air-Source) | WSEHV2436RA1-N | ADP |  | *G34936 | WUV070T3AA | 37000 | 16 | 8.25 | 34800 | 32400 | 93.1% | 1.76 | 0 | 9.5 |  |  |  |  | R-410A | 3.0833 | Residential & Commercial | USHP
212348394 | Central HP <5.4 tons | CARRIER | HRCU-A-CB (Split System: Heat Pump with Remote Outdoor Unit-Air-Source) | 38MURAQ24AB3* | ASPEN |  | LEW30D4 | 0 | 23600 | 16 | 9 | 26200 | 23400 | 89.31% | 2.93 | 0 | 10 |  |  |  |  | R-410A | 1.9667 | Residential & Commercial | USHP | Ducted CEE Tier 1
212480075 | Central HP <5.4 tons | CARRIER | HRCU-A-CB (Split System: Heat Pump with Remote Outdoor Unit-Air-Source) | 38MURAQ24AB3* | ADP |  | PL36H210P749 | 59SC5B080E17**16 | 24800 | 15.2 | 8.5 | 25200 | 21600 | 85.71% | 1.8 | 0 | 10 |  |  |  |  | R-410A | 2.0667 | Residential & Commercial | USHP | Ducted CEE Tier 1
212480084 | Central HP <5.4 tons | CARRIER | HRCU-A-CB (Split System: Heat Pump with Remote Outdoor Unit-Air-Source) | 38MURAQ24AB3* | ADP |  | A36VCA+TXV | 59SP6A040V17**12 | 23200 | 16 | 8.5 | 24200 | 23200 | 95.87% | 1.94 | 0 | 10 |  |  |  |  | R-410A | 1.9333 | Residential & Commercial | USHP | Ducted CEE Tier 1
212480093 | Central HP <5.4 tons | CARRIER | HRCU-A-CB (Split System: Heat Pump with Remote Outdoor Unit-Air-Source) | 38MURAQ24AB3* | ADP |  | A36VCA+TXV | 59SP6A080V17**16 | 24200 | 16 | 8.1 | 24600 | 22600 | 91.87% | 1.9 | 0 | 10.5 |  |  |  |  | R-410A | 2.0167 | Residential & Commercial | USHP | Ducted CEE Tier 1
216755684 | Central HP <5.4 tons | CARRIER | HRCU-A-CB (Split System: Heat Pump with Remote Outdoor Unit-Air-Source) | 37MUHAQ30AA3 |  |  | CAA**4321AM* | 58SU*B080M21**20 | 31200 | 15.5 | 9 | 34200 | 30000 | 87.72% | 1.8 | 0 | 9.5 |  |  |  |  | R-454B | 2.6 | Residential & Commercial | USHP
213612046 | Central HP <5.4 tons | RUUD | HRCU-A-CB (Split System: Heat Pump with Remote Outdoor Unit-Air-Source) | RP15AZ30AJ2N | ASPEN |  | D(A,C,E)36A34+TDR | R962V0403A17M4S | 27400 | 15.4 | 8.1 | 28400 | 20800 | 73.24% | 2.63 | 0 | 11.7 |  |  |  |  | R-410A | 2.2833 | Residential & Commercial | USHP | Ducted CEE Tier 1
211392649 | Central HP <5.4 tons | LUXAIRE | HRCU-A-CB (Split System: Heat Pump with Remote Outdoor Unit-Air-Source) | HMH72B341 |  |  | XAUB36DXXN1+TXV | TM8E060A12MP11 | 34000 | 18 | 8.1 | 33800 | 23800 | 70.41% | 2.06 | 0 | 10 |  |  |  |  | R-410A | 2.8333 | Residential & Commercial | USHP | Ducted CEE Tier 1
211392815 | Central HP <5.4 tons | LUXAIRE | HRCU-A-CB (Split System: Heat Pump with Remote Outdoor Unit-Air-Source) | HMH72B341 |  |  | XAHB30CXXN1+TXV | TMLE040A12MP11 | 32000 | 17.5 | 8.1 | 31800 | 23000 | 72.33% | 1.98 | 0 | 9.5 |  |  |  |  | R-410A | 2.6667 | Residential & Commercial | USHP
212480001 | Central HP <5.4 tons | CARRIER | HRCU-A-CB (Split System: Heat Pump with Remote Outdoor Unit-Air-Source) | 38MURAQ24AB3* | ADP |  | V,C36H175P149 | 58TP*A090V17**16 | 23800 | 17 | 8.1 | 24400 | 23000 | 94.26% | 1.94 | 0 | 10.5 |  |  |  |  | R-410A | 1.9833 | Residential & Commercial | USHP | Ducted CEE Tier 1
212480099 | Central HP <5.4 tons | CARRIER | HRCU-A-CB (Split System: Heat Pump with Remote Outdoor Unit-Air-Source) | 38MURAQ24AB3* | ADP |  | PL36H175P149 | 59SP6A080V17**16 | 24200 | 16 | 8.1 | 24600 | 22600 | 91.87% | 1.9 | 0 | 10.5 |  |  |  |  | R-410A | 2.0167 | Residential & Commercial | USHP | Ducted CEE Tier 1
213782035 | Central HP <5.4 tons | CARRIER | HRCU-A-CB (Split System: Heat Pump with Remote Outdoor Unit-Air-Source) | 25VNA837A*031* |  |  | CSPH*4212AL*+UI | 59TN6C120C24**22 | 32600 | 16.5 | 8.1 | 33000 | 24600 | 74.55% | 1.94 | 0 | 11 |  |  |  |  | R-410A | 2.7167 | Residential & Commercial | USHP | Ducted CEE Tier 1
212498517 | Central HP <5.4 tons | CARRIER | HRCU-A-CB (Split System: Heat Pump with Remote Outdoor Unit-Air-Source) | 38MURAQ24AB3* | ADP |  | CE2505C+TXV | 0 | 23600 | 17 | 9 | 25600 | 25200 | 98.44% | 2.14 | 0 | 10 |  |  |  |  | R-410A | 1.9667 | Residential & Commercial | USHP | Ducted CEE Tier 1
215289720 | Central HP <5.4 tons | AIRQUEST | HRCU-A-CB (Split System: Heat Pump with Remote Outdoor Unit-Air-Source) | DLCURAH18ABK | ADP |  | H,GG36936 | *92MSN0801716A* | 17700 | 16 | 8.5 | 17100 | 18700 | 109.4% | 2.3 | 0 | 11 |  |  |  |  | R-410A | 1.475 | Residential & Commercial | USHP | Ducted CEE Tier 1
215289753 | Central HP <5.4 tons | AIRQUEST | HRCU-A-CB (Split System: Heat Pump with Remote Outdoor Unit-Air-Source) | DLCURAH18ABK | ADP |  | H,GE32936 | *96MSN0261410A* | 16900 | 20 | 8.1 | 16700 | 18800 | 112.6% | 2.3 | 0 | 10 |  |  |  |  | R-410A | 1.4083 | Residential & Commercial | USHP | Ducted CEE Tier 1
215289786 | Central HP <5.4 tons | AIRQUEST | HRCU-A-CB (Split System: Heat Pump with Remote Outdoor Unit-Air-Source) | DLCURAH18ABK | ADP |  | H,GG31924 | *96MSN0401410A* | 16800 | 16 | 8.5 | 16900 | 19100 | 113% | 2.34 | 0 | 10 |  |  |  |  | R-410A | 1.4 | Residential & Commercial | USHP | Ducted CEE Tier 1
215289787 | Central HP <5.4 tons | AIRQUEST | HRCU-A-CB (Split System: Heat Pump with Remote Outdoor Unit-Air-Source) | DLCURAH18ABK | ADP |  | H,GG31930 | *96MSN0401410A* | 16800 | 16 | 8.5 | 16900 | 19100 | 113% | 2.34 | 0 | 10 |  |  |  |  | R-410A | 1.4 | Residential & Commercial | USHP | Ducted CEE Tier 1
215289803 | Central HP <5.4 tons | AIRQUEST | HRCU-A-CB (Split System: Heat Pump with Remote Outdoor Unit-Air-Source) | DLCURAH18ABK | ADP |  | HE33936 | *96MSN0401410A* | 17400 | 16 | 8.5 | 16900 | 19100 | 113% | 2.34 | 0 | 10.5 |  |  |  |  | R-410A | 1.45 | Residential & Commercial | USHP | Ducted CEE Tier 1
215289821 | Central HP <5.4 tons | AIRQUEST | HRCU-A-CB (Split System: Heat Pump with Remote Outdoor Unit-Air-Source) | DLCURAH18ABK | ADP |  | HE8J936 | *96MSN0401410A* | 17400 | 16 | 8.5 | 16900 | 19100 | 113% | 2.34 | 0 | 10.5 |  |  |  |  | R-410A | 1.45 | Residential & Commercial | USHP | Ducted CEE Tier 1
215289837 | Central HP <5.4 tons | AIRQUEST | HRCU-A-CB (Split System: Heat Pump with Remote Outdoor Unit-Air-Source) | DLCURAH18ABK | ADP |  | HE31930 | *96MSN0401712A* | 16600 | 15.2 | 8.5 | 16700 | 19000 | 113.8% | 2.32 | 0 | 9.5 |  |  |  |  | R-410A | 1.3833 | Residential & Commercial | USHP
215289889 | Central HP <5.4 tons | AIRQUEST | HRCU-A-CB (Split System: Heat Pump with Remote Outdoor Unit-Air-Source) | DLCURAH18ABK | ADP |  | HE32936 | *96MSN0601412A* | 17400 | 16 | 8.5 | 17000 | 19400 | 114.1% | 2.38 | 0 | 10.5 |  |  |  |  | R-410A | 1.45 | Residential & Commercial | USHP | Ducted CEE Tier 1
211393518 | Central HP <5.4 tons | LUXAIRE | HRCU-A-CB (Split System: Heat Pump with Remote Outdoor Unit-Air-Source) | HMH72B341 |  |  | XAHB30CXXN1+TXV | TL8E060A12UH11 | 32000 | 17.5 | 8.1 | 32600 | 23000 | 70.55% | 1.98 | 0 | 9.5 |  |  |  |  | R-410A | 2.6667 | Residential & Commercial | USHP
211390008 | Central HP <5.4 tons | LUXAIRE | HRCU-A-CB (Split System: Heat Pump with Remote Outdoor Unit-Air-Source) | HMH72B341 |  |  | XAHC36DBCN1 | TM8V080C16MP12 | 34000 | 17 | 8.1 | 34000 | 24600 | 72.35% | 2.08 | 0 | 9.5 |  |  |  |  | R-410A | 2.8333 | Residential & Commercial | USHP
213612030 | Central HP <5.4 tons | RUUD | HRCU-A-CB (Split System: Heat Pump with Remote Outdoor Unit-Air-Source) | RP15AZ24AJ2N | ASPEN |  | D(A,C,E)24A34+TDR | R802V0503A14UH | 22000 | 15.4 | 8.1 | 22800 | 16200 | 71.05% | 2.81 | 0 | 11.8 |  |  |  |  | R-410A | 1.8333 | Residential & Commercial | USHP | Ducted CEE Tier 1
213612031 | Central HP <5.4 tons | RUUD | HRCU-A-CB (Split System: Heat Pump with Remote Outdoor Unit-Air-Source) | RP15AZ24AJ2N | ASPEN |  | D(A,C,E)24A34+TDR | R802V0754A17UH | 22000 | 15.5 | 8.2 | 22800 | 16200 | 71.05% | 2.83 | 0 | 11.8 |  |  |  |  | R-410A | 1.8333 | Residential & Commercial | USHP | Ducted CEE Tier 1
215289923 | Central HP <5.4 tons | AIRQUEST | HRCU-A-CB (Split System: Heat Pump with Remote Outdoor Unit-Air-Source) | DLCURAH18ABK | ADP |  | HG31930 | *96MSN0601716A* | 16900 | 15.2 | 8.5 | 16900 | 18600 | 110.1% | 2.28 | 0 | 10 |  |  |  |  | R-410A | 1.4083 | Residential & Commercial | USHP | Ducted CEE Tier 1
215289937 | Central HP <5.4 tons | AIRQUEST | HRCU-A-CB (Split System: Heat Pump with Remote Outdoor Unit-Air-Source) | DLCURAH18ABK | ADP |  | H,GE33936 | *96MSN0601716A* | 17100 | 16 | 8.5 | 16500 | 19000 | 115.2% | 2.32 | 0 | 10.5 |  |  |  |  | R-410A | 1.425 | Residential & Commercial | USHP | Ducted CEE Tier 1
215289955 | Central HP <5.4 tons | AIRQUEST | HRCU-A-CB (Split System: Heat Pump with Remote Outdoor Unit-Air-Source) | DLCURAH18ABK | ADP |  | H,GE8J936 | *96MSN0601716A* | 17100 | 16 | 8.5 | 16500 | 19000 | 115.2% | 2.32 | 0 | 10.5 |  |  |  |  | R-410A | 1.425 | Residential & Commercial | USHP | Ducted CEE Tier 1
215289970 | Central HP <5.4 tons | AIRQUEST | HRCU-A-CB (Split System: Heat Pump with Remote Outdoor Unit-Air-Source) | DLCURAH18ABK | ADP |  | H,GE31930 | *96MSN0801716A* | 17200 | 16 | 8.5 | 17000 | 19000 | 111.8% | 2.32 | 0 | 10 |  |  |  |  | R-410A | 1.4333 | Residential & Commercial | USHP | Ducted CEE Tier 1
215290003 | Central HP <5.4 tons | AIRQUEST | HRCU-A-CB (Split System: Heat Pump with Remote Outdoor Unit-Air-Source) | DLCURAH18ABK | ADP |  | HG9J936 | *96MSN0801716A* | 17600 | 16 | 8.5 | 17000 | 18700 | 110% | 2.3 | 0 | 11 |  |  |  |  | R-410A | 1.4667 | Residential & Commercial | USHP | Ducted CEE Tier 1
215290005 | Central HP <5.4 tons | AIRQUEST | HRCU-A-CB (Split System: Heat Pump with Remote Outdoor Unit-Air-Source) | DLCURAH18ABK | ADP |  | H,GG80936 | *96MSN0801716A* | 17600 | 16 | 8.5 | 17000 | 18700 | 110% | 2.3 | 0 | 11 |  |  |  |  | R-410A | 1.4667 | Residential & Commercial | USHP | Ducted CEE Tier 1
215290021 | Central HP <5.4 tons | AIRQUEST | HRCU-A-CB (Split System: Heat Pump with Remote Outdoor Unit-Air-Source) | DLCURAH18ABK | ADP |  | H,GE32930 | *96VTN0401410A* | 17100 | 16 | 8.5 | 16700 | 18800 | 112.6% | 2.3 | 0 | 10 |  |  |  |  | R-410A | 1.425 | Residential & Commercial | USHP | Ducted CEE Tier 1
215290039 | Central HP <5.4 tons | AIRQUEST | HRCU-A-CB (Split System: Heat Pump with Remote Outdoor Unit-Air-Source) | DLCURAH18ABK | ADP |  | H,GE7J936 | *96VTN0401410A* | 17200 | 16 | 8.5 | 16700 | 18800 | 112.6% | 2.3 | 0 | 10 |  |  |  |  | R-410A | 1.4333 | Residential & Commercial | USHP | Ducted CEE Tier 1
211388874 | Central HP <5.4 tons | LUXAIRE | HRCU-A-CB (Split System: Heat Pump with Remote Outdoor Unit-Air-Source) | HMH72B341 |  |  | XAFB36DXXN1+TXV | TM9E080B12MP12 | 34000 | 17.5 | 8.1 | 33800 | 24000 | 71.01% | 2.06 | 0 | 10 |  |  |  |  | R-410A | 2.8333 | Residential & Commercial | USHP | Ducted CEE Tier 1
211388956 | Central HP <5.4 tons | LUXAIRE | HRCU-A-CB (Split System: Heat Pump with Remote Outdoor Unit-Air-Source) | HMH72B341 |  |  | XAHC36DBCN1 | TM9E060B12MP12 | 33400 | 17 | 8.1 | 33400 | 23800 | 71.26% | 2 | 0 | 9.5 |  |  |  |  | R-410A | 2.7833 | Residential & Commercial | USHP
211389274 | Central HP <5.4 tons | LUXAIRE | HRCU-A-CB (Split System: Heat Pump with Remote Outdoor Unit-Air-Source) | HMH72B341 |  |  | XAHC36DXXN1+TXV | TM8Y120C20MP11 | 34000 | 17 | 8.1 | 33800 | 24200 | 71.6% | 2.08 | 0 | 9.5 |  |  |  |  | R-410A | 2.8333 | Residential & Commercial | USHP
211388154 | Central HP <5.4 tons | LUXAIRE | HRCU-A-CB (Split System: Heat Pump with Remote Outdoor Unit-Air-Source) | HMH72B341 |  |  | XAHB36DBCN1 | TM9V060B12MP12 | 32800 | 17 | 8.1 | 33000 | 23400 | 70.91% | 1.98 | 0 | 9.5 |  |  |  |  | R-410A | 2.7333 | Residential & Commercial | USHP
211388303 | Central HP <5.4 tons | LUXAIRE | HRCU-A-CB (Split System: Heat Pump with Remote Outdoor Unit-Air-Source) | HMH72B341 |  |  | XAFB36DXXN1+TXV | TM9V060B12MP12 | 33800 | 17 | 8.5 | 33400 | 23800 | 71.26% | 2.04 | 0 | 9.5 |  |  |  |  | R-410A | 2.8167 | Residential & Commercial | USHP
211388338 | Central HP <5.4 tons | LUXAIRE | HRCU-A-CB (Split System: Heat Pump with Remote Outdoor Unit-Air-Source) | HMH72B341 |  |  | XAFB36DBCN1 | TM9V060B12MP12 | 33800 | 17 | 8.5 | 33400 | 23800 | 71.26% | 2.04 | 0 | 9.5 |  |  |  |  | R-410A | 2.8167 | Residential & Commercial | USHP
211388470 | Central HP <5.4 tons | LUXAIRE | HRCU-A-CB (Split System: Heat Pump with Remote Outdoor Unit-Air-Source) | HMH72B341 |  |  | XAHB36DBCN1 | TM9V040A10MP12 | 32400 | 16.5 | 8.1 | 32600 | 23000 | 70.55% | 1.96 | 0 | 9.5 |  |  |  |  | R-410A | 2.7 | Residential & Commercial | USHP
211387935 | Central HP <5.4 tons | LUXAIRE | HRCU-A-CB (Split System: Heat Pump with Remote Outdoor Unit-Air-Source) | HMH72B341 |  |  | XAFB36DBCN1 | TP9C080B12MP13 | 33600 | 17.5 | 8.5 | 33400 | 23400 | 70.06% | 2.04 | 0 | 10 |  |  |  |  | R-410A | 2.8 | Residential & Commercial | USHP | Ducted CEE Tier 1
214331345 | Central HP <5.4 tons | NAPOLEON | HRCU-A-CB (Split System: Heat Pump with Remote Outdoor Unit-Air-Source) | WSEHV4860RA1-N | ADP |  | H,A,DG52960 | WPV080T4BA | 46000 | 17 | 8.5 | 48000 | 34600 | 72.08% | 1.8 | 0 | 10 |  |  |  |  | R-410A | 3.8333 | Residential & Commercial | USHP | Ducted CEE Tier 1
216794242 | Central HP <5.4 tons | TRANE | HRCU-A-CB (Split System: Heat Pump with Remote Outdoor Unit-Air-Source) | 5TWV0X24A1 | ASPEN |  | D(A,C,E)30A4J+TDR | L8V1A060U3VSB+LRP | 19500 | 21 | 10 | 22200 | 21800 | 98.2% | 2.93 | 0 | 11.2 |  |  |  |  | R-454B | 1.625 | Residential & Commercial | USHP | Ducted CEE Tier 1
216794362 | Central HP <5.4 tons | TRANE | HRCU-A-CB (Split System: Heat Pump with Remote Outdoor Unit-Air-Source) | 5TWV0X36A1 | ASPEN |  | D(A,C,E)48C3J+TDR | S8V2A040M3PCB | 32400 | 20 | 9 | 32400 | 31600 | 97.53% | 2.75 | 0 | 11.7 |  |  |  |  | R-454B | 2.7 | Residential & Commercial | USHP | Ducted CEE Tier 1
216794394 | Central HP <5.4 tons | TRANE | HRCU-A-CB (Split System: Heat Pump with Remote Outdoor Unit-Air-Source) | 5TWV0X36A1 | ASPEN |  | D(A,C,E)48C3J+TDR | S9V2B040D3PSC+LRP | 30400 | 17.5 | 9 | 31800 | 30000 | 94.34% | 2.77 | 0 | 11 |  |  |  |  | R-454B | 2.5333 | Residential & Commercial | USHP | Ducted CEE Tier 1
213781285 | Central HP <5.4 tons | CARRIER | HRCU-A-CB (Split System: Heat Pump with Remote Outdoor Unit-Air-Source) | 25VNA837A*031* |  |  | CAP**4821AL*+UI | 58TN*B070C17**16 | 32200 | 17 | 8.1 | 32600 | 25000 | 76.69% | 1.96 | 0 | 11 |  |  |  |  | R-410A | 2.6833 | Residential & Commercial | USHP | Ducted CEE Tier 1
213781335 | Central HP <5.4 tons | CARRIER | HRCU-A-CB (Split System: Heat Pump with Remote Outdoor Unit-Air-Source) | 25VNA837A*031* |  |  | CAP**4821AL*+UI | 59MN7C060C17**14 | 32000 | 16.5 | 8.1 | 32800 | 25200 | 76.83% | 1.94 | 0 | 10.5 |  |  |  |  | R-410A | 2.6667 | Residential & Commercial | USHP | Ducted CEE Tier 1
213781455 | Central HP <5.4 tons | CARRIER | HRCU-A-CB (Split System: Heat Pump with Remote Outdoor Unit-Air-Source) | 25VNA837A*031* |  |  | CAP**4824AL*+UI | 59TN6C120C24**22 | 32400 | 17 | 8.5 | 32400 | 24800 | 76.54% | 1.98 | 0 | 11 |  |  |  |  | R-410A | 2.7 | Residential & Commercial | USHP | Ducted CEE Tier 1
213781555 | Central HP <5.4 tons | CARRIER | HRCU-A-CB (Split System: Heat Pump with Remote Outdoor Unit-Air-Source) | 25VNA837A*031* |  |  | CAP**6121AL*+UI | 58TN*B090C17**16 | 33200 | 17.5 | 8.1 | 32000 | 24800 | 77.5% | 1.98 | 0 | 11.5 |  |  |  |  | R-410A | 2.7667 | Residential & Commercial | USHP | Ducted CEE Tier 1
214839588 | Central HP <5.4 tons | GE | HRCU-A-CB (Split System: Heat Pump with Remote Outdoor Unit-Air-Source) | NS22H24MA4-**A | ASPEN |  | L(E,G)M36D4 | 0 | 22600 | 18.5 | 8.5 | 23000 | 16100 | 70% | 2.32 | 0 | 12.2 |  |  |  |  | R-410A | 1.8833 | Residential & Commercial | USHP | Ducted CEE Tier 1
215289569 | Central HP <5.4 tons | AIRQUEST | HRCU-A-CB (Split System: Heat Pump with Remote Outdoor Unit-Air-Source) | DLCURAH18ABK | ADP |  | H,GG32936 | *92MSN0401712A* | 16500 | 15.2 | 8.5 | 16500 | 18400 | 111.5% | 2.24 | 0 | 10 |  |  |  |  | R-410A | 1.375 | Residential & Commercial | USHP | Ducted CEE Tier 1
215290053 | Central HP <5.4 tons | AIRQUEST | HRCU-A-CB (Split System: Heat Pump with Remote Outdoor Unit-Air-Source) | DLCURAH18ABK | ADP |  | H,GG31930 | *96VTN0401410B* | 16600 | 16 | 8.5 | 16600 | 19000 | 114.5% | 2.34 | 0 | 9.5 |  |  |  |  | R-410A | 1.3833 | Residential & Commercial | USHP
215290071 | Central HP <5.4 tons | AIRQUEST | HRCU-A-CB (Split System: Heat Pump with Remote Outdoor Unit-Air-Source) | DLCURAH18ABK | ADP |  | HG34936 | *96VTN0401410B* | 17200 | 16 | 8.5 | 16600 | 19000 | 114.5% | 2.34 | 0 | 10 |  |  |  |  | R-410A | 1.4333 | Residential & Commercial | USHP | Ducted CEE Tier 1
215290087 | Central HP <5.4 tons | AIRQUEST | HRCU-A-CB (Split System: Heat Pump with Remote Outdoor Unit-Air-Source) | DLCURAH18ABK | ADP |  | HE8J936 | *96VTN0401410B* | 17100 | 16 | 8.5 | 16600 | 19000 | 114.5% | 2.34 | 0 | 10 |  |  |  |  | R-410A | 1.425 | Residential & Commercial | USHP | Ducted CEE Tier 1
215290088 | Central HP <5.4 tons | AIRQUEST | HRCU-A-CB (Split System: Heat Pump with Remote Outdoor Unit-Air-Source) | DLCURAH18ABK | ADP |  | H,GG9J936 | *96VTN0401410B* | 17200 | 16 | 8.5 | 16600 | 19000 | 114.5% | 2.34 | 0 | 10 |  |  |  |  | R-410A | 1.4333 | Residential & Commercial | USHP | Ducted CEE Tier 1
215290122 | Central HP <5.4 tons | AIRQUEST | HRCU-A-CB (Split System: Heat Pump with Remote Outdoor Unit-Air-Source) | DLCURAH18ABK | ADP |  | HE30924 | *96VTN0401712A* | 16900 | 15.2 | 8.5 | 17100 | 18400 | 107.6% | 2.26 | 0 | 10 |  |  |  |  | R-410A | 1.4083 | Residential & Commercial | USHP | Ducted CEE Tier 1
215290138 | Central HP <5.4 tons | AIRQUEST | HRCU-A-CB (Split System: Heat Pump with Remote Outdoor Unit-Air-Source) | DLCURAH18ABK | ADP |  | H,GG31924 | *96VTN0401712B* | 16900 | 15.2 | 8.5 | 17000 | 18800 | 110.6% | 2.3 | 0 | 10 |  |  |  |  | R-410A | 1.4083 | Residential & Commercial | USHP | Ducted CEE Tier 1
215290140 | Central HP <5.4 tons | AIRQUEST | HRCU-A-CB (Split System: Heat Pump with Remote Outdoor Unit-Air-Source) | DLCURAH18ABK | ADP |  | HG31930 | *96VTN0401712B* | 16900 | 15.2 | 8.5 | 17000 | 18800 | 110.6% | 2.3 | 0 | 10 |  |  |  |  | R-410A | 1.4083 | Residential & Commercial | USHP | Ducted CEE Tier 1
215290154 | Central HP <5.4 tons | AIRQUEST | HRCU-A-CB (Split System: Heat Pump with Remote Outdoor Unit-Air-Source) | DLCURAH18ABK | ADP |  | H,GE33936 | *96VTN0401712B* | 17100 | 16 | 8.5 | 16600 | 19000 | 114.5% | 2.34 | 0 | 10.5 |  |  |  |  | R-410A | 1.425 | Residential & Commercial | USHP | Ducted CEE Tier 1
213885815 | Central HP <5.4 tons | HEIL | HRCU-A-CB (Split System: Heat Pump with Remote Outdoor Unit-Air-Source) | HVH837GKA2* | ASPEN |  | AE(D,N,U)+CM36A34+TDR | 0 | 31600 | 18.5 | 8.3 | 31200 | 38000 | 121.8% | 2.87 | 0 | 11.9 |  |  |  |  | R-410A | 2.6333 | Residential & Commercial | USHP | Ducted CEE Tier 1
215289572 | Central HP <5.4 tons | AIRQUEST | HRCU-A-CB (Split System: Heat Pump with Remote Outdoor Unit-Air-Source) | DLCURAH18ABK | ADP |  | H,GE32930 | *92MSN0401712A* | 16500 | 15.2 | 8.5 | 16500 | 18400 | 111.5% | 2.24 | 0 | 10 |  |  |  |  | R-410A | 1.375 | Residential & Commercial | USHP | Ducted CEE Tier 1
215289586 | Central HP <5.4 tons | AIRQUEST | HRCU-A-CB (Split System: Heat Pump with Remote Outdoor Unit-Air-Source) | DLCURAH18ABK | ADP |  | H,GG30924 | *92MSN0401712A* | 16300 | 15.2 | 8.5 | 16700 | 19000 | 113.8% | 2.32 | 0 | 9.5 |  |  |  |  | R-410A | 1.3583 | Residential & Commercial | USHP
215289604 | Central HP <5.4 tons | AIRQUEST | HRCU-A-CB (Split System: Heat Pump with Remote Outdoor Unit-Air-Source) | DLCURAH18ABK | ADP |  | H,GG24936 | *92MSN0601412A* | 17500 | 16 | 8.5 | 16900 | 18800 | 111.2% | 2.3 | 0 | 11 |  |  |  |  | R-410A | 1.4583 | Residential & Commercial | USHP | Ducted CEE Tier 1
215289671 | Central HP <5.4 tons | AIRQUEST | HRCU-A-CB (Split System: Heat Pump with Remote Outdoor Unit-Air-Source) | DLCURAH18ABK | ADP |  | H,GE34936 | *92MSN0601714A* | 17500 | 16 | 8.5 | 16900 | 18800 | 111.2% | 2.3 | 0 | 10.5 |  |  |  |  | R-410A | 1.4583 | Residential & Commercial | USHP | Ducted CEE Tier 1
215289689 | Central HP <5.4 tons | AIRQUEST | HRCU-A-CB (Split System: Heat Pump with Remote Outdoor Unit-Air-Source) | DLCURAH18ABK | ADP |  | H,GE9J936 | *92MSN0601714A* | 17500 | 16 | 8.5 | 16900 | 19000 | 112.4% | 2.34 | 0 | 10.5 |  |  |  |  | R-410A | 1.4583 | Residential & Commercial | USHP | Ducted CEE Tier 1
215289719 | Central HP <5.4 tons | AIRQUEST | HRCU-A-CB (Split System: Heat Pump with Remote Outdoor Unit-Air-Source) | DLCURAH18ABK | ADP |  | HG35936 | *92MSN0801716A* | 17700 | 16 | 8.5 | 17100 | 18700 | 109.4% | 2.3 | 0 | 11 |  |  |  |  | R-410A | 1.475 | Residential & Commercial | USHP | Ducted CEE Tier 1
215289737 | Central HP <5.4 tons | AIRQUEST | HRCU-A-CB (Split System: Heat Pump with Remote Outdoor Unit-Air-Source) | DLCURAH18ABK | ADP |  | H,GE22936 | *96MSN0261410A* | 16600 | 19 | 8.1 | 16700 | 18800 | 112.6% | 2.3 | 0 | 10 |  |  |  |  | R-410A | 1.3833 | Residential & Commercial | USHP | Ducted CEE Tier 1
215289756 | Central HP <5.4 tons | AIRQUEST | HRCU-A-CB (Split System: Heat Pump with Remote Outdoor Unit-Air-Source) | DLCURAH18ABK | ADP |  | HG33936 | *96MSN0261410A* | 17100 | 20 | 8.1 | 16700 | 18800 | 112.6% | 2.3 | 0 | 10 |  |  |  |  | R-410A | 1.425 | Residential & Commercial | USHP | Ducted CEE Tier 1
216794424 | Central HP <5.4 tons | TRANE | HRCU-A-CB (Split System: Heat Pump with Remote Outdoor Unit-Air-Source) | 5TWV0X36A1 | ASPEN |  | D(A,C,E)48C3J+TDR | S9V2B080U4PSC+LRP | 32000 | 19.4 | 9 | 32800 | 30800 | 93.9% | 2.76 | 0 | 12 |  |  |  |  | R-454B | 2.6667 | Residential & Commercial | USHP | Ducted CEE Tier 1
216794265 | Central HP <5.4 tons | TRANE | HRCU-A-CB (Split System: Heat Pump with Remote Outdoor Unit-Air-Source) | 5TWV0X24A1 | ASPEN |  | D(A,C,E)30A4J+TDR | S8V2B060M4PDB | 19500 | 21 | 10 | 22000 | 21800 | 99.09% | 2.93 | 0 | 11.2 |  |  |  |  | R-454B | 1.625 | Residential & Commercial | USHP | Ducted CEE Tier 1
216794427 | Central HP <5.4 tons | TRANE | HRCU-A-CB (Split System: Heat Pump with Remote Outdoor Unit-Air-Source) | 5TWV0X36A1 | ASPEN |  | D(A,C,E)48C3J+TDR | S9V2B080U4VSB+LRP | 32000 | 19.4 | 9 | 32800 | 30800 | 93.9% | 2.76 | 0 | 12 |  |  |  |  | R-454B | 2.6667 | Residential & Commercial | USHP | Ducted CEE Tier 1
216797086 | Central HP <5.4 tons | TRANE | HRCU-A-CB (Split System: Heat Pump with Remote Outdoor Unit-Air-Source) | 5TWV8X36A1 | ASPEN |  | D(A,C,E)48C3J+TDR | S8V2B080M4PDB | 30200 | 18 | 8.5 | 33000 | 33000 | 100% | 2.68 | 0 | 9.8 |  |  |  |  | R-454B | 2.5167 | Residential & Commercial | USHP
216797101 | Central HP <5.4 tons | TRANE | HRCU-A-CB (Split System: Heat Pump with Remote Outdoor Unit-Air-Source) | 5TWV8X36A1 | ASPEN |  | D(A,C,E)36C3J+TDR | S9V2B060D3PSC+LRP | 29600 | 18 | 8.5 | 33800 | 33800 | 100% | 2.71 | 0 | 9.8 |  |  |  |  | R-454B | 2.4667 | Residential & Commercial | USHP
216797103 | Central HP <5.4 tons | TRANE | HRCU-A-CB (Split System: Heat Pump with Remote Outdoor Unit-Air-Source) | 5TWV8X36A1 | ASPEN |  | D(A,C,E)36C3J+TDR | S9V2B060D3VSB+LRP | 29600 | 18 | 8.5 | 33800 | 33800 | 100% | 2.71 | 0 | 9.8 |  |  |  |  | R-454B | 2.4667 | Residential & Commercial | USHP
216794244 | Central HP <5.4 tons | TRANE | HRCU-A-CB (Split System: Heat Pump with Remote Outdoor Unit-Air-Source) | 5TWV0X24A1 | ASPEN |  | D(A,C,E)36C3J+TDR | L8V1A060U3VSB+LRP | 19800 | 21.2 | 10 | 22200 | 21800 | 98.2% | 2.95 | 0 | 11.2 |  |  |  |  | R-454B | 1.65 | Residential & Commercial | USHP | Ducted CEE Tier 1
216794278 | Central HP <5.4 tons | TRANE | HRCU-A-CB (Split System: Heat Pump with Remote Outdoor Unit-Air-Source) | 5TWV0X24A1 | ASPEN |  | D(A,C,E)36C3J+TDR | S8V2B080M4PDB | 20000 | 21.8 | 9.5 | 22600 | 22000 | 97.35% | 2.89 | 0 | 11.7 |  |  |  |  | R-454B | 1.6667 | Residential & Commercial | USHP | Ducted CEE Tier 1
212479911 | Central HP <5.4 tons | CARRIER | HRCU-A-CB (Split System: Heat Pump with Remote Outdoor Unit-Air-Source) | 38MURAQ24AB3* | ADP |  | PL36H210P749 | 58SP*A045V17**16 | 23200 | 17 | 8.5 | 24000 | 23200 | 96.67% | 1.96 | 0 | 10 |  |  |  |  | R-410A | 1.9333 | Residential & Commercial | USHP | Ducted CEE Tier 1
212479913 | Central HP <5.4 tons | CARRIER | HRCU-A-CB (Split System: Heat Pump with Remote Outdoor Unit-Air-Source) | 38MURAQ24AB3* | ADP |  | C36A***L159 | 58SP*A045V17**16 | 23400 | 17 | 8.5 | 24000 | 23200 | 96.67% | 1.96 | 0 | 10 |  |  |  |  | R-410A | 1.95 | Residential & Commercial | USHP | Ducted CEE Tier 1
212479995 | Central HP <5.4 tons | CARRIER | HRCU-A-CB (Split System: Heat Pump with Remote Outdoor Unit-Air-Source) | 38MURAQ24AB3* | ADP |  | C36A***L129 | 58TP*A090V17**16 | 23200 | 17 | 8.1 | 24400 | 23000 | 94.26% | 1.94 | 0 | 10 |  |  |  |  | R-410A | 1.9333 | Residential & Commercial | USHP | Ducted CEE Tier 1
212480029 | Central HP <5.4 tons | CARRIER | HRCU-A-CB (Split System: Heat Pump with Remote Outdoor Unit-Air-Source) | 38MURAQ24AB3* | ADP |  | C36A***L139 | 59SC2D080E17**16 | 24000 | 17 | 8.1 | 24600 | 22400 | 91.06% | 1.88 | 0 | 10.5 |  |  |  |  | R-410A | 2 | Residential & Commercial | USHP | Ducted CEE Tier 1
212480044 | Central HP <5.4 tons | CARRIER | HRCU-A-CB (Split System: Heat Pump with Remote Outdoor Unit-Air-Source) | 38MURAQ24AB3* | ADP |  | V,C36H175P139 | 59SC2D080E17**16 | 24200 | 17 | 8.1 | 24600 | 22400 | 91.06% | 1.88 | 0 | 10.5 |  |  |  |  | R-410A | 2.0167 | Residential & Commercial | USHP | Ducted CEE Tier 1
213781645 | Central HP <5.4 tons | CARRIER | HRCU-A-CB (Split System: Heat Pump with Remote Outdoor Unit-Air-Source) | 25VNA837A*031* |  |  | CAP**6121AL*+UI | 59TN6C100C21**22 | 33200 | 17.5 | 8.5 | 32000 | 24800 | 77.5% | 1.98 | 0 | 11.7 |  |  |  |  | R-410A | 2.7667 | Residential & Commercial | USHP | Ducted CEE Tier 1
216686107 | Central HP <5.4 tons | FUJITSU | HRCU-A-CB (Split System: Heat Pump with Remote Outdoor Unit-Air-Source) | FOP1960MJAYCA |  |  | FHRAVM6021S*YECA | 0 | 54500 | 17.5 | 8.1 | 54500 | 53000 | 97.25% | 2 | 0 | 10.5 |  |  |  |  | R-454B | 4.5417 | Residential & Commercial | USHP | Ducted CEE Tier 1
215290155 | Central HP <5.4 tons | AIRQUEST | HRCU-A-CB (Split System: Heat Pump with Remote Outdoor Unit-Air-Source) | DLCURAH18ABK | ADP |  | HE33936 | *96VTN0401712B* | 17100 | 16 | 8.5 | 16600 | 19000 | 114.5% | 2.34 | 0 | 10.5 |  |  |  |  | R-410A | 1.425 | Residential & Commercial | USHP | Ducted CEE Tier 1
215290187 | Central HP <5.4 tons | AIRQUEST | HRCU-A-CB (Split System: Heat Pump with Remote Outdoor Unit-Air-Source) | DLCURAH18ABK | ADP |  | HE31924 | *96VTN0601412A* | 17500 | 16 | 8.5 | 17200 | 18600 | 108.1% | 2.28 | 0 | 10 |  |  |  |  | R-410A | 1.4583 | Residential & Commercial | USHP | Ducted CEE Tier 1
215290188 | Central HP <5.4 tons | AIRQUEST | HRCU-A-CB (Split System: Heat Pump with Remote Outdoor Unit-Air-Source) | DLCURAH18ABK | ADP |  | HE31930 | *96VTN0601412A* | 17500 | 16 | 8.5 | 17200 | 18600 | 108.1% | 2.28 | 0 | 10 |  |  |  |  | R-410A | 1.4583 | Residential & Commercial | USHP | Ducted CEE Tier 1
215290189 | Central HP <5.4 tons | AIRQUEST | HRCU-A-CB (Split System: Heat Pump with Remote Outdoor Unit-Air-Source) | DLCURAH18ABK | ADP |  | H,GG32930 | *96VTN0601412A* | 17700 | 16 | 8.5 | 17200 | 18600 | 108.1% | 2.28 | 0 | 10 |  |  |  |  | R-410A | 1.475 | Residential & Commercial | USHP | Ducted CEE Tier 1
215290190 | Central HP <5.4 tons | AIRQUEST | HRCU-A-CB (Split System: Heat Pump with Remote Outdoor Unit-Air-Source) | DLCURAH18ABK | ADP |  | H,GG32936 | *96VTN0601412A* | 17700 | 16 | 8.5 | 17200 | 18600 | 108.1% | 2.28 | 0 | 10 |  |  |  |  | R-410A | 1.475 | Residential & Commercial | USHP | Ducted CEE Tier 1
215290220 | Central HP <5.4 tons | AIRQUEST | HRCU-A-CB (Split System: Heat Pump with Remote Outdoor Unit-Air-Source) | DLCURAH18ABK | ADP |  | H,GE22936 | *96VTN0601412B* | 16900 | 16 | 8.5 | 16900 | 19400 | 114.8% | 2.38 | 0 | 10 |  |  |  |  | R-410A | 1.4083 | Residential & Commercial | USHP | Ducted CEE Tier 1
215290254 | Central HP <5.4 tons | AIRQUEST | HRCU-A-CB (Split System: Heat Pump with Remote Outdoor Unit-Air-Source) | DLCURAH18ABK | ADP |  | H,GE7J924 | *96VTN0601412B* | 17300 | 16 | 8.5 | 16900 | 19400 | 114.8% | 2.38 | 0 | 10.5 |  |  |  |  | R-410A | 1.4417 | Residential & Commercial | USHP | Ducted CEE Tier 1
215290257 | Central HP <5.4 tons | AIRQUEST | HRCU-A-CB (Split System: Heat Pump with Remote Outdoor Unit-Air-Source) | DLCURAH18ABK | ADP |  | HG8J936 | *96VTN0601412B* | 17500 | 16 | 8.5 | 16900 | 18800 | 111.2% | 2.3 | 0 | 10.5 |  |  |  |  | R-410A | 1.4583 | Residential & Commercial | USHP | Ducted CEE Tier 1
210607415 | Central HP <5.4 tons | Liberty Heating & Air Conditioning | HRCU-A-CB (Split System: Heat Pump with Remote Outdoor Unit-Air-Source) | ASZV903610A* |  |  | CA*F3743*6D*+MBVC1601**-1A*+TX | 0 | 34200 | 19 | 8.2 | 34200 | 24400 | 71.35% | 1.85 | 0 | 12 |  |  |  |  | R-410A | 2.85 | Residential & Commercial | USHP | Ducted CEE Tier 1
214731215 | Central HP <5.4 tons | BRYANT HEATING AND COOLING SYSTEMS | HRCU-A-CB (Split System: Heat Pump with Remote Outdoor Unit-Air-Source) | 38MURAQ36AB3* | ADP |  | H,PG9J936 | 926TC60080V21*** | 35600 | 16 | 8.1 | 36800 | 34800 | 94.57% | 1.9 | 0 | 10 |  |  |  |  | R-410A | 2.9667 | Residential & Commercial | USHP | Ducted CEE Tier 1
213885822 | Central HP <5.4 tons | HEIL | HRCU-A-CB (Split System: Heat Pump with Remote Outdoor Unit-Air-Source) | HVH848GKA2* | ASPEN |  | AE(D,N,U)+CM60A34+TDR | 0 | 43000 | 18 | 8.3 | 46000 | 39000 | 84.78% | 2.75 | 0 | 10.4 |  |  |  |  | R-410A | 3.5833 | Residential & Commercial | USHP | Ducted CEE Tier 1
216619281 | Central HP <5.4 tons | CARRIER | HRCU-A-CB (Split System: Heat Pump with Remote Outdoor Unit-Air-Source) | 25VNA448A*031* | ADP |  | C60A***L199 | 59MN7C080C21**20 | 44500 | 21 | 9 | 44500 | 36000 | 80.9% | 2.26 | 0 | 12 |  |  |  |  | R-410A | 3.7083 | Residential & Commercial | USHP | Ducted CEE Tier 1
211206915 | Central HP <5.4 tons | LUXAIRE | HRCU-A-CB (Split System: Heat Pump with Remote Outdoor Unit-Air-Source) | HL20B4821 |  |  | XAMC48HE3N1+CC | TM9V100C20MP12 | 43500 | 19 | 9 | 44500 | 36400 | 81.8% | 2.14 | 0 | 11.7 |  |  |  |  | R-410A | 3.625 | Residential & Commercial | USHP | Ducted CEE Tier 1
211206880 | Central HP <5.4 tons | LUXAIRE | HRCU-A-CB (Split System: Heat Pump with Remote Outdoor Unit-Air-Source) | HL20B3621 |  |  | XAMB36DE2N1+CC | TM9V080B12MP12 | 32200 | 18 | 8.5 | 34000 | 29400 | 86.47% | 1.92 | 0 | 11.7 |  |  |  |  | R-410A | 2.6833 | Residential & Commercial | USHP | Ducted CEE Tier 1
214091976 | Central HP <5.4 tons | YORK | HRCU-A-CB (Split System: Heat Pump with Remote Outdoor Unit-Air-Source) | HMH72B341 | ASPEN |  | D(A,C,E)36A34+TDR | TM8E120C16MP11 | 33200 | 18 | 8.1 | 33000 | 29000 | 87.88% | 2.68 | 0 | 10 |  |  |  |  | R-410A | 2.7667 | Residential & Commercial | USHP | Ducted CEE Tier 1
211391533 | Central HP <5.4 tons | LUXAIRE | HRCU-A-CB (Split System: Heat Pump with Remote Outdoor Unit-Air-Source) | HMH72B341 |  |  | XAFC36DBCN1 | TMLE100C16MP11 | 34000 | 17.5 | 8.1 | 33600 | 23800 | 70.83% | 2.08 | 0 | 10 |  |  |  |  | R-410A | 2.8333 | Residential & Commercial | USHP | Ducted CEE Tier 1
216794255 | Central HP <5.4 tons | TRANE | HRCU-A-CB (Split System: Heat Pump with Remote Outdoor Unit-Air-Source) | 5TWV0X24A1 | ASPEN |  | D(A,C,E)30A4J+TDR | S8V2A040M3PDB | 19500 | 21.2 | 10 | 22400 | 21600 | 96.43% | 2.79 | 0 | 11.2 |  |  |  |  | R-454B | 1.625 | Residential & Commercial | USHP | Ducted CEE Tier 1
216794289 | Central HP <5.4 tons | TRANE | HRCU-A-CB (Split System: Heat Pump with Remote Outdoor Unit-Air-Source) | 5TWV0X24A1 | ASPEN |  | D(A,C,E)36C3J+TDR | S9V2B040D3VSB+LRP | 19000 | 19.4 | 9 | 23200 | 21800 | 93.97% | 2.74 | 0 | 11.7 |  |  |  |  | R-454B | 1.5833 | Residential & Commercial | USHP | Ducted CEE Tier 1
216794330 | Central HP <5.4 tons | TRANE | HRCU-A-CB (Split System: Heat Pump with Remote Outdoor Unit-Air-Source) | 5TWV0X24A1 | ASPEN |  | D(A,C,E)36C3J+TDR | S9V2B080U4PSC+LRP | 20000 | 21 | 10 | 22400 | 21600 | 96.43% | 2.95 | 0 | 11.7 |  |  |  |  | R-454B | 1.6667 | Residential & Commercial | USHP | Ducted CEE Tier 1
216797049 | Central HP <5.4 tons | TRANE | HRCU-A-CB (Split System: Heat Pump with Remote Outdoor Unit-Air-Source) | 5TWV8X24A1 | ASPEN |  | D(A,C,E)30A4J+TDR | *DHMB080CCV3+LRP | 18900 | 18 | 8.5 | 23200 | 23200 | 100% | 2.9 | 0 | 9.8 |  |  |  |  | R-454B | 1.575 | Residential & Commercial | USHP
216797088 | Central HP <5.4 tons | TRANE | HRCU-A-CB (Split System: Heat Pump with Remote Outdoor Unit-Air-Source) | 5TWV8X36A1 | ASPEN |  | D(A,C,E)48C3J+TDR | S8V2C080M5PCB | 30400 | 18 | 8.5 | 32600 | 32600 | 100% | 2.88 | 0 | 9.8 |  |  |  |  | R-454B | 2.5333 | Residential & Commercial | USHP
216797124 | Central HP <5.4 tons | TRANE | HRCU-A-CB (Split System: Heat Pump with Remote Outdoor Unit-Air-Source) | 5TWV8X36A1 | ASPEN |  | D(A,C,E)48C3J+TDR | S9V2C100U4VSB+LRP | 30600 | 18 | 8.5 | 32800 | 32800 | 100% | 2.88 | 0 | 9.8 |  |  |  |  | R-454B | 2.55 | Residential & Commercial | USHP
213885823 | Central HP <5.4 tons | HEIL | HRCU-A-CB (Split System: Heat Pump with Remote Outdoor Unit-Air-Source) | HVH848GKA2* | ASPEN |  | AE(D,N,U)+CM60B34+TDR | 0 | 43500 | 18 | 8.4 | 46000 | 39500 | 85.87% | 2.79 | 0 | 10.4 |  |  |  |  | R-410A | 3.625 | Residential & Commercial | USHP | Ducted CEE Tier 1
216797117 | Central HP <5.4 tons | TRANE | HRCU-A-CB (Split System: Heat Pump with Remote Outdoor Unit-Air-Source) | 5TWV8X36A1 | ASPEN |  | D(A,C,E)36C3J+TDR | S9V2C080U5PSC+LRP | 30000 | 18 | 8.5 | 32800 | 32800 | 100% | 2.82 | 0 | 9.8 |  |  |  |  | R-454B | 2.5 | Residential & Commercial | USHP
214092180 | Central HP <5.4 tons | YORK | HRCU-A-CB (Split System: Heat Pump with Remote Outdoor Unit-Air-Source) | HMH72B341 | ASPEN |  | D(A,C,E)42A44+TDR | Y82E100C16LMPS1 | 32400 | 18 | 8.5 | 33400 | 28000 | 83.83% | 2.7 | 0 | 9.5 |  |  |  |  | R-410A | 2.7 | Residential & Commercial | USHP
214092182 | Central HP <5.4 tons | YORK | HRCU-A-CB (Split System: Heat Pump with Remote Outdoor Unit-Air-Source) | HMH72B341 | ASPEN |  | D(A,C,E)42A44+TDR | Y82E100C20LMPS1 | 32400 | 18.5 | 8.5 | 33400 | 27600 | 82.63% | 2.7 | 0 | 9.5 |  |  |  |  | R-410A | 2.7 | Residential & Commercial | USHP
214092196 | Central HP <5.4 tons | YORK | HRCU-A-CB (Split System: Heat Pump with Remote Outdoor Unit-Air-Source) | HMH72B341 | ASPEN |  | D(A,C,E)42A44+TDR | YP9C100C16MP13 | 32400 | 17.5 | 8.5 | 34000 | 27400 | 80.59% | 2.66 | 0 | 10 |  |  |  |  | R-410A | 2.7 | Residential & Commercial | USHP | Ducted CEE Tier 1
214092198 | Central HP <5.4 tons | YORK | HRCU-A-CB (Split System: Heat Pump with Remote Outdoor Unit-Air-Source) | HMH72B341 | ASPEN |  | D(A,C,E)36A34+TDR | YP9C100C20MP13 | 31600 | 17.5 | 8.1 | 33800 | 28200 | 83.43% | 2.69 | 0 | 9.3 |  |  |  |  | R-410A | 2.6333 | Residential & Commercial | USHP
214092701 | Central HP <5.4 tons | YORK | HRCU-A-CB (Split System: Heat Pump with Remote Outdoor Unit-Air-Source) | HMH72B341 | ASPEN |  | D(A,C,E)48B36+TDR | TL9E080C16UH11 | 32600 | 17.5 | 8.1 | 34000 | 28000 | 82.35% | 2.64 | 0 | 9.5 |  |  |  |  | R-410A | 2.7167 | Residential & Commercial | USHP
214092703 | Central HP <5.4 tons | YORK | HRCU-A-CB (Split System: Heat Pump with Remote Outdoor Unit-Air-Source) | HMH72B341 | ASPEN |  | D(A,C,E)48B36+TDR | TL9E100C20UH11 | 33400 | 17 | 8.2 | 33400 | 29000 | 86.83% | 2.72 | 0 | 10 |  |  |  |  | R-410A | 2.7833 | Residential & Commercial | USHP | Ducted CEE Tier 1
214092726 | Central HP <5.4 tons | YORK | HRCU-A-CB (Split System: Heat Pump with Remote Outdoor Unit-Air-Source) | HMH72B341 | ASPEN |  | D(A,C,E)42A46+TDR | TM8V100C20MP12 | 31800 | 16.5 | 8.5 | 32400 | 27800 | 85.8% | 2.69 | 0 | 8.9 |  |  |  |  | R-410A | 2.65 | Residential & Commercial | USHP
214092728 | Central HP <5.4 tons | YORK | HRCU-A-CB (Split System: Heat Pump with Remote Outdoor Unit-Air-Source) | HMH72B341 | ASPEN |  | D(A,C,E)42A46+TDR | TM8V120C20MP12 | 31800 | 16.5 | 8.5 | 32400 | 27800 | 85.8% | 2.69 | 0 | 8.9 |  |  |  |  | R-410A | 2.65 | Residential & Commercial | USHP
214092769 | Central HP <5.4 tons | YORK | HRCU-A-CB (Split System: Heat Pump with Remote Outdoor Unit-Air-Source) | HMH72B341 | ASPEN |  | D(A,C,E)48B36+TDR | TM9V120D20MP12 | 32200 | 17 | 8.5 | 32400 | 28200 | 87.04% | 2.79 | 0 | 9.4 |  |  |  |  | R-410A | 2.6833 | Residential & Commercial | USHP
214092778 | Central HP <5.4 tons | YORK | HRCU-A-CB (Split System: Heat Pump with Remote Outdoor Unit-Air-Source) | HMH72B341 | ASPEN |  | D(A,C,E)42A46+TDR | TM9Y100C20MP11 | 32400 | 15.5 | 8.1 | 34000 | 27800 | 81.76% | 2.59 | 0 | 9.5 |  |  |  |  | R-410A | 2.7 | Residential & Commercial | USHP
214092787 | Central HP <5.4 tons | YORK | HRCU-A-CB (Split System: Heat Pump with Remote Outdoor Unit-Air-Source) | HMH72B341 | ASPEN |  | D(A,C,E)48B36+TDR | TMLE080B12MP11 | 32600 | 18 | 8.1 | 34000 | 28000 | 82.35% | 2.61 | 0 | 9.5 |  |  |  |  | R-410A | 2.7167 | Residential & Commercial | USHP
214092051 | Central HP <5.4 tons | YORK | HRCU-A-CB (Split System: Heat Pump with Remote Outdoor Unit-Air-Source) | HMH72B341 | ASPEN |  | D(A,C,E)42A44+TDR | TM9V100C20MP12 | 32400 | 17.5 | 8.1 | 34000 | 28400 | 83.53% | 2.69 | 0 | 9.5 |  |  |  |  | R-410A | 2.7 | Residential & Commercial | USHP
215472302 | Central HP <5.4 tons | TRANE | HRCU-A-CB (Split System: Heat Pump with Remote Outdoor Unit-Air-Source) | 4TWV8X48A1 | ASPEN |  | D(A,C,E)48C34+TDR | S9V2C080U5PSC+RP | 44000 | 18 | 8.2 | 44000 | 37000 | 84.09% | 2.2 | 0 | 11 |  |  |  |  | R-410A | 3.6667 | Residential & Commercial | USHP | Ducted CEE Tier 1
214092092 | Central HP <5.4 tons | YORK | HRCU-A-CB (Split System: Heat Pump with Remote Outdoor Unit-Air-Source) | HMH72B341 | ASPEN |  | D(A,C,E)36A34+TDR | TMLE120C16MP11 | 33200 | 18 | 8.1 | 33000 | 29000 | 87.88% | 2.68 | 0 | 10 |  |  |  |  | R-410A | 2.7667 | Residential & Commercial | USHP | Ducted CEE Tier 1
214092094 | Central HP <5.4 tons | YORK | HRCU-A-CB (Split System: Heat Pump with Remote Outdoor Unit-Air-Source) | HMH72B341 | ASPEN |  | D(A,C,E)48B34+TDR | TMLE120C16MP11 | 33200 | 18 | 8.2 | 33000 | 29000 | 87.88% | 2.72 | 0 | 10 |  |  |  |  | R-410A | 2.7667 | Residential & Commercial | USHP | Ducted CEE Tier 1
214092142 | Central HP <5.4 tons | YORK | HRCU-A-CB (Split System: Heat Pump with Remote Outdoor Unit-Air-Source) | HMH72B341 | ASPEN |  | D(A,C,E)42A44+TDR | Y81E040A12SMPS1 | 33200 | 18 | 8.3 | 32800 | 30000 | 91.46% | 2.76 | 0 | 10 |  |  |  |  | R-410A | 2.7667 | Residential & Commercial | USHP | Ducted CEE Tier 1
214092144 | Central HP <5.4 tons | YORK | HRCU-A-CB (Split System: Heat Pump with Remote Outdoor Unit-Air-Source) | HMH72B341 | ASPEN |  | D(A,C,E)42A44+TDR | Y81E080B12LMPS1 | 33000 | 18 | 8.3 | 32800 | 29800 | 90.85% | 2.73 | 0 | 9.5 |  |  |  |  | R-410A | 2.75 | Residential & Commercial | USHP
214092158 | Central HP <5.4 tons | YORK | HRCU-A-CB (Split System: Heat Pump with Remote Outdoor Unit-Air-Source) | HMH72B341 | ASPEN |  | D(A,C,E)42A44+TDR | Y81E100B12SMPS1 | 32400 | 18.5 | 8.1 | 34000 | 28000 | 82.35% | 2.66 | 0 | 9.5 |  |  |  |  | R-410A | 2.7 | Residential & Commercial | USHP
214092201 | Central HP <5.4 tons | YORK | HRCU-A-CB (Split System: Heat Pump with Remote Outdoor Unit-Air-Source) | HMH72B341 | ASPEN |  | D(A,C,E)36A34+TDR | YP9C120D20MP13 | 31200 | 16.8 | 8.5 | 32200 | 28000 | 86.96% | 2.79 | 0 | 9.3 |  |  |  |  | R-410A | 2.6 | Residential & Commercial | USHP
211178381 | Central HP <5.4 tons | Liberty Heating & Air Conditioning | HRCU-A-CB (Split System: Heat Pump with Remote Outdoor Unit-Air-Source) | ASZS601810A* |  |  | CA*EA2422*4A* | G*VM970804CNB* | 16600 | 17.5 | 8.5 | 17400 | 13000 | 74.71% | 2.1 | 0 | 10.9 |  |  |  |  | R-410A | 1.3833 | Residential & Commercial | USHP | Ducted CEE Tier 1
214064202 | Central HP <5.4 tons | CONCORD | HRCU-A-CB (Split System: Heat Pump with Remote Outdoor Unit-Air-Source) | 4HP18V36P | ADP |  | H,A,DG9J936 | 97G2DF070BE16 | 23800 | 18 | 8.5 | 22400 | 16300 | 72.77% | 2.16 | 0 | 12 |  |  |  |  | R-410A | 1.9833 | Residential & Commercial | USHP | Ducted CEE Tier 1
213752640 | Central HP <5.4 tons | CARRIER | HRCU-A-CB (Split System: Heat Pump with Remote Outdoor Unit-Air-Source) | 38MURAQ24AB3* | ASPEN |  | D(A,C,E)24B44+TDR | 58S(B,C)*B070M14**12 | 23600 | 17.5 | 8.5 | 26200 | 20200 | 77.1% | 2.89 | 0 | 10 |  |  |  |  | R-410A | 1.9667 | Residential & Commercial | USHP | Ducted CEE Tier 1
213752709 | Central HP <5.4 tons | CARRIER | HRCU-A-CB (Split System: Heat Pump with Remote Outdoor Unit-Air-Source) | 38MURAQ24AB3* | ASPEN |  | D(A,C,E)36B34+TDR | 58S(B,C)*B090M21**20 | 23600 | 17.5 | 8.5 | 26200 | 20200 | 77.1% | 2.91 | 0 | 10 |  |  |  |  | R-410A | 1.9667 | Residential & Commercial | USHP | Ducted CEE Tier 1
213752809 | Central HP <5.4 tons | CARRIER | HRCU-A-CB (Split System: Heat Pump with Remote Outdoor Unit-Air-Source) | 38MURAQ24AB3* | ASPEN |  | D(A,C,E)30C44+TDR | 59SC2E060M17**14 | 23800 | 17.5 | 8.5 | 26200 | 20200 | 77.1% | 2.9 | 0 | 10 |  |  |  |  | R-410A | 1.9833 | Residential & Commercial | USHP | Ducted CEE Tier 1
213752842 | Central HP <5.4 tons | CARRIER | HRCU-A-CB (Split System: Heat Pump with Remote Outdoor Unit-Air-Source) | 38MURAQ24AB3* | ASPEN |  | D(A,C,E)36B34+TDR | 59SC2E100M21**20 | 23600 | 17.5 | 8.5 | 26400 | 20200 | 76.52% | 2.88 | 0 | 10 |  |  |  |  | R-410A | 1.9667 | Residential & Commercial | USHP | Ducted CEE Tier 1
213752860 | Central HP <5.4 tons | CARRIER | HRCU-A-CB (Split System: Heat Pump with Remote Outdoor Unit-Air-Source) | 38MURAQ24AB3* | ASPEN |  | D(A,C,E)30C44+TDR | 59SC6A040M14**10 | 23000 | 16.5 | 8.5 | 25400 | 20200 | 79.53% | 2.94 | 0 | 9.9 |  |  |  |  | R-410A | 1.9167 | Residential & Commercial | USHP
213752875 | Central HP <5.4 tons | CARRIER | HRCU-A-CB (Split System: Heat Pump with Remote Outdoor Unit-Air-Source) | 38MURAQ24AB3* | ASPEN |  | D(A,C,E)24B44+TDR | 59SC6A060M14**12 | 22600 | 16.9 | 8.5 | 25200 | 20000 | 79.37% | 2.95 | 0 | 9.8 |  |  |  |  | R-410A | 1.8833 | Residential & Commercial | USHP
213753028 | Central HP <5.4 tons | CARRIER | HRCU-A-CB (Split System: Heat Pump with Remote Outdoor Unit-Air-Source) | 38MURAQ24AB3* | ASPEN |  | D(A,C,E)30C44+TDR | 59TP6C080V17**16 | 23400 | 17 | 8.5 | 26200 | 20200 | 77.1% | 2.88 | 0 | 10 |  |  |  |  | R-410A | 1.95 | Residential & Commercial | USHP | Ducted CEE Tier 1
211178380 | Central HP <5.4 tons | Liberty Heating & Air Conditioning | HRCU-A-CB (Split System: Heat Pump with Remote Outdoor Unit-Air-Source) | ASZS601810A* |  |  | CA*EA2422*4A* | G*VC960804CNB* | 16600 | 17.5 | 8.5 | 17400 | 13000 | 74.71% | 2.1 | 0 | 10.9 |  |  |  |  | R-410A | 1.3833 | Residential & Commercial | USHP | Ducted CEE Tier 1
212498431 | Central HP <5.4 tons | CARRIER | HRCU-A-CB (Split System: Heat Pump with Remote Outdoor Unit-Air-Source) | 38MURAQ24AB3* | ADP |  | CP2403A+TXV+TD | 0 | 23000 | 16 | 8.5 | 24800 | 22600 | 91.13% | 1.84 | 0 | 10 |  |  |  |  | R-410A | 1.9167 | Residential & Commercial | USHP | Ducted CEE Tier 1
211391803 | Central HP <5.4 tons | LUXAIRE | HRCU-A-CB (Split System: Heat Pump with Remote Outdoor Unit-Air-Source) | HMH72B341 |  |  | XAFC30CXXN1+TXV | TMLE100B12MP11 | 32800 | 17.5 | 8.1 | 33400 | 23400 | 70.06% | 2.04 | 0 | 9.5 |  |  |  |  | R-410A | 2.7333 | Residential & Commercial | USHP
211391876 | Central HP <5.4 tons | LUXAIRE | HRCU-A-CB (Split System: Heat Pump with Remote Outdoor Unit-Air-Source) | HMH72B341 |  |  | XAFB36DBCN1 | TMLE100B12MP11 | 34000 | 18 | 8.1 | 33800 | 23800 | 70.41% | 2.06 | 0 | 10 |  |  |  |  | R-410A | 2.8333 | Residential & Commercial | USHP | Ducted CEE Tier 1
211388332 | Central HP <5.4 tons | LUXAIRE | HRCU-A-CB (Split System: Heat Pump with Remote Outdoor Unit-Air-Source) | HMH72B341 |  |  | XAFB36DXXN1+TXV | LP9C060B12MP13 | 33800 | 17 | 8.5 | 33400 | 23800 | 71.26% | 2.04 | 0 | 9.5 |  |  |  |  | R-410A | 2.8167 | Residential & Commercial | USHP
212479908 | Central HP <5.4 tons | CARRIER | HRCU-A-CB (Split System: Heat Pump with Remote Outdoor Unit-Air-Source) | 38MURAQ24AB3* | ADP |  | V,C36H175P159 | 58SP*A045V17**16 | 23400 | 17 | 8.5 | 24000 | 23200 | 96.67% | 1.96 | 0 | 10 |  |  |  |  | R-410A | 1.95 | Residential & Commercial | USHP | Ducted CEE Tier 1
212479915 | Central HP <5.4 tons | CARRIER | HRCU-A-CB (Split System: Heat Pump with Remote Outdoor Unit-Air-Source) | 38MURAQ24AB3* | ADP |  | V,C36H175P139 | 58SP*A045V17**16 | 23000 | 17 | 8.5 | 24000 | 23200 | 96.67% | 1.96 | 0 | 9.5 |  |  |  |  | R-410A | 1.9167 | Residential & Commercial | USHP
212480017 | Central HP <5.4 tons | CARRIER | HRCU-A-CB (Split System: Heat Pump with Remote Outdoor Unit-Air-Source) | 38MURAQ24AB3* | ADP |  | A24VBA+TXV | 59SC2D060E14**12 | 23000 | 17 | 8.5 | 24000 | 23200 | 96.67% | 1.96 | 0 | 9.5 |  |  |  |  | R-410A | 1.9167 | Residential & Commercial | USHP
212480108 | Central HP <5.4 tons | CARRIER | HRCU-A-CB (Split System: Heat Pump with Remote Outdoor Unit-Air-Source) | 38MURAQ24AB3* | ADP |  | PL36H210P749 | 59SP6A080V17**16 | 24200 | 16 | 8.1 | 24600 | 22600 | 91.87% | 1.9 | 0 | 10.5 |  |  |  |  | R-410A | 2.0167 | Residential & Commercial | USHP | Ducted CEE Tier 1
212480165 | Central HP <5.4 tons | CARRIER | HRCU-A-CB (Split System: Heat Pump with Remote Outdoor Unit-Air-Source) | 38MURAQ24AB3* | ADP |  | V,C36H175P159 | 59TP6B080V17**16 | 24200 | 16 | 8.1 | 24600 | 22600 | 91.87% | 1.9 | 0 | 10.5 |  |  |  |  | R-410A | 2.0167 | Residential & Commercial | USHP | Ducted CEE Tier 1
211387750 | Central HP <5.4 tons | LUXAIRE | HRCU-A-CB (Split System: Heat Pump with Remote Outdoor Unit-Air-Source) | HMH72B341 |  |  | XAHB36DXXN1+TXV | TP9C080B12MP13 | 33200 | 16.5 | 8.1 | 33400 | 23600 | 70.66% | 2 | 0 | 9.5 |  |  |  |  | R-410A | 2.7667 | Residential & Commercial | USHP
215290371 | Central HP <5.4 tons | AIRQUEST | HRCU-A-CB (Split System: Heat Pump with Remote Outdoor Unit-Air-Source) | DLCURAH18ABK | ADP |  | HE33936 | *96VTN0801716A* | 17400 | 16 | 8.5 | 16700 | 18800 | 112.6% | 2.3 | 0 | 10.5 |  |  |  |  | R-410A | 1.45 | Residential & Commercial | USHP | Ducted CEE Tier 1
215290373 | Central HP <5.4 tons | AIRQUEST | HRCU-A-CB (Split System: Heat Pump with Remote Outdoor Unit-Air-Source) | DLCURAH18ABK | ADP |  | HG34936 | *96VTN0801716A* | 17400 | 16 | 8.5 | 16700 | 18800 | 112.6% | 2.3 | 0 | 10.5 |  |  |  |  | R-410A | 1.45 | Residential & Commercial | USHP | Ducted CEE Tier 1
215290388 | Central HP <5.4 tons | AIRQUEST | HRCU-A-CB (Split System: Heat Pump with Remote Outdoor Unit-Air-Source) | DLCURAH18ABK | ADP |  | H,GG9J936 | *96VTN0801716A* | 17400 | 16 | 8.5 | 16700 | 18800 | 112.6% | 2.3 | 0 | 10.5 |  |  |  |  | R-410A | 1.45 | Residential & Commercial | USHP | Ducted CEE Tier 1
215290406 | Central HP <5.4 tons | AIRQUEST | HRCU-A-CB (Split System: Heat Pump with Remote Outdoor Unit-Air-Source) | DLCURAH18ABK | ADP |  | HG32936 | *96VTN0801716B* | 17400 | 16 | 8.5 | 17100 | 18700 | 109.4% | 2.3 | 0 | 10.5 |  |  |  |  | R-410A | 1.45 | Residential & Commercial | USHP | Ducted CEE Tier 1
215290407 | Central HP <5.4 tons | AIRQUEST | HRCU-A-CB (Split System: Heat Pump with Remote Outdoor Unit-Air-Source) | DLCURAH18ABK | ADP |  | H,GE32930 | *96VTN0801716B* | 17400 | 16 | 8.5 | 17100 | 18700 | 109.4% | 2.3 | 0 | 10.5 |  |  |  |  | R-410A | 1.45 | Residential & Commercial | USHP | Ducted CEE Tier 1
212348376 | Central HP <5.4 tons | CARRIER | HRCU-A-CB (Split System: Heat Pump with Remote Outdoor Unit-Air-Source) | 38MURAQ18AB3* | ASPEN |  | A(E,F)W244+TDR | 0 | 17400 | 15.2 | 8.5 | 18400 | 18300 | 99.46% | 2.57 | 0 | 10.5 |  |  |  |  | R-410A | 1.45 | Residential & Commercial | USHP | Ducted CEE Tier 1
212348378 | Central HP <5.4 tons | CARRIER | HRCU-A-CB (Split System: Heat Pump with Remote Outdoor Unit-Air-Source) | 38MURAQ18AB3* | ASPEN |  | LEW30B4 | 0 | 17000 | 15.2 | 8.5 | 18000 | 18300 | 101.7% | 2.56 | 0 | 10.5 |  |  |  |  | R-410A | 1.4167 | Residential & Commercial | USHP | Ducted CEE Tier 1
216794606 | Central HP <5.4 tons | TRANE | HRCU-A-CB (Split System: Heat Pump with Remote Outdoor Unit-Air-Source) | 5TWV0X48A1 | ASPEN |  | D(A,C,E)60C3J+TDR | S9V2D120U5VSB+LRP | 41500 | 20.2 | 9 | 45500 | 41500 | 91.21% | 2.75 | 0 | 11.7 |  |  |  |  | R-454B | 3.4583 | Residential & Commercial | USHP | Ducted CEE Tier 1
213770177 | Central HP <5.4 tons | ARMSTRONG AIR | HRCU-A-CB (Split System: Heat Pump with Remote Outdoor Unit-Air-Source) | 4SHP18LX136P | ADP |  | H,A,DE9J936 | A96DF1E045B12 | 24000 | 18 | 8.5 | 22400 | 16200 | 72.32% | 2.16 | 0 | 12 |  |  |  |  | R-410A | 2 | Residential & Commercial | USHP | Ducted CEE Tier 1
212479800 | Central HP <5.4 tons | CARRIER | HRCU-A-CB (Split System: Heat Pump with Remote Outdoor Unit-Air-Source) | 38MURAQ18AB3* | ADP |  | A24VBA+TXV | 58S(B,C)*A070E14**12 | 17500 | 16 | 8.5 | 16800 | 18700 | 111.3% | 2.3 | 0 | 10.5 |  |  |  |  | R-410A | 1.4583 | Residential & Commercial | USHP | Ducted CEE Tier 1
212479839 | Central HP <5.4 tons | CARRIER | HRCU-A-CB (Split System: Heat Pump with Remote Outdoor Unit-Air-Source) | 38MURAQ18AB3* | ADP |  | A36VCA+TXV | 59SU5A040E17**12 | 17600 | 16 | 8.5 | 16900 | 18400 | 108.9% | 2.26 | 0 | 11 |  |  |  |  | R-410A | 1.4667 | Residential & Commercial | USHP | Ducted CEE Tier 1
214092698 | Central HP <5.4 tons | YORK | HRCU-A-CB (Split System: Heat Pump with Remote Outdoor Unit-Air-Source) | HMH72B341 | ASPEN |  | D(A,C,E)42A46+TDR | TL9E060B12UH11 | 32400 | 18 | 8.1 | 34000 | 27800 | 81.76% | 2.6 | 0 | 9.5 |  |  |  |  | R-410A | 2.7 | Residential & Commercial | USHP
214092750 | Central HP <5.4 tons | YORK | HRCU-A-CB (Split System: Heat Pump with Remote Outdoor Unit-Air-Source) | HMH72B341 | ASPEN |  | D(A,C,E)42A46+TDR | TM9E080C16MP12 | 33000 | 18 | 8.1 | 33000 | 29200 | 88.48% | 2.71 | 0 | 10 |  |  |  |  | R-410A | 2.75 | Residential & Commercial | USHP | Ducted CEE Tier 1
214061528 | Central HP <5.4 tons | ARMSTRONG AIR | HRCU-A-CB (Split System: Heat Pump with Remote Outdoor Unit-Air-Source) | 4SHP18LX136P | ADP |  | A24VBA+TXV | A97DF2E045B12 | 23400 | 17 | 8.35 | 22400 | 16900 | 75.45% | 2.18 | 0 | 12 |  |  |  |  | R-410A | 1.95 | Residential & Commercial | USHP | Ducted CEE Tier 1
214061529 | Central HP <5.4 tons | ARMSTRONG AIR | HRCU-A-CB (Split System: Heat Pump with Remote Outdoor Unit-Air-Source) | 4SHP18LX136P | ADP |  | A36VDA+TXV | A97DF2E045B12 | 23800 | 18 | 8.5 | 22400 | 16900 | 75.45% | 2.22 | 0 | 12 |  |  |  |  | R-410A | 1.9833 | Residential & Commercial | USHP | Ducted CEE Tier 1
214092817 | Central HP <5.4 tons | YORK | HRCU-A-CB (Split System: Heat Pump with Remote Outdoor Unit-Air-Source) | HMH72B341 | ASPEN |  | D(A,C,E)48B36+TDR | TPLC080B12MP13 | 32400 | 17 | 8.1 | 33600 | 29000 | 86.31% | 2.61 | 0 | 9.5 |  |  |  |  | R-410A | 2.7 | Residential & Commercial | USHP
214092850 | Central HP <5.4 tons | YORK | HRCU-A-CB (Split System: Heat Pump with Remote Outdoor Unit-Air-Source) | HMH72B341 | ASPEN |  | D(A,C,E)36A36+TDR | Y81E100B12LMPS1 | 31600 | 18.4 | 8.1 | 33800 | 27800 | 82.25% | 2.66 | 0 | 9.3 |  |  |  |  | R-410A | 2.6333 | Residential & Commercial | USHP
214064201 | Central HP <5.4 tons | CONCORD | HRCU-A-CB (Split System: Heat Pump with Remote Outdoor Unit-Air-Source) | 4HP18V36P | ADP |  | H,A,DG9J936 | 97G2DF045BE12 | 24000 | 18 | 8.5 | 22400 | 16300 | 72.77% | 2.16 | 0 | 12 |  |  |  |  | R-410A | 2 | Residential & Commercial | USHP | Ducted CEE Tier 1
214263954 | Central HP <5.4 tons | ARMSTRONG AIR | HRCU-A-CB (Split System: Heat Pump with Remote Outdoor Unit-Air-Source) | 4SHP18LX136P | ADP |  | H,A,DG9J936 | A96DF2E045B12 | 24000 | 18 | 8.5 | 22400 | 16300 | 72.77% | 2.16 | 0 | 12 |  |  |  |  | R-410A | 2 | Residential & Commercial | USHP | Ducted CEE Tier 1
213782235 | Central HP <5.4 tons | CARRIER | HRCU-A-CB (Split System: Heat Pump with Remote Outdoor Unit-Air-Source) | 25VNA837A*031* |  |  | CSPH*6012AL*+UI | 58TN*B090C17**16 | 33000 | 16.5 | 8.1 | 32200 | 24800 | 77.02% | 1.98 | 0 | 11 |  |  |  |  | R-410A | 2.75 | Residential & Commercial | USHP | Ducted CEE Tier 1
213274529 | Central HP <5.4 tons | COLEMAN | HRCU-A-CB (Split System: Heat Pump with Remote Outdoor Unit-Air-Source) | THF2B48T21 | ASPEN |  | D(A,C,E)60A44+TDR | TM8E120C16MP11 | 43000 | 16 | 8.2 | 44000 | 31400 | 71.36% | 3.13 | 0 | 11.5 |  |  |  |  | R-410A | 3.5833 | Residential & Commercial | USHP | Ducted CEE Tier 1
213274559 | Central HP <5.4 tons | COLEMAN | HRCU-A-CB (Split System: Heat Pump with Remote Outdoor Unit-Air-Source) | THF2B48T21 | ASPEN |  | D(A,C,E)60A44+TDR | TMLE080C16MP11 | 42500 | 16 | 8.2 | 44000 | 31200 | 70.91% | 3.14 | 0 | 11.5 |  |  |  |  | R-410A | 3.5417 | Residential & Commercial | USHP | Ducted CEE Tier 1
212480160 | Central HP <5.4 tons | CARRIER | HRCU-A-CB (Split System: Heat Pump with Remote Outdoor Unit-Air-Source) | 38MURAQ24AB3* | ADP |  | V,C36H175P149 | 59TP6B080V17**16 | 24200 | 16 | 8.1 | 24600 | 22600 | 91.87% | 1.9 | 0 | 10.5 |  |  |  |  | R-410A | 2.0167 | Residential & Commercial | USHP | Ducted CEE Tier 1
212480258 | Central HP <5.4 tons | CARRIER | HRCU-A-CB (Split System: Heat Pump with Remote Outdoor Unit-Air-Source) | 38MURAQ30AB3* | ADP |  | PL36H210P299 | 59SC2D100E21**20 | 31200 | 15.2 | 8.5 | 32000 | 25600 | 80% | 1.86 | 0 | 9 |  |  |  |  | R-410A | 2.6 | Residential & Commercial | USHP
212480342 | Central HP <5.4 tons | CARRIER | HRCU-A-CB (Split System: Heat Pump with Remote Outdoor Unit-Air-Source) | 38MURAQ30AB3* | ADP |  | PL36H210P749 | 59TP6B080V21**20 | 29200 | 15.2 | 8.1 | 32000 | 27000 | 84.38% | 1.78 | 0 | 8.5 |  |  |  |  | R-410A | 2.4333 | Residential & Commercial | USHP
214092696 | Central HP <5.4 tons | YORK | HRCU-A-CB (Split System: Heat Pump with Remote Outdoor Unit-Air-Source) | HMH72B341 | ASPEN |  | D(A,C,E)42A46+TDR | TL8E100C20UH11 | 32400 | 17.5 | 8.5 | 34000 | 27400 | 80.59% | 2.68 | 0 | 10 |  |  |  |  | R-410A | 2.7 | Residential & Commercial | USHP | Ducted CEE Tier 1
214092735 | Central HP <5.4 tons | YORK | HRCU-A-CB (Split System: Heat Pump with Remote Outdoor Unit-Air-Source) | HMH72B341 | ASPEN |  | D(A,C,E)48B36+TDR | TM8Y080C16MP11 | 32600 | 18.5 | 8.5 | 34000 | 27400 | 80.59% | 2.66 | 0 | 10 |  |  |  |  | R-410A | 2.7167 | Residential & Commercial | USHP | Ducted CEE Tier 1
214092771 | Central HP <5.4 tons | YORK | HRCU-A-CB (Split System: Heat Pump with Remote Outdoor Unit-Air-Source) | HMH72B341 | ASPEN |  | D(A,C,E)48B36+TDR | TM9Y060B12MP11 | 32600 | 17.5 | 8.1 | 33800 | 29200 | 86.39% | 2.61 | 0 | 9.5 |  |  |  |  | R-410A | 2.7167 | Residential & Commercial | USHP
213286674 | Central HP <5.4 tons | DAY & NIGHT | HRCU-A-CB (Split System: Heat Pump with Remote Outdoor Unit-Air-Source) | DLCURAH18ABK | ADP |  | CP2403A+TXV+TD | 0 | 17400 | 15.2 | 8.7 | 17000 | 19400 | 114.1% | 2.32 | 0 | 10.5 |  |  |  |  | R-410A | 1.45 | Residential & Commercial | USHP | Ducted CEE Tier 1
213286706 | Central HP <5.4 tons | DAY & NIGHT | HRCU-A-CB (Split System: Heat Pump with Remote Outdoor Unit-Air-Source) | DLCURAH30ABK | ADP |  | CE2903C+TXV | 0 | 29400 | 15.2 | 8.15 | 33200 | 27000 | 81.33% | 1.76 | 0 | 8.5 |  |  |  |  | R-410A | 2.45 | Residential & Commercial | USHP
215375079 | Central HP <5.4 tons | RUUD | HRCU-A-CB (Split System: Heat Pump with Remote Outdoor Unit-Air-Source) | RD17AZ24AJ3N | ASPEN |  | D(A,C,E)30B36+TDR | R801V0754A17DZ | 21600 | 17 | 8.1 | 22600 | 18900 | 83.63% | 2.1 | 0 | 10 |  |  |  |  | R-410A | 1.8 | Residential & Commercial | USHP | Ducted CEE Tier 1
211206890 | Central HP <5.4 tons | LUXAIRE | HRCU-A-CB (Split System: Heat Pump with Remote Outdoor Unit-Air-Source) | HL20B3621 |  |  | XAMB36DE2N1+CC | LP9C080B12MP13 | 32200 | 18 | 8.5 | 34000 | 29400 | 86.47% | 1.92 | 0 | 11.7 |  |  |  |  | R-410A | 2.6833 | Residential & Commercial | USHP | Ducted CEE Tier 1
216797162 | Central HP <5.4 tons | TRANE | HRCU-A-CB (Split System: Heat Pump with Remote Outdoor Unit-Air-Source) | 5TWV8X48A1 | ASPEN |  | D(A,C,E)60B3J+TDR | S9V2B080U4VSB+LRP | 45000 | 18 | 8.5 | 46000 | 46000 | 100% | 2.65 | 0 | 9.8 |  |  |  |  | R-454B | 3.75 | Residential & Commercial | USHP
214101698 | Central HP <5.4 tons | CONCORD | HRCU-A-CB (Split System: Heat Pump with Remote Outdoor Unit-Air-Source) | 4HP18V36P | ADP |  | H,A,DD06936 | 97G2DF045BE12 | 23600 | 17 | 8.35 | 22400 | 16300 | 72.77% | 2.12 | 0 | 12 |  |  |  |  | R-410A | 1.9667 | Residential & Commercial | USHP | Ducted CEE Tier 1
215932547 | Central HP <5.4 tons | AIRQUEST | HRCU-A-CB (Split System: Heat Pump with Remote Outdoor Unit-Air-Source) | H5H3V36*K*AAA* |  |  | EA*5X60M24A*+WALLCON | *80CTL0902120B* | 34000 | 20.5 | 9.5 | 34000 | 25800 | 75.88% | 2.06 | 0 | 12 |  |  |  |  | R-454B | 2.8333 | Residential & Commercial | USHP | Ducted CEE Tier 1
214394751 | Central HP <5.4 tons | RUUD | HRCU-A-CB (Split System: Heat Pump with Remote Outdoor Unit-Air-Source) | RD17AZ60AJ3N | ASPEN |  | D(A,C,E)60D34+TDR | R962V0705A21M4S | 51500 | 17.8 | 8.1 | 54000 | 49500 | 91.67% | 1.75 | 0 | 9.8 |  |  |  |  | R-410A | 4.2917 | Residential & Commercial | USHP
214336692 | Central HP <5.4 tons | RHEEM | HRCU-A-CB (Split System: Heat Pump with Remote Outdoor Unit-Air-Source) | RD17AZ60AJ3N | ASPEN |  | CP61C34+TDR | R951V1005A21M4S | 51500 | 17.9 | 8.1 | 54000 | 49500 | 91.67% | 1.75 | 0 | 9.8 |  |  |  |  | R-410A | 4.2917 | Residential & Commercial | USHP
215933617 | Central HP <5.4 tons | AIRQUEST | HRCU-A-CB (Split System: Heat Pump with Remote Outdoor Unit-Air-Source) | H5H3V36*K*AAA* |  |  | ESH5X48M12A*+WALLCON | *95CSU0802120B* | 33600 | 19 | 9 | 34800 | 26600 | 76.44% | 1.94 | 0 | 11.5 |  |  |  |  | R-454B | 2.8 | Residential & Commercial | USHP | Ducted CEE Tier 1
215933787 | Central HP <5.4 tons | AIRQUEST | HRCU-A-CB (Split System: Heat Pump with Remote Outdoor Unit-Air-Source) | H5H3V36*K*AAA* |  |  | ESH5X60M12A*+WALLCON | *80CTL0901716B* | 34200 | 19.5 | 9 | 34400 | 26200 | 76.16% | 1.94 | 0 | 11.7 |  |  |  |  | R-454B | 2.85 | Residential & Commercial | USHP | Ducted CEE Tier 1
213753091 | Central HP <5.4 tons | CARRIER | HRCU-A-CB (Split System: Heat Pump with Remote Outdoor Unit-Air-Source) | 38MURAQ30AB3* | ASPEN |  | D(A,C,E)30C44+TDR | 58S(B,C)*B070M14**12 | 29600 | 15.2 | 8.1 | 34000 | 23800 | 70% | 2.72 | 0 | 9 |  |  |  |  | R-410A | 2.4667 | Residential & Commercial | USHP
210693334 | Central HP <5.4 tons | Liberty Heating & Air Conditioning | HRCU-A-CB (Split System: Heat Pump with Remote Outdoor Unit-Air-Source) | ASZV903610A* |  |  | CA*F3743*6D*+TXV | G*VC961005CNB* | 33600 | 19 | 8.2 | 34000 | 24400 | 71.76% | 1.8 | 0 | 12 |  |  |  |  | R-410A | 2.8 | Residential & Commercial | USHP | Ducted CEE Tier 1
213885803 | Central HP <5.4 tons | HEIL | HRCU-A-CB (Split System: Heat Pump with Remote Outdoor Unit-Air-Source) | HVH825GKA3* | ASPEN |  | AE(D,N,U)+CM36B34+TDR | 0 | 22200 | 17.3 | 8.4 | 20600 | 25000 | 121.4% | 2.8 | 0 | 11.4 |  |  |  |  | R-410A | 1.85 | Residential & Commercial | USHP | Ducted CEE Tier 1
214092801 | Central HP <5.4 tons | YORK | HRCU-A-CB (Split System: Heat Pump with Remote Outdoor Unit-Air-Source) | HMH72B341 | ASPEN |  | D(A,C,E)48B36+TDR | TMLV120C20MP12 | 32000 | 16.5 | 8.5 | 32400 | 27800 | 85.8% | 2.69 | 0 | 8.9 |  |  |  |  | R-410A | 2.6667 | Residential & Commercial | USHP
214092812 | Central HP <5.4 tons | YORK | HRCU-A-CB (Split System: Heat Pump with Remote Outdoor Unit-Air-Source) | HMH72B341 | ASPEN |  | D(A,C,E)42A46+TDR | TP9C120D20MP13 | 32000 | 17 | 8.5 | 32400 | 28200 | 87.04% | 2.79 | 0 | 9.4 |  |  |  |  | R-410A | 2.6667 | Residential & Commercial | USHP
214092846 | Central HP <5.4 tons | YORK | HRCU-A-CB (Split System: Heat Pump with Remote Outdoor Unit-Air-Source) | HMH72B341 | ASPEN |  | D(A,C,E)48B36+TDR | Y81E080C20LMPS1 | 32600 | 18 | 8.5 | 33400 | 28400 | 85.03% | 2.71 | 0 | 10 |  |  |  |  | R-410A | 2.7167 | Residential & Commercial | USHP | Ducted CEE Tier 1
214092860 | Central HP <5.4 tons | YORK | HRCU-A-CB (Split System: Heat Pump with Remote Outdoor Unit-Air-Source) | HMH72B341 | ASPEN |  | D(A,C,E)42A46+TDR | Y81E100C16SMPS1 | 32400 | 18 | 8.5 | 33400 | 28400 | 85.03% | 2.7 | 0 | 9.5 |  |  |  |  | R-410A | 2.7 | Residential & Commercial | USHP
214092862 | Central HP <5.4 tons | YORK | HRCU-A-CB (Split System: Heat Pump with Remote Outdoor Unit-Air-Source) | HMH72B341 | ASPEN |  | D(A,C,E)36A36+TDR | Y81E100C20LMPS1 | 31600 | 17.5 | 8.5 | 33200 | 27400 | 82.53% | 2.71 | 0 | 9.3 |  |  |  |  | R-410A | 2.6333 | Residential & Commercial | USHP
214092871 | Central HP <5.4 tons | YORK | HRCU-A-CB (Split System: Heat Pump with Remote Outdoor Unit-Air-Source) | HMH72B341 | ASPEN |  | D(A,C,E)36A36+TDR | Y81E120C16SMPS1 | 33600 | 18 | 8.1 | 32600 | 30200 | 92.64% | 2.73 | 0 | 9.5 |  |  |  |  | R-410A | 2.8 | Residential & Commercial | USHP
214092887 | Central HP <5.4 tons | YORK | HRCU-A-CB (Split System: Heat Pump with Remote Outdoor Unit-Air-Source) | HMH72B341 | ASPEN |  | D(A,C,E)42A46+TDR | Y82E100C16LMPS1 | 32400 | 18 | 8.5 | 33400 | 28000 | 83.83% | 2.7 | 0 | 9.5 |  |  |  |  | R-410A | 2.7 | Residential & Commercial | USHP
213782335 | Central HP <5.4 tons | CARRIER | HRCU-A-CB (Split System: Heat Pump with Remote Outdoor Unit-Air-Source) | 25VNA837A*031* |  |  | CSPH*6012AL*+UI | 59TN6C080C17**14 | 32800 | 16.5 | 8.1 | 32200 | 25000 | 77.64% | 1.98 | 0 | 11 |  |  |  |  | R-410A | 2.7333 | Residential & Commercial | USHP | Ducted CEE Tier 1
213286684 | Central HP <5.4 tons | DAY & NIGHT | HRCU-A-CB (Split System: Heat Pump with Remote Outdoor Unit-Air-Source) | DLCURAH18ABK | ADP |  | CE1801A+TXV | 0 | 17400 | 17 | 8.6 | 17000 | 19300 | 113.5% | 2.3 | 0 | 10.5 |  |  |  |  | R-410A | 1.45 | Residential & Commercial | USHP | Ducted CEE Tier 1
216796427 | Central HP <5.4 tons | TRANE | HRCU-A-CB (Split System: Heat Pump with Remote Outdoor Unit-Air-Source) | 5TWR5036A1 | ASPEN |  | D(A,C,E)48C3J+TDR | S8V2A040M3PCB | 30200 | 15.5 | 8.1 | 30000 | 21600 | 72% | 2.86 | 0 | 12 |  |  |  |  | R-454B | 2.5167 | Residential & Commercial | USHP | Ducted CEE Tier 1
216796511 | Central HP <5.4 tons | TRANE | HRCU-A-CB (Split System: Heat Pump with Remote Outdoor Unit-Air-Source) | 5TWR5036A1 | ASPEN |  | D(A,C,E)48C3J+TDR | S8X1A040M3PSC | 30200 | 15.5 | 8.1 | 30400 | 21800 | 71.71% | 2.89 | 0 | 11.7 |  |  |  |  | R-454B | 2.5167 | Residential & Commercial | USHP | Ducted CEE Tier 1
216796538 | Central HP <5.4 tons | TRANE | HRCU-A-CB (Split System: Heat Pump with Remote Outdoor Unit-Air-Source) | 5TWR5036A1 | ASPEN |  | D(A,C,E)48C3J+TDR | S8X1C100M5PTC | 31800 | 15.5 | 8.5 | 31600 | 22600 | 71.52% | 3.03 | 0 | 11.7 |  |  |  |  | R-454B | 2.65 | Residential & Commercial | USHP | Ducted CEE Tier 1
216796563 | Central HP <5.4 tons | TRANE | HRCU-A-CB (Split System: Heat Pump with Remote Outdoor Unit-Air-Source) | 5TWR5036A1 | ASPEN |  | D(A,C,E)48C3J+TDR | S8X2C080M5PSC | 31800 | 15.5 | 8.5 | 31400 | 22400 | 71.34% | 3.03 | 0 | 12 |  |  |  |  | R-454B | 2.65 | Residential & Commercial | USHP | Ducted CEE Tier 1
216796581 | Central HP <5.4 tons | TRANE | HRCU-A-CB (Split System: Heat Pump with Remote Outdoor Unit-Air-Source) | 5TWR5036A1 | ASPEN |  | D(A,C,E)48C3J+TDR | S8X2D120M5PSC | 31800 | 16 | 8.5 | 31400 | 22000 | 70.06% | 2.94 | 0 | 11.7 |  |  |  |  | R-454B | 2.65 | Residential & Commercial | USHP | Ducted CEE Tier 1
216796654 | Central HP <5.4 tons | TRANE | HRCU-A-CB (Split System: Heat Pump with Remote Outdoor Unit-Air-Source) | 5TWR5036A1 | ASPEN |  | D(A,C,E)36C3J+TDR | S9V2C080U5PSC | 31200 | 15.2 | 8.5 | 31000 | 22200 | 71.61% | 2.97 | 0 | 12 |  |  |  |  | R-454B | 2.6 | Residential & Commercial | USHP | Ducted CEE Tier 1
216796643 | Central HP <5.4 tons | TRANE | HRCU-A-CB (Split System: Heat Pump with Remote Outdoor Unit-Air-Source) | 5TWR5036A1 | ASPEN |  | D(A,C,E)48C3J+TDR | S9V2B080U4VSA | 31200 | 15.5 | 8.5 | 32000 | 22400 | 70% | 3 | 0 | 11.7 |  |  |  |  | R-454B | 2.6 | Residential & Commercial | USHP | Ducted CEE Tier 1
214263953 | Central HP <5.4 tons | ARMSTRONG AIR | HRCU-A-CB (Split System: Heat Pump with Remote Outdoor Unit-Air-Source) | 4SHP18LX136P | ADP |  | H,A,DG9J(1,2)36+TXV | A96DF2E045B12 | 24000 | 18 | 8.5 | 22400 | 16300 | 72.77% | 2.16 | 0 | 12 |  |  |  |  | R-410A | 2 | Residential & Commercial | USHP | Ducted CEE Tier 1
213274511 | Central HP <5.4 tons | COLEMAN | HRCU-A-CB (Split System: Heat Pump with Remote Outdoor Unit-Air-Source) | THF2B48T21 | ASPEN |  | D(A,C,E)60A44+TDR | CP9C100C16MP13 | 43000 | 16 | 8.2 | 44000 | 31200 | 70.91% | 3.16 | 0 | 11.5 |  |  |  |  | R-410A | 3.5833 | Residential & Commercial | USHP | Ducted CEE Tier 1
210609975 | Central HP <5.4 tons | Liberty Heating & Air Conditioning | HRCU-A-CB (Split System: Heat Pump with Remote Outdoor Unit-Air-Source) | ASZV903610A* |  |  | AMVE48DP1400A* | 0 | 34000 | 19 | 8.2 | 34000 | 24400 | 71.76% | 1.8 | 0 | 12 |  |  |  |  | R-410A | 2.8333 | Residential & Commercial | USHP | Ducted CEE Tier 1
213278587 | Central HP <5.4 tons | COLEMAN | HRCU-A-CB (Split System: Heat Pump with Remote Outdoor Unit-Air-Source) | HMH72B361 | ASPEN |  | D(A,C,E)36D24+JMET12BS2N1+TDR | 0 | 32000 | 17.5 | 8.1 | 36000 | 26000 | 72.22% | 2.8 | 0 | 8.6 |  |  |  |  | R-410A | 2.6667 | Residential & Commercial | USHP
213274534 | Central HP <5.4 tons | COLEMAN | HRCU-A-CB (Split System: Heat Pump with Remote Outdoor Unit-Air-Source) | THF2B48T21 | ASPEN |  | D(A,C,E)60A44+TDR | TM8V100C20MP12 | 43500 | 16 | 8.3 | 45000 | 31600 | 70.22% | 3.09 | 0 | 11 |  |  |  |  | R-410A | 3.625 | Residential & Commercial | USHP | Ducted CEE Tier 1
215218907 | Central HP <5.4 tons | YORK | HRCU-A-CB (Split System: Heat Pump with Remote Outdoor Unit-Air-Source) | HMH72B341 | ADP |  | AD-33(P,U)*****9 | Y91E080B12SMPS1 | 33200 | 17 | 8.5 | 30400 | 22000 | 72.37% | 1.8 | 0 | 10 |  |  |  |  | R-410A | 2.7667 | Residential & Commercial | USHP | Ducted CEE Tier 1
214092810 | Central HP <5.4 tons | YORK | HRCU-A-CB (Split System: Heat Pump with Remote Outdoor Unit-Air-Source) | HMH72B341 | ASPEN |  | D(A,C,E)42A46+TDR | TP9C100C20MP13 | 32400 | 17.5 | 8.1 | 34000 | 28400 | 83.53% | 2.69 | 0 | 9.5 |  |  |  |  | R-410A | 2.7 | Residential & Commercial | USHP
214092878 | Central HP <5.4 tons | YORK | HRCU-A-CB (Split System: Heat Pump with Remote Outdoor Unit-Air-Source) | HMH72B341 | ASPEN |  | D(A,C,E)42A46+TDR | Y81E120C20SMPS1 | 32400 | 17.5 | 8.5 | 34000 | 28000 | 82.35% | 2.66 | 0 | 9.5 |  |  |  |  | R-410A | 2.7 | Residential & Commercial | USHP
214092885 | Central HP <5.4 tons | YORK | HRCU-A-CB (Split System: Heat Pump with Remote Outdoor Unit-Air-Source) | HMH72B341 | ASPEN |  | D(A,C,E)48B36+TDR | Y82E080C16LMPS1 | 33600 | 18.5 | 8.2 | 32800 | 29800 | 90.85% | 2.8 | 0 | 9.5 |  |  |  |  | R-410A | 2.8 | Residential & Commercial | USHP
214092867 | Central HP <5.4 tons | YORK | HRCU-A-CB (Split System: Heat Pump with Remote Outdoor Unit-Air-Source) | HMH72B341 | ASPEN |  | D(A,C,E)48B36+TDR | Y81E100C20SMPS1 | 32600 | 17.5 | 8.5 | 33400 | 27600 | 82.63% | 2.7 | 0 | 9.5 |  |  |  |  | R-410A | 2.7167 | Residential & Commercial | USHP
214092917 | Central HP <5.4 tons | YORK | HRCU-A-CB (Split System: Heat Pump with Remote Outdoor Unit-Air-Source) | HMH72B341 | ASPEN |  | D(A,C,E)42A46+TDR | YPLC120C20MP13 | 31800 | 16.5 | 8.5 | 32400 | 27800 | 85.8% | 2.69 | 0 | 8.9 |  |  |  |  | R-410A | 2.65 | Residential & Commercial | USHP
216796507 | Central HP <5.4 tons | TRANE | HRCU-A-CB (Split System: Heat Pump with Remote Outdoor Unit-Air-Source) | 5TWR5036A1 | ASPEN |  | D(A,C,E)36C3J+TDR | S8V2D120M5PDB | 31400 | 15.5 | 8.5 | 31200 | 22200 | 71.15% | 2.96 | 0 | 11.7 |  |  |  |  | R-454B | 2.6167 | Residential & Commercial | USHP | Ducted CEE Tier 1
216796526 | Central HP <5.4 tons | TRANE | HRCU-A-CB (Split System: Heat Pump with Remote Outdoor Unit-Air-Source) | 5TWR5036A1 | ASPEN |  | D(A,C,E)48C3J+TDR | S8X1C080M5PSC | 31800 | 16 | 8.1 | 31400 | 22000 | 70.06% | 2.93 | 0 | 11.7 |  |  |  |  | R-454B | 2.65 | Residential & Commercial | USHP | Ducted CEE Tier 1
216796710 | Central HP <5.4 tons | TRANE | HRCU-A-CB (Split System: Heat Pump with Remote Outdoor Unit-Air-Source) | 5TWR5036A1 | ASPEN |  | D(A,C,E)48C3J+TDR | S9V2D120U5VSB | 32200 | 16 | 8.5 | 31600 | 22200 | 70.25% | 2.97 | 0 | 11.7 |  |  |  |  | R-454B | 2.6833 | Residential & Commercial | USHP | Ducted CEE Tier 1
216796742 | Central HP <5.4 tons | TRANE | HRCU-A-CB (Split System: Heat Pump with Remote Outdoor Unit-Air-Source) | 5TWR5036A1 | ASPEN |  | D(A,C,E)48C3J+TDR | S9X1C100U5PSB | 31800 | 15.2 | 8.1 | 31400 | 22400 | 71.34% | 3.01 | 0 | 11.7 |  |  |  |  | R-454B | 2.65 | Residential & Commercial | USHP | Ducted CEE Tier 1
216796775 | Central HP <5.4 tons | TRANE | HRCU-A-CB (Split System: Heat Pump with Remote Outdoor Unit-Air-Source) | 5TWR5036A1 | ASPEN |  | D(A,C,E)48C3J+TDR | S9X2C080U5PSB | 31600 | 15.5 | 8.5 | 31200 | 22400 | 71.79% | 2.98 | 0 | 12 |  |  |  |  | R-454B | 2.6333 | Residential & Commercial | USHP | Ducted CEE Tier 1
215375162 | Central HP <5.4 tons | RUUD | HRCU-A-CB (Split System: Heat Pump with Remote Outdoor Unit-Air-Source) | RD17AZ36AJ3N | ASPEN |  | D(A,C,E)36C46+TDR | R921V0603A17M4S | 33000 | 18 | 8.1 | 34200 | 31600 | 92.4% | 1.9 | 0 | 10 |  |  |  |  | R-410A | 2.75 | Residential & Commercial | USHP | Ducted CEE Tier 1
214336701 | Central HP <5.4 tons | RHEEM | HRCU-A-CB (Split System: Heat Pump with Remote Outdoor Unit-Air-Source) | RD17AZ60AJ3N | ASPEN |  | CP61C34+TDR | R97MV1155A24DHS | 51500 | 17.9 | 8.1 | 54000 | 49500 | 91.67% | 1.75 | 0 | 9.8 |  |  |  |  | R-410A | 4.2917 | Residential & Commercial | USHP
214336683 | Central HP <5.4 tons | RHEEM | HRCU-A-CB (Split System: Heat Pump with Remote Outdoor Unit-Air-Source) | RD17AZ60AJ3N | ASPEN |  | CP61C34+TDR | R802VA100521Z | 52000 | 17.9 | 8.1 | 53500 | 49000 | 91.59% | 1.75 | 0 | 9.8 |  |  |  |  | R-410A | 4.3333 | Residential & Commercial | USHP
214336685 | Central HP <5.4 tons | RHEEM | HRCU-A-CB (Split System: Heat Pump with Remote Outdoor Unit-Air-Source) | RD17AZ60AJ3N | ASPEN |  | CP61C34+TDR | R802VA125524Z | 52000 | 17.9 | 8.1 | 53500 | 49000 | 91.59% | 1.75 | 0 | 9.8 |  |  |  |  | R-410A | 4.3333 | Residential & Commercial | USHP
214336718 | Central HP <5.4 tons | RHEEM | HRCU-A-CB (Split System: Heat Pump with Remote Outdoor Unit-Air-Source) | RD17AZ48AJ3N | ASPEN |  | D(A,C,E)60C44+TDR | R801V1005A21UHU | 45500 | 16 | 8.1 | 45500 | 33800 | 74.29% | 3.18 | 0 | 10 |  |  |  |  | R-410A | 3.7917 | Residential & Commercial | USHP | Ducted CEE Tier 1
216796536 | Central HP <5.4 tons | TRANE | HRCU-A-CB (Split System: Heat Pump with Remote Outdoor Unit-Air-Source) | 5TWR5036A1 | ASPEN |  | D(A,C,E)36C3J+TDR | S8X1C100M5PTC | 31200 | 15.2 | 8.5 | 31400 | 22400 | 71.34% | 3 | 0 | 11.7 |  |  |  |  | R-454B | 2.6 | Residential & Commercial | USHP | Ducted CEE Tier 1
216796572 | Central HP <5.4 tons | TRANE | HRCU-A-CB (Split System: Heat Pump with Remote Outdoor Unit-Air-Source) | 5TWR5036A1 | ASPEN |  | D(A,C,E)48C3J+TDR | S8X2C100M5PSC | 31800 | 15.5 | 8.5 | 31600 | 22600 | 71.52% | 3.03 | 0 | 11.7 |  |  |  |  | R-454B | 2.65 | Residential & Commercial | USHP | Ducted CEE Tier 1
216796622 | Central HP <5.4 tons | TRANE | HRCU-A-CB (Split System: Heat Pump with Remote Outdoor Unit-Air-Source) | 5TWR5036A1 | ASPEN |  | D(A,C,E)48C3J+TDR | S9V2B060U4PSB | 31200 | 15.5 | 8.5 | 32000 | 22400 | 70% | 2.96 | 0 | 11.7 |  |  |  |  | R-454B | 2.6 | Residential & Commercial | USHP | Ducted CEE Tier 1
216794291 | Central HP <5.4 tons | TRANE | HRCU-A-CB (Split System: Heat Pump with Remote Outdoor Unit-Air-Source) | 5TWV0X24A1 | ASPEN |  | D(A,C,E)30A4J+TDR | S9V2B040U3PSC+LRP | 18800 | 19.6 | 9 | 22200 | 21000 | 94.59% | 2.56 | 0 | 11 |  |  |  |  | R-454B | 1.5667 | Residential & Commercial | USHP | Ducted CEE Tier 1
215565282 | Central HP <5.4 tons | COLEMAN | HRCU-A-CB (Split System: Heat Pump with Remote Outdoor Unit-Air-Source) | HH860E2S11 | ASPEN |  | D(A,C,E)49B3J+TDR | Z8ES080C16SMPS1 | 41500 | 18 | 8.5 | 44000 | 33400 | 75.91% | 2 | 0 | 11.7 |  |  |  |  | R-454B | 3.4583 | Residential & Commercial | USHP | Ducted CEE Tier 1
215565273 | Central HP <5.4 tons | COLEMAN | HRCU-A-CB (Split System: Heat Pump with Remote Outdoor Unit-Air-Source) | HH836E2S11 | ASPEN |  | D(A,C,E)36A4J+TDR | TM8E120C16MP11 | 30400 | 18 | 8.5 | 30200 | 24800 | 82.12% | 2 | 0 | 11.2 |  |  |  |  | R-454B | 2.5333 | Residential & Commercial | USHP | Ducted CEE Tier 1
213278571 | Central HP <5.4 tons | COLEMAN | HRCU-A-CB (Split System: Heat Pump with Remote Outdoor Unit-Air-Source) | HMH72B341 | ASPEN |  | D(A,C,E)36D26+JMET12CS2N1+TDR | 0 | 29800 | 16.9 | 8.5 | 32600 | 27800 | 85.28% | 2.8 | 0 | 9 |  |  |  |  | R-410A | 2.4833 | Residential & Commercial | USHP
214092896 | Central HP <5.4 tons | YORK | HRCU-A-CB (Split System: Heat Pump with Remote Outdoor Unit-Air-Source) | HMH72B341 | ASPEN |  | D(A,C,E)48B36+TDR | YP9C060B12MP13 | 32800 | 17.5 | 8.1 | 34000 | 27800 | 81.76% | 2.63 | 0 | 9.5 |  |  |  |  | R-410A | 2.7333 | Residential & Commercial | USHP
214092910 | Central HP <5.4 tons | YORK | HRCU-A-CB (Split System: Heat Pump with Remote Outdoor Unit-Air-Source) | HMH72B341 | ASPEN |  | D(A,C,E)48B36+TDR | YPLC080B12MP13 | 32400 | 17 | 8.1 | 33600 | 29000 | 86.31% | 2.61 | 0 | 9.5 |  |  |  |  | R-410A | 2.7 | Residential & Commercial | USHP
213612088 | Central HP <5.4 tons | RUUD | HRCU-A-CB (Split System: Heat Pump with Remote Outdoor Unit-Air-Source) | RP15AZ48AJ2N | ASPEN |  | D(A,C,E)48B44+TDR | R802V0755A21DZ | 44000 | 15.4 | 8.1 | 45500 | 36400 | 80% | 3.02 | 0 | 10 |  |  |  |  | R-410A | 3.6667 | Residential & Commercial | USHP | Ducted CEE Tier 1
207455035 | Central HP <5.4 tons | LENNOX | HRCU-A-CB (Split System: Heat Pump with Remote Outdoor Unit-Air-Source) | SL25XPV-036-230A** | ADP |  | L*35/36U9 | EL296UH090XV36C* | 34000 | 22 | 8.8 | 34000 | 27200 | 80% | 1.82 | 14 | 13 |  |  |  |  | R-410A | 2.8333 | Residential & Commercial | USHP | Ducted CEE Tier 1
213614464 | Central HP <5.4 tons | YORK | HRCU-A-CB (Split System: Heat Pump with Remote Outdoor Unit-Air-Source) | YZT48B21 | ASPEN |  | D(A,C,E)60B44+TDR | TM9Y100C16MP11 | 23800 | 16 | 8.4 | 47500 | 34200 | 72% | 3.03 | 0 | 12.4 |  |  |  |  | R-410A | 1.9833 | Residential & Commercial | USHP | Ducted CEE Tier 1
215565327 | Central HP <5.4 tons | COLEMAN | HRCU-A-CB (Split System: Heat Pump with Remote Outdoor Unit-Air-Source) | HH860E2S11 | ASPEN |  | D(A,C,E)61A3J+TDR | CP9C100C16MP13 | 41000 | 17 | 8.5 | 44000 | 33200 | 75.45% | 2 | 0 | 11.5 |  |  |  |  | R-454B | 3.4167 | Residential & Commercial | USHP | Ducted CEE Tier 1
215565277 | Central HP <5.4 tons | COLEMAN | HRCU-A-CB (Split System: Heat Pump with Remote Outdoor Unit-Air-Source) | HH860E2S11 | ASPEN |  | D(A,C,E)49B3J+TDR | CP9C100C16MP13 | 40500 | 17 | 8.5 | 44000 | 33200 | 75.45% | 2 | 0 | 11.5 |  |  |  |  | R-454B | 3.375 | Residential & Commercial | USHP | Ducted CEE Tier 1
215413728 | Central HP <5.4 tons | DAY & NIGHT | HRCU-A-CB (Split System: Heat Pump with Remote Outdoor Unit-Air-Source) | DLCURAH18ABK | ADP |  | SM2925 | 0 | 16300 | 17 | 8.55 | 16900 | 19300 | 114.2% | 2.28 | 0 | 10.5 |  |  |  |  | R-410A | 1.3583 | Residential & Commercial | USHP | Ducted CEE Tier 1
214061530 | Central HP <5.4 tons | ARMSTRONG AIR | HRCU-A-CB (Split System: Heat Pump with Remote Outdoor Unit-Air-Source) | 4SHP18LX136P | ADP |  | A24VBA+TXV | A97DF2E070B16 | 23200 | 17 | 8.35 | 22400 | 16900 | 75.45% | 2.18 | 0 | 12 |  |  |  |  | R-410A | 1.9333 | Residential & Commercial | USHP | Ducted CEE Tier 1
214263892 | Central HP <5.4 tons | ARMSTRONG AIR | HRCU-A-CB (Split System: Heat Pump with Remote Outdoor Unit-Air-Source) | 4SHP18LX136P | ADP |  | H,A,DG9J(1,2)36+TXV | A80DS2V090B16 | 23600 | 19 | 8.5 | 22400 | 16100 | 71.88% | 2.16 | 0 | 12 |  |  |  |  | R-410A | 1.9667 | Residential & Commercial | USHP | Ducted CEE Tier 1
216796547 | Central HP <5.4 tons | TRANE | HRCU-A-CB (Split System: Heat Pump with Remote Outdoor Unit-Air-Source) | 5TWR5036A1 | ASPEN |  | D(A,C,E)48C3J+TDR | S8X1D120M5PTC | 31800 | 16 | 8.5 | 31400 | 22000 | 70.06% | 2.94 | 0 | 11.7 |  |  |  |  | R-454B | 2.65 | Residential & Commercial | USHP | Ducted CEE Tier 1
216796613 | Central HP <5.4 tons | TRANE | HRCU-A-CB (Split System: Heat Pump with Remote Outdoor Unit-Air-Source) | 5TWR5036A1 | ASPEN |  | D(A,C,E)48C3J+TDR | S9V2B060D3VSB | 31600 | 15.5 | 8.1 | 32200 | 22600 | 70.19% | 2.85 | 0 | 12 |  |  |  |  | R-454B | 2.6333 | Residential & Commercial | USHP | Ducted CEE Tier 1
214264021 | Central HP <5.4 tons | ARMSTRONG AIR | HRCU-A-CB (Split System: Heat Pump with Remote Outdoor Unit-Air-Source) | 4SHP18LX136P | ADP |  | H,A,DG9J936 | EFV12BCA | 23600 | 19 | 8.5 | 22400 | 16100 | 71.88% | 2.18 | 0 | 12 |  |  |  |  | R-410A | 1.9667 | Residential & Commercial | USHP | Ducted CEE Tier 1
216796665 | Central HP <5.4 tons | TRANE | HRCU-A-CB (Split System: Heat Pump with Remote Outdoor Unit-Air-Source) | 5TWR5036A1 | ASPEN |  | D(A,C,E)48C3J+TDR | S9V2C100D4VSB | 31800 | 15.5 | 8.1 | 32000 | 22400 | 70% | 2.84 | 0 | 12 |  |  |  |  | R-454B | 2.65 | Residential & Commercial | USHP | Ducted CEE Tier 1
216796679 | Central HP <5.4 tons | TRANE | HRCU-A-CB (Split System: Heat Pump with Remote Outdoor Unit-Air-Source) | 5TWR5036A1 | ASPEN |  | D(A,C,E)48C3J+TDR | S9V2C100U4VSB | 31800 | 15.5 | 8.5 | 31400 | 22400 | 71.34% | 3.03 | 0 | 12 |  |  |  |  | R-454B | 2.65 | Residential & Commercial | USHP | Ducted CEE Tier 1
216797056 | Central HP <5.4 tons | TRANE | HRCU-A-CB (Split System: Heat Pump with Remote Outdoor Unit-Air-Source) | 5TWV8X24A1 | ASPEN |  | D(A,C,E)30A4J+TDR | S9V2B060U4PSC+LRP | 20400 | 18 | 8.5 | 24400 | 24400 | 100% | 3.04 | 0 | 11 |  |  |  |  | R-454B | 1.7 | Residential & Commercial | USHP | Ducted CEE Tier 1
215565332 | Central HP <5.4 tons | COLEMAN | HRCU-A-CB (Split System: Heat Pump with Remote Outdoor Unit-Air-Source) | HH860E2S11 | ASPEN |  | D(A,C,E)61A3J+TDR | TP9C120D20MP13 | 41500 | 18 | 8.5 | 44000 | 33400 | 75.91% | 2 | 0 | 11.5 |  |  |  |  | R-454B | 3.4583 | Residential & Commercial | USHP | Ducted CEE Tier 1
216796688 | Central HP <5.4 tons | TRANE | HRCU-A-CB (Split System: Heat Pump with Remote Outdoor Unit-Air-Source) | 5TWR5036A1 | ASPEN |  | D(A,C,E)48C3J+TDR | S9V2C100U5PSC | 31800 | 15.5 | 8.5 | 31400 | 22400 | 71.34% | 3.03 | 0 | 12 |  |  |  |  | R-454B | 2.65 | Residential & Commercial | USHP | Ducted CEE Tier 1
216796482 | Central HP <5.4 tons | TRANE | HRCU-A-CB (Split System: Heat Pump with Remote Outdoor Unit-Air-Source) | 5TWR5036A1 | ASPEN |  | D(A,C,E)36C3J+TDR | S8V2C100M5PCB | 31000 | 15.2 | 8.1 | 31000 | 22200 | 71.61% | 2.93 | 0 | 12 |  |  |  |  | R-454B | 2.5833 | Residential & Commercial | USHP | Ducted CEE Tier 1
216796498 | Central HP <5.4 tons | TRANE | HRCU-A-CB (Split System: Heat Pump with Remote Outdoor Unit-Air-Source) | 5TWR5036A1 | ASPEN |  | D(A,C,E)36C3J+TDR | S8V2D120M5PCB | 31400 | 15.5 | 8.5 | 31200 | 22200 | 71.15% | 2.96 | 0 | 11.7 |  |  |  |  | R-454B | 2.6167 | Residential & Commercial | USHP | Ducted CEE Tier 1
216796549 | Central HP <5.4 tons | TRANE | HRCU-A-CB (Split System: Heat Pump with Remote Outdoor Unit-Air-Source) | 5TWR5036A1 | ASPEN |  | D(A,C,E)48C3J+TDR | S8X2A040M3PSC | 30200 | 15.5 | 8.1 | 30400 | 21800 | 71.71% | 2.89 | 0 | 11.7 |  |  |  |  | R-454B | 2.5167 | Residential & Commercial | USHP | Ducted CEE Tier 1
213279263 | Central HP <5.4 tons | COLEMAN | HRCU-A-CB (Split System: Heat Pump with Remote Outdoor Unit-Air-Source) | THF2B48T21 | ASPEN |  | D(A,C,E)60A46+TDR | TM9E100C20MP12 | 43500 | 16 | 8.3 | 45000 | 31600 | 70.22% | 3.11 | 0 | 11 |  |  |  |  | R-410A | 3.625 | Residential & Commercial | USHP | Ducted CEE Tier 1
216796528 | Central HP <5.4 tons | TRANE | HRCU-A-CB (Split System: Heat Pump with Remote Outdoor Unit-Air-Source) | 5TWR5036A1 | ASPEN |  | D(A,C,E)36C3J+TDR | S8X1C080M5PTC | 31200 | 15.2 | 8.5 | 31200 | 22200 | 71.15% | 3 | 0 | 12 |  |  |  |  | R-454B | 2.6 | Residential & Commercial | USHP | Ducted CEE Tier 1
216796589 | Central HP <5.4 tons | TRANE | HRCU-A-CB (Split System: Heat Pump with Remote Outdoor Unit-Air-Source) | 5TWR5036A1 | ASPEN |  | D(A,C,E)48C3J+TDR | S9V2B040D3PSC | 31400 | 15.5 | 8.1 | 32000 | 22800 | 71.25% | 2.87 | 0 | 12 |  |  |  |  | R-454B | 2.6167 | Residential & Commercial | USHP | Ducted CEE Tier 1
216796671 | Central HP <5.4 tons | TRANE | HRCU-A-CB (Split System: Heat Pump with Remote Outdoor Unit-Air-Source) | 5TWR5036A1 | ASPEN |  | D(A,C,E)48C3J+TDR | S9V2C100D5VSB | 31800 | 15.5 | 8.1 | 32000 | 22400 | 70% | 2.84 | 0 | 12 |  |  |  |  | R-454B | 2.65 | Residential & Commercial | USHP | Ducted CEE Tier 1
216796712 | Central HP <5.4 tons | TRANE | HRCU-A-CB (Split System: Heat Pump with Remote Outdoor Unit-Air-Source) | 5TWR5036A1 | ASPEN |  | D(A,C,E)48C3J+TDR | S9X1B040D3PSB | 31400 | 15.5 | 8.1 | 32200 | 22600 | 70.19% | 2.85 | 0 | 11.7 |  |  |  |  | R-454B | 2.6167 | Residential & Commercial | USHP | Ducted CEE Tier 1
216796734 | Central HP <5.4 tons | TRANE | HRCU-A-CB (Split System: Heat Pump with Remote Outdoor Unit-Air-Source) | 5TWR5036A1 | ASPEN |  | D(A,C,E)48C3J+TDR | S9X1C080U5PSB | 31600 | 15.5 | 8.5 | 31200 | 22400 | 71.79% | 2.98 | 0 | 12 |  |  |  |  | R-454B | 2.6333 | Residential & Commercial | USHP | Ducted CEE Tier 1
215565271 | Central HP <5.4 tons | COLEMAN | HRCU-A-CB (Split System: Heat Pump with Remote Outdoor Unit-Air-Source) | HH824E2S11 | ASPEN |  | D(A,C,E)36A4J+TDR | Z9ES060A10SMPS1 | 21000 | 17.5 | 8.5 | 23000 | 17600 | 76.52% | 2 | 0 | 11.7 |  |  |  |  | R-454B | 1.75 | Residential & Commercial | USHP | Ducted CEE Tier 1
215565305 | Central HP <5.4 tons | COLEMAN | HRCU-A-CB (Split System: Heat Pump with Remote Outdoor Unit-Air-Source) | HH824E2S11 | ASPEN |  | D(A,C,E)37E2J+TDR | TM9V060B12MP12 | 22400 | 17 | 9 | 23000 | 18000 | 78.26% | 2 | 0 | 12 |  |  |  |  | R-454B | 1.8667 | Residential & Commercial | USHP | Ducted CEE Tier 1
215565321 | Central HP <5.4 tons | COLEMAN | HRCU-A-CB (Split System: Heat Pump with Remote Outdoor Unit-Air-Source) | HH824E2S11 | ASPEN |  | D(A,C,E)37E2J+TDR | Z8ET080B12LMPS1 | 22200 | 18 | 9 | 22800 | 18500 | 81.14% | 2 | 0 | 12 |  |  |  |  | R-454B | 1.85 | Residential & Commercial | USHP | Ducted CEE Tier 1
216794283 | Central HP <5.4 tons | TRANE | HRCU-A-CB (Split System: Heat Pump with Remote Outdoor Unit-Air-Source) | 5TWV0X24A1 | ASPEN |  | D(A,C,E)36C3J+TDR | S9V2B040D3PSC+LRP | 19000 | 19.4 | 9 | 23200 | 21800 | 93.97% | 2.74 | 0 | 11.7 |  |  |  |  | R-454B | 1.5833 | Residential & Commercial | USHP | Ducted CEE Tier 1
215565287 | Central HP <5.4 tons | COLEMAN | HRCU-A-CB (Split System: Heat Pump with Remote Outdoor Unit-Air-Source) | HH860E2S11 | ASPEN |  | D(A,C,E)49B3J+TDR | Z8ES130D20SMPS1 | 41500 | 18 | 9 | 44500 | 33600 | 75.51% | 2 | 0 | 11.7 |  |  |  |  | R-454B | 3.4583 | Residential & Commercial | USHP | Ducted CEE Tier 1
215419907 | Central HP <5.4 tons | COLEMAN | HRCU-A-CB (Split System: Heat Pump with Remote Outdoor Unit-Air-Source) | HH824E2S11 | ASPEN |  | D(A,C,E)25B4J+TDR | Z9ES040A10SMPS1 | 21200 | 18 | 8.5 | 23000 | 17800 | 77.39% | 2 | 0 | 11.7 |  |  |  |  | R-454B | 1.7667 | Residential & Commercial | USHP | Ducted CEE Tier 1
215565264 | Central HP <5.4 tons | COLEMAN | HRCU-A-CB (Split System: Heat Pump with Remote Outdoor Unit-Air-Source) | HH824E2S11 | ASPEN |  | D(A,C,E)36A4J+TDR | TP9C060B12MP13 | 22600 | 17 | 8.5 | 22800 | 18000 | 78.95% | 2 | 0 | 12 |  |  |  |  | R-454B | 1.8833 | Residential & Commercial | USHP | Ducted CEE Tier 1
213279241 | Central HP <5.4 tons | COLEMAN | HRCU-A-CB (Split System: Heat Pump with Remote Outdoor Unit-Air-Source) | THF2B48T21 | ASPEN |  | D(A,C,E)60A46+TDR | TM8E080C16MP11 | 42500 | 16 | 8.2 | 44000 | 31200 | 70.91% | 3.14 | 0 | 11.5 |  |  |  |  | R-410A | 3.5417 | Residential & Commercial | USHP | Ducted CEE Tier 1
215565312 | Central HP <5.4 tons | COLEMAN | HRCU-A-CB (Split System: Heat Pump with Remote Outdoor Unit-Air-Source) | HH824E2S11 | ASPEN |  | D(A,C,E)37E2J+TDR | TMLE100B12MP11 | 22400 | 17 | 9 | 23000 | 18000 | 78.26% | 2 | 0 | 12 |  |  |  |  | R-454B | 1.8667 | Residential & Commercial | USHP | Ducted CEE Tier 1
215565253 | Central HP <5.4 tons | COLEMAN | HRCU-A-CB (Split System: Heat Pump with Remote Outdoor Unit-Air-Source) | HH824E2S11 | ASPEN |  | D(A,C,E)36A4J+TDR | CP9C080B12MP13 | 22600 | 17 | 9 | 22800 | 18300 | 80.26% | 2 | 0 | 12 |  |  |  |  | R-454B | 1.8833 | Residential & Commercial | USHP | Ducted CEE Tier 1
213279238 | Central HP <5.4 tons | COLEMAN | HRCU-A-CB (Split System: Heat Pump with Remote Outdoor Unit-Air-Source) | THF2B48T21 | ASPEN |  | D(A,C,E)60A46+TDR | TL9E080C16UH11 | 42500 | 16 | 8.2 | 44000 | 31400 | 71.36% | 3.11 | 0 | 11.5 |  |  |  |  | R-410A | 3.5417 | Residential & Commercial | USHP | Ducted CEE Tier 1
213279268 | Central HP <5.4 tons | COLEMAN | HRCU-A-CB (Split System: Heat Pump with Remote Outdoor Unit-Air-Source) | THF2B48T21 | ASPEN |  | D(A,C,E)60A46+TDR | TM9V100C20MP12 | 43000 | 16 | 8.2 | 44000 | 31400 | 71.36% | 3.14 | 0 | 11.5 |  |  |  |  | R-410A | 3.5833 | Residential & Commercial | USHP | Ducted CEE Tier 1
213782165 | Central HP <5.4 tons | CARRIER | HRCU-A-CB (Split System: Heat Pump with Remote Outdoor Unit-Air-Source) | 25VNA837A*031* |  |  | CSPH*4812AL*+UI | 59TN6C060C17**14 | 32400 | 16 | 8.1 | 33000 | 25200 | 76.36% | 1.94 | 0 | 10.5 |  |  |  |  | R-410A | 2.7 | Residential & Commercial | USHP | Ducted CEE Tier 1
211206901 | Central HP <5.4 tons | LUXAIRE | HRCU-A-CB (Split System: Heat Pump with Remote Outdoor Unit-Air-Source) | HL20B3621 |  |  | XAMB36DE2N1+CC | LPLC080B12MP13 | 32600 | 18 | 8.5 | 34400 | 29600 | 86.05% | 1.94 | 0 | 11.7 |  |  |  |  | R-410A | 2.7167 | Residential & Commercial | USHP | Ducted CEE Tier 1
216796509 | Central HP <5.4 tons | TRANE | HRCU-A-CB (Split System: Heat Pump with Remote Outdoor Unit-Air-Source) | 5TWR5036A1 | ASPEN |  | D(A,C,E)48C3J+TDR | S8V2D120M5PDB | 32200 | 16 | 8.5 | 31400 | 22400 | 71.34% | 2.99 | 0 | 11.7 |  |  |  |  | R-454B | 2.6833 | Residential & Commercial | USHP | Ducted CEE Tier 1
216796591 | Central HP <5.4 tons | TRANE | HRCU-A-CB (Split System: Heat Pump with Remote Outdoor Unit-Air-Source) | 5TWR5036A1 | ASPEN |  | D(A,C,E)48C3J+TDR | S9V2B040D3VSB | 31400 | 15.5 | 8.1 | 32000 | 22800 | 71.25% | 2.87 | 0 | 11.7 |  |  |  |  | R-454B | 2.6167 | Residential & Commercial | USHP | Ducted CEE Tier 1
216796659 | Central HP <5.4 tons | TRANE | HRCU-A-CB (Split System: Heat Pump with Remote Outdoor Unit-Air-Source) | 5TWR5036A1 | ASPEN |  | D(A,C,E)36C3J+TDR | S9V2C080U5VSB | 31200 | 15.2 | 8.5 | 31000 | 22200 | 71.61% | 2.97 | 0 | 11.7 |  |  |  |  | R-454B | 2.6 | Residential & Commercial | USHP | Ducted CEE Tier 1
214336719 | Central HP <5.4 tons | RHEEM | HRCU-A-CB (Split System: Heat Pump with Remote Outdoor Unit-Air-Source) | RD17AZ48AJ3N | ASPEN |  | D(A,C,E)60C44+TDR | R802V0755A21UHN | 45500 | 15.2 | 8.1 | 45500 | 33800 | 74.29% | 3.18 | 0 | 10 |  |  |  |  | R-410A | 3.7917 | Residential & Commercial | USHP | Ducted CEE Tier 1
213279284 | Central HP <5.4 tons | COLEMAN | HRCU-A-CB (Split System: Heat Pump with Remote Outdoor Unit-Air-Source) | THF2B48T21 | ASPEN |  | D(A,C,E)60A46+TDR | TMLV100C16MP12 | 43000 | 16 | 8.2 | 44000 | 31200 | 70.91% | 3.16 | 0 | 11.5 |  |  |  |  | R-410A | 3.5833 | Residential & Commercial | USHP | Ducted CEE Tier 1
216796686 | Central HP <5.4 tons | TRANE | HRCU-A-CB (Split System: Heat Pump with Remote Outdoor Unit-Air-Source) | 5TWR5036A1 | ASPEN |  | D(A,C,E)36C3J+TDR | S9V2C100U5PSC | 31200 | 15.2 | 8.5 | 31200 | 22200 | 71.15% | 3 | 0 | 12 |  |  |  |  | R-454B | 2.6 | Residential & Commercial | USHP | Ducted CEE Tier 1
213774638 | Central HP <5.4 tons | AIRQUEST | HRCU-A-CB (Split System: Heat Pump with Remote Outdoor Unit-Air-Source) | HVH825GKA3* |  |  | EHD4X48AAL+WALLCON | *97CMN0601714B* | 24000 | 15.5 | 8.1 | 21400 | 16700 | 78.04% | 2 | 0 | 10.5 |  |  |  |  | R-410A | 2 | Residential & Commercial | USHP | Ducted CEE Tier 1
216687195 | Central HP <5.4 tons | FUJITSU | HRCU-A-CB (Split System: Heat Pump with Remote Outdoor Unit-Air-Source) | FOP1936MJAYCA |  |  | FCCA3621MYEA | FF97MV307017DH | 34200 | 20 | 10 | 34200 | 29600 | 86.55% | 2 | 0 | 12 |  |  |  |  | R-454B | 2.85 | Residential & Commercial | USHP | Ducted CEE Tier 1
214802925 | Central HP <5.4 tons | RHEEM | HRCU-A-CB (Split System: Heat Pump with Remote Outdoor Unit-Air-Source) | RP15AZ48AJ2N | ASPEN |  | D(A,C,E)60B44+TDR | R801V1005A21UHN | 45000 | 15.6 | 8.2 | 45500 | 33800 | 74.29% | 3.06 | 0 | 10.1 |  |  |  |  | R-410A | 3.75 | Residential & Commercial | USHP | Ducted CEE Tier 1
215565256 | Central HP <5.4 tons | COLEMAN | HRCU-A-CB (Split System: Heat Pump with Remote Outdoor Unit-Air-Source) | HH824E2S11 | ASPEN |  | D(A,C,E)36A4J+TDR | TL9E060B12UH11 | 22600 | 17 | 8.5 | 22800 | 18000 | 78.95% | 2 | 0 | 12 |  |  |  |  | R-454B | 1.8833 | Residential & Commercial | USHP | Ducted CEE Tier 1
214802922 | Central HP <5.4 tons | RHEEM | HRCU-A-CB (Split System: Heat Pump with Remote Outdoor Unit-Air-Source) | RP15AZ48AJ2N | ASPEN |  | D(A,C,E)48B44+TDR | R801V1005A21UHN | 44000 | 15.4 | 8.1 | 45500 | 33600 | 73.85% | 3.01 | 0 | 10 |  |  |  |  | R-410A | 3.6667 | Residential & Commercial | USHP | Ducted CEE Tier 1
214802738 | Central HP <5.4 tons | RHEEM | HRCU-A-CB (Split System: Heat Pump with Remote Outdoor Unit-Air-Source) | RP15AZ24AJ2N | ASPEN |  | D(A,C,E)24A44+TDR | R801V1004A17UHS | 22400 | 16.4 | 8.2 | 23000 | 16300 | 70.87% | 3.01 | 0 | 11.8 |  |  |  |  | R-410A | 1.8667 | Residential & Commercial | USHP | Ducted CEE Tier 1
213274555 | Central HP <5.4 tons | COLEMAN | HRCU-A-CB (Split System: Heat Pump with Remote Outdoor Unit-Air-Source) | THF2B48T21 | ASPEN |  | D(A,C,E)60A44+TDR | TM9Y100C16MP11 | 42500 | 16 | 8.2 | 44000 | 31400 | 71.36% | 3.13 | 0 | 11.5 |  |  |  |  | R-410A | 3.5417 | Residential & Commercial | USHP | Ducted CEE Tier 1
213274557 | Central HP <5.4 tons | COLEMAN | HRCU-A-CB (Split System: Heat Pump with Remote Outdoor Unit-Air-Source) | THF2B48T21 | ASPEN |  | D(A,C,E)60A44+TDR | TM9Y120D20MP11 | 43000 | 16 | 8.2 | 44000 | 31400 | 71.36% | 3.11 | 0 | 11 |  |  |  |  | R-410A | 3.5833 | Residential & Commercial | USHP | Ducted CEE Tier 1
215565274 | Central HP <5.4 tons | COLEMAN | HRCU-A-CB (Split System: Heat Pump with Remote Outdoor Unit-Air-Source) | HH836E2S11 | ASPEN |  | D(A,C,E)36A4J+TDR | TMLE120C16MP11 | 30400 | 18 | 8.5 | 30200 | 24800 | 82.12% | 2 | 0 | 11.2 |  |  |  |  | R-454B | 2.5333 | Residential & Commercial | USHP | Ducted CEE Tier 1
215565258 | Central HP <5.4 tons | COLEMAN | HRCU-A-CB (Split System: Heat Pump with Remote Outdoor Unit-Air-Source) | HH824E2S11 | ASPEN |  | D(A,C,E)36A4J+TDR | TM8E060A12MP11 | 21000 | 17.5 | 9 | 23000 | 17900 | 77.83% | 2 | 0 | 11.2 |  |  |  |  | R-454B | 1.75 | Residential & Commercial | USHP | Ducted CEE Tier 1
215565261 | Central HP <5.4 tons | COLEMAN | HRCU-A-CB (Split System: Heat Pump with Remote Outdoor Unit-Air-Source) | HH824E2S11 | ASPEN |  | D(A,C,E)36A4J+TDR | TM9Y080B12MP11 | 22600 | 17 | 8.5 | 22800 | 18500 | 81.14% | 2 | 0 | 11.7 |  |  |  |  | R-454B | 1.8833 | Residential & Commercial | USHP | Ducted CEE Tier 1
213274514 | Central HP <5.4 tons | COLEMAN | HRCU-A-CB (Split System: Heat Pump with Remote Outdoor Unit-Air-Source) | THF2B48T21 | ASPEN |  | D(A,C,E)60A44+TDR | CPLC080C16MP13 | 43000 | 16 | 8.2 | 44000 | 31200 | 70.91% | 3.16 | 0 | 11.5 |  |  |  |  | R-410A | 3.5833 | Residential & Commercial | USHP | Ducted CEE Tier 1
213274550 | Central HP <5.4 tons | COLEMAN | HRCU-A-CB (Split System: Heat Pump with Remote Outdoor Unit-Air-Source) | THF2B48T21 | ASPEN |  | D(A,C,E)60A44+TDR | TM9V100C16MP12 | 43000 | 16 | 8.2 | 44000 | 31200 | 70.91% | 3.16 | 0 | 11.5 |  |  |  |  | R-410A | 3.5833 | Residential & Commercial | USHP | Ducted CEE Tier 1
213279244 | Central HP <5.4 tons | COLEMAN | HRCU-A-CB (Split System: Heat Pump with Remote Outdoor Unit-Air-Source) | THF2B48T21 | ASPEN |  | D(A,C,E)60A46+TDR | TM8E100C16MP11 | 42500 | 16 | 8.2 | 44000 | 31400 | 71.36% | 3.13 | 0 | 11.5 |  |  |  |  | R-410A | 3.5417 | Residential & Commercial | USHP | Ducted CEE Tier 1
213279245 | Central HP <5.4 tons | COLEMAN | HRCU-A-CB (Split System: Heat Pump with Remote Outdoor Unit-Air-Source) | THF2B48T21 | ASPEN |  | D(A,C,E)60A46+TDR | TM8E100C20MP11 | 43500 | 16 | 8.3 | 45000 | 31600 | 70.22% | 3.11 | 0 | 11 |  |  |  |  | R-410A | 3.625 | Residential & Commercial | USHP | Ducted CEE Tier 1
214394786 | Central HP <5.4 tons | RUUD | HRCU-A-CB (Split System: Heat Pump with Remote Outdoor Unit-Air-Source) | RD17AZ60AJ3N | ASPEN |  | D(A,C,E)60D44+TDR | U97MV1155A24DHS | 52000 | 17.9 | 8.1 | 54000 | 49500 | 91.67% | 1.75 | 0 | 9.8 |  |  |  |  | R-410A | 4.3333 | Residential & Commercial | USHP
212348377 | Central HP <5.4 tons | CARRIER | HRCU-A-CB (Split System: Heat Pump with Remote Outdoor Unit-Air-Source) | 38MURAQ18AB3* | ASPEN |  | LEW30A4 | 0 | 17000 | 15.2 | 8.5 | 18000 | 18300 | 101.7% | 2.56 | 0 | 10.5 |  |  |  |  | R-410A | 1.4167 | Residential & Commercial | USHP | Ducted CEE Tier 1
213279276 | Central HP <5.4 tons | COLEMAN | HRCU-A-CB (Split System: Heat Pump with Remote Outdoor Unit-Air-Source) | THF2B48T21 | ASPEN |  | D(A,C,E)60A46+TDR | TMLE080C16MP11 | 42500 | 16 | 8.2 | 44000 | 31200 | 70.91% | 3.14 | 0 | 11.5 |  |  |  |  | R-410A | 3.5417 | Residential & Commercial | USHP | Ducted CEE Tier 1
213279279 | Central HP <5.4 tons | COLEMAN | HRCU-A-CB (Split System: Heat Pump with Remote Outdoor Unit-Air-Source) | THF2B48T21 | ASPEN |  | D(A,C,E)60A46+TDR | TMLE100C16MP11 | 42500 | 16 | 8.2 | 44000 | 31400 | 71.36% | 3.13 | 0 | 11.5 |  |  |  |  | R-410A | 3.5417 | Residential & Commercial | USHP | Ducted CEE Tier 1
216794476 | Central HP <5.4 tons | TRANE | HRCU-A-CB (Split System: Heat Pump with Remote Outdoor Unit-Air-Source) | 5TWV0X48A1 | ASPEN |  | D(A,C,E)60B4J+TDR | L8V1C100U5VSB+LRP | 42500 | 20.4 | 9.5 | 47000 | 42500 | 90.43% | 2.74 | 0 | 11.7 |  |  |  |  | R-454B | 3.5417 | Residential & Commercial | USHP | Ducted CEE Tier 1
213273413 | Central HP <5.4 tons | COLEMAN | HRCU-A-CB (Split System: Heat Pump with Remote Outdoor Unit-Air-Source) | HMH72B361 | ASPEN |  | D(A,C,E)36D26+TDR | Z8ES100C20SMPS1 | 32000 | 16 | 8.1 | 36000 | 26800 | 74.44% | 2.83 | 0 | 8.6 |  |  |  |  | R-410A | 2.6667 | Residential & Commercial | USHP
215565260 | Central HP <5.4 tons | COLEMAN | HRCU-A-CB (Split System: Heat Pump with Remote Outdoor Unit-Air-Source) | HH824E2S11 | ASPEN |  | D(A,C,E)36A4J+TDR | TM9V060B12MP12 | 22600 | 17 | 8.5 | 22800 | 18000 | 78.95% | 2 | 0 | 12 |  |  |  |  | R-454B | 1.8833 | Residential & Commercial | USHP | Ducted CEE Tier 1
215399921 | Central HP <5.4 tons | COLEMAN | HRCU-A-C (Split System: Heat Pump with Remote Outdoor Unit with No Indoor Fan --Air Source) | HH836E2S11 | ASPEN |  | C(A,C,D,E)48A3K+TDR | 0 | 30800 | 15.2 | 8.1 | 31000 | 31600 | 101.9% | 2.52 | 0 | 10 |  |  |  |  | R-454B | 2.5667 | Residential & Commercial | USHP | Ducted CEE Tier 1
214521918 | Central HP <5.4 tons | COLEMAN | HRCU-A-CB (Split System: Heat Pump with Remote Outdoor Unit-Air-Source) | HMH72B341 | ASPEN |  | C(A,C,D,E)42A34+TDR | Z8ES080C16SMPS1 | 31800 | 17.9 | 8.4 | 33200 | 27400 | 82.53% | 2.68 | 0 | 9.9 |  |  |  |  | R-410A | 2.65 | Residential & Commercial | USHP
215565275 | Central HP <5.4 tons | COLEMAN | HRCU-A-CB (Split System: Heat Pump with Remote Outdoor Unit-Air-Source) | HH836E2S11 | ASPEN |  | D(A,C,E)36A4J+TDR | Z8ES080B12SMPS1 | 30400 | 18 | 8.5 | 30000 | 24800 | 82.67% | 2 | 0 | 11.2 |  |  |  |  | R-454B | 2.5333 | Residential & Commercial | USHP | Ducted CEE Tier 1
215565308 | Central HP <5.4 tons | COLEMAN | HRCU-A-CB (Split System: Heat Pump with Remote Outdoor Unit-Air-Source) | HH824E2S11 | ASPEN |  | D(A,C,E)37E2J+TDR | TM9Y080B12MP11 | 22200 | 17 | 9 | 23000 | 18500 | 80.43% | 2 | 0 | 11.7 |  |  |  |  | R-454B | 1.85 | Residential & Commercial | USHP | Ducted CEE Tier 1
215565310 | Central HP <5.4 tons | COLEMAN | HRCU-A-CB (Split System: Heat Pump with Remote Outdoor Unit-Air-Source) | HH824E2S11 | ASPEN |  | D(A,C,E)37E2J+TDR | TMLE060A12MP11 | 20600 | 17.5 | 9 | 23000 | 17900 | 77.83% | 2 | 0 | 11.2 |  |  |  |  | R-454B | 1.7167 | Residential & Commercial | USHP | Ducted CEE Tier 1
213753093 | Central HP <5.4 tons | CARRIER | HRCU-A-CB (Split System: Heat Pump with Remote Outdoor Unit-Air-Source) | 38MURAQ30AB3* | ASPEN |  | D(A,C,E)30D44+TDR | 58S(B,C)*B070M14**12 | 29600 | 15.2 | 8.1 | 34000 | 23800 | 70% | 2.72 | 0 | 9 |  |  |  |  | R-410A | 2.4667 | Residential & Commercial | USHP
214101699 | Central HP <5.4 tons | CONCORD | HRCU-A-CB (Split System: Heat Pump with Remote Outdoor Unit-Air-Source) | 4HP18V36P | ADP |  | H,A,DD15936 | 97G2DF045BE12 | 24000 | 18 | 8.5 | 22400 | 16300 | 72.77% | 2.16 | 0 | 12 |  |  |  |  | R-410A | 2 | Residential & Commercial | USHP | Ducted CEE Tier 1
214802750 | Central HP <5.4 tons | RHEEM | HRCU-A-CB (Split System: Heat Pump with Remote Outdoor Unit-Air-Source) | RP15AZ30AJ2N | ASPEN |  | D(A,C,E)36A34+TDR | R801V0504A17UH | 27400 | 15.4 | 8.1 | 28400 | 20200 | 71.13% | 2.63 | 0 | 11.7 |  |  |  |  | R-410A | 2.2833 | Residential & Commercial | USHP | Ducted CEE Tier 1
214802755 | Central HP <5.4 tons | RHEEM | HRCU-A-CB (Split System: Heat Pump with Remote Outdoor Unit-Air-Source) | RP15AZ30AJ2N | ASPEN |  | D(A,C,E)30B34+TDR | R801V0754A17DZ | 27400 | 15.4 | 8.1 | 28400 | 20200 | 71.13% | 2.62 | 0 | 11.7 |  |  |  |  | R-410A | 2.2833 | Residential & Commercial | USHP | Ducted CEE Tier 1
214802732 | Central HP <5.4 tons | RHEEM | HRCU-A-CB (Split System: Heat Pump with Remote Outdoor Unit-Air-Source) | RP15AZ24AJ2N | ASPEN |  | D(A,C,E)24C34+TDR | R801V1004A17UHN | 22800 | 16 | 8.4 | 23000 | 16300 | 70.87% | 3.07 | 0 | 12 |  |  |  |  | R-410A | 1.9 | Residential & Commercial | USHP | Ducted CEE Tier 1
214802741 | Central HP <5.4 tons | RHEEM | HRCU-A-CB (Split System: Heat Pump with Remote Outdoor Unit-Air-Source) | RP15AZ24AJ2N | ASPEN |  | D(A,C,E)30A34+TDR | R801V1004A17UHS | 22400 | 16.4 | 8.1 | 22800 | 16200 | 71.05% | 2.95 | 0 | 11.8 |  |  |  |  | R-410A | 1.8667 | Residential & Commercial | USHP | Ducted CEE Tier 1
214802932 | Central HP <5.4 tons | RHEEM | HRCU-A-CB (Split System: Heat Pump with Remote Outdoor Unit-Air-Source) | RP15AZ48AJ2N | ASPEN |  | D(A,C,E)60C34+TDR | R801V1005A21UHS | 45000 | 15.6 | 8.1 | 45500 | 33600 | 73.85% | 2.99 | 0 | 10.1 |  |  |  |  | R-410A | 3.75 | Residential & Commercial | USHP | Ducted CEE Tier 1
212623983 | Central HP <5.4 tons | COLEMAN | HRCU-A-CB (Split System: Heat Pump with Remote Outdoor Unit-Air-Source) | HMH72B341 | ASPEN |  | C(A,C,D,E)42B24+TDR | TM9Y080B12MP11 | 29800 | 17.4 | 8.1 | 34000 | 28000 | 82.35% | 2.41 | 0 | 9 |  |  |  |  | R-410A | 2.4833 | Residential & Commercial | USHP
212623680 | Central HP <5.4 tons | COLEMAN | HRCU-A-CB (Split System: Heat Pump with Remote Outdoor Unit-Air-Source) | HMH72B341 | ASPEN |  | D(A,C,E)36D24+TDR | TL9E060B12UH11 | 30200 | 17.5 | 8.1 | 34000 | 27800 | 81.76% | 2.4 | 0 | 9.1 |  |  |  |  | R-410A | 2.5167 | Residential & Commercial | USHP
212623733 | Central HP <5.4 tons | COLEMAN | HRCU-A-CB (Split System: Heat Pump with Remote Outdoor Unit-Air-Source) | HMH72B341 | ASPEN |  | D(A,C,E)36B34+TDR | TM9E060B12MP12 | 32200 | 17.5 | 8.1 | 34000 | 28000 | 82.35% | 2.39 | 0 | 9.4 |  |  |  |  | R-410A | 2.6833 | Residential & Commercial | USHP
212623832 | Central HP <5.4 tons | COLEMAN | HRCU-A-CB (Split System: Heat Pump with Remote Outdoor Unit-Air-Source) | HMH72B341 | ASPEN |  | D(A,C,E)36D24+TDR | CP9C060B12MP13 | 30400 | 17 | 8.1 | 34000 | 27800 | 81.76% | 2.42 | 0 | 9.1 |  |  |  |  | R-410A | 2.5333 | Residential & Commercial | USHP
212623850 | Central HP <5.4 tons | COLEMAN | HRCU-A-CB (Split System: Heat Pump with Remote Outdoor Unit-Air-Source) | HMH72B341 | ASPEN |  | C(A,C,D,E)36C24+TDR | TM9V060B12MP12 | 29800 | 16.9 | 8.1 | 34000 | 27800 | 81.76% | 2.42 | 0 | 9 |  |  |  |  | R-410A | 2.4833 | Residential & Commercial | USHP
211206908 | Central HP <5.4 tons | LUXAIRE | HRCU-A-CB (Split System: Heat Pump with Remote Outdoor Unit-Air-Source) | HL20B6021 |  |  | XAMC60HE4N1+CC | TP9C100C20MP13 | 52000 | 18 | 8.5 | 55000 | 42000 | 76.36% | 2.16 | 0 | 11 |  |  |  |  | R-410A | 4.3333 | Residential & Commercial | USHP | Ducted CEE Tier 1
213278583 | Central HP <5.4 tons | COLEMAN | HRCU-A-CB (Split System: Heat Pump with Remote Outdoor Unit-Air-Source) | HMH72B361 | ASPEN |  | D(A,C,E)36A46+JMET12BS2N1+TDR | 0 | 34000 | 18 | 8.1 | 36000 | 26000 | 72.22% | 2.8 | 0 | 8.9 |  |  |  |  | R-410A | 2.8333 | Residential & Commercial | USHP
213274572 | Central HP <5.4 tons | COLEMAN | HRCU-A-CB (Split System: Heat Pump with Remote Outdoor Unit-Air-Source) | THF2B48T21 | ASPEN |  | D(A,C,E)60A44+TDR | TP9C100C20MP13 | 43000 | 16 | 8.2 | 44000 | 31400 | 71.36% | 3.14 | 0 | 11.5 |  |  |  |  | R-410A | 3.5833 | Residential & Commercial | USHP | Ducted CEE Tier 1
213274574 | Central HP <5.4 tons | COLEMAN | HRCU-A-CB (Split System: Heat Pump with Remote Outdoor Unit-Air-Source) | THF2B48T21 | ASPEN |  | D(A,C,E)60A44+TDR | TPLC080C16MP13 | 43000 | 16 | 8.2 | 44000 | 31200 | 70.91% | 3.16 | 0 | 11.5 |  |  |  |  | R-410A | 3.5833 | Residential & Commercial | USHP | Ducted CEE Tier 1
212623867 | Central HP <5.4 tons | COLEMAN | HRCU-A-CB (Split System: Heat Pump with Remote Outdoor Unit-Air-Source) | HMH72B341 | ASPEN |  | D(A,C,E)42C24+TDR | TM9V060B12MP12 | 30400 | 17 | 8.1 | 34000 | 27800 | 81.76% | 2.42 | 0 | 9.1 |  |  |  |  | R-410A | 2.5333 | Residential & Commercial | USHP
212623883 | Central HP <5.4 tons | COLEMAN | HRCU-A-CB (Split System: Heat Pump with Remote Outdoor Unit-Air-Source) | HMH72B341 | ASPEN |  | C(A,C,D,E)42C24+TDR | TP9C060B12MP13 | 30400 | 17 | 8.1 | 34000 | 27800 | 81.76% | 2.42 | 0 | 9.1 |  |  |  |  | R-410A | 2.5333 | Residential & Commercial | USHP
212623897 | Central HP <5.4 tons | COLEMAN | HRCU-A-CB (Split System: Heat Pump with Remote Outdoor Unit-Air-Source) | HMH72B341 | ASPEN |  | D(A,C,E)42C34+TDR | TP9C060B12MP13 | 32800 | 17.5 | 8.1 | 34000 | 27800 | 81.76% | 2.42 | 0 | 9.5 |  |  |  |  | R-410A | 2.7333 | Residential & Commercial | USHP
212623917 | Central HP <5.4 tons | COLEMAN | HRCU-A-CB (Split System: Heat Pump with Remote Outdoor Unit-Air-Source) | HMH72B341 | ASPEN |  | D(A,C,E)36A34+TDR | TM8E080B12MP11 | 31600 | 17.9 | 8.4 | 34000 | 28000 | 82.35% | 2.63 | 0 | 9.3 |  |  |  |  | R-410A | 2.6333 | Residential & Commercial | USHP
212623931 | Central HP <5.4 tons | COLEMAN | HRCU-A-CB (Split System: Heat Pump with Remote Outdoor Unit-Air-Source) | HMH72B341 | ASPEN |  | C(A,C,D,E)42C24+TDR | TL8E060A12UH11 | 31600 | 18 | 8.1 | 33400 | 29000 | 86.83% | 2.46 | 0 | 9.5 |  |  |  |  | R-410A | 2.6333 | Residential & Commercial | USHP
212623965 | Central HP <5.4 tons | COLEMAN | HRCU-A-CB (Split System: Heat Pump with Remote Outdoor Unit-Air-Source) | HMH72B341 | ASPEN |  | D(A,C,E)36D34+TDR | TM8E080B12MP11 | 32800 | 18 | 8.5 | 34000 | 28000 | 82.35% | 2.63 | 0 | 9.5 |  |  |  |  | R-410A | 2.7333 | Residential & Commercial | USHP
212623980 | Central HP <5.4 tons | COLEMAN | HRCU-A-CB (Split System: Heat Pump with Remote Outdoor Unit-Air-Source) | HMH72B341 | ASPEN |  | C(A,C,D,E)36C24+TDR | TM9Y080B12MP11 | 29800 | 17.4 | 8.1 | 34000 | 28000 | 82.35% | 2.41 | 0 | 9 |  |  |  |  | R-410A | 2.4833 | Residential & Commercial | USHP
216054516 | Central HP <5.4 tons | COLEMAN | HRCU-A-CB (Split System: Heat Pump with Remote Outdoor Unit-Air-Source) | HH824E2S11 | ASPEN |  | D(A,C,E)36A4K+TDR | CP9C060B12MP13 | 22600 | 17 | 9 | 22800 | 18000 | 78.95% | 2 | 0 | 12 |  |  |  |  | R-454B | 1.8833 | Residential & Commercial | USHP | Ducted CEE Tier 1
216054686 | Central HP <5.4 tons | COLEMAN | HRCU-A-CB (Split System: Heat Pump with Remote Outdoor Unit-Air-Source) | HH836E2S11 | ASPEN |  | D(A,C,E)36A4K+TDR | TL8E100C20UH11 | 31000 | 17 | 8.5 | 30800 | 25000 | 81.17% | 2 | 0 | 11 |  |  |  |  | R-454B | 2.5833 | Residential & Commercial | USHP | Ducted CEE Tier 1
216054695 | Central HP <5.4 tons | COLEMAN | HRCU-A-CB (Split System: Heat Pump with Remote Outdoor Unit-Air-Source) | HH836E2S11 | ASPEN |  | D(A,C,E)36A4K+TDR | TM8E120C16MP11 | 30400 | 18 | 8.5 | 30200 | 24800 | 82.12% | 2 | 0 | 11.2 |  |  |  |  | R-454B | 2.5333 | Residential & Commercial | USHP | Ducted CEE Tier 1
216054541 | Central HP <5.4 tons | COLEMAN | HRCU-A-CB (Split System: Heat Pump with Remote Outdoor Unit-Air-Source) | HH824E2S11 | ASPEN |  | C(A,C,D,E)24D2K+TDR | TM8E080B12MP11 | 21000 | 17 | 8.5 | 22800 | 18000 | 78.95% | 2 | 0 | 11.7 |  |  |  |  | R-454B | 1.75 | Residential & Commercial | USHP | Ducted CEE Tier 1
216054542 | Central HP <5.4 tons | COLEMAN | HRCU-A-CB (Split System: Heat Pump with Remote Outdoor Unit-Air-Source) | HH824E2S11 | ASPEN |  | D(A,C,E)24B3K+TDR | TM8E080B12MP11 | 22000 | 17 | 8.1 | 22600 | 18000 | 79.65% | 2 | 0 | 12 |  |  |  |  | R-454B | 1.8333 | Residential & Commercial | USHP | Ducted CEE Tier 1
216054574 | Central HP <5.4 tons | COLEMAN | HRCU-A-CB (Split System: Heat Pump with Remote Outdoor Unit-Air-Source) | HH824E2S11 | ASPEN |  | D(A,C,E)24B3K+TDR | TM9E060B12MP12 | 22000 | 17 | 8.1 | 22600 | 18300 | 80.97% | 2 | 0 | 11.7 |  |  |  |  | R-454B | 1.8333 | Residential & Commercial | USHP | Ducted CEE Tier 1
216054575 | Central HP <5.4 tons | COLEMAN | HRCU-A-CB (Split System: Heat Pump with Remote Outdoor Unit-Air-Source) | HH824E2S11 | ASPEN |  | D(A,C,E)24B4K+TDR | TM9E060B12MP12 | 22600 | 17 | 8.5 | 22800 | 18300 | 80.26% | 2 | 0 | 11.7 |  |  |  |  | R-454B | 1.8833 | Residential & Commercial | USHP | Ducted CEE Tier 1
214391675 | Central HP <5.4 tons | RUUD | HRCU-A-CB (Split System: Heat Pump with Remote Outdoor Unit-Air-Source) | RP15AZ24AJ2N | ASPEN |  | CP37A34+TDR | R921V0603A17M4S | 22400 | 15.6 | 8.3 | 23000 | 16500 | 71.74% | 2.9 | 0 | 11.9 |  |  |  |  | R-410A | 1.8667 | Residential & Commercial | USHP | Ducted CEE Tier 1
213612055 | Central HP <5.4 tons | RUUD | HRCU-A-CB (Split System: Heat Pump with Remote Outdoor Unit-Air-Source) | RP15AZ36AJ2N | ASPEN |  | D(A,C,E)36A34+TDR | R802V0754A17UH | 32800 | 15.4 | 8.1 | 33800 | 26000 | 76.92% | 2.76 | 0 | 11.7 |  |  |  |  | R-410A | 2.7333 | Residential & Commercial | USHP | Ducted CEE Tier 1
214802769 | Central HP <5.4 tons | RHEEM | HRCU-A-CB (Split System: Heat Pump with Remote Outdoor Unit-Air-Source) | RP15AZ36AJ2N | ASPEN |  | D(A,C,E)36A34+TDR | R801V0754A17UH | 32800 | 15.4 | 8.1 | 33800 | 24600 | 72.78% | 2.76 | 0 | 11.7 |  |  |  |  | R-410A | 2.7333 | Residential & Commercial | USHP | Ducted CEE Tier 1
214802771 | Central HP <5.4 tons | RHEEM | HRCU-A-CB (Split System: Heat Pump with Remote Outdoor Unit-Air-Source) | RP15AZ36AJ2N | ASPEN |  | D(A,C,E)36A34+TDR | R801V1004A17UHS | 33200 | 15.4 | 8.1 | 34200 | 24800 | 72.51% | 2.77 | 0 | 11.7 |  |  |  |  | R-410A | 2.7667 | Residential & Commercial | USHP | Ducted CEE Tier 1
216054591 | Central HP <5.4 tons | COLEMAN | HRCU-A-CB (Split System: Heat Pump with Remote Outdoor Unit-Air-Source) | HH824E2S11 | ASPEN |  | D(A,C,E)24B4K+TDR | TM9V080B12MP12 | 22600 | 17 | 8.5 | 22800 | 18300 | 80.26% | 2 | 0 | 12 |  |  |  |  | R-454B | 1.8833 | Residential & Commercial | USHP | Ducted CEE Tier 1
216054593 | Central HP <5.4 tons | COLEMAN | HRCU-A-CB (Split System: Heat Pump with Remote Outdoor Unit-Air-Source) | HH824E2S11 | ASPEN |  | C(A,C,D,E)24D2K+TDR | TM9Y040A10MP11 | 19900 | 16 | 8.5 | 22600 | 17300 | 76.55% | 2 | 0 | 10 |  |  |  |  | R-454B | 1.6583 | Residential & Commercial | USHP | Ducted CEE Tier 1
216054608 | Central HP <5.4 tons | COLEMAN | HRCU-A-CB (Split System: Heat Pump with Remote Outdoor Unit-Air-Source) | HH824E2S11 | ASPEN |  | D(A,C,E)36A4K+TDR | TMLE040A12MP11 | 21200 | 17 | 8.5 | 22600 | 17200 | 76.11% | 2 | 0 | 11.7 |  |  |  |  | R-454B | 1.7667 | Residential & Commercial | USHP | Ducted CEE Tier 1
216054624 | Central HP <5.4 tons | COLEMAN | HRCU-A-CB (Split System: Heat Pump with Remote Outdoor Unit-Air-Source) | HH824E2S11 | ASPEN |  | D(A,C,E)36A4K+TDR | TP9C060B12MP13 | 22600 | 17 | 8.5 | 22800 | 18000 | 78.95% | 2 | 0 | 12 |  |  |  |  | R-454B | 1.8833 | Residential & Commercial | USHP | Ducted CEE Tier 1
213286672 | Central HP <5.4 tons | DAY & NIGHT | HRCU-A-CB (Split System: Heat Pump with Remote Outdoor Unit-Air-Source) | DLCURAH18ABK | ADP |  | CP2301A+TXV+TD | 0 | 17100 | 15.2 | 8.6 | 17000 | 19300 | 113.5% | 2.3 | 0 | 10.5 |  |  |  |  | R-410A | 1.425 | Residential & Commercial | USHP | Ducted CEE Tier 1
216054690 | Central HP <5.4 tons | COLEMAN | HRCU-A-CB (Split System: Heat Pump with Remote Outdoor Unit-Air-Source) | HH836E2S11 | ASPEN |  | D(A,C,E)36A4K+TDR | TM8E080C16MP11 | 31000 | 18 | 8.5 | 31000 | 25200 | 81.29% | 2 | 0 | 10.5 |  |  |  |  | R-454B | 2.5833 | Residential & Commercial | USHP | Ducted CEE Tier 1
216054658 | Central HP <5.4 tons | COLEMAN | HRCU-A-CB (Split System: Heat Pump with Remote Outdoor Unit-Air-Source) | HH824E2S11 | ASPEN |  | D(A,C,E)24B3K+TDR | Z9ES026A08SMPS1 | 20600 | 17.5 | 8.1 | 22800 | 17300 | 75.88% | 2 | 0 | 11.2 |  |  |  |  | R-454B | 1.7167 | Residential & Commercial | USHP | Ducted CEE Tier 1
216054659 | Central HP <5.4 tons | COLEMAN | HRCU-A-CB (Split System: Heat Pump with Remote Outdoor Unit-Air-Source) | HH824E2S11 | ASPEN |  | D(A,C,E)24B4K+TDR | Z9ES026A08SMPS1 | 21000 | 17.5 | 8.5 | 23000 | 17300 | 75.22% | 2 | 0 | 11.7 |  |  |  |  | R-454B | 1.75 | Residential & Commercial | USHP | Ducted CEE Tier 1
216054533 | Central HP <5.4 tons | COLEMAN | HRCU-A-CB (Split System: Heat Pump with Remote Outdoor Unit-Air-Source) | HH824E2S11 | ASPEN |  | C(A,C,D,E)24D2K+TDR | TM8E040A12MP11 | 19800 | 16 | 9 | 22600 | 17200 | 76.11% | 2 | 0 | 11.2 |  |  |  |  | R-454B | 1.65 | Residential & Commercial | USHP | Ducted CEE Tier 1
216054565 | Central HP <5.4 tons | COLEMAN | HRCU-A-CB (Split System: Heat Pump with Remote Outdoor Unit-Air-Source) | HH824E2S11 | ASPEN |  | C(A,C,D,E)24D2K+TDR | TM9E040A10MP12 | 19500 | 16 | 9 | 23000 | 18100 | 78.7% | 2 | 0 | 10 |  |  |  |  | R-454B | 1.625 | Residential & Commercial | USHP | Ducted CEE Tier 1
216054566 | Central HP <5.4 tons | COLEMAN | HRCU-A-CB (Split System: Heat Pump with Remote Outdoor Unit-Air-Source) | HH824E2S11 | ASPEN |  | D(A,C,E)24B3K+TDR | TM9E040A10MP12 | 20600 | 16.5 | 8.5 | 22800 | 18100 | 79.39% | 2 | 0 | 9.8 |  |  |  |  | R-454B | 1.7167 | Residential & Commercial | USHP
216054583 | Central HP <5.4 tons | COLEMAN | HRCU-A-CB (Split System: Heat Pump with Remote Outdoor Unit-Air-Source) | HH824E2S11 | ASPEN |  | D(A,C,E)24B4K+TDR | TM9V040A10MP12 | 21000 | 17 | 9 | 23000 | 17500 | 76.09% | 2 | 0 | 10.5 |  |  |  |  | R-454B | 1.75 | Residential & Commercial | USHP | Ducted CEE Tier 1
216054649 | Central HP <5.4 tons | COLEMAN | HRCU-A-CB (Split System: Heat Pump with Remote Outdoor Unit-Air-Source) | HH824E2S11 | ASPEN |  | C(A,C,D,E)24D2K+TDR | Z8ET060A12LMPS1 | 19500 | 18 | 9 | 23000 | 17700 | 76.96% | 2 | 0 | 11.2 |  |  |  |  | R-454B | 1.625 | Residential & Commercial | USHP | Ducted CEE Tier 1
216054665 | Central HP <5.4 tons | COLEMAN | HRCU-A-CB (Split System: Heat Pump with Remote Outdoor Unit-Air-Source) | HH824E2S11 | ASPEN |  | C(A,C,D,E)24D2K+TDR | Z9ES060A10SMPS1 | 19600 | 17 | 8.5 | 23000 | 17600 | 76.52% | 2 | 0 | 11.2 |  |  |  |  | R-454B | 1.6333 | Residential & Commercial | USHP | Ducted CEE Tier 1
216054666 | Central HP <5.4 tons | COLEMAN | HRCU-A-CB (Split System: Heat Pump with Remote Outdoor Unit-Air-Source) | HH824E2S11 | ASPEN |  | D(A,C,E)24B3K+TDR | Z9ES060A10SMPS1 | 20600 | 17.5 | 8.1 | 22800 | 17600 | 77.19% | 2 | 0 | 11 |  |  |  |  | R-454B | 1.7167 | Residential & Commercial | USHP | Ducted CEE Tier 1
216054668 | Central HP <5.4 tons | COLEMAN | HRCU-A-CB (Split System: Heat Pump with Remote Outdoor Unit-Air-Source) | HH824E2S11 | ASPEN |  | D(A,C,E)36A4K+TDR | Z9ES060A10SMPS1 | 21000 | 17.5 | 8.5 | 23000 | 17600 | 76.52% | 2 | 0 | 11.7 |  |  |  |  | R-454B | 1.75 | Residential & Commercial | USHP | Ducted CEE Tier 1
216054727 | Central HP <5.4 tons | COLEMAN | HRCU-A-CB (Split System: Heat Pump with Remote Outdoor Unit-Air-Source) | HH836E2S11 | ASPEN |  | D(A,C,E)36A4K+TDR | TMLE120C16MP11 | 30400 | 18 | 8.5 | 30200 | 24800 | 82.12% | 2 | 0 | 11.2 |  |  |  |  | R-454B | 2.5333 | Residential & Commercial | USHP | Ducted CEE Tier 1
216054741 | Central HP <5.4 tons | COLEMAN | HRCU-A-CB (Split System: Heat Pump with Remote Outdoor Unit-Air-Source) | HH836E2S11 | ASPEN |  | D(A,C,E)36A4K+TDR | Z8ES100B12SMPS1 | 30600 | 18 | 8.5 | 30400 | 24800 | 81.58% | 2 | 0 | 11 |  |  |  |  | R-454B | 2.55 | Residential & Commercial | USHP | Ducted CEE Tier 1
214608728 | Central HP <5.4 tons | COLEMAN | HRCU-A-CB (Split System: Heat Pump with Remote Outdoor Unit-Air-Source) | HMH72B341 | ASPEN |  | CM36B36+TDR | CP9C100C20MP13 | 32000 | 17.5 | 8.1 | 34000 | 24800 | 72.94% | 2.12 | 0 | 9.4 |  |  |  |  | R-410A | 2.6667 | Residential & Commercial | USHP
212628083 | Central HP <5.4 tons | COLEMAN | HRCU-A-CB (Split System: Heat Pump with Remote Outdoor Unit-Air-Source) | HMH72B341 | ASPEN |  | D(A,C,E)36B46+TDR | CP9C100C20MP13 | 33000 | 17.5 | 8.1 | 34000 | 28400 | 83.53% | 2.46 | 0 | 9 |  |  |  |  | R-410A | 2.75 | Residential & Commercial | USHP
212628085 | Central HP <5.4 tons | COLEMAN | HRCU-A-CB (Split System: Heat Pump with Remote Outdoor Unit-Air-Source) | HMH72B341 | ASPEN |  | D(A,C,E)36D36+TDR | CP9C100C20MP13 | 32800 | 17.5 | 8.1 | 34000 | 28400 | 83.53% | 2.46 | 0 | 9.5 |  |  |  |  | R-410A | 2.7333 | Residential & Commercial | USHP
212628101 | Central HP <5.4 tons | COLEMAN | HRCU-A-CB (Split System: Heat Pump with Remote Outdoor Unit-Air-Source) | HMH72B341 | ASPEN |  | D(A,C,E)36A46+TDR | TM9V100C20MP12 | 32000 | 17.5 | 8.5 | 34000 | 28400 | 83.53% | 2.7 | 0 | 9.4 |  |  |  |  | R-410A | 2.6667 | Residential & Commercial | USHP
212628117 | Central HP <5.4 tons | COLEMAN | HRCU-A-CB (Split System: Heat Pump with Remote Outdoor Unit-Air-Source) | HMH72B341 | ASPEN |  | C(A,C,D,E)36B36+TDR | TP9C100C20MP13 | 32000 | 17.5 | 8.1 | 34000 | 28400 | 83.53% | 2.46 | 0 | 9.4 |  |  |  |  | R-410A | 2.6667 | Residential & Commercial | USHP
212627934 | Central HP <5.4 tons | COLEMAN | HRCU-A-CB (Split System: Heat Pump with Remote Outdoor Unit-Air-Source) | HMH72B341 | ASPEN |  | C(A,C,D,E)36C26+TDR | TM8Y080C16MP11 | 29800 | 17.8 | 8.5 | 34000 | 27400 | 80.59% | 2.67 | 0 | 9.5 |  |  |  |  | R-410A | 2.4833 | Residential & Commercial | USHP
215399919 | Central HP <5.4 tons | COLEMAN | HRCU-A-C (Split System: Heat Pump with Remote Outdoor Unit with No Indoor Fan --Air Source) | HH824E2S11 | ASPEN |  | D(A,C,E)36A4K+TDR | 0 | 22600 | 15.2 | 8.5 | 22800 | 21200 | 92.98% | 2.69 | 0 | 11 |  |  |  |  | R-454B | 1.8833 | Residential & Commercial | USHP | Ducted CEE Tier 1
216035143 | Central HP <5.4 tons | COLEMAN | HRCU-A-C (Split System: Heat Pump with Remote Outdoor Unit with No Indoor Fan --Air Source) | HH824E2S11 | ASPEN |  | D(A,C,E)36A3J+TDR | 0 | 22400 | 15.2 | 8.5 | 22600 | 21200 | 93.81% | 2.65 | 0 | 11 |  |  |  |  | R-454B | 1.8667 | Residential & Commercial | USHP | Ducted CEE Tier 1
216054536 | Central HP <5.4 tons | COLEMAN | HRCU-A-CB (Split System: Heat Pump with Remote Outdoor Unit-Air-Source) | HH824E2S11 | ASPEN |  | D(A,C,E)36A4K+TDR | TM8E040A12MP11 | 21200 | 17 | 8.5 | 22600 | 17200 | 76.11% | 2 | 0 | 11.7 |  |  |  |  | R-454B | 1.7667 | Residential & Commercial | USHP | Ducted CEE Tier 1
216054545 | Central HP <5.4 tons | COLEMAN | HRCU-A-CB (Split System: Heat Pump with Remote Outdoor Unit-Air-Source) | HH824E2S11 | ASPEN |  | C(A,C,D,E)24D2K+TDR | TM8E100B12MP11 | 21000 | 17 | 8.5 | 22800 | 18000 | 78.95% | 2 | 0 | 11.7 |  |  |  |  | R-454B | 1.75 | Residential & Commercial | USHP | Ducted CEE Tier 1
216054563 | Central HP <5.4 tons | COLEMAN | HRCU-A-CB (Split System: Heat Pump with Remote Outdoor Unit-Air-Source) | HH824E2S11 | ASPEN |  | D(A,C,E)24B4K+TDR | TM9E026A08MP12 | 21000 | 17 | 9 | 23000 | 17600 | 76.52% | 2 | 0 | 10.5 |  |  |  |  | R-454B | 1.75 | Residential & Commercial | USHP | Ducted CEE Tier 1
213752153 | Central HP <5.4 tons | CARRIER | HRCU-A-CB (Split System: Heat Pump with Remote Outdoor Unit-Air-Source) | 38MURAQ24AA3* | ASPEN |  | D(A,C,E)24B44+TDR | 58S(B,C)*B045M14**12 | 22800 | 16.3 | 8.1 | 24400 | 22200 | 90.98% | 2.92 | 0 | 9.3 |  |  |  |  | R-410A | 1.9 | Residential & Commercial | USHP
213752335 | Central HP <5.4 tons | CARRIER | HRCU-A-CB (Split System: Heat Pump with Remote Outdoor Unit-Air-Source) | 38MURAQ24AA3* | ASPEN |  | D(A,C,E)36B34+TDR | 58TP*B090V21**20 | 23600 | 16 | 8.1 | 24800 | 22400 | 90.32% | 2.9 | 0 | 9.5 |  |  |  |  | R-410A | 1.9667 | Residential & Commercial | USHP
216054595 | Central HP <5.4 tons | COLEMAN | HRCU-A-CB (Split System: Heat Pump with Remote Outdoor Unit-Air-Source) | HH824E2S11 | ASPEN |  | D(A,C,E)24B4K+TDR | TM9Y040A10MP11 | 21000 | 16.5 | 8.5 | 22600 | 17300 | 76.55% | 2 | 0 | 10.5 |  |  |  |  | R-454B | 1.75 | Residential & Commercial | USHP | Ducted CEE Tier 1
216054670 | Central HP <5.4 tons | COLEMAN | HRCU-A-CB (Split System: Heat Pump with Remote Outdoor Unit-Air-Source) | HH824E2S11 | ASPEN |  | D(A,C,E)24B3K+TDR | Z9ES060B12SMPS1 | 22000 | 17 | 8.5 | 22600 | 18600 | 82.3% | 2 | 0 | 11.7 |  |  |  |  | R-454B | 1.8333 | Residential & Commercial | USHP | Ducted CEE Tier 1
213752544 | Central HP <5.4 tons | CARRIER | HRCU-A-CB (Split System: Heat Pump with Remote Outdoor Unit-Air-Source) | 38MURAQ24AA3* | ASPEN |  | D(A,C,E)30C44+TDR | 59SP6A080V21**20 | 23800 | 16 | 8.1 | 25200 | 22400 | 88.89% | 2.92 | 0 | 9.5 |  |  |  |  | R-410A | 1.9833 | Residential & Commercial | USHP
213752578 | Central HP <5.4 tons | CARRIER | HRCU-A-CB (Split System: Heat Pump with Remote Outdoor Unit-Air-Source) | 38MURAQ24AA3* | ASPEN |  | D(A,C,E)24B44+TDR | 59TP6C060V14**12 | 23200 | 16 | 8.1 | 24800 | 22400 | 90.32% | 2.87 | 0 | 9 |  |  |  |  | R-410A | 1.9333 | Residential & Commercial | USHP
213752678 | Central HP <5.4 tons | CARRIER | HRCU-A-CB (Split System: Heat Pump with Remote Outdoor Unit-Air-Source) | 38MURAQ24AB3* | ASPEN |  | D(A,C,E)36B34+TDR | 58S(B,C)*B070M21**16 | 23800 | 17.5 | 8.5 | 26400 | 20200 | 76.52% | 2.92 | 0 | 10 |  |  |  |  | R-410A | 1.9833 | Residential & Commercial | USHP | Ducted CEE Tier 1
213752694 | Central HP <5.4 tons | CARRIER | HRCU-A-CB (Split System: Heat Pump with Remote Outdoor Unit-Air-Source) | 38MURAQ24AB3* | ASPEN |  | D(A,C,E)30B34+TDR | 58S(B,C)*B090M21**16 | 22400 | 17.2 | 8.4 | 25200 | 19900 | 78.97% | 2.94 | 0 | 10 |  |  |  |  | R-410A | 1.8667 | Residential & Commercial | USHP | Ducted CEE Tier 1
212627936 | Central HP <5.4 tons | COLEMAN | HRCU-A-CB (Split System: Heat Pump with Remote Outdoor Unit-Air-Source) | HMH72B341 | ASPEN |  | C(A,C,D,E)48C26+TDR | TM8Y080C16MP11 | 30600 | 18.1 | 8.5 | 34000 | 27400 | 80.59% | 2.67 | 0 | 9.6 |  |  |  |  | R-410A | 2.55 | Residential & Commercial | USHP
212627953 | Central HP <5.4 tons | COLEMAN | HRCU-A-CB (Split System: Heat Pump with Remote Outdoor Unit-Air-Source) | HMH72B341 | ASPEN |  | D(A,C,E)48D36+TDR | TM8Y080C16MP11 | 33400 | 18.5 | 8.5 | 34000 | 27400 | 80.59% | 2.67 | 0 | 10 |  |  |  |  | R-410A | 2.7833 | Residential & Commercial | USHP | Ducted CEE Tier 1
212627983 | Central HP <5.4 tons | COLEMAN | HRCU-A-CB (Split System: Heat Pump with Remote Outdoor Unit-Air-Source) | HMH72B341 | ASPEN |  | D(A,C,E)36A46+TDR | TM9V100C16MP12 | 32000 | 17.5 | 8.5 | 34000 | 27400 | 80.59% | 2.67 | 0 | 9.9 |  |  |  |  | R-410A | 2.6667 | Residential & Commercial | USHP
212628068 | Central HP <5.4 tons | COLEMAN | HRCU-A-CB (Split System: Heat Pump with Remote Outdoor Unit-Air-Source) | HMH72B341 | ASPEN |  | D(A,C,E)36D26+TDR | CP9C100C20MP13 | 30000 | 17 | 8.1 | 34000 | 28000 | 82.35% | 2.47 | 0 | 9 |  |  |  |  | R-410A | 2.5 | Residential & Commercial | USHP
212628069 | Central HP <5.4 tons | COLEMAN | HRCU-A-CB (Split System: Heat Pump with Remote Outdoor Unit-Air-Source) | HMH72B341 | ASPEN |  | D(A,C,E)42C26+TDR | CP9C100C20MP13 | 30000 | 17 | 8.1 | 34000 | 28000 | 82.35% | 2.47 | 0 | 9 |  |  |  |  | R-410A | 2.5 | Residential & Commercial | USHP
212626930 | Central HP <5.4 tons | COLEMAN | HRCU-A-CB (Split System: Heat Pump with Remote Outdoor Unit-Air-Source) | HMH72B341 | ASPEN |  | C(A,C,D,E)36B36+TDR | TMLE060A12MP11 | 32200 | 18 | 8.1 | 33800 | 27400 | 81.07% | 2.44 | 0 | 9.9 |  |  |  |  | R-410A | 2.6833 | Residential & Commercial | USHP
212627000 | Central HP <5.4 tons | COLEMAN | HRCU-A-CB (Split System: Heat Pump with Remote Outdoor Unit-Air-Source) | HMH72B341 | ASPEN |  | C(A,C,D,E)42B36+TDR | TM9V080C16MP12 | 32400 | 17.5 | 8.4 | 33800 | 27400 | 81.07% | 2.64 | 0 | 9.9 |  |  |  |  | R-410A | 2.7 | Residential & Commercial | USHP
212627048 | Central HP <5.4 tons | COLEMAN | HRCU-A-CB (Split System: Heat Pump with Remote Outdoor Unit-Air-Source) | HMH72B341 | ASPEN |  | D(A,C,E)48B36+TDR | CP9C080C16MP13 | 32800 | 17.5 | 8.1 | 33800 | 27400 | 81.07% | 2.45 | 0 | 10 |  |  |  |  | R-410A | 2.7333 | Residential & Commercial | USHP | Ducted CEE Tier 1
214328316 | Central HP <5.4 tons | NAPOLEON | HRCU-A-CB (Split System: Heat Pump with Remote Outdoor Unit-Air-Source) | WSEHV2436RA1-N | ADP |  | H,A,DG34936 | WPV070T3AA | 22000 | 17 | 8.5 | 23400 | 17100 | 73.08% | 1.8 | 0 | 10 |  |  |  |  | R-410A | 1.8333 | Residential & Commercial | USHP | Ducted CEE Tier 1
214521921 | Central HP <5.4 tons | COLEMAN | HRCU-A-CB (Split System: Heat Pump with Remote Outdoor Unit-Air-Source) | HMH72B341 | ASPEN |  | C(A,C,D,E)42A34+TDR | Z8ES080C20LMPS1 | 31800 | 17.9 | 8.4 | 33200 | 28200 | 84.94% | 2.69 | 0 | 9.9 |  |  |  |  | R-410A | 2.65 | Residential & Commercial | USHP
214521955 | Central HP <5.4 tons | COLEMAN | HRCU-A-CB (Split System: Heat Pump with Remote Outdoor Unit-Air-Source) | HMH72B341 | ASPEN |  | C(A,C,D,E)48A34+TDR | Z8ES120C20SMPS1 | 32200 | 17.5 | 8.5 | 33800 | 27800 | 82.25% | 2.66 | 0 | 9.4 |  |  |  |  | R-410A | 2.6833 | Residential & Commercial | USHP
214521964 | Central HP <5.4 tons | COLEMAN | HRCU-A-CB (Split System: Heat Pump with Remote Outdoor Unit-Air-Source) | HMH72B341 | ASPEN |  | C(A,C,D,E)48A34+TDR | Z8ET100C16LMPS1 | 32200 | 18 | 8.5 | 33200 | 27800 | 83.73% | 2.7 | 0 | 9.4 |  |  |  |  | R-410A | 2.6833 | Residential & Commercial | USHP
216794233 | Central HP <5.4 tons | TRANE | HRCU-A-CB (Split System: Heat Pump with Remote Outdoor Unit-Air-Source) | 5TWV0X24A1 | ASPEN |  | D(A,C,E)30A4J+TDR | *DHMB080CCV3+LRP | 19500 | 20.9 | 10 | 23000 | 22000 | 95.65% | 2.91 | 0 | 11.2 |  |  |  |  | R-454B | 1.625 | Residential & Commercial | USHP | Ducted CEE Tier 1
215565281 | Central HP <5.4 tons | COLEMAN | HRCU-A-CB (Split System: Heat Pump with Remote Outdoor Unit-Air-Source) | HH860E2S11 | ASPEN |  | D(A,C,E)49B3J+TDR | TM9V120D20MP12 | 41000 | 18 | 8.5 | 44000 | 33400 | 75.91% | 2 | 0 | 11.5 |  |  |  |  | R-454B | 3.4167 | Residential & Commercial | USHP | Ducted CEE Tier 1
212627064 | Central HP <5.4 tons | COLEMAN | HRCU-A-CB (Split System: Heat Pump with Remote Outdoor Unit-Air-Source) | HMH72B341 | ASPEN |  | D(A,C,E)36D36+TDR | TM9V080C16MP12 | 32800 | 17.5 | 8.5 | 33800 | 27400 | 81.07% | 2.66 | 0 | 10 |  |  |  |  | R-410A | 2.7333 | Residential & Commercial | USHP | Ducted CEE Tier 1
212627148 | Central HP <5.4 tons | COLEMAN | HRCU-A-CB (Split System: Heat Pump with Remote Outdoor Unit-Air-Source) | HMH72B341 | ASPEN |  | D(A,C,E)48C26+TDR | TM8Y100C20MP11 | 32600 | 18 | 8.4 | 33800 | 30000 | 88.76% | 2.83 | 0 | 9 |  |  |  |  | R-410A | 2.7167 | Residential & Commercial | USHP
212627151 | Central HP <5.4 tons | COLEMAN | HRCU-A-CB (Split System: Heat Pump with Remote Outdoor Unit-Air-Source) | HMH72B341 | ASPEN |  | C(A,C,D,E)42A26+TDR | CP9C100C16MP13 | 29200 | 16.7 | 8.1 | 33800 | 27200 | 80.47% | 2.47 | 0 | 9.4 |  |  |  |  | R-410A | 2.4333 | Residential & Commercial | USHP
212627251 | Central HP <5.4 tons | COLEMAN | HRCU-A-CB (Split System: Heat Pump with Remote Outdoor Unit-Air-Source) | HMH72B341 | ASPEN |  | D(A,C,E)42B36+TDR | TL9E060B12UH11 | 32400 | 18 | 8.1 | 34000 | 27800 | 81.76% | 2.4 | 0 | 9.5 |  |  |  |  | R-410A | 2.7 | Residential & Commercial | USHP
212627348 | Central HP <5.4 tons | COLEMAN | HRCU-A-CB (Split System: Heat Pump with Remote Outdoor Unit-Air-Source) | HMH72B341 | ASPEN |  | D(A,C,E)42B36+TDR | TM9V060B12MP12 | 32600 | 17.5 | 8.1 | 34000 | 27800 | 81.76% | 2.42 | 0 | 9.5 |  |  |  |  | R-410A | 2.7167 | Residential & Commercial | USHP
212627350 | Central HP <5.4 tons | COLEMAN | HRCU-A-CB (Split System: Heat Pump with Remote Outdoor Unit-Air-Source) | HMH72B341 | ASPEN |  | D(A,C,E)42C36+TDR | TM9V060B12MP12 | 32800 | 17.5 | 8.1 | 34000 | 27800 | 81.76% | 2.42 | 0 | 9.5 |  |  |  |  | R-410A | 2.7333 | Residential & Commercial | USHP
212627433 | Central HP <5.4 tons | COLEMAN | HRCU-A-CB (Split System: Heat Pump with Remote Outdoor Unit-Air-Source) | HMH72B341 | ASPEN |  | D(A,C,E)42D26+TDR | TM8E080B12MP11 | 30600 | 17.7 | 8.5 | 34000 | 28000 | 82.35% | 2.63 | 0 | 9 |  |  |  |  | R-410A | 2.55 | Residential & Commercial | USHP
212627466 | Central HP <5.4 tons | COLEMAN | HRCU-A-CB (Split System: Heat Pump with Remote Outdoor Unit-Air-Source) | HMH72B341 | ASPEN |  | C(A,C,D,E)36C26+TDR | TMLE080B12MP11 | 29800 | 17.4 | 8.1 | 34000 | 28000 | 82.35% | 2.41 | 0 | 9 |  |  |  |  | R-410A | 2.4833 | Residential & Commercial | USHP
213752712 | Central HP <5.4 tons | CARRIER | HRCU-A-CB (Split System: Heat Pump with Remote Outdoor Unit-Air-Source) | 38MURAQ24AB3* | ASPEN |  | D(A,C,E)24B44+TDR | 58S(B,C)*B110M21**20 | 22800 | 17.3 | 8.4 | 25600 | 20000 | 78.12% | 2.98 | 0 | 10.2 |  |  |  |  | R-410A | 1.9 | Residential & Commercial | USHP | Ducted CEE Tier 1
213752748 | Central HP <5.4 tons | CARRIER | HRCU-A-CB (Split System: Heat Pump with Remote Outdoor Unit-Air-Source) | 38MURAQ24AB3* | ASPEN |  | D(A,C,E)30C44+TDR | 58TP*B070V17**16 | 22800 | 17.5 | 8.5 | 25200 | 20000 | 79.37% | 3 | 0 | 9.8 |  |  |  |  | R-410A | 1.9 | Residential & Commercial | USHP
213752753 | Central HP <5.4 tons | CARRIER | HRCU-A-CB (Split System: Heat Pump with Remote Outdoor Unit-Air-Source) | 38MURAQ24AB3* | ASPEN |  | D(A,C,E)24B44+TDR | 58TP*B090V17**16 | 22200 | 17.3 | 8.4 | 25200 | 19900 | 78.97% | 2.94 | 0 | 9.7 |  |  |  |  | R-410A | 1.85 | Residential & Commercial | USHP
213752812 | Central HP <5.4 tons | CARRIER | HRCU-A-CB (Split System: Heat Pump with Remote Outdoor Unit-Air-Source) | 38MURAQ24AB3* | ASPEN |  | D(A,C,E)36B34+TDR | 59SC2E060M17**14 | 23600 | 17.5 | 8.5 | 26200 | 20200 | 77.1% | 2.9 | 0 | 10 |  |  |  |  | R-410A | 1.9667 | Residential & Commercial | USHP | Ducted CEE Tier 1
213752905 | Central HP <5.4 tons | CARRIER | HRCU-A-CB (Split System: Heat Pump with Remote Outdoor Unit-Air-Source) | 38MURAQ24AB3* | ASPEN |  | D(A,C,E)24B44+TDR | 59SP6A040V14**10 | 23200 | 16 | 8.5 | 25800 | 20200 | 78.29% | 2.83 | 0 | 10 |  |  |  |  | R-410A | 1.9333 | Residential & Commercial | USHP | Ducted CEE Tier 1
213752923 | Central HP <5.4 tons | CARRIER | HRCU-A-CB (Split System: Heat Pump with Remote Outdoor Unit-Air-Source) | 38MURAQ24AB3* | ASPEN |  | D(A,C,E)36B34+TDR | 59SP6A040V17**12 | 23200 | 16 | 8.5 | 25800 | 20200 | 78.29% | 2.83 | 0 | 9 |  |  |  |  | R-410A | 1.9333 | Residential & Commercial | USHP
212627468 | Central HP <5.4 tons | COLEMAN | HRCU-A-CB (Split System: Heat Pump with Remote Outdoor Unit-Air-Source) | HMH72B341 | ASPEN |  | C(A,C,D,E)48C26+TDR | TMLE080B12MP11 | 30600 | 17.7 | 8.1 | 34000 | 28000 | 82.35% | 2.41 | 0 | 9 |  |  |  |  | R-410A | 2.55 | Residential & Commercial | USHP
212627483 | Central HP <5.4 tons | COLEMAN | HRCU-A-CB (Split System: Heat Pump with Remote Outdoor Unit-Air-Source) | HMH72B341 | ASPEN |  | D(A,C,E)48C36+TDR | TMLE080B12MP11 | 33200 | 18 | 8.1 | 34000 | 28000 | 82.35% | 2.41 | 0 | 9 |  |  |  |  | R-410A | 2.7667 | Residential & Commercial | USHP
212627517 | Central HP <5.4 tons | COLEMAN | HRCU-A-CB (Split System: Heat Pump with Remote Outdoor Unit-Air-Source) | HMH72B341 | ASPEN |  | C(A,C,D,E)48C26+TDR | CP9C080B12MP13 | 31800 | 17 | 8.1 | 33600 | 29600 | 88.1% | 2.45 | 0 | 9 |  |  |  |  | R-410A | 2.65 | Residential & Commercial | USHP
212627567 | Central HP <5.4 tons | COLEMAN | HRCU-A-CB (Split System: Heat Pump with Remote Outdoor Unit-Air-Source) | HMH72B341 | ASPEN |  | D(A,C,E)48D26+TDR | TM8E080C16MP11 | 32600 | 18 | 8.4 | 34000 | 28400 | 83.53% | 2.77 | 0 | 10 |  |  |  |  | R-410A | 2.7167 | Residential & Commercial | USHP | Ducted CEE Tier 1
212627585 | Central HP <5.4 tons | COLEMAN | HRCU-A-CB (Split System: Heat Pump with Remote Outdoor Unit-Air-Source) | HMH72B341 | ASPEN |  | D(A,C,E)48D26+TDR | TM8E100C16MP11 | 32600 | 18 | 8.4 | 34000 | 28400 | 83.53% | 2.77 | 0 | 10 |  |  |  |  | R-410A | 2.7167 | Residential & Commercial | USHP | Ducted CEE Tier 1
212627652 | Central HP <5.4 tons | COLEMAN | HRCU-A-CB (Split System: Heat Pump with Remote Outdoor Unit-Air-Source) | HMH72B341 | ASPEN |  | D(A,C,E)36B46+TDR | TM9Y080C16MP11 | 33000 | 18.5 | 8.5 | 34000 | 28000 | 82.35% | 2.66 | 0 | 9 |  |  |  |  | R-410A | 2.75 | Residential & Commercial | USHP
212627668 | Central HP <5.4 tons | COLEMAN | HRCU-A-CB (Split System: Heat Pump with Remote Outdoor Unit-Air-Source) | HMH72B341 | ASPEN |  | D(A,C,E)42D36+TDR | TM8E120C16MP11 | 33200 | 18 | 8.5 | 34000 | 28800 | 84.71% | 2.79 | 0 | 10 |  |  |  |  | R-410A | 2.7667 | Residential & Commercial | USHP | Ducted CEE Tier 1
212627684 | Central HP <5.4 tons | COLEMAN | HRCU-A-CB (Split System: Heat Pump with Remote Outdoor Unit-Air-Source) | HMH72B341 | ASPEN |  | C(A,C,D,E)48A36+TDR | TM8Y100C16MP11 | 32200 | 18.5 | 8.4 | 34000 | 27400 | 80.59% | 2.65 | 0 | 9.9 |  |  |  |  | R-410A | 2.6833 | Residential & Commercial | USHP
212627716 | Central HP <5.4 tons | COLEMAN | HRCU-A-CB (Split System: Heat Pump with Remote Outdoor Unit-Air-Source) | HMH72B341 | ASPEN |  | C(A,C,D,E)36A46+TDR | CPLC100C16MP13 | 32000 | 17.5 | 8.1 | 33800 | 27400 | 81.07% | 2.47 | 0 | 9.9 |  |  |  |  | R-410A | 2.6667 | Residential & Commercial | USHP
212627749 | Central HP <5.4 tons | COLEMAN | HRCU-A-CB (Split System: Heat Pump with Remote Outdoor Unit-Air-Source) | HMH72B341 | ASPEN |  | D(A,C,E)36C36+TDR | TM8V080C16MP12 | 32400 | 17.5 | 8.5 | 34000 | 27400 | 80.59% | 2.67 | 0 | 10 |  |  |  |  | R-410A | 2.7 | Residential & Commercial | USHP | Ducted CEE Tier 1
212627767 | Central HP <5.4 tons | COLEMAN | HRCU-A-CB (Split System: Heat Pump with Remote Outdoor Unit-Air-Source) | HMH72B341 | ASPEN |  | C(A,C,D,E)36C36+TDR | TM8V100C16MP12 | 32400 | 17.5 | 8.5 | 34000 | 27400 | 80.59% | 2.67 | 0 | 10 |  |  |  |  | R-410A | 2.7 | Residential & Commercial | USHP | Ducted CEE Tier 1
212627784 | Central HP <5.4 tons | COLEMAN | HRCU-A-CB (Split System: Heat Pump with Remote Outdoor Unit-Air-Source) | HMH72B341 | ASPEN |  | D(A,C,E)48D26+TDR | TM8V100C16MP12 | 31000 | 17.3 | 8.5 | 34000 | 27400 | 80.59% | 2.67 | 0 | 9.7 |  |  |  |  | R-410A | 2.5833 | Residential & Commercial | USHP
212627786 | Central HP <5.4 tons | COLEMAN | HRCU-A-CB (Split System: Heat Pump with Remote Outdoor Unit-Air-Source) | HMH72B341 | ASPEN |  | D(A,C,E)36A36+TDR | TM8Y080C16MP11 | 31600 | 18.4 | 8.4 | 34000 | 27400 | 80.59% | 2.67 | 0 | 9.8 |  |  |  |  | R-410A | 2.6333 | Residential & Commercial | USHP
212627816 | Central HP <5.4 tons | COLEMAN | HRCU-A-CB (Split System: Heat Pump with Remote Outdoor Unit-Air-Source) | HMH72B341 | ASPEN |  | C(A,C,D,E)36C26+TDR | TPLC080C16MP13 | 29800 | 16.9 | 8.1 | 33800 | 27400 | 81.07% | 2.47 | 0 | 9.5 |  |  |  |  | R-410A | 2.4833 | Residential & Commercial | USHP
212627817 | Central HP <5.4 tons | COLEMAN | HRCU-A-CB (Split System: Heat Pump with Remote Outdoor Unit-Air-Source) | HMH72B341 | ASPEN |  | C(A,C,D,E)36C36+TDR | TPLC080C16MP13 | 32400 | 17.5 | 8.1 | 33800 | 27400 | 81.07% | 2.47 | 0 | 10 |  |  |  |  | R-410A | 2.7 | Residential & Commercial | USHP | Ducted CEE Tier 1
212627835 | Central HP <5.4 tons | COLEMAN | HRCU-A-CB (Split System: Heat Pump with Remote Outdoor Unit-Air-Source) | HMH72B341 | ASPEN |  | D(A,C,E)48D36+TDR | TPLC080C16MP13 | 33400 | 17.5 | 8.1 | 33800 | 27400 | 81.07% | 2.47 | 0 | 10 |  |  |  |  | R-410A | 2.7833 | Residential & Commercial | USHP | Ducted CEE Tier 1
212627916 | Central HP <5.4 tons | COLEMAN | HRCU-A-CB (Split System: Heat Pump with Remote Outdoor Unit-Air-Source) | HMH72B341 | ASPEN |  | D(A,C,E)36B46+TDR | CP9C100C16MP13 | 33000 | 17.5 | 8.1 | 34000 | 27400 | 80.59% | 2.47 | 0 | 10 |  |  |  |  | R-410A | 2.75 | Residential & Commercial | USHP | Ducted CEE Tier 1
212627917 | Central HP <5.4 tons | COLEMAN | HRCU-A-CB (Split System: Heat Pump with Remote Outdoor Unit-Air-Source) | HMH72B341 | ASPEN |  | D(A,C,E)36C36+TDR | CP9C100C16MP13 | 32400 | 17.5 | 8.1 | 34000 | 27400 | 80.59% | 2.47 | 0 | 10 |  |  |  |  | R-410A | 2.7 | Residential & Commercial | USHP | Ducted CEE Tier 1
212627918 | Central HP <5.4 tons | COLEMAN | HRCU-A-CB (Split System: Heat Pump with Remote Outdoor Unit-Air-Source) | HMH72B341 | ASPEN |  | D(A,C,E)36D26+TDR | CP9C100C16MP13 | 30200 | 17 | 8.1 | 34000 | 27400 | 80.59% | 2.47 | 0 | 9 |  |  |  |  | R-410A | 2.5167 | Residential & Commercial | USHP
212624024 | Central HP <5.4 tons | COLEMAN | HRCU-A-CB (Split System: Heat Pump with Remote Outdoor Unit-Air-Source) | HMH72B341 | ASPEN |  | D(A,C,E)36B44+TDR | TMLE080B12MP11 | 33000 | 18 | 8.1 | 34000 | 28000 | 82.35% | 2.41 | 0 | 9 |  |  |  |  | R-410A | 2.75 | Residential & Commercial | USHP
212624041 | Central HP <5.4 tons | COLEMAN | HRCU-A-CB (Split System: Heat Pump with Remote Outdoor Unit-Air-Source) | HMH72B341 | ASPEN |  | D(A,C,E)42D24+TDR | TMLE080B12MP11 | 30600 | 17.7 | 8.1 | 34000 | 28000 | 82.35% | 2.41 | 0 | 9 |  |  |  |  | R-410A | 2.55 | Residential & Commercial | USHP
212624057 | Central HP <5.4 tons | COLEMAN | HRCU-A-CB (Split System: Heat Pump with Remote Outdoor Unit-Air-Source) | HMH72B341 | ASPEN |  | C(A,C,D,E)42D24+TDR | CPLC060A12MP13 | 32000 | 17.5 | 8.1 | 33400 | 28800 | 86.23% | 2.49 | 0 | 9 |  |  |  |  | R-410A | 2.6667 | Residential & Commercial | USHP
212624059 | Central HP <5.4 tons | COLEMAN | HRCU-A-CB (Split System: Heat Pump with Remote Outdoor Unit-Air-Source) | HMH72B341 | ASPEN |  | C(A,C,D,E)48C24+TDR | CPLC060A12MP13 | 32000 | 17.5 | 8.1 | 33400 | 28800 | 86.23% | 2.49 | 0 | 9 |  |  |  |  | R-410A | 2.6667 | Residential & Commercial | USHP
212624072 | Central HP <5.4 tons | COLEMAN | HRCU-A-CB (Split System: Heat Pump with Remote Outdoor Unit-Air-Source) | HMH72B341 | ASPEN |  | C(A,C,D,E)36C24+TDR | TM8E080C16MP11 | 31400 | 18 | 8.4 | 34000 | 28400 | 83.53% | 2.75 | 0 | 9.9 |  |  |  |  | R-410A | 2.6167 | Residential & Commercial | USHP
212624158 | Central HP <5.4 tons | COLEMAN | HRCU-A-CB (Split System: Heat Pump with Remote Outdoor Unit-Air-Source) | HMH72B341 | ASPEN |  | C(A,C,D,E)48C24+TDR | TP9C080B12MP13 | 31800 | 17 | 8.1 | 33600 | 29600 | 88.1% | 2.45 | 0 | 9 |  |  |  |  | R-410A | 2.65 | Residential & Commercial | USHP
212624223 | Central HP <5.4 tons | COLEMAN | HRCU-A-CB (Split System: Heat Pump with Remote Outdoor Unit-Air-Source) | HMH72B341 | ASPEN |  | C(A,C,D,E)42C24+TDR | TMLE040A12MP11 | 31600 | 18 | 8.1 | 33400 | 29000 | 86.83% | 2.48 | 0 | 10 |  |  |  |  | R-410A | 2.6333 | Residential & Commercial | USHP | Ducted CEE Tier 1
212624293 | Central HP <5.4 tons | COLEMAN | HRCU-A-CB (Split System: Heat Pump with Remote Outdoor Unit-Air-Source) | HMH72B341 | ASPEN |  | D(A,C,E)48C34+TDR | TM9E080C16MP12 | 33000 | 18 | 8.1 | 33000 | 29200 | 88.48% | 2.49 | 0 | 10 |  |  |  |  | R-410A | 2.75 | Residential & Commercial | USHP | Ducted CEE Tier 1
212624392 | Central HP <5.4 tons | COLEMAN | HRCU-A-CB (Split System: Heat Pump with Remote Outdoor Unit-Air-Source) | HMH72B341 | ASPEN |  | C(A,C,D,E)48C24+TDR | TM9Y080C16MP11 | 30600 | 18.1 | 8.5 | 34000 | 28000 | 82.35% | 2.66 | 0 | 9 |  |  |  |  | R-410A | 2.55 | Residential & Commercial | USHP
212624424 | Central HP <5.4 tons | COLEMAN | HRCU-A-CB (Split System: Heat Pump with Remote Outdoor Unit-Air-Source) | HMH72B341 | ASPEN |  | C(A,C,D,E)42C24+TDR | TM8E120C16MP11 | 32000 | 18 | 8.5 | 34000 | 28800 | 84.71% | 2.79 | 0 | 10 |  |  |  |  | R-410A | 2.6667 | Residential & Commercial | USHP | Ducted CEE Tier 1
212624440 | Central HP <5.4 tons | COLEMAN | HRCU-A-CB (Split System: Heat Pump with Remote Outdoor Unit-Air-Source) | HMH72B341 | ASPEN |  | C(A,C,D,E)48C24+TDR | TMLE120C16MP11 | 32400 | 18 | 8.1 | 33000 | 29200 | 88.48% | 2.5 | 0 | 10 |  |  |  |  | R-410A | 2.7 | Residential & Commercial | USHP | Ducted CEE Tier 1
212624474 | Central HP <5.4 tons | COLEMAN | HRCU-A-CB (Split System: Heat Pump with Remote Outdoor Unit-Air-Source) | HMH72B341 | ASPEN |  | C(A,C,D,E)36C34+TDR | CPLC080C16MP13 | 32400 | 17.5 | 8.1 | 33800 | 27400 | 81.07% | 2.47 | 0 | 10 |  |  |  |  | R-410A | 2.7 | Residential & Commercial | USHP | Ducted CEE Tier 1
212624524 | Central HP <5.4 tons | COLEMAN | HRCU-A-CB (Split System: Heat Pump with Remote Outdoor Unit-Air-Source) | HMH72B341 | ASPEN |  | D(A,C,E)36B44+TDR | CPLC100C16MP13 | 33000 | 17.5 | 8.1 | 33800 | 27400 | 81.07% | 2.47 | 0 | 10 |  |  |  |  | R-410A | 2.75 | Residential & Commercial | USHP | Ducted CEE Tier 1
212624607 | Central HP <5.4 tons | COLEMAN | HRCU-A-CB (Split System: Heat Pump with Remote Outdoor Unit-Air-Source) | HMH72B341 | ASPEN |  | C(A,C,D,E)36C34+TDR | TM8V100C16MP12 | 32400 | 17.5 | 8.5 | 34000 | 27400 | 80.59% | 2.67 | 0 | 10 |  |  |  |  | R-410A | 2.7 | Residential & Commercial | USHP | Ducted CEE Tier 1
212624675 | Central HP <5.4 tons | COLEMAN | HRCU-A-CB (Split System: Heat Pump with Remote Outdoor Unit-Air-Source) | HMH72B341 | ASPEN |  | D(A,C,E)48C34+TDR | TMLV100C16MP12 | 33200 | 17.5 | 8.1 | 33800 | 27400 | 81.07% | 2.47 | 0 | 10 |  |  |  |  | R-410A | 2.7667 | Residential & Commercial | USHP | Ducted CEE Tier 1
212624724 | Central HP <5.4 tons | COLEMAN | HRCU-A-CB (Split System: Heat Pump with Remote Outdoor Unit-Air-Source) | HMH72B341 | ASPEN |  | D(A,C,E)36B44+TDR | TPLC100C16MP13 | 33000 | 17.5 | 8.1 | 33800 | 27400 | 81.07% | 2.47 | 0 | 10 |  |  |  |  | R-410A | 2.75 | Residential & Commercial | USHP | Ducted CEE Tier 1
212624725 | Central HP <5.4 tons | COLEMAN | HRCU-A-CB (Split System: Heat Pump with Remote Outdoor Unit-Air-Source) | HMH72B341 | ASPEN |  | D(A,C,E)36C34+TDR | TPLC100C16MP13 | 32400 | 17.5 | 8.1 | 33800 | 27400 | 81.07% | 2.47 | 0 | 10 |  |  |  |  | R-410A | 2.7 | Residential & Commercial | USHP | Ducted CEE Tier 1
212624727 | Central HP <5.4 tons | COLEMAN | HRCU-A-CB (Split System: Heat Pump with Remote Outdoor Unit-Air-Source) | HMH72B341 | ASPEN |  | D(A,C,E)36D34+TDR | TPLC100C16MP13 | 32800 | 17.5 | 8.1 | 33800 | 27400 | 81.07% | 2.47 | 0 | 10 |  |  |  |  | R-410A | 2.7333 | Residential & Commercial | USHP | Ducted CEE Tier 1
212624776 | Central HP <5.4 tons | COLEMAN | HRCU-A-CB (Split System: Heat Pump with Remote Outdoor Unit-Air-Source) | HMH72B341 | ASPEN |  | C(A,C,D,E)42C24+TDR | TL8E080C16UH11 | 30200 | 17 | 8.5 | 34000 | 27800 | 81.76% | 2.68 | 0 | 9 |  |  |  |  | R-410A | 2.5167 | Residential & Commercial | USHP
212624824 | Central HP <5.4 tons | COLEMAN | HRCU-A-CB (Split System: Heat Pump with Remote Outdoor Unit-Air-Source) | HMH72B341 | ASPEN |  | C(A,C,D,E)36C34+TDR | TL9E080C16UH11 | 32400 | 17.5 | 8.5 | 34000 | 28000 | 82.35% | 2.66 | 0 | 9.5 |  |  |  |  | R-410A | 2.7 | Residential & Commercial | USHP
212624826 | Central HP <5.4 tons | COLEMAN | HRCU-A-CB (Split System: Heat Pump with Remote Outdoor Unit-Air-Source) | HMH72B341 | ASPEN |  | C(A,C,D,E)42C24+TDR | TL9E080C16UH11 | 30000 | 17 | 8.5 | 34000 | 28000 | 82.35% | 2.66 | 0 | 9 |  |  |  |  | R-410A | 2.5 | Residential & Commercial | USHP
212624875 | Central HP <5.4 tons | COLEMAN | HRCU-A-CB (Split System: Heat Pump with Remote Outdoor Unit-Air-Source) | HMH72B341 | ASPEN |  | C(A,C,D,E)42C24+TDR | CP9C100C16MP13 | 30200 | 17 | 8.1 | 34000 | 27400 | 80.59% | 2.47 | 0 | 9 |  |  |  |  | R-410A | 2.5167 | Residential & Commercial | USHP
212624894 | Central HP <5.4 tons | COLEMAN | HRCU-A-CB (Split System: Heat Pump with Remote Outdoor Unit-Air-Source) | HMH72B341 | ASPEN |  | D(A,C,E)42D34+TDR | CP9C100C16MP13 | 33200 | 17.5 | 8.1 | 34000 | 27400 | 80.59% | 2.47 | 0 | 10 |  |  |  |  | R-410A | 2.7667 | Residential & Commercial | USHP | Ducted CEE Tier 1
212624911 | Central HP <5.4 tons | COLEMAN | HRCU-A-CB (Split System: Heat Pump with Remote Outdoor Unit-Air-Source) | HMH72B341 | ASPEN |  | C(A,C,D,E)42D24+TDR | TM8Y080C16MP11 | 30600 | 18.1 | 8.5 | 34000 | 27400 | 80.59% | 2.67 | 0 | 9.6 |  |  |  |  | R-410A | 2.55 | Residential & Commercial | USHP
212624958 | Central HP <5.4 tons | COLEMAN | HRCU-A-CB (Split System: Heat Pump with Remote Outdoor Unit-Air-Source) | HMH72B341 | ASPEN |  | D(A,C,E)48D24+TDR | TM8Y080C16MP11 | 31000 | 18.2 | 8.5 | 34000 | 27400 | 80.59% | 2.67 | 0 | 9.7 |  |  |  |  | R-410A | 2.5833 | Residential & Commercial | USHP
212624978 | Central HP <5.4 tons | COLEMAN | HRCU-A-CB (Split System: Heat Pump with Remote Outdoor Unit-Air-Source) | HMH72B341 | ASPEN |  | C(A,C,D,E)42C24+TDR | TM8Y100C16MP11 | 30200 | 17.9 | 8.5 | 34000 | 27400 | 80.59% | 2.67 | 0 | 9 |  |  |  |  | R-410A | 2.5167 | Residential & Commercial | USHP
212625060 | Central HP <5.4 tons | COLEMAN | HRCU-A-CB (Split System: Heat Pump with Remote Outdoor Unit-Air-Source) | HMH72B341 | ASPEN |  | D(A,C,E)36D34+TDR | TM9V100C16MP12 | 32800 | 17.5 | 8.5 | 34000 | 27400 | 80.59% | 2.67 | 0 | 10 |  |  |  |  | R-410A | 2.7333 | Residential & Commercial | USHP | Ducted CEE Tier 1
212625078 | Central HP <5.4 tons | COLEMAN | HRCU-A-CB (Split System: Heat Pump with Remote Outdoor Unit-Air-Source) | HMH72B341 | ASPEN |  | D(A,C,E)48C24+TDR | TM9V100C16MP12 | 30600 | 17.2 | 8.5 | 34000 | 27400 | 80.59% | 2.67 | 0 | 9.6 |  |  |  |  | R-410A | 2.55 | Residential & Commercial | USHP
212625160 | Central HP <5.4 tons | COLEMAN | HRCU-A-CB (Split System: Heat Pump with Remote Outdoor Unit-Air-Source) | HMH72B341 | ASPEN |  | C(A,C,D,E)42D24+TDR | TL9E100C20UH11 | 32400 | 17 | 8.5 | 34000 | 29200 | 85.88% | 2.81 | 0 | 10 |  |  |  |  | R-410A | 2.7 | Residential & Commercial | USHP | Ducted CEE Tier 1
216035493 | Central HP <5.4 tons | COLEMAN | HRCU-A-CB (Split System: Heat Pump with Remote Outdoor Unit-Air-Source) | HH824E2S11 | ASPEN |  | AE*S+CM24D2J+TDR | 0 | 22000 | 19 | 9 | 23200 | 20000 | 86.21% | 2.84 | 0 | 12 |  |  |  |  | R-454B | 1.8333 | Residential & Commercial | USHP | Ducted CEE Tier 1
215565257 | Central HP <5.4 tons | COLEMAN | HRCU-A-CB (Split System: Heat Pump with Remote Outdoor Unit-Air-Source) | HH824E2S11 | ASPEN |  | D(A,C,E)36A4J+TDR | TM8E040A12MP11 | 21200 | 17 | 8.5 | 22600 | 17200 | 76.11% | 2 | 0 | 11.7 |  |  |  |  | R-454B | 1.7667 | Residential & Commercial | USHP | Ducted CEE Tier 1
215565262 | Central HP <5.4 tons | COLEMAN | HRCU-A-CB (Split System: Heat Pump with Remote Outdoor Unit-Air-Source) | HH824E2S11 | ASPEN |  | D(A,C,E)36A4J+TDR | TMLE040A12MP11 | 21200 | 17 | 8.5 | 22600 | 17200 | 76.11% | 2 | 0 | 11.7 |  |  |  |  | R-454B | 1.7667 | Residential & Commercial | USHP | Ducted CEE Tier 1
215565296 | Central HP <5.4 tons | COLEMAN | HRCU-A-CB (Split System: Heat Pump with Remote Outdoor Unit-Air-Source) | HH824E2S11 | ASPEN |  | D(A,C,E)37E2J+TDR | TL9E060B12UH11 | 22400 | 17 | 9 | 23000 | 18000 | 78.26% | 2 | 0 | 12 |  |  |  |  | R-454B | 1.8667 | Residential & Commercial | USHP | Ducted CEE Tier 1
215565298 | Central HP <5.4 tons | COLEMAN | HRCU-A-CB (Split System: Heat Pump with Remote Outdoor Unit-Air-Source) | HH824E2S11 | ASPEN |  | D(A,C,E)37E2J+TDR | TM8E060A12MP11 | 20600 | 17.5 | 9 | 23000 | 17900 | 77.83% | 2 | 0 | 11.2 |  |  |  |  | R-454B | 1.7167 | Residential & Commercial | USHP | Ducted CEE Tier 1
215565303 | Central HP <5.4 tons | COLEMAN | HRCU-A-CB (Split System: Heat Pump with Remote Outdoor Unit-Air-Source) | HH824E2S11 | ASPEN |  | D(A,C,E)37E2J+TDR | TM9E060B12MP12 | 22200 | 17 | 9 | 23000 | 18300 | 79.57% | 2 | 0 | 11.7 |  |  |  |  | R-454B | 1.85 | Residential & Commercial | USHP | Ducted CEE Tier 1
213613582 | Central HP <5.4 tons | BRYANT HEATING AND COOLING SYSTEMS | HRCU-A-CB (Split System: Heat Pump with Remote Outdoor Unit-Air-Source) | 38MURAQ24AA3* | ASPEN |  | L(E,G)M24G4 | 0 | 18000 | 15.2 | 9 | 19300 | 18300 | 94.82% | 2.2 | 0 | 9.5 |  |  |  |  | R-410A | 1.5 | Residential & Commercial | USHP
214521935 | Central HP <5.4 tons | COLEMAN | HRCU-A-CB (Split System: Heat Pump with Remote Outdoor Unit-Air-Source) | HMH72B341 | ASPEN |  | C(A,C,D,E)36A34+TDR | Z8ES100C16SMPS1 | 31200 | 17.8 | 8.3 | 33000 | 28200 | 85.45% | 2.66 | 0 | 9.3 |  |  |  |  | R-410A | 2.6 | Residential & Commercial | USHP
214864388 | Central HP <5.4 tons | COLEMAN | HRCU-A-CB (Split System: Heat Pump with Remote Outdoor Unit-Air-Source) | HMH72B341 | ASPEN |  | AE*L+CM48E34+TDR | 0 | 31200 | 18.3 | 8.4 | 32800 | 23200 | 70.73% | 2.1 | 0 | 10.3 |  |  |  |  | R-410A | 2.6 | Residential & Commercial | USHP | Ducted CEE Tier 1
213278569 | Central HP <5.4 tons | COLEMAN | HRCU-A-CB (Split System: Heat Pump with Remote Outdoor Unit-Air-Source) | HMH72B341 | ASPEN |  | D(A,C,E)36D24+JMET12CS2N1+TDR | 0 | 29800 | 16.9 | 8.5 | 32600 | 27800 | 85.28% | 2.8 | 0 | 9 |  |  |  |  | R-410A | 2.4833 | Residential & Commercial | USHP
214864381 | Central HP <5.4 tons | COLEMAN | HRCU-A-CB (Split System: Heat Pump with Remote Outdoor Unit-Air-Source) | HMH72B341 | ASPEN |  | AE*S+CM36A34+TDR | 0 | 31400 | 18.3 | 8.4 | 33000 | 23200 | 70.3% | 2.1 | 0 | 10.3 |  |  |  |  | R-410A | 2.6167 | Residential & Commercial | USHP | Ducted CEE Tier 1
212625162 | Central HP <5.4 tons | COLEMAN | HRCU-A-CB (Split System: Heat Pump with Remote Outdoor Unit-Air-Source) | HMH72B341 | ASPEN |  | C(A,C,D,E)48C24+TDR | TL9E100C20UH11 | 32400 | 17 | 8.5 | 34000 | 29200 | 85.88% | 2.81 | 0 | 10 |  |  |  |  | R-410A | 2.7 | Residential & Commercial | USHP | Ducted CEE Tier 1
212625195 | Central HP <5.4 tons | COLEMAN | HRCU-A-CB (Split System: Heat Pump with Remote Outdoor Unit-Air-Source) | HMH72B341 | ASPEN |  | C(A,C,D,E)48C24+TDR | TM8Y100C20MP11 | 32600 | 18 | 8.5 | 34000 | 30200 | 88.82% | 2.85 | 0 | 9 |  |  |  |  | R-410A | 2.7167 | Residential & Commercial | USHP
212625209 | Central HP <5.4 tons | COLEMAN | HRCU-A-CB (Split System: Heat Pump with Remote Outdoor Unit-Air-Source) | HMH72B341 | ASPEN |  | C(A,C,D,E)36D24+TDR | TM8Y120C20MP11 | 32200 | 18 | 8.5 | 34000 | 30200 | 88.82% | 2.85 | 0 | 9.5 |  |  |  |  | R-410A | 2.6833 | Residential & Commercial | USHP
212625226 | Central HP <5.4 tons | COLEMAN | HRCU-A-CB (Split System: Heat Pump with Remote Outdoor Unit-Air-Source) | HMH72B341 | ASPEN |  | D(A,C,E)48D34+TDR | TM8Y120C20MP11 | 33600 | 18 | 8.5 | 34000 | 30200 | 88.82% | 2.85 | 0 | 9.5 |  |  |  |  | R-410A | 2.8 | Residential & Commercial | USHP
212625276 | Central HP <5.4 tons | COLEMAN | HRCU-A-CB (Split System: Heat Pump with Remote Outdoor Unit-Air-Source) | HMH72B341 | ASPEN |  | D(A,C,E)42C34+TDR | TL8E100C20UH11 | 32800 | 17.5 | 8.5 | 34000 | 27400 | 80.59% | 2.69 | 0 | 10 |  |  |  |  | R-410A | 2.7333 | Residential & Commercial | USHP | Ducted CEE Tier 1
212625359 | Central HP <5.4 tons | COLEMAN | HRCU-A-CB (Split System: Heat Pump with Remote Outdoor Unit-Air-Source) | HMH72B341 | ASPEN |  | D(A,C,E)48C24+TDR | CP9C100C20MP13 | 30400 | 17.1 | 8.1 | 34000 | 28400 | 83.53% | 2.46 | 0 | 9 |  |  |  |  | R-410A | 2.5333 | Residential & Commercial | USHP
212625394 | Central HP <5.4 tons | COLEMAN | HRCU-A-CB (Split System: Heat Pump with Remote Outdoor Unit-Air-Source) | HMH72B341 | ASPEN |  | D(A,C,E)36B34+TDR | TM9V100C20MP12 | 32000 | 17.5 | 8.5 | 34000 | 28400 | 83.53% | 2.7 | 0 | 9.4 |  |  |  |  | R-410A | 2.6667 | Residential & Commercial | USHP
212625409 | Central HP <5.4 tons | COLEMAN | HRCU-A-CB (Split System: Heat Pump with Remote Outdoor Unit-Air-Source) | HMH72B341 | ASPEN |  | D(A,C,E)42C34+TDR | TM9V100C20MP12 | 32800 | 17.5 | 8.5 | 34000 | 28400 | 83.53% | 2.7 | 0 | 9.5 |  |  |  |  | R-410A | 2.7333 | Residential & Commercial | USHP
212625426 | Central HP <5.4 tons | COLEMAN | HRCU-A-CB (Split System: Heat Pump with Remote Outdoor Unit-Air-Source) | HMH72B341 | ASPEN |  | D(A,C,E)48D34+TDR | TM9V100C20MP12 | 33400 | 17.5 | 8.5 | 34000 | 28400 | 83.53% | 2.7 | 0 | 9.5 |  |  |  |  | R-410A | 2.7833 | Residential & Commercial | USHP
212625443 | Central HP <5.4 tons | COLEMAN | HRCU-A-CB (Split System: Heat Pump with Remote Outdoor Unit-Air-Source) | HMH72B341 | ASPEN |  | C(A,C,D,E)48D24+TDR | TP9C100C20MP13 | 30800 | 17.3 | 8.1 | 34000 | 28400 | 83.53% | 2.46 | 0 | 9.2 |  |  |  |  | R-410A | 2.5667 | Residential & Commercial | USHP
212625526 | Central HP <5.4 tons | COLEMAN | HRCU-A-CB (Split System: Heat Pump with Remote Outdoor Unit-Air-Source) | HMH72B341 | ASPEN |  | C(A,C,D,E)48A26+TDR | TM9V120D20MP12 | 29400 | 16.3 | 8.4 | 32000 | 28000 | 87.5% | 2.77 | 0 | 9 |  |  |  |  | R-410A | 2.45 | Residential & Commercial | USHP
212625561 | Central HP <5.4 tons | COLEMAN | HRCU-A-CB (Split System: Heat Pump with Remote Outdoor Unit-Air-Source) | HMH72B341 | ASPEN |  | D(A,C,E)48A36+TDR | CPLC120C20MP13 | 31600 | 16.5 | 8.1 | 32200 | 27600 | 85.71% | 2.44 | 0 | 8.9 |  |  |  |  | R-410A | 2.6333 | Residential & Commercial | USHP
212625611 | Central HP <5.4 tons | COLEMAN | HRCU-A-CB (Split System: Heat Pump with Remote Outdoor Unit-Air-Source) | HMH72B341 | ASPEN |  | C(A,C,D,E)42A36+TDR | TM9V120D20MP12 | 31400 | 16.9 | 8.4 | 32200 | 28000 | 86.96% | 2.77 | 0 | 9.3 |  |  |  |  | R-410A | 2.6167 | Residential & Commercial | USHP
212625629 | Central HP <5.4 tons | COLEMAN | HRCU-A-CB (Split System: Heat Pump with Remote Outdoor Unit-Air-Source) | HMH72B341 | ASPEN |  | C(A,C,D,E)42B36+TDR | TM9V120D20MP12 | 31800 | 17 | 8.5 | 32200 | 28200 | 87.58% | 2.8 | 0 | 9.4 |  |  |  |  | R-410A | 2.65 | Residential & Commercial | USHP
212625693 | Central HP <5.4 tons | COLEMAN | HRCU-A-CB (Split System: Heat Pump with Remote Outdoor Unit-Air-Source) | HMH72B341 | ASPEN |  | D(A,C,E)42C36+TDR | CPLC120C20MP13 | 32200 | 16.5 | 8.1 | 32400 | 27800 | 85.8% | 2.44 | 0 | 9 |  |  |  |  | R-410A | 2.6833 | Residential & Commercial | USHP
212625696 | Central HP <5.4 tons | COLEMAN | HRCU-A-CB (Split System: Heat Pump with Remote Outdoor Unit-Air-Source) | HMH72B341 | ASPEN |  | D(A,C,E)48B36+TDR | CPLC120C20MP13 | 32000 | 16.5 | 8.1 | 32400 | 27800 | 85.8% | 2.44 | 0 | 8.9 |  |  |  |  | R-410A | 2.6667 | Residential & Commercial | USHP
212625746 | Central HP <5.4 tons | COLEMAN | HRCU-A-CB (Split System: Heat Pump with Remote Outdoor Unit-Air-Source) | HMH72B341 | ASPEN |  | D(A,C,E)36C36+TDR | TMLV120C20MP12 | 31800 | 16.5 | 8.1 | 32400 | 27800 | 85.8% | 2.44 | 0 | 8.9 |  |  |  |  | R-410A | 2.65 | Residential & Commercial | USHP
212625762 | Central HP <5.4 tons | COLEMAN | HRCU-A-CB (Split System: Heat Pump with Remote Outdoor Unit-Air-Source) | HMH72B341 | ASPEN |  | D(A,C,E)36A46+TDR | TPLC100C20MP13 | 31400 | 16.5 | 8.1 | 32400 | 27800 | 85.8% | 2.44 | 0 | 8.9 |  |  |  |  | R-410A | 2.6167 | Residential & Commercial | USHP
213752366 | Central HP <5.4 tons | CARRIER | HRCU-A-CB (Split System: Heat Pump with Remote Outdoor Unit-Air-Source) | 38MURAQ24AA3* | ASPEN |  | D(A,C,E)24B44+TDR | 59SC2E060M14**12 | 23600 | 16 | 8.5 | 25400 | 22600 | 88.98% | 2.9 | 0 | 9.5 |  |  |  |  | R-410A | 1.9667 | Residential & Commercial | USHP
213752418 | Central HP <5.4 tons | CARRIER | HRCU-A-CB (Split System: Heat Pump with Remote Outdoor Unit-Air-Source) | 38MURAQ24AA3* | ASPEN |  | D(A,C,E)30B34+TDR | 59SC2E100M21**20 | 23600 | 16.5 | 8.1 | 24800 | 22400 | 90.32% | 2.91 | 0 | 9 |  |  |  |  | R-410A | 1.9667 | Residential & Commercial | USHP
212625795 | Central HP <5.4 tons | COLEMAN | HRCU-A-CB (Split System: Heat Pump with Remote Outdoor Unit-Air-Source) | HMH72B341 | ASPEN |  | D(A,C,E)48D36+TDR | TPLC120C20MP13 | 32800 | 16.5 | 8.1 | 32400 | 27800 | 85.8% | 2.44 | 0 | 9 |  |  |  |  | R-410A | 2.7333 | Residential & Commercial | USHP
212625812 | Central HP <5.4 tons | COLEMAN | HRCU-A-CB (Split System: Heat Pump with Remote Outdoor Unit-Air-Source) | HMH72B341 | ASPEN |  | D(A,C,E)42B36+TDR | TM9Y120D20MP11 | 32000 | 16.5 | 8.5 | 32400 | 28200 | 87.04% | 2.77 | 0 | 9.4 |  |  |  |  | R-410A | 2.6667 | Residential & Commercial | USHP
212625813 | Central HP <5.4 tons | COLEMAN | HRCU-A-CB (Split System: Heat Pump with Remote Outdoor Unit-Air-Source) | HMH72B341 | ASPEN |  | D(A,C,E)42C26+TDR | TM9Y120D20MP11 | 29800 | 15.9 | 8.5 | 32400 | 28200 | 87.04% | 2.77 | 0 | 9 |  |  |  |  | R-410A | 2.4833 | Residential & Commercial | USHP
212625827 | Central HP <5.4 tons | COLEMAN | HRCU-A-CB (Split System: Heat Pump with Remote Outdoor Unit-Air-Source) | HMH72B341 | ASPEN |  | D(A,C,E)36D26+TDR | TM9V120D20MP12 | 29800 | 16.4 | 8.5 | 32400 | 27800 | 85.8% | 2.79 | 0 | 9 |  |  |  |  | R-410A | 2.4833 | Residential & Commercial | USHP
212625928 | Central HP <5.4 tons | COLEMAN | HRCU-A-CB (Split System: Heat Pump with Remote Outdoor Unit-Air-Source) | HMH72B341 | ASPEN |  | D(A,C,E)42D36+TDR | TM9V040A10MP12 | 32600 | 17 | 8.1 | 33200 | 27400 | 82.53% | 2.41 | 0 | 9 |  |  |  |  | R-410A | 2.7167 | Residential & Commercial | USHP
212625929 | Central HP <5.4 tons | COLEMAN | HRCU-A-CB (Split System: Heat Pump with Remote Outdoor Unit-Air-Source) | HMH72B341 | ASPEN |  | D(A,C,E)48B36+TDR | TM9V040A10MP12 | 32200 | 17 | 8.1 | 33200 | 27400 | 82.53% | 2.41 | 0 | 9.5 |  |  |  |  | R-410A | 2.6833 | Residential & Commercial | USHP
213752482 | Central HP <5.4 tons | CARRIER | HRCU-A-CB (Split System: Heat Pump with Remote Outdoor Unit-Air-Source) | 38MURAQ24AA3* | ASPEN |  | D(A,C,E)30C44+TDR | 59SC6A080M21**20 | 23800 | 16 | 8.1 | 25000 | 22200 | 88.8% | 2.9 | 0 | 9.5 |  |  |  |  | R-410A | 1.9833 | Residential & Commercial | USHP
213752534 | Central HP <5.4 tons | CARRIER | HRCU-A-CB (Split System: Heat Pump with Remote Outdoor Unit-Air-Source) | 38MURAQ24AA3* | ASPEN |  | D(A,C,E)30C44+TDR | 59SP6A080V17**16 | 23800 | 16 | 8.1 | 25400 | 22600 | 88.98% | 2.89 | 0 | 9.5 |  |  |  |  | R-410A | 1.9833 | Residential & Commercial | USHP
212626046 | Central HP <5.4 tons | COLEMAN | HRCU-A-CB (Split System: Heat Pump with Remote Outdoor Unit-Air-Source) | HMH72B341 | ASPEN |  | D(A,C,E)48C26+TDR | TM8Y060A12MP11 | 30800 | 17.7 | 8.1 | 33400 | 27400 | 82.04% | 2.42 | 0 | 9 |  |  |  |  | R-410A | 2.5667 | Residential & Commercial | USHP
212626048 | Central HP <5.4 tons | COLEMAN | HRCU-A-CB (Split System: Heat Pump with Remote Outdoor Unit-Air-Source) | HMH72B341 | ASPEN |  | D(A,C,E)48D26+TDR | TM8Y060A12MP11 | 31200 | 17.8 | 8.1 | 33400 | 27400 | 82.04% | 2.42 | 0 | 9.7 |  |  |  |  | R-410A | 2.6 | Residential & Commercial | USHP
212626078 | Central HP <5.4 tons | COLEMAN | HRCU-A-CB (Split System: Heat Pump with Remote Outdoor Unit-Air-Source) | HMH72B341 | ASPEN |  | D(A,C,E)42C26+TDR | TM8Y080B12MP11 | 30600 | 17.6 | 8.5 | 33400 | 27400 | 82.04% | 2.65 | 0 | 9 |  |  |  |  | R-410A | 2.55 | Residential & Commercial | USHP
212626080 | Central HP <5.4 tons | COLEMAN | HRCU-A-CB (Split System: Heat Pump with Remote Outdoor Unit-Air-Source) | HMH72B341 | ASPEN |  | D(A,C,E)42D26+TDR | TM8Y080B12MP11 | 31000 | 17.7 | 8.5 | 33400 | 27400 | 82.04% | 2.65 | 0 | 9 |  |  |  |  | R-410A | 2.5833 | Residential & Commercial | USHP
213752583 | Central HP <5.4 tons | CARRIER | HRCU-A-CB (Split System: Heat Pump with Remote Outdoor Unit-Air-Source) | 38MURAQ24AA3* | ASPEN |  | D(A,C,E)30C44+TDR | 59TP6C060V14**12 | 23600 | 16 | 8.1 | 24800 | 22400 | 90.32% | 2.87 | 0 | 9 |  |  |  |  | R-410A | 1.9667 | Residential & Commercial | USHP
213752617 | Central HP <5.4 tons | CARRIER | HRCU-A-CB (Split System: Heat Pump with Remote Outdoor Unit-Air-Source) | 38MURAQ24AA3* | ASPEN |  | D(A,C,E)36B34+TDR | 59TP6C100V21**20 | 23600 | 16.5 | 8.1 | 24800 | 22200 | 89.52% | 2.88 | 0 | 9.5 |  |  |  |  | R-410A | 1.9667 | Residential & Commercial | USHP
212626264 | Central HP <5.4 tons | COLEMAN | HRCU-A-CB (Split System: Heat Pump with Remote Outdoor Unit-Air-Source) | HMH72B341 | ASPEN |  | C(A,C,D,E)48A36+TDR | TM8E100C16MP11 | 33000 | 18 | 8.1 | 33600 | 28200 | 83.93% | 2.64 | 0 | 10 |  |  |  |  | R-410A | 2.75 | Residential & Commercial | USHP | Ducted CEE Tier 1
212626364 | Central HP <5.4 tons | COLEMAN | HRCU-A-CB (Split System: Heat Pump with Remote Outdoor Unit-Air-Source) | HMH72B341 | ASPEN |  | D(A,C,E)36A36+TDR | TM9E100C16MP12 | 31600 | 17.9 | 8.4 | 33600 | 27200 | 80.95% | 2.64 | 0 | 9.8 |  |  |  |  | R-410A | 2.6333 | Residential & Commercial | USHP
212626531 | Central HP <5.4 tons | COLEMAN | HRCU-A-CB (Split System: Heat Pump with Remote Outdoor Unit-Air-Source) | HMH72B341 | ASPEN |  | C(A,C,D,E)36A46+TDR | TM9V080B12MP12 | 32800 | 17 | 8.2 | 33800 | 29200 | 86.39% | 2.65 | 0 | 9.5 |  |  |  |  | R-410A | 2.7333 | Residential & Commercial | USHP
212626532 | Central HP <5.4 tons | COLEMAN | HRCU-A-CB (Split System: Heat Pump with Remote Outdoor Unit-Air-Source) | HMH72B341 | ASPEN |  | C(A,C,D,E)36B36+TDR | TM9V080B12MP12 | 32800 | 17 | 8.2 | 33800 | 29200 | 86.39% | 2.65 | 0 | 9.5 |  |  |  |  | R-410A | 2.7333 | Residential & Commercial | USHP
213163587 | Central HP <5.4 tons | DAY & NIGHT | HRCU-A-CB (Split System: Heat Pump with Remote Outdoor Unit-Air-Source) | DLCURAH30ABK | ADP |  | H,FG80936+AEFE4B* | 0 | 31200 | 15.2 | 8.5 | 33800 | 26400 | 78.11% | 1.86 | 0 | 9 |  |  |  |  | R-410A | 2.6 | Residential & Commercial | USHP
214625022 | Central HP <5.4 tons | BRYANT | HRCU-A-C (Split System: Heat Pump with Remote Outdoor Unit with No Indoor Fan --Air Source) | 38MURAQ30AB3 | ASPEN |  | D(A,C,E)30A34+TDR | 0 | 28200 | 15.2 | 9.5 | 22600 | 27000 | 119.5% | 1.85 | 0 | 10.3 |  |  |  |  | R-410A | 2.35 | Residential & Commercial | USHP | Ducted CEE Tier 1
213753268 | Central HP <5.4 tons | CARRIER | HRCU-A-CB (Split System: Heat Pump with Remote Outdoor Unit-Air-Source) | 38MURAQ30AB3* | ASPEN |  | D(A,C,E)36B34+TDR | 58TP*B070V14**12 | 29200 | 15.2 | 8.1 | 34000 | 23800 | 70% | 2.7 | 0 | 9 |  |  |  |  | R-410A | 2.4333 | Residential & Commercial | USHP
212626696 | Central HP <5.4 tons | COLEMAN | HRCU-A-CB (Split System: Heat Pump with Remote Outdoor Unit-Air-Source) | HMH72B341 | ASPEN |  | D(A,C,E)42B36+TDR | TM9Y100C16MP11 | 32800 | 18 | 8.3 | 33800 | 28600 | 84.62% | 2.68 | 0 | 10 |  |  |  |  | R-410A | 2.7333 | Residential & Commercial | USHP | Ducted CEE Tier 1
212626813 | Central HP <5.4 tons | COLEMAN | HRCU-A-CB (Split System: Heat Pump with Remote Outdoor Unit-Air-Source) | HMH72B341 | ASPEN |  | C(A,C,D,E)36A36+TDR | TM8Y100C16MP11 | 31400 | 18.3 | 8.2 | 33800 | 27200 | 80.47% | 2.61 | 0 | 9.8 |  |  |  |  | R-410A | 2.6167 | Residential & Commercial | USHP
209880042 | Central HP <5.4 tons | FUJITSU | HRCU-A-CB (Split System: Heat Pump with Remote Outdoor Unit-Air-Source) | FOP1848MJAZCA |  |  | FCCA6021SZEA | FF98MV510021UPS*A | 44000 | 19 | 8.1 | 43500 | 45500 | 104.6% | 1.9 | 0 | 10 |  |  |  |  | R-410A | 3.6667 | Residential & Commercial | USHP | Ducted CEE Tier 1
215565309 | Central HP <5.4 tons | COLEMAN | HRCU-A-CB (Split System: Heat Pump with Remote Outdoor Unit-Air-Source) | HH824E2S11 | ASPEN |  | D(A,C,E)37E2J+TDR | TMLE040A12MP11 | 21000 | 16.5 | 9 | 22600 | 17200 | 76.11% | 2 | 0 | 11.7 |  |  |  |  | R-454B | 1.75 | Residential & Commercial | USHP | Ducted CEE Tier 1
212623982 | Central HP <5.4 tons | COLEMAN | HRCU-A-CB (Split System: Heat Pump with Remote Outdoor Unit-Air-Source) | HMH72B341 | ASPEN |  | C(A,C,D,E)36D24+TDR | TM9Y080B12MP11 | 30200 | 17.5 | 8.1 | 34000 | 28000 | 82.35% | 2.41 | 0 | 9.1 |  |  |  |  | R-410A | 2.5167 | Residential & Commercial | USHP
216054701 | Central HP <5.4 tons | COLEMAN | HRCU-A-CB (Split System: Heat Pump with Remote Outdoor Unit-Air-Source) | HH836E2S11 | ASPEN |  | D(A,C,E)36A4K+TDR | TM8Y080C16MP11 | 30800 | 18 | 8.5 | 30400 | 25000 | 82.24% | 2 | 0 | 11 |  |  |  |  | R-454B | 2.5667 | Residential & Commercial | USHP | Ducted CEE Tier 1
216035483 | Central HP <5.4 tons | COLEMAN | HRCU-A-CB (Split System: Heat Pump with Remote Outdoor Unit-Air-Source) | HH860E2S11 | ASPEN |  | AE*L+CM48C3J+TDR | 0 | 43000 | 18 | 8.5 | 45500 | 39000 | 85.71% | 2.87 | 0 | 11.7 |  |  |  |  | R-454B | 3.5833 | Residential & Commercial | USHP | Ducted CEE Tier 1
215565293 | Central HP <5.4 tons | COLEMAN | HRCU-A-CB (Split System: Heat Pump with Remote Outdoor Unit-Air-Source) | HH824E2S11 | ASPEN |  | D(A,C,E)37E2J+TDR | CP9C080B12MP13 | 22200 | 17 | 9 | 23000 | 18300 | 79.57% | 2 | 0 | 12 |  |  |  |  | R-454B | 1.85 | Residential & Commercial | USHP | Ducted CEE Tier 1
212626849 | Central HP <5.4 tons | COLEMAN | HRCU-A-CB (Split System: Heat Pump with Remote Outdoor Unit-Air-Source) | HMH72B341 | ASPEN |  | D(A,C,E)42D36+TDR | TM9E080B12MP12 | 33200 | 17.5 | 8.5 | 33800 | 27400 | 81.07% | 2.65 | 0 | 10 |  |  |  |  | R-410A | 2.7667 | Residential & Commercial | USHP | Ducted CEE Tier 1
212626898 | Central HP <5.4 tons | COLEMAN | HRCU-A-CB (Split System: Heat Pump with Remote Outdoor Unit-Air-Source) | HMH72B341 | ASPEN |  | D(A,C,E)42D26+TDR | TM8E060A12MP11 | 30800 | 17.7 | 8.1 | 33800 | 27400 | 81.07% | 2.44 | 0 | 9 |  |  |  |  | R-410A | 2.5667 | Residential & Commercial | USHP
213753384 | Central HP <5.4 tons | CARRIER | HRCU-A-CB (Split System: Heat Pump with Remote Outdoor Unit-Air-Source) | 38MURAQ30AB3* | ASPEN |  | D(A,C,E)30D44+TDR | 59SC2E080M21**20 | 29400 | 15.5 | 8.5 | 33400 | 23800 | 71.26% | 2.79 | 0 | 8.9 |  |  |  |  | R-410A | 2.45 | Residential & Commercial | USHP
213781175 | Central HP <5.4 tons | CARRIER | HRCU-A-CB (Split System: Heat Pump with Remote Outdoor Unit-Air-Source) | 25VNA837A*031* |  |  | CAP**4321AL*+UI | 58TN*B090C17**16 | 33000 | 17 | 8.5 | 32800 | 25000 | 76.22% | 1.98 | 0 | 11 |  |  |  |  | R-410A | 2.75 | Residential & Commercial | USHP | Ducted CEE Tier 1
213273374 | Central HP <5.4 tons | COLEMAN | HRCU-A-CB (Split System: Heat Pump with Remote Outdoor Unit-Air-Source) | HMH72B361 | ASPEN |  | D(A,C,E)36A44+TDR | Z8ES080C20SMPS1 | 34000 | 17 | 8.1 | 36000 | 26400 | 73.33% | 2.83 | 0 | 8.9 |  |  |  |  | R-410A | 2.8333 | Residential & Commercial | USHP
213278590 | Central HP <5.4 tons | COLEMAN | HRCU-A-CB (Split System: Heat Pump with Remote Outdoor Unit-Air-Source) | HMH72B361 | ASPEN |  | D(A,C,E)36D26+JMET12BS2N1+TDR | 0 | 32000 | 17.5 | 8.1 | 36000 | 26000 | 72.22% | 2.8 | 0 | 8.6 |  |  |  |  | R-410A | 2.6667 | Residential & Commercial | USHP
213274512 | Central HP <5.4 tons | COLEMAN | HRCU-A-CB (Split System: Heat Pump with Remote Outdoor Unit-Air-Source) | THF2B48T21 | ASPEN |  | D(A,C,E)60A44+TDR | CP9C100C20MP13 | 43000 | 16 | 8.2 | 44000 | 31400 | 71.36% | 3.14 | 0 | 11.5 |  |  |  |  | R-410A | 3.5833 | Residential & Commercial | USHP | Ducted CEE Tier 1
213274544 | Central HP <5.4 tons | COLEMAN | HRCU-A-CB (Split System: Heat Pump with Remote Outdoor Unit-Air-Source) | THF2B48T21 | ASPEN |  | D(A,C,E)60A44+TDR | TM9E080C20MP12 | 43500 | 16 | 8.3 | 45000 | 31600 | 70.22% | 3.11 | 0 | 11 |  |  |  |  | R-410A | 3.625 | Residential & Commercial | USHP | Ducted CEE Tier 1
211206951 | Central HP <5.4 tons | LUXAIRE | HRCU-A-CB (Split System: Heat Pump with Remote Outdoor Unit-Air-Source) | HL20B4821 |  |  | XAMC48HE3N1+CC | TM8V120C20MP12 | 43500 | 19 | 9 | 44500 | 36200 | 81.35% | 2.14 | 0 | 12 |  |  |  |  | R-410A | 3.625 | Residential & Commercial | USHP | Ducted CEE Tier 1
213612029 | Central HP <5.4 tons | RUUD | HRCU-A-CB (Split System: Heat Pump with Remote Outdoor Unit-Air-Source) | RP15AZ24AJ2N | ASPEN |  | D(A,C,E)24A34+TDR | R802V0503A14DZ | 22000 | 15.4 | 8.1 | 22800 | 16200 | 71.05% | 2.8 | 0 | 11.7 |  |  |  |  | R-410A | 1.8333 | Residential & Commercial | USHP | Ducted CEE Tier 1
216687162 | Central HP <5.4 tons | FUJITSU | HRCU-A-CB (Split System: Heat Pump with Remote Outdoor Unit-Air-Source) | FOP1924MJAYCA |  |  | FCCA2421HYEA | FF92SV307017M4 | 22800 | 20 | 10 | 22800 | 18600 | 81.58% | 1.8 | 0 | 12 |  |  |  |  | R-454B | 1.9 | Residential & Commercial | USHP | Ducted CEE Tier 1
216687189 | Central HP <5.4 tons | FUJITSU | HRCU-A-CB (Split System: Heat Pump with Remote Outdoor Unit-Air-Source) | FOP1936MJAYCA |  |  | FCCA3621MYEA | FF80TV405017UH | 34200 | 20 | 10 | 34200 | 29600 | 86.55% | 2 | 0 | 12 |  |  |  |  | R-454B | 2.85 | Residential & Commercial | USHP | Ducted CEE Tier 1
213753368 | Central HP <5.4 tons | CARRIER | HRCU-A-CB (Split System: Heat Pump with Remote Outdoor Unit-Air-Source) | 38MURAQ30AB3* | ASPEN |  | D(A,C,E)30C44+TDR | 59SC2E080M17**16 | 29000 | 15.5 | 8.1 | 33200 | 24000 | 72.29% | 2.79 | 0 | 8.9 |  |  |  |  | R-410A | 2.4167 | Residential & Commercial | USHP
213612059 | Central HP <5.4 tons | RUUD | HRCU-A-CB (Split System: Heat Pump with Remote Outdoor Unit-Air-Source) | RP15AZ36AJ2N | ASPEN |  | D(A,C,E)36A34+TDR | R962V0703A17M4S | 32800 | 15.4 | 8.1 | 33800 | 26400 | 78.11% | 2.79 | 0 | 10 |  |  |  |  | R-410A | 2.7333 | Residential & Commercial | USHP | Ducted CEE Tier 1
213274571 | Central HP <5.4 tons | COLEMAN | HRCU-A-CB (Split System: Heat Pump with Remote Outdoor Unit-Air-Source) | THF2B48T21 | ASPEN |  | D(A,C,E)60A44+TDR | TP9C100C16MP13 | 43000 | 16 | 8.2 | 44000 | 31200 | 70.91% | 3.16 | 0 | 11.5 |  |  |  |  | R-410A | 3.5833 | Residential & Commercial | USHP | Ducted CEE Tier 1
213279272 | Central HP <5.4 tons | COLEMAN | HRCU-A-CB (Split System: Heat Pump with Remote Outdoor Unit-Air-Source) | THF2B48T21 | ASPEN |  | D(A,C,E)60A46+TDR | TM9Y100C16MP11 | 42500 | 16 | 8.2 | 44000 | 31400 | 71.36% | 3.13 | 0 | 11.5 |  |  |  |  | R-410A | 3.5417 | Residential & Commercial | USHP | Ducted CEE Tier 1
213279274 | Central HP <5.4 tons | COLEMAN | HRCU-A-CB (Split System: Heat Pump with Remote Outdoor Unit-Air-Source) | THF2B48T21 | ASPEN |  | D(A,C,E)60A46+TDR | TM9Y120D20MP11 | 43000 | 16 | 8.2 | 44000 | 31400 | 71.36% | 3.11 | 0 | 11 |  |  |  |  | R-410A | 3.5833 | Residential & Commercial | USHP | Ducted CEE Tier 1
216770038 | Central HP <5.4 tons | TRANE | HRCU-A-CB (Split System: Heat Pump with Remote Outdoor Unit-Air-Source) | 5TWR7048A1 |  |  | 5TXCC009AS3 | S9V2C100U5PSC | 43000 | 16 | 8.7 | 44000 | 32400 | 73.64% | 2.2 | 0 | 12 |  |  |  |  | R-454B | 3.5833 | Residential & Commercial | USHP | Ducted CEE Tier 1
213273376 | Central HP <5.4 tons | COLEMAN | HRCU-A-CB (Split System: Heat Pump with Remote Outdoor Unit-Air-Source) | HMH72B361 | ASPEN |  | D(A,C,E)36D24+TDR | Z8ES080C20SMPS1 | 32000 | 16.5 | 8.1 | 36000 | 26400 | 73.33% | 2.83 | 0 | 8.6 |  |  |  |  | R-410A | 2.6667 | Residential & Commercial | USHP
216687178 | Central HP <5.4 tons | FUJITSU | HRCU-A-CB (Split System: Heat Pump with Remote Outdoor Unit-Air-Source) | FOP1924MJAYCA |  |  | FCCA2421HYEA | FF97MV307017DH | 22800 | 21 | 10 | 22800 | 18500 | 81.14% | 1.8 | 0 | 13 |  |  |  |  | R-454B | 1.9 | Residential & Commercial | USHP | Ducted CEE Tier 1
214328325 | Central HP <5.4 tons | NAPOLEON | HRCU-A-CB (Split System: Heat Pump with Remote Outdoor Unit-Air-Source) | WSEHV4860RA1-N | ADP |  | H,A,DG49960 | WUV070T4BA | 46000 | 17 | 8.5 | 48000 | 34600 | 72.08% | 1.8 | 0 | 10 |  |  |  |  | R-410A | 3.8333 | Residential & Commercial | USHP | Ducted CEE Tier 1
214802751 | Central HP <5.4 tons | RHEEM | HRCU-A-CB (Split System: Heat Pump with Remote Outdoor Unit-Air-Source) | RP15AZ30AJ2N | ASPEN |  | D(A,C,E)30B34+TDR | R801V0504A17UHU | 27400 | 15.4 | 8.1 | 28400 | 20200 | 71.13% | 2.63 | 0 | 11.7 |  |  |  |  | R-410A | 2.2833 | Residential & Commercial | USHP | Ducted CEE Tier 1
214802936 | Central HP <5.4 tons | RHEEM | HRCU-A-CB (Split System: Heat Pump with Remote Outdoor Unit-Air-Source) | RP15AZ48AJ2N | ASPEN |  | D(A,C,E)48D44+TDR | R801V1005A21UHU | 45500 | 15.5 | 8.4 | 46000 | 34000 | 73.91% | 3.12 | 0 | 10.2 |  |  |  |  | R-410A | 3.7917 | Residential & Commercial | USHP | Ducted CEE Tier 1
215375218 | Central HP <5.4 tons | RUUD | HRCU-A-CB (Split System: Heat Pump with Remote Outdoor Unit-Air-Source) | RD17AZ48AJ3N | ASPEN |  | D(A,C,E)48B44+TDR | R801V0755A21UHS | 44000 | 15.2 | 8.1 | 45500 | 32400 | 71.21% | 2.4 | 0 | 10 |  |  |  |  | R-410A | 3.6667 | Residential & Commercial | USHP | Ducted CEE Tier 1
215375236 | Central HP <5.4 tons | RUUD | HRCU-A-CB (Split System: Heat Pump with Remote Outdoor Unit-Air-Source) | RD17AZ48AJ3N | ASPEN |  | D(A,C,E)60D34+TDR | R801V1005A21UHU | 45500 | 16 | 8.1 | 45500 | 32400 | 71.21% | 2.4 | 0 | 10 |  |  |  |  | R-410A | 3.7917 | Residential & Commercial | USHP | Ducted CEE Tier 1
215375261 | Central HP <5.4 tons | RUUD | HRCU-A-CB (Split System: Heat Pump with Remote Outdoor Unit-Air-Source) | RD17AZ48AJ3N | ASPEN |  | D(A,C,E)60D36+TDR | R802V0755A21UHS | 45500 | 15.2 | 8.1 | 45500 | 32400 | 71.21% | 2.4 | 0 | 10 |  |  |  |  | R-410A | 3.7917 | Residential & Commercial | USHP | Ducted CEE Tier 1
215375293 | Central HP <5.4 tons | RUUD | HRCU-A-CB (Split System: Heat Pump with Remote Outdoor Unit-Air-Source) | RD17AZ48AJ3N | ASPEN |  | D(A,C,E)60D36+TDR | R802V1505A24UHS | 45500 | 16 | 8.1 | 45500 | 32400 | 71.21% | 2.4 | 0 | 10 |  |  |  |  | R-410A | 3.7917 | Residential & Commercial | USHP | Ducted CEE Tier 1
215375300 | Central HP <5.4 tons | RUUD | HRCU-A-CB (Split System: Heat Pump with Remote Outdoor Unit-Air-Source) | RD17AZ48AJ3N | ASPEN |  | D(A,C,E)60D34+TDR | R921V0855A21M4S | 45500 | 15.2 | 8.1 | 45500 | 32600 | 71.65% | 2.3 | 0 | 10 |  |  |  |  | R-410A | 3.7917 | Residential & Commercial | USHP | Ducted CEE Tier 1
215375311 | Central HP <5.4 tons | RUUD | HRCU-A-CB (Split System: Heat Pump with Remote Outdoor Unit-Air-Source) | RD17AZ48AJ3N | ASPEN |  | D(A,C,E)48B46+TDR | R951V0705A21M4S | 44000 | 15.2 | 8.1 | 45500 | 32600 | 71.65% | 2.3 | 0 | 10 |  |  |  |  | R-410A | 3.6667 | Residential & Commercial | USHP | Ducted CEE Tier 1
215375077 | Central HP <5.4 tons | RUUD | HRCU-A-CB (Split System: Heat Pump with Remote Outdoor Unit-Air-Source) | RD17AZ24AJ3N | ASPEN |  | D(A,C,E)30B36+TDR | R801V0504A17UHU | 21400 | 17 | 8.1 | 22400 | 19000 | 84.82% | 2 | 0 | 10 |  |  |  |  | R-410A | 1.7833 | Residential & Commercial | USHP | Ducted CEE Tier 1
216794338 | Central HP <5.4 tons | TRANE | HRCU-A-CB (Split System: Heat Pump with Remote Outdoor Unit-Air-Source) | 5TWV0X36A1 | ASPEN |  | D(A,C,E)48C3J+TDR | *DHMB060CCV3+LRP | 32600 | 19.2 | 9 | 33800 | 32400 | 95.86% | 2.73 | 0 | 11.7 |  |  |  |  | R-454B | 2.7167 | Residential & Commercial | USHP | Ducted CEE Tier 1
216794231 | Central HP <5.4 tons | TRANE | HRCU-A-CB (Split System: Heat Pump with Remote Outdoor Unit-Air-Source) | 5TWV0X24A1 | ASPEN |  | D(A,C,E)36C3J+TDR | *DHMB060CCV3+LRP | 19800 | 20.9 | 10 | 23200 | 22200 | 95.69% | 2.93 | 0 | 11.2 |  |  |  |  | R-454B | 1.65 | Residential & Commercial | USHP | Ducted CEE Tier 1
216794240 | Central HP <5.4 tons | TRANE | HRCU-A-CB (Split System: Heat Pump with Remote Outdoor Unit-Air-Source) | 5TWV0X24A1 | ASPEN |  | D(A,C,E)36C3J+TDR | L8V1A040U3VSB+LRP | 19800 | 21.2 | 10 | 22400 | 22000 | 98.21% | 2.95 | 0 | 11.2 |  |  |  |  | R-454B | 1.65 | Residential & Commercial | USHP | Ducted CEE Tier 1
213274575 | Central HP <5.4 tons | COLEMAN | HRCU-A-CB (Split System: Heat Pump with Remote Outdoor Unit-Air-Source) | THF2B48T21 | ASPEN |  | D(A,C,E)60A44+TDR | TPLC100C16MP13 | 43000 | 16 | 8.2 | 44000 | 31200 | 70.91% | 3.16 | 0 | 11.5 |  |  |  |  | R-410A | 3.5833 | Residential & Commercial | USHP | Ducted CEE Tier 1
213279254 | Central HP <5.4 tons | COLEMAN | HRCU-A-CB (Split System: Heat Pump with Remote Outdoor Unit-Air-Source) | THF2B48T21 | ASPEN |  | D(A,C,E)60A46+TDR | TM8Y080C16MP11 | 43000 | 16 | 8.2 | 44500 | 31600 | 71.01% | 3.11 | 0 | 11.5 |  |  |  |  | R-410A | 3.5833 | Residential & Commercial | USHP | Ducted CEE Tier 1
213782185 | Central HP <5.4 tons | CARRIER | HRCU-A-CB (Split System: Heat Pump with Remote Outdoor Unit-Air-Source) | 25VNA837A*031* |  |  | CSPH*4812AL*+UI | 59TN6C100C21**22 | 32600 | 16.5 | 8.1 | 33000 | 24800 | 75.15% | 1.96 | 0 | 11 |  |  |  |  | R-410A | 2.7167 | Residential & Commercial | USHP | Ducted CEE Tier 1
215399922 | Central HP <5.4 tons | COLEMAN | HRCU-A-C (Split System: Heat Pump with Remote Outdoor Unit with No Indoor Fan --Air Source) | HH836E2S11 | ASPEN |  | D(A,C,E)36A4K+TDR | 0 | 30400 | 15.2 | 8.1 | 31000 | 31600 | 101.9% | 2.54 | 0 | 10.5 |  |  |  |  | R-454B | 2.5333 | Residential & Commercial | USHP | Ducted CEE Tier 1
212626674 | Central HP <5.4 tons | COLEMAN | HRCU-A-CB (Split System: Heat Pump with Remote Outdoor Unit-Air-Source) | HMH72B341 | ASPEN |  | D(A,C,E)48B36+TDR | TM9E060A10MP12 | 32400 | 17.5 | 8.1 | 33800 | 27400 | 81.07% | 2.4 | 0 | 9.5 |  |  |  |  | R-410A | 2.7 | Residential & Commercial | USHP
212626788 | Central HP <5.4 tons | COLEMAN | HRCU-A-CB (Split System: Heat Pump with Remote Outdoor Unit-Air-Source) | HMH72B341 | ASPEN |  | C(A,C,D,E)36C36+TDR | TM8E100C16MP11 | 33000 | 18 | 8.3 | 33800 | 28600 | 84.62% | 2.7 | 0 | 10 |  |  |  |  | R-410A | 2.75 | Residential & Commercial | USHP | Ducted CEE Tier 1
212626822 | Central HP <5.4 tons | COLEMAN | HRCU-A-CB (Split System: Heat Pump with Remote Outdoor Unit-Air-Source) | HMH72B341 | ASPEN |  | D(A,C,E)36A36+TDR | TM8E100B12MP11 | 31600 | 17.9 | 8.4 | 33800 | 27400 | 81.07% | 2.62 | 0 | 9.8 |  |  |  |  | R-410A | 2.6333 | Residential & Commercial | USHP
216794397 | Central HP <5.4 tons | TRANE | HRCU-A-CB (Split System: Heat Pump with Remote Outdoor Unit-Air-Source) | 5TWV0X36A1 | ASPEN |  | D(A,C,E)48C3J+TDR | S9V2B040D3VSB+LRP | 30400 | 17.5 | 9 | 31800 | 30000 | 94.34% | 2.77 | 0 | 11 |  |  |  |  | R-454B | 2.5333 | Residential & Commercial | USHP | Ducted CEE Tier 1
216797064 | Central HP <5.4 tons | TRANE | HRCU-A-CB (Split System: Heat Pump with Remote Outdoor Unit-Air-Source) | 5TWV8X36A1 | ASPEN |  | D(A,C,E)48C3J+TDR | *UHMB060CCV3+LRP | 30200 | 18 | 8.5 | 33000 | 33000 | 100% | 2.73 | 0 | 9.8 |  |  |  |  | R-454B | 2.5167 | Residential & Commercial | USHP
216797105 | Central HP <5.4 tons | TRANE | HRCU-A-CB (Split System: Heat Pump with Remote Outdoor Unit-Air-Source) | 5TWV8X36A1 | ASPEN |  | D(A,C,E)36C3J+TDR | S9V2B060U3VSB+LRP | 29800 | 18 | 8.5 | 33000 | 33000 | 100% | 2.63 | 0 | 9.8 |  |  |  |  | R-454B | 2.4833 | Residential & Commercial | USHP
216797114 | Central HP <5.4 tons | TRANE | HRCU-A-CB (Split System: Heat Pump with Remote Outdoor Unit-Air-Source) | 5TWV8X36A1 | ASPEN |  | D(A,C,E)48C3J+TDR | S9V2B080U4PSC+LRP | 30200 | 18 | 8.5 | 32800 | 32800 | 100% | 2.72 | 0 | 9.8 |  |  |  |  | R-454B | 2.5167 | Residential & Commercial | USHP
215375316 | Central HP <5.4 tons | RUUD | HRCU-A-CB (Split System: Heat Pump with Remote Outdoor Unit-Air-Source) | RD17AZ48AJ3N | ASPEN |  | D(A,C,E)60D34+TDR | R951V0855A21M4S | 45500 | 15.2 | 8.1 | 45500 | 32600 | 71.65% | 2.3 | 0 | 10 |  |  |  |  | R-410A | 3.7917 | Residential & Commercial | USHP | Ducted CEE Tier 1
216797148 | Central HP <5.4 tons | TRANE | HRCU-A-CB (Split System: Heat Pump with Remote Outdoor Unit-Air-Source) | 5TWV8X48A1 | ASPEN |  | D(A,C,E)60B3J+TDR | S8V2C080M5PDB | 45000 | 18 | 8.5 | 45500 | 45500 | 100% | 2.84 | 0 | 9.8 |  |  |  |  | R-454B | 3.75 | Residential & Commercial | USHP
213274515 | Central HP <5.4 tons | COLEMAN | HRCU-A-CB (Split System: Heat Pump with Remote Outdoor Unit-Air-Source) | THF2B48T21 | ASPEN |  | D(A,C,E)60A44+TDR | CPLC100C16MP13 | 43000 | 16 | 8.2 | 44000 | 31200 | 70.91% | 3.16 | 0 | 11.5 |  |  |  |  | R-410A | 3.5833 | Residential & Commercial | USHP | Ducted CEE Tier 1
213274533 | Central HP <5.4 tons | COLEMAN | HRCU-A-CB (Split System: Heat Pump with Remote Outdoor Unit-Air-Source) | THF2B48T21 | ASPEN |  | D(A,C,E)60A44+TDR | TM8V100C16MP12 | 43000 | 16 | 8.2 | 44000 | 31200 | 70.91% | 3.16 | 0 | 11.5 |  |  |  |  | R-410A | 3.5833 | Residential & Commercial | USHP | Ducted CEE Tier 1
213274564 | Central HP <5.4 tons | COLEMAN | HRCU-A-CB (Split System: Heat Pump with Remote Outdoor Unit-Air-Source) | THF2B48T21 | ASPEN |  | D(A,C,E)60A44+TDR | TMLE120C16MP11 | 43000 | 16 | 8.2 | 44000 | 31400 | 71.36% | 3.13 | 0 | 11.5 |  |  |  |  | R-410A | 3.5833 | Residential & Commercial | USHP | Ducted CEE Tier 1
215565302 | Central HP <5.4 tons | COLEMAN | HRCU-A-CB (Split System: Heat Pump with Remote Outdoor Unit-Air-Source) | HH824E2S11 | ASPEN |  | D(A,C,E)37E2J+TDR | TM8Y080B12MP11 | 22200 | 17 | 9 | 23000 | 18300 | 79.57% | 2 | 0 | 12 |  |  |  |  | R-454B | 1.85 | Residential & Commercial | USHP | Ducted CEE Tier 1
215565283 | Central HP <5.4 tons | COLEMAN | HRCU-A-CB (Split System: Heat Pump with Remote Outdoor Unit-Air-Source) | HH860E2S11 | ASPEN |  | D(A,C,E)49B3J+TDR | Z8ES080C20SMPS1 | 41000 | 18 | 8.5 | 44000 | 33400 | 75.91% | 2 | 0 | 11.7 |  |  |  |  | R-454B | 3.4167 | Residential & Commercial | USHP | Ducted CEE Tier 1
213273368 | Central HP <5.4 tons | COLEMAN | HRCU-A-CB (Split System: Heat Pump with Remote Outdoor Unit-Air-Source) | HMH72B361 | ASPEN |  | D(A,C,E)36A44+TDR | Z8ES080C20LMPS1 | 34000 | 17 | 8.1 | 36000 | 26400 | 73.33% | 2.83 | 0 | 8.9 |  |  |  |  | R-410A | 2.8333 | Residential & Commercial | USHP
215565250 | Central HP <5.4 tons | COLEMAN | HRCU-A-C (Split System: Heat Pump with Remote Outdoor Unit with No Indoor Fan --Air Source) | HH836E2S11 | ASPEN |  | D(A,C,E)36A4J+TDR | 0 | 30400 | 15.2 | 8.1 | 31000 | 31600 | 101.9% | 2.54 | 0 | 10 |  |  |  |  | R-454B | 2.5333 | Residential & Commercial | USHP | Ducted CEE Tier 1
214521990 | Central HP <5.4 tons | COLEMAN | HRCU-A-CB (Split System: Heat Pump with Remote Outdoor Unit-Air-Source) | HMH72B341 | ASPEN |  | C(A,C,D,E)42A34+TDR | Z9ES100C20SMPS1 | 31800 | 17.5 | 8.4 | 33200 | 27400 | 82.53% | 2.65 | 0 | 9.4 |  |  |  |  | R-410A | 2.65 | Residential & Commercial | USHP
216797155 | Central HP <5.4 tons | TRANE | HRCU-A-CB (Split System: Heat Pump with Remote Outdoor Unit-Air-Source) | 5TWV8X48A1 | ASPEN |  | D(A,C,E)48C3J+TDR | S8V2D120M5PDB | 45000 | 18 | 8.5 | 45500 | 45500 | 100% | 2.83 | 0 | 9.8 |  |  |  |  | R-454B | 3.75 | Residential & Commercial | USHP
216797166 | Central HP <5.4 tons | TRANE | HRCU-A-CB (Split System: Heat Pump with Remote Outdoor Unit-Air-Source) | 5TWV8X48A1 | ASPEN |  | D(A,C,E)60B3J+TDR | S9V2C100D4VSB+LRP | 45000 | 18 | 8.1 | 45000 | 45000 | 100% | 2.59 | 0 | 10 |  |  |  |  | R-454B | 3.75 | Residential & Commercial | USHP | Ducted CEE Tier 1
216770106 | Central HP <5.4 tons | TRANE | HRCU-A-CB (Split System: Heat Pump with Remote Outdoor Unit-Air-Source) | 5TWX7036A1 |  |  | 5TAM5D05AC31 | 0 | 33400 | 17.1 | 8.7 | 33000 | 24200 | 73.33% | 2.16 | 0 | 12 |  |  |  |  | R-454B | 2.7833 | Residential & Commercial | USHP | Ducted CEE Tier 1
214328314 | Central HP <5.4 tons | NAPOLEON | HRCU-A-CB (Split System: Heat Pump with Remote Outdoor Unit-Air-Source) | WSEHV2436RA1-N | ADP |  | H,A,DG34936 | WPV060T3AA | 22000 | 17 | 8.5 | 23400 | 17100 | 73.08% | 1.8 | 0 | 10 |  |  |  |  | R-410A | 1.8333 | Residential & Commercial | USHP | Ducted CEE Tier 1
216770056 | Central HP <5.4 tons | TRANE | HRCU-A-CB (Split System: Heat Pump with Remote Outdoor Unit-Air-Source) | 5TWR7048A1 |  |  | 5TXCD008AS3 | S9V2D120U5PSC | 43000 | 16.5 | 9 | 44500 | 32400 | 72.81% | 2.23 | 0 | 12 |  |  |  |  | R-454B | 3.5833 | Residential & Commercial | USHP | Ducted CEE Tier 1
216794481 | Central HP <5.4 tons | TRANE | HRCU-A-CB (Split System: Heat Pump with Remote Outdoor Unit-Air-Source) | 5TWV0X48A1 | ASPEN |  | D(A,C,E)60B4J+TDR | S8V2B060M4PCB | 42000 | 19.2 | 9.5 | 46500 | 42500 | 91.4% | 2.81 | 0 | 11.7 |  |  |  |  | R-454B | 3.5 | Residential & Commercial | USHP | Ducted CEE Tier 1
215849883 | Central HP <5.4 tons | COLEMAN | HRCU-A-CB (Split System: Heat Pump with Remote Outdoor Unit-Air-Source) | HH824E2S11 | ASPEN |  | D(A,C,E)36A3K+TDR | TM8V080B12MP12 | 22400 | 17 | 8.1 | 22600 | 17700 | 78.32% | 2 | 0 | 12 |  |  |  |  | R-454B | 1.8667 | Residential & Commercial | USHP | Ducted CEE Tier 1
215849892 | Central HP <5.4 tons | COLEMAN | HRCU-A-CB (Split System: Heat Pump with Remote Outdoor Unit-Air-Source) | HH824E2S11 | ASPEN |  | D(A,C,E)24C3K+TDR | TM8Y060A12MP11 | 20800 | 17.5 | 9 | 22800 | 18400 | 80.7% | 2 | 0 | 10.5 |  |  |  |  | R-454B | 1.7333 | Residential & Commercial | USHP | Ducted CEE Tier 1
215849901 | Central HP <5.4 tons | COLEMAN | HRCU-A-CB (Split System: Heat Pump with Remote Outdoor Unit-Air-Source) | HH824E2S11 | ASPEN |  | C(A,C,D,E)24C3K+TDR | TM8Y080B12MP11 | 22200 | 17 | 8.5 | 22800 | 18300 | 80.26% | 2 | 0 | 12 |  |  |  |  | R-454B | 1.85 | Residential & Commercial | USHP | Ducted CEE Tier 1
215850026 | Central HP <5.4 tons | COLEMAN | HRCU-A-CB (Split System: Heat Pump with Remote Outdoor Unit-Air-Source) | HH824E2S11 | ASPEN |  | D(A,C,E)24C3K+TDR | TM9Y060B12MP11 | 22400 | 17 | 8.5 | 22800 | 18400 | 80.7% | 2 | 0 | 11.7 |  |  |  |  | R-454B | 1.8667 | Residential & Commercial | USHP | Ducted CEE Tier 1
215565280 | Central HP <5.4 tons | COLEMAN | HRCU-A-CB (Split System: Heat Pump with Remote Outdoor Unit-Air-Source) | HH860E2S11 | ASPEN |  | D(A,C,E)49B3J+TDR | TM8V100C16MP12 | 40500 | 17 | 8.1 | 43500 | 33400 | 76.78% | 2 | 0 | 11.5 |  |  |  |  | R-454B | 3.375 | Residential & Commercial | USHP | Ducted CEE Tier 1
214625027 | Central HP <5.4 tons | BRYANT | HRCU-A-C (Split System: Heat Pump with Remote Outdoor Unit with No Indoor Fan --Air Source) | 38MURAQ30AB3 | ASPEN |  | D(A,C,E)42D24+TDR | 0 | 28000 | 15.2 | 9.5 | 22800 | 27000 | 118.4% | 1.85 | 0 | 10.3 |  |  |  |  | R-410A | 2.3333 | Residential & Commercial | USHP | Ducted CEE Tier 1
213753814 | Central HP <5.4 tons | CARRIER | HRCU-A-CB (Split System: Heat Pump with Remote Outdoor Unit-Air-Source) | 38MURAQ36AB3* | ASPEN |  | D(A,C,E)36B34+TDR | 59SC6A140M24**22 | 34600 | 16.5 | 8.1 | 38500 | 31800 | 82.6% | 2.7 | 0 | 10 |  |  |  |  | R-410A | 2.8833 | Residential & Commercial | USHP | Ducted CEE Tier 1
214625020 | Central HP <5.4 tons | BRYANT | HRCU-A-C (Split System: Heat Pump with Remote Outdoor Unit with No Indoor Fan --Air Source) | 38MURAQ18AB3 | ASPEN |  | D(A,C,E)24A24+TDR | 0 | 15500 | 15.2 | 9.3 | 14700 | 15000 | 102% | 2.2 | 0 | 11 |  |  |  |  | R-410A | 1.2917 | Residential & Commercial | USHP | Ducted CEE Tier 1
214521922 | Central HP <5.4 tons | COLEMAN | HRCU-A-CB (Split System: Heat Pump with Remote Outdoor Unit-Air-Source) | HMH72B341 | ASPEN |  | C(A,C,D,E)48A34+TDR | Z8ES080C20LMPS1 | 32200 | 18 | 8.5 | 33200 | 28200 | 84.94% | 2.71 | 0 | 9.9 |  |  |  |  | R-410A | 2.6833 | Residential & Commercial | USHP
214521931 | Central HP <5.4 tons | COLEMAN | HRCU-A-CB (Split System: Heat Pump with Remote Outdoor Unit-Air-Source) | HMH72B341 | ASPEN |  | C(A,C,D,E)48A34+TDR | Z8ES100B12SMPS1 | 32200 | 18.5 | 8.1 | 33800 | 27800 | 82.25% | 2.66 | 0 | 9.4 |  |  |  |  | R-410A | 2.6833 | Residential & Commercial | USHP
214521954 | Central HP <5.4 tons | COLEMAN | HRCU-A-CB (Split System: Heat Pump with Remote Outdoor Unit-Air-Source) | HMH72B341 | ASPEN |  | C(A,C,D,E)42A34+TDR | Z8ES120C20SMPS1 | 31800 | 17.5 | 8.4 | 33800 | 27800 | 82.25% | 2.64 | 0 | 9.4 |  |  |  |  | R-410A | 2.65 | Residential & Commercial | USHP
214521963 | Central HP <5.4 tons | COLEMAN | HRCU-A-CB (Split System: Heat Pump with Remote Outdoor Unit-Air-Source) | HMH72B341 | ASPEN |  | C(A,C,D,E)42A34+TDR | Z8ET100C16LMPS1 | 31800 | 17.9 | 8.4 | 33200 | 27800 | 83.73% | 2.68 | 0 | 9.4 |  |  |  |  | R-410A | 2.65 | Residential & Commercial | USHP
212624004 | Central HP <5.4 tons | COLEMAN | HRCU-A-CB (Split System: Heat Pump with Remote Outdoor Unit-Air-Source) | HMH72B341 | ASPEN |  | D(A,C,E)48D24+TDR | TM9Y080B12MP11 | 31000 | 17.8 | 8.1 | 34000 | 28000 | 82.35% | 2.41 | 0 | 9.2 |  |  |  |  | R-410A | 2.5833 | Residential & Commercial | USHP
212624020 | Central HP <5.4 tons | COLEMAN | HRCU-A-CB (Split System: Heat Pump with Remote Outdoor Unit-Air-Source) | HMH72B341 | ASPEN |  | D(A,C,E)36A44+TDR | TMLE080B12MP11 | 32000 | 18 | 8.1 | 34000 | 28000 | 82.35% | 2.41 | 0 | 9.4 |  |  |  |  | R-410A | 2.6667 | Residential & Commercial | USHP
212624061 | Central HP <5.4 tons | COLEMAN | HRCU-A-CB (Split System: Heat Pump with Remote Outdoor Unit-Air-Source) | HMH72B341 | ASPEN |  | C(A,C,D,E)48D24+TDR | CPLC060A12MP13 | 32400 | 17.5 | 8.1 | 33400 | 28800 | 86.23% | 2.49 | 0 | 9.5 |  |  |  |  | R-410A | 2.7 | Residential & Commercial | USHP
214802923 | Central HP <5.4 tons | RHEEM | HRCU-A-CB (Split System: Heat Pump with Remote Outdoor Unit-Air-Source) | RP15AZ48AJ2N | ASPEN |  | D(A,C,E)48D34+TDR | R801V1005A21UHN | 44500 | 15.5 | 8.2 | 45500 | 33600 | 73.85% | 3.03 | 0 | 10 |  |  |  |  | R-410A | 3.7083 | Residential & Commercial | USHP | Ducted CEE Tier 1
213612054 | Central HP <5.4 tons | RUUD | HRCU-A-CB (Split System: Heat Pump with Remote Outdoor Unit-Air-Source) | RP15AZ36AJ2N | ASPEN |  | D(A,C,E)36A34+TDR | R802V0754A17DZ | 32800 | 15.4 | 8.1 | 33800 | 26400 | 78.11% | 2.78 | 0 | 10 |  |  |  |  | R-410A | 2.7333 | Residential & Commercial | USHP | Ducted CEE Tier 1
213781475 | Central HP <5.4 tons | CARRIER | HRCU-A-CB (Split System: Heat Pump with Remote Outdoor Unit-Air-Source) | 25VNA837A*031* |  |  | CAP**6024AL*+UI | 58TN*B110C21**20 | 32800 | 17.5 | 8.1 | 31800 | 24600 | 77.36% | 1.98 | 0 | 11.5 |  |  |  |  | R-410A | 2.7333 | Residential & Commercial | USHP | Ducted CEE Tier 1
216973037 | Central HP <5.4 tons | CARRIER | HRCU-A-CB (Split System: Heat Pump with Remote Outdoor Unit-Air-Source) | 27VNA360A*030* | ADP |  | PL60H210P17*+TXV | 59TN6C100C21**22 | 55500 | 18 | 8.5 | 58500 | 46000 | 78.63% | 2.02 | 0 | 11 |  |  |  |  | R-454B | 4.625 | Residential & Commercial | USHP | Ducted CEE Tier 1
213274528 | Central HP <5.4 tons | COLEMAN | HRCU-A-CB (Split System: Heat Pump with Remote Outdoor Unit-Air-Source) | THF2B48T21 | ASPEN |  | D(A,C,E)60A44+TDR | TM8E100C20MP11 | 43500 | 16 | 8.3 | 45000 | 31600 | 70.22% | 3.11 | 0 | 11 |  |  |  |  | R-410A | 3.625 | Residential & Commercial | USHP | Ducted CEE Tier 1
213274562 | Central HP <5.4 tons | COLEMAN | HRCU-A-CB (Split System: Heat Pump with Remote Outdoor Unit-Air-Source) | THF2B48T21 | ASPEN |  | D(A,C,E)60A44+TDR | TMLE100C16MP11 | 42500 | 16 | 8.2 | 44000 | 31400 | 71.36% | 3.13 | 0 | 11.5 |  |  |  |  | R-410A | 3.5417 | Residential & Commercial | USHP | Ducted CEE Tier 1
213274567 | Central HP <5.4 tons | COLEMAN | HRCU-A-CB (Split System: Heat Pump with Remote Outdoor Unit-Air-Source) | THF2B48T21 | ASPEN |  | D(A,C,E)60A44+TDR | TMLV100C16MP12 | 43000 | 16 | 8.2 | 44000 | 31200 | 70.91% | 3.16 | 0 | 11.5 |  |  |  |  | R-410A | 3.5833 | Residential & Commercial | USHP | Ducted CEE Tier 1
213274521 | Central HP <5.4 tons | COLEMAN | HRCU-A-CB (Split System: Heat Pump with Remote Outdoor Unit-Air-Source) | THF2B48T21 | ASPEN |  | D(A,C,E)60A44+TDR | TL9E080C16UH11 | 42500 | 16 | 8.2 | 44000 | 31400 | 71.36% | 3.11 | 0 | 11.5 |  |  |  |  | R-410A | 3.5417 | Residential & Commercial | USHP | Ducted CEE Tier 1
212624086 | Central HP <5.4 tons | COLEMAN | HRCU-A-CB (Split System: Heat Pump with Remote Outdoor Unit-Air-Source) | HMH72B341 | ASPEN |  | C(A,C,D,E)42D24+TDR | TM8V060A12MP12 | 32000 | 17.5 | 8.1 | 33400 | 28800 | 86.23% | 2.49 | 0 | 9 |  |  |  |  | R-410A | 2.6667 | Residential & Commercial | USHP
212624088 | Central HP <5.4 tons | COLEMAN | HRCU-A-CB (Split System: Heat Pump with Remote Outdoor Unit-Air-Source) | HMH72B341 | ASPEN |  | C(A,C,D,E)48C24+TDR | TM8V060A12MP12 | 32000 | 17.5 | 8.1 | 33400 | 28800 | 86.23% | 2.49 | 0 | 9 |  |  |  |  | R-410A | 2.6667 | Residential & Commercial | USHP
212624113 | Central HP <5.4 tons | COLEMAN | HRCU-A-CB (Split System: Heat Pump with Remote Outdoor Unit-Air-Source) | HMH72B341 | ASPEN |  | D(A,C,E)42D34+TDR | TMLV060A12MP12 | 32800 | 17.5 | 8.1 | 33400 | 28800 | 86.23% | 2.49 | 0 | 9.5 |  |  |  |  | R-410A | 2.7333 | Residential & Commercial | USHP
212624120 | Central HP <5.4 tons | COLEMAN | HRCU-A-CB (Split System: Heat Pump with Remote Outdoor Unit-Air-Source) | HMH72B341 | ASPEN |  | C(A,C,D,E)48D24+TDR | TPLC060A12MP13 | 32400 | 17.5 | 8.1 | 33400 | 28800 | 86.23% | 2.49 | 0 | 9.5 |  |  |  |  | R-410A | 2.7 | Residential & Commercial | USHP
212624177 | Central HP <5.4 tons | COLEMAN | HRCU-A-CB (Split System: Heat Pump with Remote Outdoor Unit-Air-Source) | HMH72B341 | ASPEN |  | D(A,C,E)36A44+TDR | TM9Y100C20MP11 | 32000 | 15.5 | 8.1 | 34000 | 27800 | 81.76% | 2.38 | 0 | 9.4 |  |  |  |  | R-410A | 2.6667 | Residential & Commercial | USHP
212624218 | Central HP <5.4 tons | COLEMAN | HRCU-A-CB (Split System: Heat Pump with Remote Outdoor Unit-Air-Source) | HMH72B341 | ASPEN |  | D(A,C,E)42D34+TDR | TM8E040A12MP11 | 32800 | 18 | 8.1 | 33400 | 29000 | 86.83% | 2.48 | 0 | 10 |  |  |  |  | R-410A | 2.7333 | Residential & Commercial | USHP | Ducted CEE Tier 1
212624261 | Central HP <5.4 tons | COLEMAN | HRCU-A-CB (Split System: Heat Pump with Remote Outdoor Unit-Air-Source) | HMH72B341 | ASPEN |  | C(A,C,D,E)42C24+TDR | TMLE080C16MP11 | 31800 | 18 | 8.1 | 33000 | 29000 | 87.88% | 2.49 | 0 | 10 |  |  |  |  | R-410A | 2.65 | Residential & Commercial | USHP | Ducted CEE Tier 1
212624402 | Central HP <5.4 tons | COLEMAN | HRCU-A-CB (Split System: Heat Pump with Remote Outdoor Unit-Air-Source) | HMH72B341 | ASPEN |  | D(A,C,E)36B44+TDR | TM9Y080C16MP11 | 33000 | 18.5 | 8.5 | 34000 | 28000 | 82.35% | 2.66 | 0 | 9 |  |  |  |  | R-410A | 2.75 | Residential & Commercial | USHP
216770072 | Central HP <5.4 tons | TRANE | HRCU-A-CB (Split System: Heat Pump with Remote Outdoor Unit-Air-Source) | 5TWR7060A1 |  |  | 5TXCD008AS3 | S8X1D120M5PTC | 51500 | 16 | 8.7 | 51500 | 39000 | 75.73% | 2.19 | 0 | 11 |  |  |  |  | R-454B | 4.2917 | Residential & Commercial | USHP | Ducted CEE Tier 1
215375359 | Central HP <5.4 tons | RUUD | HRCU-A-CB (Split System: Heat Pump with Remote Outdoor Unit-Air-Source) | RD17AZ60AJ3N | ASPEN |  | D(A,C,E)60D36+TDR | R802V1005A21DZ | 52000 | 17.8 | 8.1 | 53500 | 50500 | 94.39% | 1.75 | 0 | 9.8 |  |  |  |  | R-410A | 4.3333 | Residential & Commercial | USHP
215375082 | Central HP <5.4 tons | RUUD | HRCU-A-CB (Split System: Heat Pump with Remote Outdoor Unit-Air-Source) | RD17AZ24AJ3N | ASPEN |  | D(A,C,E)30B36+TDR | R801V1004A17UH | 21600 | 17 | 8.1 | 22600 | 18800 | 83.19% | 2.1 | 0 | 10 |  |  |  |  | R-410A | 1.8 | Residential & Commercial | USHP | Ducted CEE Tier 1
215375091 | Central HP <5.4 tons | RUUD | HRCU-A-CB (Split System: Heat Pump with Remote Outdoor Unit-Air-Source) | RD17AZ24AJ3N | ASPEN |  | D(A,C,E)30B36+TDR | R802V1004A17UHN | 21600 | 17 | 8.1 | 22600 | 18900 | 83.63% | 2.1 | 0 | 10 |  |  |  |  | R-410A | 1.8 | Residential & Commercial | USHP | Ducted CEE Tier 1
213279280 | Central HP <5.4 tons | COLEMAN | HRCU-A-CB (Split System: Heat Pump with Remote Outdoor Unit-Air-Source) | THF2B48T21 | ASPEN |  | D(A,C,E)60A46+TDR | TMLE100C20MP11 | 43500 | 16 | 8.3 | 45000 | 31600 | 70.22% | 3.11 | 0 | 11 |  |  |  |  | R-410A | 3.625 | Residential & Commercial | USHP | Ducted CEE Tier 1
213274518 | Central HP <5.4 tons | COLEMAN | HRCU-A-CB (Split System: Heat Pump with Remote Outdoor Unit-Air-Source) | THF2B48T21 | ASPEN |  | D(A,C,E)60A44+TDR | TL8E080C16UH11 | 43000 | 16 | 8.2 | 44000 | 31200 | 70.91% | 3.13 | 0 | 11.5 |  |  |  |  | R-410A | 3.5833 | Residential & Commercial | USHP | Ducted CEE Tier 1
212627093 | Central HP <5.4 tons | COLEMAN | HRCU-A-CB (Split System: Heat Pump with Remote Outdoor Unit-Air-Source) | HMH72B341 | ASPEN |  | D(A,C,E)42D36+TDR | TP9C080C16MP13 | 33200 | 17.5 | 8.1 | 33800 | 27400 | 81.07% | 2.45 | 0 | 10 |  |  |  |  | R-410A | 2.7667 | Residential & Commercial | USHP | Ducted CEE Tier 1
212627143 | Central HP <5.4 tons | COLEMAN | HRCU-A-CB (Split System: Heat Pump with Remote Outdoor Unit-Air-Source) | HMH72B341 | ASPEN |  | C(A,C,D,E)48A36+TDR | TL9E080C16UH11 | 32200 | 17.5 | 8.5 | 33800 | 27800 | 82.25% | 2.66 | 0 | 9.4 |  |  |  |  | R-410A | 2.6833 | Residential & Commercial | USHP
212627154 | Central HP <5.4 tons | COLEMAN | HRCU-A-CB (Split System: Heat Pump with Remote Outdoor Unit-Air-Source) | HMH72B341 | ASPEN |  | C(A,C,D,E)42A26+TDR | TM9V100C16MP12 | 29200 | 16.7 | 8.5 | 33800 | 27200 | 80.47% | 2.67 | 0 | 9.4 |  |  |  |  | R-410A | 2.4333 | Residential & Commercial | USHP
212627170 | Central HP <5.4 tons | COLEMAN | HRCU-A-CB (Split System: Heat Pump with Remote Outdoor Unit-Air-Source) | HMH72B341 | ASPEN |  | D(A,C,E)36A36+TDR | CP9C100C20MP13 | 31600 | 17.5 | 8.1 | 33800 | 28200 | 83.43% | 2.46 | 0 | 9.3 |  |  |  |  | R-410A | 2.6333 | Residential & Commercial | USHP
216796753 | Central HP <5.4 tons | TRANE | HRCU-A-CB (Split System: Heat Pump with Remote Outdoor Unit-Air-Source) | 5TWR5036A1 | ASPEN |  | D(A,C,E)48C3J+TDR | S9X2B040D3PSB | 31400 | 15.5 | 8.1 | 32200 | 22600 | 70.19% | 2.85 | 0 | 11.7 |  |  |  |  | R-454B | 2.6167 | Residential & Commercial | USHP | Ducted CEE Tier 1
212627245 | Central HP <5.4 tons | COLEMAN | HRCU-A-CB (Split System: Heat Pump with Remote Outdoor Unit-Air-Source) | HMH72B341 | ASPEN |  | D(A,C,E)36B36+TDR | TL9E060B12UH11 | 32000 | 18 | 8.1 | 34000 | 27800 | 81.76% | 2.4 | 0 | 9.4 |  |  |  |  | R-410A | 2.6667 | Residential & Commercial | USHP
212627247 | Central HP <5.4 tons | COLEMAN | HRCU-A-CB (Split System: Heat Pump with Remote Outdoor Unit-Air-Source) | HMH72B341 | ASPEN |  | D(A,C,E)36C36+TDR | TL9E060B12UH11 | 32400 | 18 | 8.1 | 34000 | 27800 | 81.76% | 2.4 | 0 | 9.5 |  |  |  |  | R-410A | 2.7 | Residential & Commercial | USHP
212627252 | Central HP <5.4 tons | COLEMAN | HRCU-A-CB (Split System: Heat Pump with Remote Outdoor Unit-Air-Source) | HMH72B341 | ASPEN |  | D(A,C,E)42C26+TDR | TL9E060B12UH11 | 30200 | 17.5 | 8.1 | 34000 | 27800 | 81.76% | 2.4 | 0 | 9.1 |  |  |  |  | R-410A | 2.5167 | Residential & Commercial | USHP
212627288 | Central HP <5.4 tons | COLEMAN | HRCU-A-CB (Split System: Heat Pump with Remote Outdoor Unit-Air-Source) | HMH72B341 | ASPEN |  | D(A,C,E)48C26+TDR | TM9E060B12MP12 | 30800 | 17.2 | 8.1 | 34000 | 28000 | 82.35% | 2.39 | 0 | 9 |  |  |  |  | R-410A | 2.5667 | Residential & Commercial | USHP
212627313 | Central HP <5.4 tons | COLEMAN | HRCU-A-CB (Split System: Heat Pump with Remote Outdoor Unit-Air-Source) | HMH72B341 | ASPEN |  | C(A,C,D,E)36B26+TDR | CP9C060B12MP13 | 29400 | 16.7 | 8.1 | 34000 | 27800 | 81.76% | 2.42 | 0 | 9 |  |  |  |  | R-410A | 2.45 | Residential & Commercial | USHP
212627320 | Central HP <5.4 tons | COLEMAN | HRCU-A-CB (Split System: Heat Pump with Remote Outdoor Unit-Air-Source) | HMH72B341 | ASPEN |  | D(A,C,E)36B46+TDR | CP9C060B12MP13 | 33000 | 17.5 | 8.1 | 34000 | 27800 | 81.76% | 2.42 | 0 | 9.5 |  |  |  |  | R-410A | 2.75 | Residential & Commercial | USHP
212627361 | Central HP <5.4 tons | COLEMAN | HRCU-A-CB (Split System: Heat Pump with Remote Outdoor Unit-Air-Source) | HMH72B341 | ASPEN |  | C(A,C,D,E)36C26+TDR | TP9C060B12MP13 | 29800 | 16.9 | 8.1 | 34000 | 27800 | 81.76% | 2.42 | 0 | 9 |  |  |  |  | R-410A | 2.4833 | Residential & Commercial | USHP
212625323 | Central HP <5.4 tons | COLEMAN | HRCU-A-CB (Split System: Heat Pump with Remote Outdoor Unit-Air-Source) | HMH72B341 | ASPEN |  | C(A,C,D,E)36A44+TDR | CP9C100C20MP13 | 32000 | 17.5 | 8.1 | 34000 | 28400 | 83.53% | 2.46 | 0 | 9.4 |  |  |  |  | R-410A | 2.6667 | Residential & Commercial | USHP
213279228 | Central HP <5.4 tons | COLEMAN | HRCU-A-CB (Split System: Heat Pump with Remote Outdoor Unit-Air-Source) | THF2B48T21 | ASPEN |  | D(A,C,E)60A46+TDR | CP9C100C16MP13 | 43000 | 16 | 8.2 | 44000 | 31200 | 70.91% | 3.16 | 0 | 11.5 |  |  |  |  | R-410A | 3.5833 | Residential & Commercial | USHP | Ducted CEE Tier 1
211708439 | Central HP <5.4 tons | COLEMAN | HRCU-A-CB (Split System: Heat Pump with Remote Outdoor Unit-Air-Source) | THF2B48T21 | ASPEN |  | D(A,C,E)48D36+TDR | TM8E120C16MP11 | 45500 | 16 | 8.2 | 44000 | 31200 | 70.91% | 3.13 | 0 | 11.9 |  |  |  |  | R-410A | 3.7917 | Residential & Commercial | USHP | Ducted CEE Tier 1
211708440 | Central HP <5.4 tons | COLEMAN | HRCU-A-CB (Split System: Heat Pump with Remote Outdoor Unit-Air-Source) | THF2B48T21 | ASPEN |  | D(A,C,E)48D34+TDR | TM8E120C20MP11 | 46000 | 16 | 8.2 | 44500 | 31200 | 70.11% | 3.07 | 0 | 11.9 |  |  |  |  | R-410A | 3.8333 | Residential & Commercial | USHP | Ducted CEE Tier 1
214521914 | Central HP <5.4 tons | COLEMAN | HRCU-A-CB (Split System: Heat Pump with Remote Outdoor Unit-Air-Source) | HMH72B341 | ASPEN |  | C(A,C,D,E)36A34+TDR | Z8ES080C16LMPS1 | 31200 | 17.8 | 8.3 | 33000 | 27600 | 83.64% | 2.68 | 0 | 9.8 |  |  |  |  | R-410A | 2.6 | Residential & Commercial | USHP
214521928 | Central HP <5.4 tons | COLEMAN | HRCU-A-CB (Split System: Heat Pump with Remote Outdoor Unit-Air-Source) | HMH72B341 | ASPEN |  | C(A,C,D,E)48A34+TDR | Z8ES100B12LMPS1 | 32200 | 18.5 | 8.1 | 33800 | 27800 | 82.25% | 2.66 | 0 | 9.4 |  |  |  |  | R-410A | 2.6833 | Residential & Commercial | USHP
213279281 | Central HP <5.4 tons | COLEMAN | HRCU-A-CB (Split System: Heat Pump with Remote Outdoor Unit-Air-Source) | THF2B48T21 | ASPEN |  | D(A,C,E)60A46+TDR | TMLE120C16MP11 | 43000 | 16 | 8.2 | 44000 | 31400 | 71.36% | 3.13 | 0 | 11.5 |  |  |  |  | R-410A | 3.5833 | Residential & Commercial | USHP | Ducted CEE Tier 1
213278588 | Central HP <5.4 tons | COLEMAN | HRCU-A-CB (Split System: Heat Pump with Remote Outdoor Unit-Air-Source) | HMH72B361 | ASPEN |  | D(A,C,E)36D24+JMVT12BC2N1+TDR | 0 | 32000 | 17.5 | 8.1 | 36000 | 26400 | 73.33% | 2.81 | 0 | 8.6 |  |  |  |  | R-410A | 2.6667 | Residential & Commercial | USHP
214625028 | Central HP <5.4 tons | BRYANT | HRCU-A-C (Split System: Heat Pump with Remote Outdoor Unit with No Indoor Fan --Air Source) | 38MURAQ36AB3 | ASPEN |  | D(A,C,E)36A34+TDR | 0 | 34600 | 15.2 | 8.6 | 27400 | 31600 | 115.3% | 1.85 | 0 | 10 |  |  |  |  | R-410A | 2.8833 | Residential & Commercial | USHP | Ducted CEE Tier 1
212625364 | Central HP <5.4 tons | COLEMAN | HRCU-A-CB (Split System: Heat Pump with Remote Outdoor Unit-Air-Source) | HMH72B341 | ASPEN |  | D(A,C,E)48D24+TDR | CP9C100C20MP13 | 30800 | 17.3 | 8.1 | 34000 | 28400 | 83.53% | 2.46 | 0 | 9.2 |  |  |  |  | R-410A | 2.5667 | Residential & Commercial | USHP
212625391 | Central HP <5.4 tons | COLEMAN | HRCU-A-CB (Split System: Heat Pump with Remote Outdoor Unit-Air-Source) | HMH72B341 | ASPEN |  | D(A,C,E)36A44+TDR | TM9V100C20MP12 | 32000 | 17.5 | 8.5 | 34000 | 28400 | 83.53% | 2.7 | 0 | 9.4 |  |  |  |  | R-410A | 2.6667 | Residential & Commercial | USHP
212625464 | Central HP <5.4 tons | COLEMAN | HRCU-A-CB (Split System: Heat Pump with Remote Outdoor Unit-Air-Source) | HMH72B341 | ASPEN |  | D(A,C,E)48B34+TDR | TP9C100C20MP13 | 32600 | 17.5 | 8.1 | 34000 | 28400 | 83.53% | 2.46 | 0 | 9.5 |  |  |  |  | R-410A | 2.7167 | Residential & Commercial | USHP
212625509 | Central HP <5.4 tons | COLEMAN | HRCU-A-CB (Split System: Heat Pump with Remote Outdoor Unit-Air-Source) | HMH72B341 | ASPEN |  | C(A,C,D,E)42A26+TDR | CPLC100C20MP13 | 28600 | 15.6 | 8.1 | 32000 | 27600 | 86.25% | 2.44 | 0 | 8.4 |  |  |  |  | R-410A | 2.3833 | Residential & Commercial | USHP
212625600 | Central HP <5.4 tons | COLEMAN | HRCU-A-CB (Split System: Heat Pump with Remote Outdoor Unit-Air-Source) | HMH72B341 | ASPEN |  | D(A,C,E)48A36+TDR | TPLC100C20MP13 | 31600 | 16.5 | 8.1 | 32200 | 27600 | 85.71% | 2.44 | 0 | 8.9 |  |  |  |  | R-410A | 2.6333 | Residential & Commercial | USHP
212625664 | Central HP <5.4 tons | COLEMAN | HRCU-A-CB (Split System: Heat Pump with Remote Outdoor Unit-Air-Source) | HMH72B341 | ASPEN |  | C(A,C,D,E)36B36+TDR | CPLC100C20MP13 | 31400 | 16.5 | 8.1 | 32400 | 27800 | 85.8% | 2.44 | 0 | 8.9 |  |  |  |  | R-410A | 2.6167 | Residential & Commercial | USHP
212625691 | Central HP <5.4 tons | COLEMAN | HRCU-A-CB (Split System: Heat Pump with Remote Outdoor Unit-Air-Source) | HMH72B341 | ASPEN |  | D(A,C,E)42A46+TDR | CPLC120C20MP13 | 31800 | 16.5 | 8.1 | 32400 | 27800 | 85.8% | 2.44 | 0 | 8.9 |  |  |  |  | R-410A | 2.65 | Residential & Commercial | USHP
212625707 | Central HP <5.4 tons | COLEMAN | HRCU-A-CB (Split System: Heat Pump with Remote Outdoor Unit-Air-Source) | HMH72B341 | ASPEN |  | D(A,C,E)36B46+TDR | TM8V100C20MP12 | 32400 | 16.5 | 8.1 | 32400 | 27800 | 85.8% | 2.44 | 0 | 9 |  |  |  |  | R-410A | 2.7 | Residential & Commercial | USHP
212625709 | Central HP <5.4 tons | COLEMAN | HRCU-A-CB (Split System: Heat Pump with Remote Outdoor Unit-Air-Source) | HMH72B341 | ASPEN |  | D(A,C,E)36D36+TDR | TM8V100C20MP12 | 32200 | 16.5 | 8.1 | 32400 | 27800 | 85.8% | 2.44 | 0 | 9 |  |  |  |  | R-410A | 2.6833 | Residential & Commercial | USHP
212625723 | Central HP <5.4 tons | COLEMAN | HRCU-A-CB (Split System: Heat Pump with Remote Outdoor Unit-Air-Source) | HMH72B341 | ASPEN |  | C(A,C,D,E)48C26+TDR | TM8V120C20MP12 | 30000 | 16 | 8.5 | 32400 | 27800 | 85.8% | 2.7 | 0 | 8.6 |  |  |  |  | R-410A | 2.5 | Residential & Commercial | USHP
212625748 | Central HP <5.4 tons | COLEMAN | HRCU-A-CB (Split System: Heat Pump with Remote Outdoor Unit-Air-Source) | HMH72B341 | ASPEN |  | D(A,C,E)42A46+TDR | TMLV120C20MP12 | 31800 | 16.5 | 8.1 | 32400 | 27800 | 85.8% | 2.44 | 0 | 8.9 |  |  |  |  | R-410A | 2.65 | Residential & Commercial | USHP
212625768 | Central HP <5.4 tons | COLEMAN | HRCU-A-CB (Split System: Heat Pump with Remote Outdoor Unit-Air-Source) | HMH72B341 | ASPEN |  | D(A,C,E)42B36+TDR | TPLC100C20MP13 | 31800 | 16.5 | 8.1 | 32400 | 27800 | 85.8% | 2.44 | 0 | 8.9 |  |  |  |  | R-410A | 2.65 | Residential & Commercial | USHP
212625784 | Central HP <5.4 tons | COLEMAN | HRCU-A-CB (Split System: Heat Pump with Remote Outdoor Unit-Air-Source) | HMH72B341 | ASPEN |  | D(A,C,E)36C36+TDR | TPLC120C20MP13 | 31800 | 16.5 | 8.1 | 32400 | 27800 | 85.8% | 2.44 | 0 | 8.9 |  |  |  |  | R-410A | 2.65 | Residential & Commercial | USHP
212625841 | Central HP <5.4 tons | COLEMAN | HRCU-A-CB (Split System: Heat Pump with Remote Outdoor Unit-Air-Source) | HMH72B341 | ASPEN |  | D(A,C,E)36D36+TDR | CP9C120D20MP13 | 32400 | 17 | 8.1 | 32400 | 28200 | 87.04% | 2.51 | 0 | 9.5 |  |  |  |  | R-410A | 2.7 | Residential & Commercial | USHP
212625848 | Central HP <5.4 tons | COLEMAN | HRCU-A-CB (Split System: Heat Pump with Remote Outdoor Unit-Air-Source) | HMH72B341 | ASPEN |  | D(A,C,E)48C26+TDR | CP9C120D20MP13 | 30200 | 16.5 | 8.1 | 32400 | 28200 | 87.04% | 2.51 | 0 | 9.1 |  |  |  |  | R-410A | 2.5167 | Residential & Commercial | USHP
212625859 | Central HP <5.4 tons | COLEMAN | HRCU-A-CB (Split System: Heat Pump with Remote Outdoor Unit-Air-Source) | HMH72B341 | ASPEN |  | D(A,C,E)36B46+TDR | TM9V120D20MP12 | 32600 | 17 | 8.5 | 32400 | 28200 | 87.04% | 2.79 | 0 | 9.5 |  |  |  |  | R-410A | 2.7167 | Residential & Commercial | USHP
212625868 | Central HP <5.4 tons | COLEMAN | HRCU-A-CB (Split System: Heat Pump with Remote Outdoor Unit-Air-Source) | HMH72B341 | ASPEN |  | D(A,C,E)48C26+TDR | TM9V120D20MP12 | 30200 | 16.5 | 8.5 | 32400 | 28200 | 87.04% | 2.79 | 0 | 9.1 |  |  |  |  | R-410A | 2.5167 | Residential & Commercial | USHP
212625925 | Central HP <5.4 tons | COLEMAN | HRCU-A-CB (Split System: Heat Pump with Remote Outdoor Unit-Air-Source) | HMH72B341 | ASPEN |  | D(A,C,E)42C26+TDR | TM9V040A10MP12 | 30000 | 16.6 | 8.1 | 33200 | 27400 | 82.53% | 2.41 | 0 | 9.1 |  |  |  |  | R-410A | 2.5 | Residential & Commercial | USHP
212626034 | Central HP <5.4 tons | COLEMAN | HRCU-A-CB (Split System: Heat Pump with Remote Outdoor Unit-Air-Source) | HMH72B341 | ASPEN |  | D(A,C,E)36B36+TDR | TM8Y060A12MP11 | 32000 | 18 | 8.1 | 33400 | 27400 | 82.04% | 2.42 | 0 | 9.9 |  |  |  |  | R-410A | 2.6667 | Residential & Commercial | USHP
212626052 | Central HP <5.4 tons | COLEMAN | HRCU-A-CB (Split System: Heat Pump with Remote Outdoor Unit-Air-Source) | HMH72B341 | ASPEN |  | C(A,C,D,E)42A26+TDR | TL9E100C20UH11 | 31000 | 17 | 8.1 | 33400 | 28800 | 86.23% | 2.71 | 0 | 9.8 |  |  |  |  | R-410A | 2.5833 | Residential & Commercial | USHP
212626066 | Central HP <5.4 tons | COLEMAN | HRCU-A-CB (Split System: Heat Pump with Remote Outdoor Unit-Air-Source) | HMH72B341 | ASPEN |  | C(A,C,D,E)36B36+TDR | TM8Y080B12MP11 | 32200 | 18 | 8.5 | 33400 | 27400 | 82.04% | 2.65 | 0 | 9.9 |  |  |  |  | R-410A | 2.6833 | Residential & Commercial | USHP
212626077 | Central HP <5.4 tons | COLEMAN | HRCU-A-CB (Split System: Heat Pump with Remote Outdoor Unit-Air-Source) | HMH72B341 | ASPEN |  | D(A,C,E)42B36+TDR | TM8Y080B12MP11 | 32600 | 18 | 8.5 | 33400 | 27400 | 82.04% | 2.65 | 0 | 10 |  |  |  |  | R-410A | 2.7167 | Residential & Commercial | USHP | Ducted CEE Tier 1
212626241 | Central HP <5.4 tons | COLEMAN | HRCU-A-CB (Split System: Heat Pump with Remote Outdoor Unit-Air-Source) | HMH72B341 | ASPEN |  | D(A,C,E)48B26+TDR | TM8E100C16MP11 | 31800 | 18 | 8.1 | 33600 | 28200 | 83.93% | 2.64 | 0 | 10 |  |  |  |  | R-410A | 2.65 | Residential & Commercial | USHP | Ducted CEE Tier 1
212626286 | Central HP <5.4 tons | COLEMAN | HRCU-A-CB (Split System: Heat Pump with Remote Outdoor Unit-Air-Source) | HMH72B341 | ASPEN |  | C(A,C,D,E)48A36+TDR | TM8E120C16MP11 | 33200 | 18 | 8.1 | 33600 | 28600 | 85.12% | 2.67 | 0 | 10 |  |  |  |  | R-410A | 2.7667 | Residential & Commercial | USHP | Ducted CEE Tier 1
212626341 | Central HP <5.4 tons | COLEMAN | HRCU-A-CB (Split System: Heat Pump with Remote Outdoor Unit-Air-Source) | HMH72B341 | ASPEN |  | D(A,C,E)48A36+TDR | TM8Y120C20MP11 | 33600 | 18 | 8.1 | 33600 | 30000 | 89.29% | 2.72 | 0 | 9.5 |  |  |  |  | R-410A | 2.8 | Residential & Commercial | USHP
212626402 | Central HP <5.4 tons | COLEMAN | HRCU-A-CB (Split System: Heat Pump with Remote Outdoor Unit-Air-Source) | HMH72B341 | ASPEN |  | D(A,C,E)48D36+TDR | TM9E100C16MP12 | 33600 | 18 | 8.5 | 33600 | 27200 | 80.95% | 2.66 | 0 | 10 |  |  |  |  | R-410A | 2.8 | Residential & Commercial | USHP | Ducted CEE Tier 1
212626416 | Central HP <5.4 tons | COLEMAN | HRCU-A-CB (Split System: Heat Pump with Remote Outdoor Unit-Air-Source) | HMH72B341 | ASPEN |  | C(A,C,D,E)36B26+TDR | TM8Y120C20MP11 | 31200 | 17.9 | 8.4 | 33600 | 30000 | 89.29% | 2.83 | 0 | 9.3 |  |  |  |  | R-410A | 2.6 | Residential & Commercial | USHP
212626425 | Central HP <5.4 tons | COLEMAN | HRCU-A-CB (Split System: Heat Pump with Remote Outdoor Unit-Air-Source) | HMH72B341 | ASPEN |  | D(A,C,E)48B26+TDR | TP9C100C20MP13 | 30000 | 17 | 8.1 | 33600 | 28200 | 83.93% | 2.46 | 0 | 9 |  |  |  |  | R-410A | 2.5 | Residential & Commercial | USHP
212626600 | Central HP <5.4 tons | COLEMAN | HRCU-A-CB (Split System: Heat Pump with Remote Outdoor Unit-Air-Source) | HMH72B341 | ASPEN |  | C(A,C,D,E)36B36+TDR | TM8E080C16MP11 | 33000 | 18 | 8.2 | 33800 | 28200 | 83.43% | 2.68 | 0 | 10 |  |  |  |  | R-410A | 2.75 | Residential & Commercial | USHP | Ducted CEE Tier 1
212626661 | Central HP <5.4 tons | COLEMAN | HRCU-A-CB (Split System: Heat Pump with Remote Outdoor Unit-Air-Source) | HMH72B341 | ASPEN |  | C(A,C,D,E)48C26+TDR | TM9E060A10MP12 | 30600 | 17.2 | 8.1 | 33800 | 27400 | 81.07% | 2.4 | 0 | 9 |  |  |  |  | R-410A | 2.55 | Residential & Commercial | USHP
212626668 | Central HP <5.4 tons | COLEMAN | HRCU-A-CB (Split System: Heat Pump with Remote Outdoor Unit-Air-Source) | HMH72B341 | ASPEN |  | D(A,C,E)42A46+TDR | TM9E060A10MP12 | 32200 | 17.5 | 8.1 | 33800 | 27400 | 81.07% | 2.4 | 0 | 9.4 |  |  |  |  | R-410A | 2.6833 | Residential & Commercial | USHP
212626686 | Central HP <5.4 tons | COLEMAN | HRCU-A-CB (Split System: Heat Pump with Remote Outdoor Unit-Air-Source) | HMH72B341 | ASPEN |  | C(A,C,D,E)36B36+TDR | TM8E100C16MP11 | 33000 | 18 | 8.2 | 33800 | 28200 | 83.43% | 2.68 | 0 | 10 |  |  |  |  | R-410A | 2.75 | Residential & Commercial | USHP | Ducted CEE Tier 1
212626700 | Central HP <5.4 tons | COLEMAN | HRCU-A-CB (Split System: Heat Pump with Remote Outdoor Unit-Air-Source) | HMH72B341 | ASPEN |  | D(A,C,E)42A46+TDR | TM8E080C16MP11 | 33000 | 18 | 8.3 | 33800 | 28600 | 84.62% | 2.71 | 0 | 10 |  |  |  |  | R-410A | 2.75 | Residential & Commercial | USHP | Ducted CEE Tier 1
212626868 | Central HP <5.4 tons | COLEMAN | HRCU-A-CB (Split System: Heat Pump with Remote Outdoor Unit-Air-Source) | HMH72B341 | ASPEN |  | D(A,C,E)36C36+TDR | TM8E120C16MP11 | 33200 | 18 | 8.3 | 33800 | 28800 | 85.21% | 2.73 | 0 | 10 |  |  |  |  | R-410A | 2.7667 | Residential & Commercial | USHP | Ducted CEE Tier 1
212626909 | Central HP <5.4 tons | COLEMAN | HRCU-A-CB (Split System: Heat Pump with Remote Outdoor Unit-Air-Source) | HMH72B341 | ASPEN |  | C(A,C,D,E)36C36+TDR | TM8E100B12MP11 | 32600 | 18 | 8.5 | 33800 | 27400 | 81.07% | 2.64 | 0 | 10 |  |  |  |  | R-410A | 2.7167 | Residential & Commercial | USHP | Ducted CEE Tier 1
212626943 | Central HP <5.4 tons | COLEMAN | HRCU-A-CB (Split System: Heat Pump with Remote Outdoor Unit-Air-Source) | HMH72B341 | ASPEN |  | D(A,C,E)42C36+TDR | TMLE060A12MP11 | 33000 | 18 | 8.1 | 33800 | 27400 | 81.07% | 2.44 | 0 | 10 |  |  |  |  | R-410A | 2.75 | Residential & Commercial | USHP | Ducted CEE Tier 1
212626961 | Central HP <5.4 tons | COLEMAN | HRCU-A-CB (Split System: Heat Pump with Remote Outdoor Unit-Air-Source) | HMH72B341 | ASPEN |  | D(A,C,E)36D26+TDR | TMLE100B12MP11 | 30400 | 17.5 | 8.1 | 33800 | 27400 | 81.07% | 2.44 | 0 | 9 |  |  |  |  | R-410A | 2.5333 | Residential & Commercial | USHP
212626984 | Central HP <5.4 tons | COLEMAN | HRCU-A-CB (Split System: Heat Pump with Remote Outdoor Unit-Air-Source) | HMH72B341 | ASPEN |  | D(A,C,E)36A46+TDR | TM8Y120C20MP11 | 33600 | 18 | 8.3 | 33800 | 30000 | 88.76% | 2.76 | 0 | 9.5 |  |  |  |  | R-410A | 2.8 | Residential & Commercial | USHP
212626995 | Central HP <5.4 tons | COLEMAN | HRCU-A-CB (Split System: Heat Pump with Remote Outdoor Unit-Air-Source) | HMH72B341 | ASPEN |  | D(A,C,E)42A36+TDR | TL8E080C16UH11 | 31800 | 17.5 | 8.4 | 33800 | 27400 | 81.07% | 2.64 | 0 | 9.9 |  |  |  |  | R-410A | 2.65 | Residential & Commercial | USHP
212627027 | Central HP <5.4 tons | COLEMAN | HRCU-A-CB (Split System: Heat Pump with Remote Outdoor Unit-Air-Source) | HMH72B341 | ASPEN |  | D(A,C,E)42A36+TDR | TM9V100C16MP12 | 31800 | 17.5 | 8.3 | 33800 | 27400 | 81.07% | 2.63 | 0 | 9.9 |  |  |  |  | R-410A | 2.65 | Residential & Commercial | USHP
212627036 | Central HP <5.4 tons | COLEMAN | HRCU-A-CB (Split System: Heat Pump with Remote Outdoor Unit-Air-Source) | HMH72B341 | ASPEN |  | D(A,C,E)36A46+TDR | CP9C080C16MP13 | 32000 | 17.5 | 8.1 | 33800 | 27400 | 81.07% | 2.45 | 0 | 9.9 |  |  |  |  | R-410A | 2.6667 | Residential & Commercial | USHP
212627043 | Central HP <5.4 tons | COLEMAN | HRCU-A-CB (Split System: Heat Pump with Remote Outdoor Unit-Air-Source) | HMH72B341 | ASPEN |  | D(A,C,E)42B36+TDR | CP9C080C16MP13 | 32600 | 17.5 | 8.1 | 33800 | 27400 | 81.07% | 2.45 | 0 | 10 |  |  |  |  | R-410A | 2.7167 | Residential & Commercial | USHP | Ducted CEE Tier 1
212627063 | Central HP <5.4 tons | COLEMAN | HRCU-A-CB (Split System: Heat Pump with Remote Outdoor Unit-Air-Source) | HMH72B341 | ASPEN |  | D(A,C,E)36D26+TDR | TM9V080C16MP12 | 30400 | 17 | 8.5 | 33800 | 27400 | 81.07% | 2.66 | 0 | 9 |  |  |  |  | R-410A | 2.5333 | Residential & Commercial | USHP
212627086 | Central HP <5.4 tons | COLEMAN | HRCU-A-CB (Split System: Heat Pump with Remote Outdoor Unit-Air-Source) | HMH72B341 | ASPEN |  | D(A,C,E)36D26+TDR | TP9C080C16MP13 | 30400 | 17 | 8.1 | 33800 | 27400 | 81.07% | 2.45 | 0 | 9 |  |  |  |  | R-410A | 2.5333 | Residential & Commercial | USHP
212624571 | Central HP <5.4 tons | COLEMAN | HRCU-A-CB (Split System: Heat Pump with Remote Outdoor Unit-Air-Source) | HMH72B341 | ASPEN |  | C(A,C,D,E)42C24+TDR | TM8V080C16MP12 | 30200 | 17 | 8.5 | 34000 | 27400 | 80.59% | 2.67 | 0 | 9 |  |  |  |  | R-410A | 2.5167 | Residential & Commercial | USHP
212624664 | Central HP <5.4 tons | COLEMAN | HRCU-A-CB (Split System: Heat Pump with Remote Outdoor Unit-Air-Source) | HMH72B341 | ASPEN |  | D(A,C,E)36C34+TDR | TMLV100C16MP12 | 32400 | 17.5 | 8.1 | 33800 | 27400 | 81.07% | 2.47 | 0 | 10 |  |  |  |  | R-410A | 2.7 | Residential & Commercial | USHP | Ducted CEE Tier 1
212624671 | Central HP <5.4 tons | COLEMAN | HRCU-A-CB (Split System: Heat Pump with Remote Outdoor Unit-Air-Source) | HMH72B341 | ASPEN |  | D(A,C,E)42D24+TDR | TMLV100C16MP12 | 30600 | 17.2 | 8.1 | 33800 | 27400 | 81.07% | 2.47 | 0 | 9.6 |  |  |  |  | R-410A | 2.55 | Residential & Commercial | USHP
212624673 | Central HP <5.4 tons | COLEMAN | HRCU-A-CB (Split System: Heat Pump with Remote Outdoor Unit-Air-Source) | HMH72B341 | ASPEN |  | D(A,C,E)48B34+TDR | TMLV100C16MP12 | 32600 | 17.5 | 8.1 | 33800 | 27400 | 81.07% | 2.47 | 0 | 10 |  |  |  |  | R-410A | 2.7167 | Residential & Commercial | USHP | Ducted CEE Tier 1
212624689 | Central HP <5.4 tons | COLEMAN | HRCU-A-CB (Split System: Heat Pump with Remote Outdoor Unit-Air-Source) | HMH72B341 | ASPEN |  | C(A,C,D,E)48D24+TDR | TPLC080C16MP13 | 31000 | 17.3 | 8.1 | 33800 | 27400 | 81.07% | 2.47 | 0 | 9.7 |  |  |  |  | R-410A | 2.5833 | Residential & Commercial | USHP
212624723 | Central HP <5.4 tons | COLEMAN | HRCU-A-CB (Split System: Heat Pump with Remote Outdoor Unit-Air-Source) | HMH72B341 | ASPEN |  | D(A,C,E)36B34+TDR | TPLC100C16MP13 | 32000 | 17.5 | 8.1 | 33800 | 27400 | 81.07% | 2.47 | 0 | 9.9 |  |  |  |  | R-410A | 2.6667 | Residential & Commercial | USHP
212624730 | Central HP <5.4 tons | COLEMAN | HRCU-A-CB (Split System: Heat Pump with Remote Outdoor Unit-Air-Source) | HMH72B341 | ASPEN |  | D(A,C,E)42B34+TDR | TPLC100C16MP13 | 32400 | 17.5 | 8.1 | 33800 | 27400 | 81.07% | 2.47 | 0 | 10 |  |  |  |  | R-410A | 2.7 | Residential & Commercial | USHP | Ducted CEE Tier 1
212624755 | Central HP <5.4 tons | COLEMAN | HRCU-A-CB (Split System: Heat Pump with Remote Outdoor Unit-Air-Source) | HMH72B341 | ASPEN |  | C(A,C,D,E)36B24+TDR | TL9E080C16UH11 | 29200 | 16.7 | 8.5 | 34000 | 27800 | 81.76% | 2.65 | 0 | 8.9 |  |  |  |  | R-410A | 2.4333 | Residential & Commercial | USHP
212624780 | Central HP <5.4 tons | COLEMAN | HRCU-A-CB (Split System: Heat Pump with Remote Outdoor Unit-Air-Source) | HMH72B341 | ASPEN |  | C(A,C,D,E)48B24+TDR | TL8E080C16UH11 | 30200 | 17 | 8.5 | 34000 | 27800 | 81.76% | 2.68 | 0 | 9 |  |  |  |  | R-410A | 2.5167 | Residential & Commercial | USHP
212624855 | Central HP <5.4 tons | COLEMAN | HRCU-A-CB (Split System: Heat Pump with Remote Outdoor Unit-Air-Source) | HMH72B341 | ASPEN |  | D(A,C,E)36D34+TDR | TM8Y120C20MP11 | 33600 | 18 | 8.4 | 34000 | 30200 | 88.82% | 2.83 | 0 | 9.5 |  |  |  |  | R-410A | 2.8 | Residential & Commercial | USHP
212624864 | Central HP <5.4 tons | COLEMAN | HRCU-A-CB (Split System: Heat Pump with Remote Outdoor Unit-Air-Source) | HMH72B341 | ASPEN |  | C(A,C,D,E)42B24+TDR | TM9V100C16MP12 | 29800 | 16.9 | 8.5 | 34000 | 27000 | 79.41% | 2.66 | 0 | 9.5 |  |  |  |  | R-410A | 2.4833 | Residential & Commercial | USHP
212624896 | Central HP <5.4 tons | COLEMAN | HRCU-A-CB (Split System: Heat Pump with Remote Outdoor Unit-Air-Source) | HMH72B341 | ASPEN |  | D(A,C,E)48B34+TDR | CP9C100C16MP13 | 32600 | 17.5 | 8.1 | 34000 | 27400 | 80.59% | 2.47 | 0 | 10 |  |  |  |  | R-410A | 2.7167 | Residential & Commercial | USHP | Ducted CEE Tier 1
212624973 | Central HP <5.4 tons | COLEMAN | HRCU-A-CB (Split System: Heat Pump with Remote Outdoor Unit-Air-Source) | HMH72B341 | ASPEN |  | C(A,C,D,E)36C34+TDR | TM8Y100C16MP11 | 32400 | 18.5 | 8.5 | 34000 | 27400 | 80.59% | 2.67 | 0 | 10 |  |  |  |  | R-410A | 2.7 | Residential & Commercial | USHP | Ducted CEE Tier 1
212624996 | Central HP <5.4 tons | COLEMAN | HRCU-A-CB (Split System: Heat Pump with Remote Outdoor Unit-Air-Source) | HMH72B341 | ASPEN |  | D(A,C,E)36B44+TDR | TM8Y100C16MP11 | 33000 | 18.5 | 8.5 | 34000 | 27400 | 80.59% | 2.67 | 0 | 10 |  |  |  |  | R-410A | 2.75 | Residential & Commercial | USHP | Ducted CEE Tier 1
212625016 | Central HP <5.4 tons | COLEMAN | HRCU-A-CB (Split System: Heat Pump with Remote Outdoor Unit-Air-Source) | HMH72B341 | ASPEN |  | D(A,C,E)42D34+TDR | TM8Y100C16MP11 | 33200 | 18.5 | 8.5 | 34000 | 27400 | 80.59% | 2.67 | 0 | 10 |  |  |  |  | R-410A | 2.7667 | Residential & Commercial | USHP | Ducted CEE Tier 1
212625114 | Central HP <5.4 tons | COLEMAN | HRCU-A-CB (Split System: Heat Pump with Remote Outdoor Unit-Air-Source) | HMH72B341 | ASPEN |  | D(A,C,E)36B34+TDR | TP9C100C16MP13 | 32000 | 17.5 | 8.1 | 34000 | 27400 | 80.59% | 2.47 | 0 | 9.9 |  |  |  |  | R-410A | 2.6667 | Residential & Commercial | USHP
212625155 | Central HP <5.4 tons | COLEMAN | HRCU-A-CB (Split System: Heat Pump with Remote Outdoor Unit-Air-Source) | HMH72B341 | ASPEN |  | C(A,C,D,E)36D24+TDR | TL9E100C20UH11 | 32000 | 17 | 8.5 | 34000 | 29200 | 85.88% | 2.81 | 0 | 10 |  |  |  |  | R-410A | 2.6667 | Residential & Commercial | USHP | Ducted CEE Tier 1
212625205 | Central HP <5.4 tons | COLEMAN | HRCU-A-CB (Split System: Heat Pump with Remote Outdoor Unit-Air-Source) | HMH72B341 | ASPEN |  | D(A,C,E)48C34+TDR | TM8Y100C20MP11 | 33600 | 18 | 8.5 | 34000 | 30200 | 88.82% | 2.85 | 0 | 9.5 |  |  |  |  | R-410A | 2.8 | Residential & Commercial | USHP
212625216 | Central HP <5.4 tons | COLEMAN | HRCU-A-CB (Split System: Heat Pump with Remote Outdoor Unit-Air-Source) | HMH72B341 | ASPEN |  | D(A,C,E)36B44+TDR | TM8Y120C20MP11 | 33600 | 18 | 8.5 | 34000 | 30200 | 88.82% | 2.85 | 0 | 9.5 |  |  |  |  | R-410A | 2.8 | Residential & Commercial | USHP
212624503 | Central HP <5.4 tons | COLEMAN | HRCU-A-CB (Split System: Heat Pump with Remote Outdoor Unit-Air-Source) | HMH72B341 | ASPEN |  | C(A,C,D,E)36B24+TDR | CPLC100C16MP13 | 29200 | 16.7 | 8.1 | 33800 | 27400 | 81.07% | 2.47 | 0 | 9.4 |  |  |  |  | R-410A | 2.4333 | Residential & Commercial | USHP
212624537 | Central HP <5.4 tons | COLEMAN | HRCU-A-CB (Split System: Heat Pump with Remote Outdoor Unit-Air-Source) | HMH72B341 | ASPEN |  | D(A,C,E)42B34+TDR | CPLC100C16MP13 | 32400 | 17.5 | 8.1 | 33800 | 27400 | 81.07% | 2.47 | 0 | 10 |  |  |  |  | R-410A | 2.7 | Residential & Commercial | USHP | Ducted CEE Tier 1
212624153 | Central HP <5.4 tons | COLEMAN | HRCU-A-CB (Split System: Heat Pump with Remote Outdoor Unit-Air-Source) | HMH72B341 | ASPEN |  | D(A,C,E)48D34+TDR | TM9V080B12MP12 | 32800 | 17 | 8.5 | 34000 | 29400 | 86.47% | 2.73 | 0 | 9.5 |  |  |  |  | R-410A | 2.7333 | Residential & Commercial | USHP
212624178 | Central HP <5.4 tons | COLEMAN | HRCU-A-CB (Split System: Heat Pump with Remote Outdoor Unit-Air-Source) | HMH72B341 | ASPEN |  | D(A,C,E)36B34+TDR | TM9Y100C20MP11 | 32000 | 15.5 | 8.1 | 34000 | 27800 | 81.76% | 2.38 | 0 | 9.4 |  |  |  |  | R-410A | 2.6667 | Residential & Commercial | USHP
212624180 | Central HP <5.4 tons | COLEMAN | HRCU-A-CB (Split System: Heat Pump with Remote Outdoor Unit-Air-Source) | HMH72B341 | ASPEN |  | D(A,C,E)36C34+TDR | TM9Y100C20MP11 | 32400 | 15.5 | 8.1 | 34000 | 27800 | 81.76% | 2.38 | 0 | 9.5 |  |  |  |  | R-410A | 2.7 | Residential & Commercial | USHP
212624196 | Central HP <5.4 tons | COLEMAN | HRCU-A-CB (Split System: Heat Pump with Remote Outdoor Unit-Air-Source) | HMH72B341 | ASPEN |  | C(A,C,D,E)36D24+TDR | TM9Y100C16MP11 | 31600 | 18 | 8.5 | 34000 | 28400 | 83.53% | 2.74 | 0 | 10 |  |  |  |  | R-410A | 2.6333 | Residential & Commercial | USHP | Ducted CEE Tier 1
212624314 | Central HP <5.4 tons | COLEMAN | HRCU-A-CB (Split System: Heat Pump with Remote Outdoor Unit-Air-Source) | HMH72B341 | ASPEN |  | C(A,C,D,E)42D24+TDR | TMLE100C16MP11 | 32200 | 18 | 8.1 | 33000 | 29000 | 87.88% | 2.49 | 0 | 10 |  |  |  |  | R-410A | 2.6833 | Residential & Commercial | USHP | Ducted CEE Tier 1
212624346 | Central HP <5.4 tons | COLEMAN | HRCU-A-CB (Split System: Heat Pump with Remote Outdoor Unit-Air-Source) | HMH72B341 | ASPEN |  | C(A,C,D,E)42B34+TDR | TM8V100C16MP12 | 32200 | 17.5 | 8.4 | 34000 | 27400 | 80.59% | 2.65 | 0 | 9.9 |  |  |  |  | R-410A | 2.6833 | Residential & Commercial | USHP
212624387 | Central HP <5.4 tons | COLEMAN | HRCU-A-CB (Split System: Heat Pump with Remote Outdoor Unit-Air-Source) | HMH72B341 | ASPEN |  | C(A,C,D,E)36C34+TDR | TM9Y080C16MP11 | 32400 | 18.5 | 8.5 | 34000 | 28000 | 82.35% | 2.66 | 0 | 9.5 |  |  |  |  | R-410A | 2.7 | Residential & Commercial | USHP
212627997 | Central HP <5.4 tons | COLEMAN | HRCU-A-CB (Split System: Heat Pump with Remote Outdoor Unit-Air-Source) | HMH72B341 | ASPEN |  | D(A,C,E)48C36+TDR | TM9V100C16MP12 | 33200 | 17.5 | 8.5 | 34000 | 27400 | 80.59% | 2.67 | 0 | 10 |  |  |  |  | R-410A | 2.7667 | Residential & Commercial | USHP | Ducted CEE Tier 1
212627999 | Central HP <5.4 tons | COLEMAN | HRCU-A-CB (Split System: Heat Pump with Remote Outdoor Unit-Air-Source) | HMH72B341 | ASPEN |  | D(A,C,E)48D36+TDR | TM9V100C16MP12 | 33400 | 17.5 | 8.5 | 34000 | 27400 | 80.59% | 2.67 | 0 | 10 |  |  |  |  | R-410A | 2.7833 | Residential & Commercial | USHP | Ducted CEE Tier 1
212628113 | Central HP <5.4 tons | COLEMAN | HRCU-A-CB (Split System: Heat Pump with Remote Outdoor Unit-Air-Source) | HMH72B341 | ASPEN |  | D(A,C,E)48C36+TDR | TM9V100C20MP12 | 33000 | 17.5 | 8.5 | 34000 | 28400 | 83.53% | 2.7 | 0 | 9 |  |  |  |  | R-410A | 2.75 | Residential & Commercial | USHP
214625035 | Central HP <5.4 tons | MIDEA | HRCU-A-C (Split System: Heat Pump with Remote Outdoor Unit with No Indoor Fan --Air Source) | 38MURAQ24AB3 | ASPEN |  | D(A,C,E)24A24+TDR | 0 | 20600 | 15.2 | 9.3 | 21000 | 20000 | 95.24% | 1.95 | 0 | 10 |  |  |  |  | R-410A | 1.7167 | Residential & Commercial | USHP | Ducted CEE Tier 1
212627486 | Central HP <5.4 tons | COLEMAN | HRCU-A-CB (Split System: Heat Pump with Remote Outdoor Unit-Air-Source) | HMH72B341 | ASPEN |  | D(A,C,E)36B46+TDR | TM9Y100C16MP11 | 32800 | 18 | 8.4 | 34000 | 28400 | 83.53% | 2.72 | 0 | 10 |  |  |  |  | R-410A | 2.7333 | Residential & Commercial | USHP | Ducted CEE Tier 1
212627495 | Central HP <5.4 tons | COLEMAN | HRCU-A-CB (Split System: Heat Pump with Remote Outdoor Unit-Air-Source) | HMH72B341 | ASPEN |  | D(A,C,E)42D36+TDR | TM8V060A12MP12 | 32800 | 17.5 | 8.1 | 33400 | 28800 | 86.23% | 2.49 | 0 | 9.5 |  |  |  |  | R-410A | 2.7333 | Residential & Commercial | USHP
212627520 | Central HP <5.4 tons | COLEMAN | HRCU-A-CB (Split System: Heat Pump with Remote Outdoor Unit-Air-Source) | HMH72B341 | ASPEN |  | D(A,C,E)48C36+TDR | CP9C080B12MP13 | 32800 | 17 | 8.1 | 33600 | 29600 | 88.1% | 2.45 | 0 | 9.5 |  |  |  |  | R-410A | 2.7333 | Residential & Commercial | USHP
212627522 | Central HP <5.4 tons | COLEMAN | HRCU-A-CB (Split System: Heat Pump with Remote Outdoor Unit-Air-Source) | HMH72B341 | ASPEN |  | C(A,C,D,E)48C26+TDR | TM9V080B12MP12 | 31800 | 17 | 8.5 | 34000 | 29400 | 86.47% | 2.73 | 0 | 9 |  |  |  |  | R-410A | 2.65 | Residential & Commercial | USHP
212627531 | Central HP <5.4 tons | COLEMAN | HRCU-A-CB (Split System: Heat Pump with Remote Outdoor Unit-Air-Source) | HMH72B341 | ASPEN |  | D(A,C,E)48D36+TDR | TP9C080B12MP13 | 32800 | 17 | 8.1 | 33600 | 29600 | 88.1% | 2.45 | 0 | 9.5 |  |  |  |  | R-410A | 2.7333 | Residential & Commercial | USHP
212627536 | Central HP <5.4 tons | COLEMAN | HRCU-A-CB (Split System: Heat Pump with Remote Outdoor Unit-Air-Source) | HMH72B341 | ASPEN |  | C(A,C,D,E)36A46+TDR | TM9Y100C20MP11 | 32000 | 15.5 | 8.1 | 34000 | 27800 | 81.76% | 2.38 | 0 | 9.4 |  |  |  |  | R-410A | 2.6667 | Residential & Commercial | USHP
212627547 | Central HP <5.4 tons | COLEMAN | HRCU-A-CB (Split System: Heat Pump with Remote Outdoor Unit-Air-Source) | HMH72B341 | ASPEN |  | D(A,C,E)42C36+TDR | TM9Y100C20MP11 | 32800 | 15.5 | 8.1 | 34000 | 27800 | 81.76% | 2.38 | 0 | 9.5 |  |  |  |  | R-410A | 2.7333 | Residential & Commercial | USHP
212627572 | Central HP <5.4 tons | COLEMAN | HRCU-A-CB (Split System: Heat Pump with Remote Outdoor Unit-Air-Source) | HMH72B341 | ASPEN |  | D(A,C,E)48D36+TDR | TM8E040A12MP11 | 32800 | 18 | 8.1 | 33400 | 29000 | 86.83% | 2.48 | 0 | 10 |  |  |  |  | R-410A | 2.7333 | Residential & Commercial | USHP | Ducted CEE Tier 1
212627597 | Central HP <5.4 tons | COLEMAN | HRCU-A-CB (Split System: Heat Pump with Remote Outdoor Unit-Air-Source) | HMH72B341 | ASPEN |  | D(A,C,E)48D36+TDR | TM9E080C16MP12 | 33000 | 18 | 8.1 | 33000 | 29200 | 88.48% | 2.49 | 0 | 10 |  |  |  |  | R-410A | 2.75 | Residential & Commercial | USHP | Ducted CEE Tier 1
212627645 | Central HP <5.4 tons | COLEMAN | HRCU-A-CB (Split System: Heat Pump with Remote Outdoor Unit-Air-Source) | HMH72B341 | ASPEN |  | C(A,C,D,E)36A46+TDR | TM9Y080C16MP11 | 32000 | 18.5 | 8.5 | 34000 | 28000 | 82.35% | 2.66 | 0 | 9.4 |  |  |  |  | R-410A | 2.6667 | Residential & Commercial | USHP
212624428 | Central HP <5.4 tons | COLEMAN | HRCU-A-CB (Split System: Heat Pump with Remote Outdoor Unit-Air-Source) | HMH72B341 | ASPEN |  | C(A,C,D,E)48C24+TDR | TM8E120C16MP11 | 32400 | 18 | 8.5 | 34000 | 28800 | 84.71% | 2.79 | 0 | 10 |  |  |  |  | R-410A | 2.7 | Residential & Commercial | USHP | Ducted CEE Tier 1
212624439 | Central HP <5.4 tons | COLEMAN | HRCU-A-CB (Split System: Heat Pump with Remote Outdoor Unit-Air-Source) | HMH72B341 | ASPEN |  | C(A,C,D,E)42D24+TDR | TMLE120C16MP11 | 32400 | 18 | 8.1 | 33000 | 29200 | 88.48% | 2.5 | 0 | 10 |  |  |  |  | R-410A | 2.7 | Residential & Commercial | USHP | Ducted CEE Tier 1
212624462 | Central HP <5.4 tons | COLEMAN | HRCU-A-CB (Split System: Heat Pump with Remote Outdoor Unit-Air-Source) | HMH72B341 | ASPEN |  | D(A,C,E)48A34+TDR | TM8Y100C16MP11 | 32200 | 18.5 | 8.4 | 34000 | 27400 | 80.59% | 2.65 | 0 | 9.9 |  |  |  |  | R-410A | 2.6833 | Residential & Commercial | USHP
212624478 | Central HP <5.4 tons | COLEMAN | HRCU-A-CB (Split System: Heat Pump with Remote Outdoor Unit-Air-Source) | HMH72B341 | ASPEN |  | C(A,C,D,E)48B24+TDR | CPLC080C16MP13 | 30200 | 17 | 8.1 | 33800 | 27400 | 81.07% | 2.47 | 0 | 9 |  |  |  |  | R-410A | 2.5167 | Residential & Commercial | USHP
212624489 | Central HP <5.4 tons | COLEMAN | HRCU-A-CB (Split System: Heat Pump with Remote Outdoor Unit-Air-Source) | HMH72B341 | ASPEN |  | D(A,C,E)42A44+TDR | CPLC080C16MP13 | 32400 | 17.5 | 8.1 | 33800 | 27400 | 81.07% | 2.47 | 0 | 10 |  |  |  |  | R-410A | 2.7 | Residential & Commercial | USHP | Ducted CEE Tier 1
212624028 | Central HP <5.4 tons | COLEMAN | HRCU-A-CB (Split System: Heat Pump with Remote Outdoor Unit-Air-Source) | HMH72B341 | ASPEN |  | D(A,C,E)36D24+TDR | TMLE080B12MP11 | 30200 | 17.5 | 8.1 | 34000 | 28000 | 82.35% | 2.41 | 0 | 9 |  |  |  |  | R-410A | 2.5167 | Residential & Commercial | USHP
212624110 | Central HP <5.4 tons | COLEMAN | HRCU-A-CB (Split System: Heat Pump with Remote Outdoor Unit-Air-Source) | HMH72B341 | ASPEN |  | C(A,C,D,E)42D24+TDR | TMLV060A12MP12 | 32000 | 17.5 | 8.1 | 33400 | 28800 | 86.23% | 2.49 | 0 | 9 |  |  |  |  | R-410A | 2.6667 | Residential & Commercial | USHP
212628090 | Central HP <5.4 tons | COLEMAN | HRCU-A-CB (Split System: Heat Pump with Remote Outdoor Unit-Air-Source) | HMH72B341 | ASPEN |  | D(A,C,E)42D36+TDR | CP9C100C20MP13 | 33000 | 17.5 | 8.1 | 34000 | 28400 | 83.53% | 2.46 | 0 | 9 |  |  |  |  | R-410A | 2.75 | Residential & Commercial | USHP
212627663 | Central HP <5.4 tons | COLEMAN | HRCU-A-CB (Split System: Heat Pump with Remote Outdoor Unit-Air-Source) | HMH72B341 | ASPEN |  | D(A,C,E)48C26+TDR | TM9Y080C16MP11 | 30600 | 18.1 | 8.5 | 34000 | 28000 | 82.35% | 2.66 | 0 | 9 |  |  |  |  | R-410A | 2.55 | Residential & Commercial | USHP
212627681 | Central HP <5.4 tons | COLEMAN | HRCU-A-CB (Split System: Heat Pump with Remote Outdoor Unit-Air-Source) | HMH72B341 | ASPEN |  | C(A,C,D,E)48A36+TDR | TM8Y080C16MP11 | 32200 | 18.5 | 8.4 | 34000 | 27400 | 80.59% | 2.65 | 0 | 9.9 |  |  |  |  | R-410A | 2.6833 | Residential & Commercial | USHP
212627695 | Central HP <5.4 tons | COLEMAN | HRCU-A-CB (Split System: Heat Pump with Remote Outdoor Unit-Air-Source) | HMH72B341 | ASPEN |  | C(A,C,D,E)36B36+TDR | CPLC080C16MP13 | 32000 | 17.5 | 8.1 | 33800 | 27400 | 81.07% | 2.47 | 0 | 9.9 |  |  |  |  | R-410A | 2.6667 | Residential & Commercial | USHP
212627915 | Central HP <5.4 tons | COLEMAN | HRCU-A-CB (Split System: Heat Pump with Remote Outdoor Unit-Air-Source) | HMH72B341 | ASPEN |  | D(A,C,E)36B36+TDR | CP9C100C16MP13 | 32000 | 17.5 | 8.1 | 34000 | 27400 | 80.59% | 2.47 | 0 | 9.9 |  |  |  |  | R-410A | 2.6667 | Residential & Commercial | USHP
212627922 | Central HP <5.4 tons | COLEMAN | HRCU-A-CB (Split System: Heat Pump with Remote Outdoor Unit-Air-Source) | HMH72B341 | ASPEN |  | D(A,C,E)42C26+TDR | CP9C100C16MP13 | 30200 | 17 | 8.1 | 34000 | 27400 | 80.59% | 2.47 | 0 | 9 |  |  |  |  | R-410A | 2.5167 | Residential & Commercial | USHP
212627931 | Central HP <5.4 tons | COLEMAN | HRCU-A-CB (Split System: Heat Pump with Remote Outdoor Unit-Air-Source) | HMH72B341 | ASPEN |  | C(A,C,D,E)36A46+TDR | TM8Y080C16MP11 | 32000 | 18.5 | 8.5 | 34000 | 27400 | 80.59% | 2.67 | 0 | 9.9 |  |  |  |  | R-410A | 2.6667 | Residential & Commercial | USHP
212627949 | Central HP <5.4 tons | COLEMAN | HRCU-A-CB (Split System: Heat Pump with Remote Outdoor Unit-Air-Source) | HMH72B341 | ASPEN |  | D(A,C,E)48B36+TDR | TM8Y080C16MP11 | 32600 | 18.5 | 8.5 | 34000 | 27400 | 80.59% | 2.67 | 0 | 10 |  |  |  |  | R-410A | 2.7167 | Residential & Commercial | USHP | Ducted CEE Tier 1
212627954 | Central HP <5.4 tons | COLEMAN | HRCU-A-CB (Split System: Heat Pump with Remote Outdoor Unit-Air-Source) | HMH72B341 | ASPEN |  | C(A,C,D,E)36A46+TDR | TM8Y100C16MP11 | 32000 | 18.5 | 8.5 | 34000 | 27400 | 80.59% | 2.67 | 0 | 9.9 |  |  |  |  | R-410A | 2.6667 | Residential & Commercial | USHP
211708472 | Central HP <5.4 tons | COLEMAN | HRCU-A-CB (Split System: Heat Pump with Remote Outdoor Unit-Air-Source) | THF2B48T21 | ASPEN |  | D(A,C,E)48D34+TDR | TM9E100C20MP12 | 46000 | 16 | 8.2 | 44500 | 31600 | 71.01% | 3.08 | 0 | 11.9 |  |  |  |  | R-410A | 3.8333 | Residential & Commercial | USHP | Ducted CEE Tier 1
214056957 | Central HP <5.4 tons | COLEMAN | HRCU-A-CB (Split System: Heat Pump with Remote Outdoor Unit-Air-Source) | HMH72B341 | ASPEN |  | AE(D,N,U)+DM36A36+TDR | 0 | 31400 | 18.3 | 8.4 | 33000 | 26200 | 79.39% | 2.65 | 0 | 10.3 |  |  |  |  | R-410A | 2.6167 | Residential & Commercial | USHP | Ducted CEE Tier 1
212624000 | Central HP <5.4 tons | COLEMAN | HRCU-A-CB (Split System: Heat Pump with Remote Outdoor Unit-Air-Source) | HMH72B341 | ASPEN |  | D(A,C,E)42D34+TDR | TM9Y080B12MP11 | 33200 | 18 | 8.1 | 34000 | 28000 | 82.35% | 2.41 | 0 | 9 |  |  |  |  | R-410A | 2.7667 | Residential & Commercial | USHP
211708473 | Central HP <5.4 tons | COLEMAN | HRCU-A-CB (Split System: Heat Pump with Remote Outdoor Unit-Air-Source) | THF2B48T21 | ASPEN |  | D(A,C,E)48D36+TDR | TM9E100C20MP12 | 46000 | 16 | 8.2 | 44500 | 31600 | 71.01% | 3.08 | 0 | 11.9 |  |  |  |  | R-410A | 3.8333 | Residential & Commercial | USHP | Ducted CEE Tier 1
211708506 | Central HP <5.4 tons | COLEMAN | HRCU-A-CB (Split System: Heat Pump with Remote Outdoor Unit-Air-Source) | THF2B48T21 | ASPEN |  | D(A,C,E)48D34+TDR | TMLE100C20MP11 | 46000 | 16 | 8.2 | 44500 | 31600 | 71.01% | 3.08 | 0 | 11.9 |  |  |  |  | R-410A | 3.8333 | Residential & Commercial | USHP | Ducted CEE Tier 1
211708508 | Central HP <5.4 tons | COLEMAN | HRCU-A-CB (Split System: Heat Pump with Remote Outdoor Unit-Air-Source) | THF2B48T21 | ASPEN |  | D(A,C,E)48D34+TDR | TMLE120C16MP11 | 45500 | 16 | 8.2 | 44000 | 31200 | 70.91% | 3.13 | 0 | 11.9 |  |  |  |  | R-410A | 3.7917 | Residential & Commercial | USHP | Ducted CEE Tier 1
211708525 | Central HP <5.4 tons | COLEMAN | HRCU-A-CB (Split System: Heat Pump with Remote Outdoor Unit-Air-Source) | THF2B48T21 | ASPEN |  | D(A,C,E)48D36+TDR | TP9C100C20MP13 | 45500 | 16 | 8.2 | 44000 | 31200 | 70.91% | 3.13 | 0 | 11.9 |  |  |  |  | R-410A | 3.7917 | Residential & Commercial | USHP | Ducted CEE Tier 1
212624014 | Central HP <5.4 tons | COLEMAN | HRCU-A-CB (Split System: Heat Pump with Remote Outdoor Unit-Air-Source) | HMH72B341 | ASPEN |  | C(A,C,D,E)42C24+TDR | TMLE080B12MP11 | 30200 | 17.5 | 8.1 | 34000 | 28000 | 82.35% | 2.41 | 0 | 9 |  |  |  |  | R-410A | 2.5167 | Residential & Commercial | USHP
212627965 | Central HP <5.4 tons | COLEMAN | HRCU-A-CB (Split System: Heat Pump with Remote Outdoor Unit-Air-Source) | HMH72B341 | ASPEN |  | D(A,C,E)36D36+TDR | TM8Y100C16MP11 | 32800 | 18.5 | 8.5 | 34000 | 27400 | 80.59% | 2.67 | 0 | 10 |  |  |  |  | R-410A | 2.7333 | Residential & Commercial | USHP | Ducted CEE Tier 1
212627974 | Central HP <5.4 tons | COLEMAN | HRCU-A-CB (Split System: Heat Pump with Remote Outdoor Unit-Air-Source) | HMH72B341 | ASPEN |  | D(A,C,E)48C36+TDR | TM8Y100C16MP11 | 33200 | 18.5 | 8.5 | 34000 | 27400 | 80.59% | 2.67 | 0 | 10 |  |  |  |  | R-410A | 2.7667 | Residential & Commercial | USHP | Ducted CEE Tier 1
212627981 | Central HP <5.4 tons | COLEMAN | HRCU-A-CB (Split System: Heat Pump with Remote Outdoor Unit-Air-Source) | HMH72B341 | ASPEN |  | C(A,C,D,E)36C36+TDR | TM9V100C16MP12 | 32400 | 17.5 | 8.5 | 34000 | 27400 | 80.59% | 2.67 | 0 | 10 |  |  |  |  | R-410A | 2.7 | Residential & Commercial | USHP | Ducted CEE Tier 1
212627990 | Central HP <5.4 tons | COLEMAN | HRCU-A-CB (Split System: Heat Pump with Remote Outdoor Unit-Air-Source) | HMH72B341 | ASPEN |  | D(A,C,E)42B36+TDR | TM9V100C16MP12 | 32400 | 17.5 | 8.5 | 34000 | 27400 | 80.59% | 2.67 | 0 | 10 |  |  |  |  | R-410A | 2.7 | Residential & Commercial | USHP | Ducted CEE Tier 1
212627711 | Central HP <5.4 tons | COLEMAN | HRCU-A-CB (Split System: Heat Pump with Remote Outdoor Unit-Air-Source) | HMH72B341 | ASPEN |  | D(A,C,E)48B36+TDR | CPLC080C16MP13 | 32600 | 17.5 | 8.1 | 33800 | 27400 | 81.07% | 2.47 | 0 | 10 |  |  |  |  | R-410A | 2.7167 | Residential & Commercial | USHP | Ducted CEE Tier 1
212627756 | Central HP <5.4 tons | COLEMAN | HRCU-A-CB (Split System: Heat Pump with Remote Outdoor Unit-Air-Source) | HMH72B341 | ASPEN |  | D(A,C,E)42D26+TDR | TM8V080C16MP12 | 30600 | 17.2 | 8.5 | 34000 | 27400 | 80.59% | 2.67 | 0 | 9.6 |  |  |  |  | R-410A | 2.55 | Residential & Commercial | USHP
212627790 | Central HP <5.4 tons | COLEMAN | HRCU-A-CB (Split System: Heat Pump with Remote Outdoor Unit-Air-Source) | HMH72B341 | ASPEN |  | C(A,C,D,E)36B26+TDR | TMLV100C16MP12 | 29200 | 16.7 | 8.1 | 33800 | 27400 | 81.07% | 2.47 | 0 | 9.4 |  |  |  |  | R-410A | 2.4333 | Residential & Commercial | USHP
212627795 | Central HP <5.4 tons | COLEMAN | HRCU-A-CB (Split System: Heat Pump with Remote Outdoor Unit-Air-Source) | HMH72B341 | ASPEN |  | D(A,C,E)36A46+TDR | TMLV100C16MP12 | 32000 | 17.5 | 8.1 | 33800 | 27400 | 81.07% | 2.47 | 0 | 9.9 |  |  |  |  | R-410A | 2.6667 | Residential & Commercial | USHP
212625085 | Central HP <5.4 tons | COLEMAN | HRCU-A-CB (Split System: Heat Pump with Remote Outdoor Unit-Air-Source) | HMH72B341 | ASPEN |  | D(A,C,E)48D34+TDR | TM9V100C16MP12 | 33400 | 17.5 | 8.5 | 34000 | 27400 | 80.59% | 2.67 | 0 | 10 |  |  |  |  | R-410A | 2.7833 | Residential & Commercial | USHP | Ducted CEE Tier 1
212625137 | Central HP <5.4 tons | COLEMAN | HRCU-A-CB (Split System: Heat Pump with Remote Outdoor Unit-Air-Source) | HMH72B341 | ASPEN |  | D(A,C,E)42D24+TDR | TP9C100C16MP13 | 30600 | 17.2 | 8.1 | 34000 | 27400 | 80.59% | 2.47 | 0 | 9.6 |  |  |  |  | R-410A | 2.55 | Residential & Commercial | USHP
212625167 | Central HP <5.4 tons | COLEMAN | HRCU-A-CB (Split System: Heat Pump with Remote Outdoor Unit-Air-Source) | HMH72B341 | ASPEN |  | D(A,C,E)36B44+TDR | TL9E100C20UH11 | 33400 | 17 | 8.5 | 34000 | 29200 | 85.88% | 2.81 | 0 | 10 |  |  |  |  | R-410A | 2.7833 | Residential & Commercial | USHP | Ducted CEE Tier 1
212625187 | Central HP <5.4 tons | COLEMAN | HRCU-A-CB (Split System: Heat Pump with Remote Outdoor Unit-Air-Source) | HMH72B341 | ASPEN |  | C(A,C,D,E)36D24+TDR | TM8Y100C20MP11 | 32200 | 18 | 8.5 | 34000 | 30200 | 88.82% | 2.85 | 0 | 9.5 |  |  |  |  | R-410A | 2.6833 | Residential & Commercial | USHP
212625320 | Central HP <5.4 tons | COLEMAN | HRCU-A-CB (Split System: Heat Pump with Remote Outdoor Unit-Air-Source) | HMH72B341 | ASPEN |  | D(A,C,E)42C24+TDR | TP9C100C20MP13 | 30000 | 17 | 8.1 | 34000 | 28000 | 82.35% | 2.47 | 0 | 9 |  |  |  |  | R-410A | 2.5 | Residential & Commercial | USHP
212625334 | Central HP <5.4 tons | COLEMAN | HRCU-A-CB (Split System: Heat Pump with Remote Outdoor Unit-Air-Source) | HMH72B341 | ASPEN |  | C(A,C,D,E)36D24+TDR | CP9C100C20MP13 | 30000 | 17 | 8.1 | 34000 | 28400 | 83.53% | 2.46 | 0 | 9 |  |  |  |  | R-410A | 2.5 | Residential & Commercial | USHP
212625421 | Central HP <5.4 tons | COLEMAN | HRCU-A-CB (Split System: Heat Pump with Remote Outdoor Unit-Air-Source) | HMH72B341 | ASPEN |  | D(A,C,E)48C34+TDR | TM9V100C20MP12 | 33000 | 17.5 | 8.5 | 34000 | 28400 | 83.53% | 2.7 | 0 | 9 |  |  |  |  | R-410A | 2.75 | Residential & Commercial | USHP
212625554 | Central HP <5.4 tons | COLEMAN | HRCU-A-CB (Split System: Heat Pump with Remote Outdoor Unit-Air-Source) | HMH72B341 | ASPEN |  | C(A,C,D,E)42B36+TDR | CPLC120C20MP13 | 31600 | 16.5 | 8.1 | 32200 | 27600 | 85.71% | 2.44 | 0 | 8.9 |  |  |  |  | R-410A | 2.6333 | Residential & Commercial | USHP
212625603 | Central HP <5.4 tons | COLEMAN | HRCU-A-CB (Split System: Heat Pump with Remote Outdoor Unit-Air-Source) | HMH72B341 | ASPEN |  | C(A,C,D,E)42B36+TDR | TPLC120C20MP13 | 31600 | 16.5 | 8.1 | 32200 | 27600 | 85.71% | 2.44 | 0 | 8.9 |  |  |  |  | R-410A | 2.6333 | Residential & Commercial | USHP
212625618 | Central HP <5.4 tons | COLEMAN | HRCU-A-CB (Split System: Heat Pump with Remote Outdoor Unit-Air-Source) | HMH72B341 | ASPEN |  | D(A,C,E)36A36+TDR | CP9C120D20MP13 | 31200 | 16.8 | 8.1 | 32200 | 28000 | 86.96% | 2.51 | 0 | 9.3 |  |  |  |  | R-410A | 2.6 | Residential & Commercial | USHP
212625621 | Central HP <5.4 tons | COLEMAN | HRCU-A-CB (Split System: Heat Pump with Remote Outdoor Unit-Air-Source) | HMH72B341 | ASPEN |  | D(A,C,E)36A36+TDR | TM9V120D20MP12 | 31200 | 16.8 | 8.5 | 32200 | 28000 | 86.96% | 2.79 | 0 | 9.3 |  |  |  |  | R-410A | 2.6 | Residential & Commercial | USHP
212625705 | Central HP <5.4 tons | COLEMAN | HRCU-A-CB (Split System: Heat Pump with Remote Outdoor Unit-Air-Source) | HMH72B341 | ASPEN |  | D(A,C,E)36A46+TDR | TM8V100C20MP12 | 31400 | 16.5 | 8.1 | 32400 | 27800 | 85.8% | 2.44 | 0 | 8.9 |  |  |  |  | R-410A | 2.6167 | Residential & Commercial | USHP
212625752 | Central HP <5.4 tons | COLEMAN | HRCU-A-CB (Split System: Heat Pump with Remote Outdoor Unit-Air-Source) | HMH72B341 | ASPEN |  | D(A,C,E)42D36+TDR | TMLV120C20MP12 | 32600 | 16.5 | 8.1 | 32400 | 27800 | 85.8% | 2.44 | 0 | 9 |  |  |  |  | R-410A | 2.7167 | Residential & Commercial | USHP
212625753 | Central HP <5.4 tons | COLEMAN | HRCU-A-CB (Split System: Heat Pump with Remote Outdoor Unit-Air-Source) | HMH72B341 | ASPEN |  | D(A,C,E)48B36+TDR | TMLV120C20MP12 | 32000 | 16.5 | 8.1 | 32400 | 27800 | 85.8% | 2.44 | 0 | 8.9 |  |  |  |  | R-410A | 2.6667 | Residential & Commercial | USHP
212625771 | Central HP <5.4 tons | COLEMAN | HRCU-A-CB (Split System: Heat Pump with Remote Outdoor Unit-Air-Source) | HMH72B341 | ASPEN |  | D(A,C,E)42D36+TDR | TPLC100C20MP13 | 32600 | 16.5 | 8.1 | 32400 | 27800 | 85.8% | 2.44 | 0 | 9 |  |  |  |  | R-410A | 2.7167 | Residential & Commercial | USHP
212625772 | Central HP <5.4 tons | COLEMAN | HRCU-A-CB (Split System: Heat Pump with Remote Outdoor Unit-Air-Source) | HMH72B341 | ASPEN |  | D(A,C,E)48B36+TDR | TPLC100C20MP13 | 32000 | 16.5 | 8.1 | 32400 | 27800 | 85.8% | 2.44 | 0 | 8.9 |  |  |  |  | R-410A | 2.6667 | Residential & Commercial | USHP
213753816 | Central HP <5.4 tons | CARRIER | HRCU-A-CB (Split System: Heat Pump with Remote Outdoor Unit-Air-Source) | 38MURAQ36AB3* | ASPEN |  | D(A,C,E)42B34+TDR | 59SC6A140M24**22 | 35000 | 16.5 | 8.1 | 38500 | 31800 | 82.6% | 2.7 | 0 | 10 |  |  |  |  | R-410A | 2.9167 | Residential & Commercial | USHP | Ducted CEE Tier 1
214625045 | Central HP <5.4 tons | MIDEA | HRCU-A-C (Split System: Heat Pump with Remote Outdoor Unit with No Indoor Fan --Air Source) | 38MURAQ36AB3 | ASPEN |  | D(A,C,E)48C24+TDR | 0 | 33800 | 15.2 | 8.6 | 27600 | 31600 | 114.5% | 1.85 | 0 | 10 |  |  |  |  | R-410A | 2.8167 | Residential & Commercial | USHP | Ducted CEE Tier 1
215850276 | Central HP <5.4 tons | COLEMAN | HRCU-A-CB (Split System: Heat Pump with Remote Outdoor Unit-Air-Source) | HH836E2S11 | ASPEN |  | C(A,C,D,E)48A3K+TDR | TL8E080C16UH11 | 31400 | 18 | 8.5 | 31600 | 25600 | 81.01% | 2 | 0 | 10.5 |  |  |  |  | R-454B | 2.6167 | Residential & Commercial | USHP | Ducted CEE Tier 1
215850117 | Central HP <5.4 tons | COLEMAN | HRCU-A-CB (Split System: Heat Pump with Remote Outdoor Unit-Air-Source) | HH824E2S11 | ASPEN |  | D(A,C,E)36A3K+TDR | TP9C080B12MP13 | 22200 | 17 | 8.1 | 22600 | 18300 | 80.97% | 2 | 0 | 12 |  |  |  |  | R-454B | 1.85 | Residential & Commercial | USHP | Ducted CEE Tier 1
215850187 | Central HP <5.4 tons | COLEMAN | HRCU-A-CB (Split System: Heat Pump with Remote Outdoor Unit-Air-Source) | HH824E2S11 | ASPEN |  | C(A,C,D,E)24C3K+TDR | Z9ES026A08SMPS1 | 20800 | 17.5 | 8.5 | 23000 | 17300 | 75.22% | 2 | 0 | 11 |  |  |  |  | R-454B | 1.7333 | Residential & Commercial | USHP | Ducted CEE Tier 1
215850194 | Central HP <5.4 tons | COLEMAN | HRCU-A-CB (Split System: Heat Pump with Remote Outdoor Unit-Air-Source) | HH824E2S11 | ASPEN |  | C(A,C,D,E)24A3K+TDR | Z9ES060A10SMPS1 | 20200 | 17.5 | 8.1 | 22800 | 17600 | 77.19% | 2 | 0 | 11.2 |  |  |  |  | R-454B | 1.6833 | Residential & Commercial | USHP | Ducted CEE Tier 1
212625788 | Central HP <5.4 tons | COLEMAN | HRCU-A-CB (Split System: Heat Pump with Remote Outdoor Unit-Air-Source) | HMH72B341 | ASPEN |  | D(A,C,E)42C36+TDR | TPLC120C20MP13 | 32200 | 16.5 | 8.1 | 32400 | 27800 | 85.8% | 2.44 | 0 | 9 |  |  |  |  | R-410A | 2.6833 | Residential & Commercial | USHP
212625805 | Central HP <5.4 tons | COLEMAN | HRCU-A-CB (Split System: Heat Pump with Remote Outdoor Unit-Air-Source) | HMH72B341 | ASPEN |  | D(A,C,E)36A46+TDR | TM9Y120D20MP11 | 31600 | 16.5 | 8.5 | 32400 | 28200 | 87.04% | 2.77 | 0 | 9.3 |  |  |  |  | R-410A | 2.6333 | Residential & Commercial | USHP
212625839 | Central HP <5.4 tons | COLEMAN | HRCU-A-CB (Split System: Heat Pump with Remote Outdoor Unit-Air-Source) | HMH72B341 | ASPEN |  | D(A,C,E)36B46+TDR | CP9C120D20MP13 | 32600 | 17 | 8.1 | 32400 | 28200 | 87.04% | 2.51 | 0 | 9.5 |  |  |  |  | R-410A | 2.7167 | Residential & Commercial | USHP
212625919 | Central HP <5.4 tons | COLEMAN | HRCU-A-CB (Split System: Heat Pump with Remote Outdoor Unit-Air-Source) | HMH72B341 | ASPEN |  | D(A,C,E)36B46+TDR | TM9V040A10MP12 | 32200 | 17 | 8.1 | 33200 | 27400 | 82.53% | 2.41 | 0 | 9.5 |  |  |  |  | R-410A | 2.6833 | Residential & Commercial | USHP
212625920 | Central HP <5.4 tons | COLEMAN | HRCU-A-CB (Split System: Heat Pump with Remote Outdoor Unit-Air-Source) | HMH72B341 | ASPEN |  | D(A,C,E)36C36+TDR | TM9V040A10MP12 | 32000 | 17 | 8.1 | 33200 | 27400 | 82.53% | 2.41 | 0 | 9.4 |  |  |  |  | R-410A | 2.6667 | Residential & Commercial | USHP
212625936 | Central HP <5.4 tons | COLEMAN | HRCU-A-CB (Split System: Heat Pump with Remote Outdoor Unit-Air-Source) | HMH72B341 | ASPEN |  | C(A,C,D,E)48A26+TDR | TM8Y080B12MP11 | 30000 | 17.4 | 8.3 | 33200 | 27400 | 82.53% | 2.6 | 0 | 9.5 |  |  |  |  | R-410A | 2.5 | Residential & Commercial | USHP
212625937 | Central HP <5.4 tons | COLEMAN | HRCU-A-CB (Split System: Heat Pump with Remote Outdoor Unit-Air-Source) | HMH72B341 | ASPEN |  | C(A,C,D,E)42A36+TDR | TM8Y080B12MP11 | 32000 | 17.9 | 8.3 | 33200 | 27400 | 82.53% | 2.62 | 0 | 9.9 |  |  |  |  | R-410A | 2.6667 | Residential & Commercial | USHP
212625952 | Central HP <5.4 tons | COLEMAN | HRCU-A-CB (Split System: Heat Pump with Remote Outdoor Unit-Air-Source) | HMH72B341 | ASPEN |  | D(A,C,E)36C36+TDR | TM9E100C20MP12 | 32400 | 15.5 | 8.1 | 33200 | 27000 | 81.33% | 2.43 | 0 | 10 |  |  |  |  | R-410A | 2.7 | Residential & Commercial | USHP | Ducted CEE Tier 1
212626055 | Central HP <5.4 tons | COLEMAN | HRCU-A-CB (Split System: Heat Pump with Remote Outdoor Unit-Air-Source) | HMH72B341 | ASPEN |  | C(A,C,D,E)42B36+TDR | TM8Y080B12MP11 | 32400 | 18 | 8.4 | 33400 | 27400 | 82.04% | 2.63 | 0 | 9.9 |  |  |  |  | R-410A | 2.7 | Residential & Commercial | USHP
212626071 | Central HP <5.4 tons | COLEMAN | HRCU-A-CB (Split System: Heat Pump with Remote Outdoor Unit-Air-Source) | HMH72B341 | ASPEN |  | D(A,C,E)36B36+TDR | TM8Y080B12MP11 | 32200 | 18 | 8.5 | 33400 | 27400 | 82.04% | 2.65 | 0 | 9.9 |  |  |  |  | R-410A | 2.6833 | Residential & Commercial | USHP
212626239 | Central HP <5.4 tons | COLEMAN | HRCU-A-CB (Split System: Heat Pump with Remote Outdoor Unit-Air-Source) | HMH72B341 | ASPEN |  | D(A,C,E)48A36+TDR | TM8E080C16MP11 | 33000 | 18 | 8.1 | 33600 | 28200 | 83.93% | 2.64 | 0 | 10 |  |  |  |  | R-410A | 2.75 | Residential & Commercial | USHP | Ducted CEE Tier 1
212626339 | Central HP <5.4 tons | COLEMAN | HRCU-A-CB (Split System: Heat Pump with Remote Outdoor Unit-Air-Source) | HMH72B341 | ASPEN |  | C(A,C,D,E)48A36+TDR | TM8Y120C20MP11 | 33600 | 18 | 8.1 | 33600 | 30000 | 89.29% | 2.72 | 0 | 9.5 |  |  |  |  | R-410A | 2.8 | Residential & Commercial | USHP
212626357 | Central HP <5.4 tons | COLEMAN | HRCU-A-CB (Split System: Heat Pump with Remote Outdoor Unit-Air-Source) | HMH72B341 | ASPEN |  | C(A,C,D,E)36A36+TDR | TL9E080C16UH11 | 31200 | 17.4 | 8.3 | 33600 | 28000 | 83.33% | 2.62 | 0 | 9.3 |  |  |  |  | R-410A | 2.6 | Residential & Commercial | USHP
212626371 | Central HP <5.4 tons | COLEMAN | HRCU-A-CB (Split System: Heat Pump with Remote Outdoor Unit-Air-Source) | HMH72B341 | ASPEN |  | C(A,C,D,E)42A26+TDR | TM9V080C16MP12 | 29400 | 16.7 | 8.4 | 33600 | 27600 | 82.14% | 2.64 | 0 | 9.4 |  |  |  |  | R-410A | 2.45 | Residential & Commercial | USHP
212626421 | Central HP <5.4 tons | COLEMAN | HRCU-A-CB (Split System: Heat Pump with Remote Outdoor Unit-Air-Source) | HMH72B341 | ASPEN |  | D(A,C,E)48B26+TDR | CP9C100C20MP13 | 30000 | 17 | 8.1 | 33600 | 28200 | 83.93% | 2.46 | 0 | 9 |  |  |  |  | R-410A | 2.5 | Residential & Commercial | USHP
212626423 | Central HP <5.4 tons | COLEMAN | HRCU-A-CB (Split System: Heat Pump with Remote Outdoor Unit-Air-Source) | HMH72B341 | ASPEN |  | D(A,C,E)48B26+TDR | TM9V100C20MP12 | 30000 | 17 | 8.5 | 33600 | 28200 | 83.93% | 2.7 | 0 | 9 |  |  |  |  | R-410A | 2.5 | Residential & Commercial | USHP
212626640 | Central HP <5.4 tons | COLEMAN | HRCU-A-CB (Split System: Heat Pump with Remote Outdoor Unit-Air-Source) | HMH72B341 | ASPEN |  | D(A,C,E)36D26+TDR | TM9V080B12MP12 | 31400 | 17 | 8.3 | 33800 | 29200 | 86.39% | 2.67 | 0 | 9.5 |  |  |  |  | R-410A | 2.6167 | Residential & Commercial | USHP
212626741 | Central HP <5.4 tons | COLEMAN | HRCU-A-CB (Split System: Heat Pump with Remote Outdoor Unit-Air-Source) | HMH72B341 | ASPEN |  | D(A,C,E)42D26+TDR | TM9Y100C16MP11 | 32000 | 18 | 8.4 | 33800 | 28600 | 84.62% | 2.7 | 0 | 10 |  |  |  |  | R-410A | 2.6667 | Residential & Commercial | USHP | Ducted CEE Tier 1
212626789 | Central HP <5.4 tons | COLEMAN | HRCU-A-CB (Split System: Heat Pump with Remote Outdoor Unit-Air-Source) | HMH72B341 | ASPEN |  | D(A,C,E)36C36+TDR | TM8E100C16MP11 | 33000 | 18 | 8.3 | 33800 | 28600 | 84.62% | 2.7 | 0 | 10 |  |  |  |  | R-410A | 2.75 | Residential & Commercial | USHP | Ducted CEE Tier 1
212626840 | Central HP <5.4 tons | COLEMAN | HRCU-A-CB (Split System: Heat Pump with Remote Outdoor Unit-Air-Source) | HMH72B341 | ASPEN |  | D(A,C,E)36B46+TDR | TM9E080B12MP12 | 33000 | 17.5 | 8.5 | 33800 | 27400 | 81.07% | 2.65 | 0 | 10 |  |  |  |  | R-410A | 2.75 | Residential & Commercial | USHP | Ducted CEE Tier 1
212626841 | Central HP <5.4 tons | COLEMAN | HRCU-A-CB (Split System: Heat Pump with Remote Outdoor Unit-Air-Source) | HMH72B341 | ASPEN |  | D(A,C,E)36C36+TDR | TM9E080B12MP12 | 32600 | 17.5 | 8.5 | 33800 | 27400 | 81.07% | 2.65 | 0 | 10 |  |  |  |  | R-410A | 2.7167 | Residential & Commercial | USHP | Ducted CEE Tier 1
212626858 | Central HP <5.4 tons | COLEMAN | HRCU-A-CB (Split System: Heat Pump with Remote Outdoor Unit-Air-Source) | HMH72B341 | ASPEN |  | D(A,C,E)42D26+TDR | TM8E100C16MP11 | 32200 | 18 | 8.4 | 33800 | 28600 | 84.62% | 2.72 | 0 | 10 |  |  |  |  | R-410A | 2.6833 | Residential & Commercial | USHP | Ducted CEE Tier 1
212626922 | Central HP <5.4 tons | COLEMAN | HRCU-A-CB (Split System: Heat Pump with Remote Outdoor Unit-Air-Source) | HMH72B341 | ASPEN |  | D(A,C,E)42D36+TDR | TM8E100B12MP11 | 33200 | 18 | 8.5 | 33800 | 27400 | 81.07% | 2.64 | 0 | 10 |  |  |  |  | R-410A | 2.7667 | Residential & Commercial | USHP | Ducted CEE Tier 1
212626939 | Central HP <5.4 tons | COLEMAN | HRCU-A-CB (Split System: Heat Pump with Remote Outdoor Unit-Air-Source) | HMH72B341 | ASPEN |  | D(A,C,E)36D36+TDR | TMLE060A12MP11 | 33000 | 18 | 8.1 | 33800 | 27400 | 81.07% | 2.44 | 0 | 10 |  |  |  |  | R-410A | 2.75 | Residential & Commercial | USHP | Ducted CEE Tier 1
212626972 | Central HP <5.4 tons | COLEMAN | HRCU-A-CB (Split System: Heat Pump with Remote Outdoor Unit-Air-Source) | HMH72B341 | ASPEN |  | D(A,C,E)48D26+TDR | TMLE100B12MP11 | 31200 | 17.8 | 8.1 | 33800 | 27400 | 81.07% | 2.44 | 0 | 9.7 |  |  |  |  | R-410A | 2.6 | Residential & Commercial | USHP
212627023 | Central HP <5.4 tons | COLEMAN | HRCU-A-CB (Split System: Heat Pump with Remote Outdoor Unit-Air-Source) | HMH72B341 | ASPEN |  | D(A,C,E)42A36+TDR | TM8Y080C16MP11 | 31800 | 18.5 | 8.3 | 33800 | 27400 | 81.07% | 2.63 | 0 | 9.9 |  |  |  |  | R-410A | 2.65 | Residential & Commercial | USHP
212627042 | Central HP <5.4 tons | COLEMAN | HRCU-A-CB (Split System: Heat Pump with Remote Outdoor Unit-Air-Source) | HMH72B341 | ASPEN |  | D(A,C,E)42A46+TDR | CP9C080C16MP13 | 32600 | 17.5 | 8.1 | 33800 | 27400 | 81.07% | 2.45 | 0 | 10 |  |  |  |  | R-410A | 2.7167 | Residential & Commercial | USHP | Ducted CEE Tier 1
212627055 | Central HP <5.4 tons | COLEMAN | HRCU-A-CB (Split System: Heat Pump with Remote Outdoor Unit-Air-Source) | HMH72B341 | ASPEN |  | C(A,C,D,E)36B36+TDR | TM9V080C16MP12 | 32200 | 17.5 | 8.5 | 33800 | 27400 | 81.07% | 2.66 | 0 | 9.9 |  |  |  |  | R-410A | 2.6833 | Residential & Commercial | USHP
212627059 | Central HP <5.4 tons | COLEMAN | HRCU-A-CB (Split System: Heat Pump with Remote Outdoor Unit-Air-Source) | HMH72B341 | ASPEN |  | D(A,C,E)36A46+TDR | TM9V080C16MP12 | 32000 | 17.5 | 8.5 | 33800 | 27400 | 81.07% | 2.66 | 0 | 9.9 |  |  |  |  | R-410A | 2.6667 | Residential & Commercial | USHP
212627072 | Central HP <5.4 tons | COLEMAN | HRCU-A-CB (Split System: Heat Pump with Remote Outdoor Unit-Air-Source) | HMH72B341 | ASPEN |  | D(A,C,E)48C26+TDR | TM9V080C16MP12 | 30800 | 17.2 | 8.5 | 33800 | 27400 | 81.07% | 2.66 | 0 | 9 |  |  |  |  | R-410A | 2.5667 | Residential & Commercial | USHP
212627074 | Central HP <5.4 tons | COLEMAN | HRCU-A-CB (Split System: Heat Pump with Remote Outdoor Unit-Air-Source) | HMH72B341 | ASPEN |  | D(A,C,E)48D26+TDR | TM9V080C16MP12 | 31200 | 17.3 | 8.5 | 33800 | 27400 | 81.07% | 2.66 | 0 | 9.7 |  |  |  |  | R-410A | 2.6 | Residential & Commercial | USHP
212627108 | Central HP <5.4 tons | COLEMAN | HRCU-A-CB (Split System: Heat Pump with Remote Outdoor Unit-Air-Source) | HMH72B341 | ASPEN |  | D(A,C,E)42B36+TDR | TM8Y120C20MP11 | 33600 | 18 | 8.3 | 33800 | 30200 | 89.35% | 2.82 | 0 | 9.5 |  |  |  |  | R-410A | 2.8 | Residential & Commercial | USHP
212627123 | Central HP <5.4 tons | COLEMAN | HRCU-A-CB (Split System: Heat Pump with Remote Outdoor Unit-Air-Source) | HMH72B341 | ASPEN |  | D(A,C,E)48A36+TDR | TM9Y080C16MP11 | 32200 | 18.5 | 8.5 | 33800 | 28200 | 83.43% | 2.67 | 0 | 9.4 |  |  |  |  | R-410A | 2.6833 | Residential & Commercial | USHP
212627124 | Central HP <5.4 tons | COLEMAN | HRCU-A-CB (Split System: Heat Pump with Remote Outdoor Unit-Air-Source) | HMH72B341 | ASPEN |  | C(A,C,D,E)36B26+TDR | TL9E100C20UH11 | 31000 | 17 | 8.4 | 33800 | 28800 | 85.21% | 2.79 | 0 | 9.8 |  |  |  |  | R-410A | 2.5833 | Residential & Commercial | USHP
212627156 | Central HP <5.4 tons | COLEMAN | HRCU-A-CB (Split System: Heat Pump with Remote Outdoor Unit-Air-Source) | HMH72B341 | ASPEN |  | C(A,C,D,E)36C26+TDR | TL9E100C20UH11 | 31600 | 17 | 8.5 | 33800 | 28800 | 85.21% | 2.81 | 0 | 9.9 |  |  |  |  | R-410A | 2.6333 | Residential & Commercial | USHP
212627174 | Central HP <5.4 tons | COLEMAN | HRCU-A-CB (Split System: Heat Pump with Remote Outdoor Unit-Air-Source) | HMH72B341 | ASPEN |  | D(A,C,E)36A36+TDR | TM9V100C20MP12 | 31600 | 17.5 | 8.5 | 33800 | 28200 | 83.43% | 2.7 | 0 | 9.3 |  |  |  |  | R-410A | 2.6333 | Residential & Commercial | USHP
212627257 | Central HP <5.4 tons | COLEMAN | HRCU-A-CB (Split System: Heat Pump with Remote Outdoor Unit-Air-Source) | HMH72B341 | ASPEN |  | D(A,C,E)48C26+TDR | TL9E060B12UH11 | 30600 | 17.7 | 8.1 | 34000 | 27800 | 81.76% | 2.4 | 0 | 9 |  |  |  |  | R-410A | 2.55 | Residential & Commercial | USHP
212627258 | Central HP <5.4 tons | COLEMAN | HRCU-A-CB (Split System: Heat Pump with Remote Outdoor Unit-Air-Source) | HMH72B341 | ASPEN |  | D(A,C,E)48C36+TDR | TL9E060B12UH11 | 33000 | 18 | 8.1 | 34000 | 27800 | 81.76% | 2.4 | 0 | 9 |  |  |  |  | R-410A | 2.75 | Residential & Commercial | USHP
212627376 | Central HP <5.4 tons | COLEMAN | HRCU-A-CB (Split System: Heat Pump with Remote Outdoor Unit-Air-Source) | HMH72B341 | ASPEN |  | D(A,C,E)48B36+TDR | TP9C060B12MP13 | 32800 | 17.5 | 8.1 | 34000 | 27800 | 81.76% | 2.42 | 0 | 9.5 |  |  |  |  | R-410A | 2.7333 | Residential & Commercial | USHP
212627426 | Central HP <5.4 tons | COLEMAN | HRCU-A-CB (Split System: Heat Pump with Remote Outdoor Unit-Air-Source) | HMH72B341 | ASPEN |  | D(A,C,E)36C36+TDR | TM8E080B12MP11 | 32400 | 18 | 8.5 | 34000 | 28000 | 82.35% | 2.63 | 0 | 9.5 |  |  |  |  | R-410A | 2.7 | Residential & Commercial | USHP
212628124 | Central HP <5.4 tons | COLEMAN | HRCU-A-CB (Split System: Heat Pump with Remote Outdoor Unit-Air-Source) | HMH72B341 | ASPEN |  | D(A,C,E)36C36+TDR | TP9C100C20MP13 | 32400 | 17.5 | 8.1 | 34000 | 28400 | 83.53% | 2.46 | 0 | 9.5 |  |  |  |  | R-410A | 2.7 | Residential & Commercial | USHP
212628129 | Central HP <5.4 tons | COLEMAN | HRCU-A-CB (Split System: Heat Pump with Remote Outdoor Unit-Air-Source) | HMH72B341 | ASPEN |  | D(A,C,E)42D26+TDR | TP9C100C20MP13 | 30400 | 17.1 | 8.1 | 34000 | 28400 | 83.53% | 2.46 | 0 | 9 |  |  |  |  | R-410A | 2.5333 | Residential & Commercial | USHP
212627765 | Central HP <5.4 tons | COLEMAN | HRCU-A-CB (Split System: Heat Pump with Remote Outdoor Unit-Air-Source) | HMH72B341 | ASPEN |  | C(A,C,D,E)36B36+TDR | TM8V100C16MP12 | 32000 | 17.5 | 8.5 | 34000 | 27400 | 80.59% | 2.67 | 0 | 9.9 |  |  |  |  | R-410A | 2.6667 | Residential & Commercial | USHP
212627770 | Central HP <5.4 tons | COLEMAN | HRCU-A-CB (Split System: Heat Pump with Remote Outdoor Unit-Air-Source) | HMH72B341 | ASPEN |  | D(A,C,E)36B36+TDR | TM8V100C16MP12 | 32000 | 17.5 | 8.5 | 34000 | 27400 | 80.59% | 2.67 | 0 | 9.9 |  |  |  |  | R-410A | 2.6667 | Residential & Commercial | USHP
212627781 | Central HP <5.4 tons | COLEMAN | HRCU-A-CB (Split System: Heat Pump with Remote Outdoor Unit-Air-Source) | HMH72B341 | ASPEN |  | D(A,C,E)48B36+TDR | TM8V100C16MP12 | 32600 | 17.5 | 8.5 | 34000 | 27400 | 80.59% | 2.67 | 0 | 10 |  |  |  |  | R-410A | 2.7167 | Residential & Commercial | USHP | Ducted CEE Tier 1
212627797 | Central HP <5.4 tons | COLEMAN | HRCU-A-CB (Split System: Heat Pump with Remote Outdoor Unit-Air-Source) | HMH72B341 | ASPEN |  | D(A,C,E)36B46+TDR | TMLV100C16MP12 | 33000 | 17.5 | 8.1 | 33800 | 27400 | 81.07% | 2.47 | 0 | 10 |  |  |  |  | R-410A | 2.75 | Residential & Commercial | USHP | Ducted CEE Tier 1
212627806 | Central HP <5.4 tons | COLEMAN | HRCU-A-CB (Split System: Heat Pump with Remote Outdoor Unit-Air-Source) | HMH72B341 | ASPEN |  | D(A,C,E)42D36+TDR | TMLV100C16MP12 | 33200 | 17.5 | 8.1 | 33800 | 27400 | 81.07% | 2.47 | 0 | 10 |  |  |  |  | R-410A | 2.7667 | Residential & Commercial | USHP | Ducted CEE Tier 1
212627813 | Central HP <5.4 tons | COLEMAN | HRCU-A-CB (Split System: Heat Pump with Remote Outdoor Unit-Air-Source) | HMH72B341 | ASPEN |  | C(A,C,D,E)36A46+TDR | TPLC080C16MP13 | 32000 | 17.5 | 8.1 | 33800 | 27400 | 81.07% | 2.47 | 0 | 9.9 |  |  |  |  | R-410A | 2.6667 | Residential & Commercial | USHP
212627441 | Central HP <5.4 tons | COLEMAN | HRCU-A-CB (Split System: Heat Pump with Remote Outdoor Unit-Air-Source) | HMH72B341 | ASPEN |  | C(A,C,D,E)36B26+TDR | TM9Y080B12MP11 | 29400 | 17.2 | 8.1 | 34000 | 28000 | 82.35% | 2.41 | 0 | 8.9 |  |  |  |  | R-410A | 2.45 | Residential & Commercial | USHP
212627493 | Central HP <5.4 tons | COLEMAN | HRCU-A-CB (Split System: Heat Pump with Remote Outdoor Unit-Air-Source) | HMH72B341 | ASPEN |  | D(A,C,E)42C36+TDR | TM8E080C16MP11 | 33000 | 18 | 8.4 | 34000 | 28400 | 83.53% | 2.75 | 0 | 10 |  |  |  |  | R-410A | 2.75 | Residential & Commercial | USHP | Ducted CEE Tier 1
212627557 | Central HP <5.4 tons | COLEMAN | HRCU-A-CB (Split System: Heat Pump with Remote Outdoor Unit-Air-Source) | HMH72B341 | ASPEN |  | D(A,C,E)36D36+TDR | TM8E100C16MP11 | 33000 | 18 | 8.4 | 34000 | 28400 | 83.53% | 2.74 | 0 | 10 |  |  |  |  | R-410A | 2.75 | Residential & Commercial | USHP | Ducted CEE Tier 1
212627574 | Central HP <5.4 tons | COLEMAN | HRCU-A-CB (Split System: Heat Pump with Remote Outdoor Unit-Air-Source) | HMH72B341 | ASPEN |  | C(A,C,D,E)48C26+TDR | TMLE040A12MP11 | 32000 | 18 | 8.1 | 33400 | 29000 | 86.83% | 2.48 | 0 | 10 |  |  |  |  | R-410A | 2.6667 | Residential & Commercial | USHP | Ducted CEE Tier 1
212627575 | Central HP <5.4 tons | COLEMAN | HRCU-A-CB (Split System: Heat Pump with Remote Outdoor Unit-Air-Source) | HMH72B341 | ASPEN |  | D(A,C,E)42D36+TDR | TMLE040A12MP11 | 32800 | 18 | 8.1 | 33400 | 29000 | 86.83% | 2.48 | 0 | 10 |  |  |  |  | R-410A | 2.7333 | Residential & Commercial | USHP | Ducted CEE Tier 1
212627592 | Central HP <5.4 tons | COLEMAN | HRCU-A-CB (Split System: Heat Pump with Remote Outdoor Unit-Air-Source) | HMH72B341 | ASPEN |  | D(A,C,E)36D36+TDR | TM8E120C16MP11 | 33200 | 18 | 8.4 | 34000 | 28800 | 84.71% | 2.77 | 0 | 10 |  |  |  |  | R-410A | 2.7667 | Residential & Commercial | USHP | Ducted CEE Tier 1
212627608 | Central HP <5.4 tons | COLEMAN | HRCU-A-CB (Split System: Heat Pump with Remote Outdoor Unit-Air-Source) | HMH72B341 | ASPEN |  | D(A,C,E)48D36+TDR | TMLE100C16MP11 | 33000 | 18 | 8.1 | 33000 | 29000 | 87.88% | 2.49 | 0 | 10 |  |  |  |  | R-410A | 2.75 | Residential & Commercial | USHP | Ducted CEE Tier 1
212627624 | Central HP <5.4 tons | COLEMAN | HRCU-A-CB (Split System: Heat Pump with Remote Outdoor Unit-Air-Source) | HMH72B341 | ASPEN |  | D(A,C,E)48A36+TDR | TM8V100C16MP12 | 32200 | 17.5 | 8.4 | 34000 | 27400 | 80.59% | 2.65 | 0 | 9.9 |  |  |  |  | R-410A | 2.6833 | Residential & Commercial | USHP
212627708 | Central HP <5.4 tons | COLEMAN | HRCU-A-CB (Split System: Heat Pump with Remote Outdoor Unit-Air-Source) | HMH72B341 | ASPEN |  | D(A,C,E)42C36+TDR | CPLC080C16MP13 | 32800 | 17.5 | 8.1 | 33800 | 27400 | 81.07% | 2.47 | 0 | 10 |  |  |  |  | R-410A | 2.7333 | Residential & Commercial | USHP | Ducted CEE Tier 1
212627709 | Central HP <5.4 tons | COLEMAN | HRCU-A-CB (Split System: Heat Pump with Remote Outdoor Unit-Air-Source) | HMH72B341 | ASPEN |  | D(A,C,E)42D26+TDR | CPLC080C16MP13 | 30600 | 17.2 | 8.1 | 33800 | 27400 | 81.07% | 2.47 | 0 | 9.6 |  |  |  |  | R-410A | 2.55 | Residential & Commercial | USHP
212627726 | Central HP <5.4 tons | COLEMAN | HRCU-A-CB (Split System: Heat Pump with Remote Outdoor Unit-Air-Source) | HMH72B341 | ASPEN |  | D(A,C,E)36D26+TDR | CPLC100C16MP13 | 30200 | 17 | 8.1 | 33800 | 27400 | 81.07% | 2.47 | 0 | 9 |  |  |  |  | R-410A | 2.5167 | Residential & Commercial | USHP
212627727 | Central HP <5.4 tons | COLEMAN | HRCU-A-CB (Split System: Heat Pump with Remote Outdoor Unit-Air-Source) | HMH72B341 | ASPEN |  | D(A,C,E)36D36+TDR | CPLC100C16MP13 | 32800 | 17.5 | 8.1 | 33800 | 27400 | 81.07% | 2.47 | 0 | 10 |  |  |  |  | R-410A | 2.7333 | Residential & Commercial | USHP | Ducted CEE Tier 1
212627757 | Central HP <5.4 tons | COLEMAN | HRCU-A-CB (Split System: Heat Pump with Remote Outdoor Unit-Air-Source) | HMH72B341 | ASPEN |  | D(A,C,E)42D36+TDR | TM8V080C16MP12 | 33200 | 17.5 | 8.5 | 34000 | 27400 | 80.59% | 2.67 | 0 | 10 |  |  |  |  | R-410A | 2.7667 | Residential & Commercial | USHP | Ducted CEE Tier 1
212627826 | Central HP <5.4 tons | COLEMAN | HRCU-A-CB (Split System: Heat Pump with Remote Outdoor Unit-Air-Source) | HMH72B341 | ASPEN |  | D(A,C,E)42B36+TDR | TPLC080C16MP13 | 32400 | 17.5 | 8.1 | 33800 | 27400 | 81.07% | 2.47 | 0 | 10 |  |  |  |  | R-410A | 2.7 | Residential & Commercial | USHP | Ducted CEE Tier 1
212627844 | Central HP <5.4 tons | COLEMAN | HRCU-A-CB (Split System: Heat Pump with Remote Outdoor Unit-Air-Source) | HMH72B341 | ASPEN |  | D(A,C,E)36B46+TDR | TPLC100C16MP13 | 33000 | 17.5 | 8.1 | 33800 | 27400 | 81.07% | 2.47 | 0 | 10 |  |  |  |  | R-410A | 2.75 | Residential & Commercial | USHP | Ducted CEE Tier 1
212627861 | Central HP <5.4 tons | COLEMAN | HRCU-A-CB (Split System: Heat Pump with Remote Outdoor Unit-Air-Source) | HMH72B341 | ASPEN |  | D(A,C,E)42C26+TDR | TL9E080C16UH11 | 30000 | 17 | 8.5 | 34000 | 27800 | 81.76% | 2.65 | 0 | 9 |  |  |  |  | R-410A | 2.5 | Residential & Commercial | USHP
212627879 | Central HP <5.4 tons | COLEMAN | HRCU-A-CB (Split System: Heat Pump with Remote Outdoor Unit-Air-Source) | HMH72B341 | ASPEN |  | D(A,C,E)48B36+TDR | TL8E080C16UH11 | 32600 | 17.5 | 8.5 | 34000 | 27800 | 81.76% | 2.68 | 0 | 10 |  |  |  |  | R-410A | 2.7167 | Residential & Commercial | USHP | Ducted CEE Tier 1
212627906 | Central HP <5.4 tons | COLEMAN | HRCU-A-CB (Split System: Heat Pump with Remote Outdoor Unit-Air-Source) | HMH72B341 | ASPEN |  | D(A,C,E)36D36+TDR | TM8Y120C20MP11 | 33600 | 18 | 8.4 | 34000 | 30200 | 88.82% | 2.83 | 0 | 9.5 |  |  |  |  | R-410A | 2.8 | Residential & Commercial | USHP
212627940 | Central HP <5.4 tons | COLEMAN | HRCU-A-CB (Split System: Heat Pump with Remote Outdoor Unit-Air-Source) | HMH72B341 | ASPEN |  | D(A,C,E)36C36+TDR | TM8Y080C16MP11 | 32400 | 18.5 | 8.5 | 34000 | 27400 | 80.59% | 2.67 | 0 | 10 |  |  |  |  | R-410A | 2.7 | Residential & Commercial | USHP | Ducted CEE Tier 1
212627947 | Central HP <5.4 tons | COLEMAN | HRCU-A-CB (Split System: Heat Pump with Remote Outdoor Unit-Air-Source) | HMH72B341 | ASPEN |  | D(A,C,E)42D26+TDR | TM8Y080C16MP11 | 30600 | 18.1 | 8.5 | 34000 | 27400 | 80.59% | 2.67 | 0 | 9.6 |  |  |  |  | R-410A | 2.55 | Residential & Commercial | USHP
212627972 | Central HP <5.4 tons | COLEMAN | HRCU-A-CB (Split System: Heat Pump with Remote Outdoor Unit-Air-Source) | HMH72B341 | ASPEN |  | D(A,C,E)48B36+TDR | TM8Y100C16MP11 | 32600 | 18.5 | 8.5 | 34000 | 27400 | 80.59% | 2.67 | 0 | 10 |  |  |  |  | R-410A | 2.7167 | Residential & Commercial | USHP | Ducted CEE Tier 1
212627988 | Central HP <5.4 tons | COLEMAN | HRCU-A-CB (Split System: Heat Pump with Remote Outdoor Unit-Air-Source) | HMH72B341 | ASPEN |  | D(A,C,E)36D36+TDR | TM9V100C16MP12 | 32800 | 17.5 | 8.5 | 34000 | 27400 | 80.59% | 2.67 | 0 | 10 |  |  |  |  | R-410A | 2.7333 | Residential & Commercial | USHP | Ducted CEE Tier 1
212628038 | Central HP <5.4 tons | COLEMAN | HRCU-A-CB (Split System: Heat Pump with Remote Outdoor Unit-Air-Source) | HMH72B341 | ASPEN |  | C(A,C,D,E)48C26+TDR | TM8Y120C20MP11 | 32600 | 18 | 8.5 | 34000 | 30200 | 88.82% | 2.85 | 0 | 9 |  |  |  |  | R-410A | 2.7167 | Residential & Commercial | USHP
212628072 | Central HP <5.4 tons | COLEMAN | HRCU-A-CB (Split System: Heat Pump with Remote Outdoor Unit-Air-Source) | HMH72B341 | ASPEN |  | D(A,C,E)42C26+TDR | TM9V100C20MP12 | 30000 | 17 | 8.5 | 34000 | 28000 | 82.35% | 2.69 | 0 | 9 |  |  |  |  | R-410A | 2.5 | Residential & Commercial | USHP
212627891 | Central HP <5.4 tons | COLEMAN | HRCU-A-CB (Split System: Heat Pump with Remote Outdoor Unit-Air-Source) | HMH72B341 | ASPEN |  | D(A,C,E)36B46+TDR | TL9E080C16UH11 | 33000 | 17.5 | 8.5 | 34000 | 28000 | 82.35% | 2.66 | 0 | 9 |  |  |  |  | R-410A | 2.75 | Residential & Commercial | USHP
212627928 | Central HP <5.4 tons | COLEMAN | HRCU-A-CB (Split System: Heat Pump with Remote Outdoor Unit-Air-Source) | HMH72B341 | ASPEN |  | D(A,C,E)48C36+TDR | CP9C100C16MP13 | 33200 | 17.5 | 8.1 | 34000 | 27400 | 80.59% | 2.47 | 0 | 10 |  |  |  |  | R-410A | 2.7667 | Residential & Commercial | USHP | Ducted CEE Tier 1
212624502 | Central HP <5.4 tons | COLEMAN | HRCU-A-CB (Split System: Heat Pump with Remote Outdoor Unit-Air-Source) | HMH72B341 | ASPEN |  | C(A,C,D,E)36A44+TDR | CPLC100C16MP13 | 32000 | 17.5 | 8.1 | 33800 | 27400 | 81.07% | 2.47 | 0 | 9.9 |  |  |  |  | R-410A | 2.6667 | Residential & Commercial | USHP
212624616 | Central HP <5.4 tons | COLEMAN | HRCU-A-CB (Split System: Heat Pump with Remote Outdoor Unit-Air-Source) | HMH72B341 | ASPEN |  | D(A,C,E)36A44+TDR | TM8V100C16MP12 | 32000 | 17.5 | 8.5 | 34000 | 27400 | 80.59% | 2.67 | 0 | 9.9 |  |  |  |  | R-410A | 2.6667 | Residential & Commercial | USHP
212624617 | Central HP <5.4 tons | COLEMAN | HRCU-A-CB (Split System: Heat Pump with Remote Outdoor Unit-Air-Source) | HMH72B341 | ASPEN |  | D(A,C,E)36B34+TDR | TM8V100C16MP12 | 32000 | 17.5 | 8.5 | 34000 | 27400 | 80.59% | 2.67 | 0 | 9.9 |  |  |  |  | R-410A | 2.6667 | Residential & Commercial | USHP
212624649 | Central HP <5.4 tons | COLEMAN | HRCU-A-CB (Split System: Heat Pump with Remote Outdoor Unit-Air-Source) | HMH72B341 | ASPEN |  | C(A,C,D,E)36D24+TDR | TMLV100C16MP12 | 30200 | 17 | 8.1 | 33800 | 27400 | 81.07% | 2.47 | 0 | 9 |  |  |  |  | R-410A | 2.5167 | Residential & Commercial | USHP
212624652 | Central HP <5.4 tons | COLEMAN | HRCU-A-CB (Split System: Heat Pump with Remote Outdoor Unit-Air-Source) | HMH72B341 | ASPEN |  | C(A,C,D,E)42D24+TDR | TMLV100C16MP12 | 30600 | 17.2 | 8.1 | 33800 | 27400 | 81.07% | 2.47 | 0 | 9.6 |  |  |  |  | R-410A | 2.55 | Residential & Commercial | USHP
212624668 | Central HP <5.4 tons | COLEMAN | HRCU-A-CB (Split System: Heat Pump with Remote Outdoor Unit-Air-Source) | HMH72B341 | ASPEN |  | D(A,C,E)42B34+TDR | TMLV100C16MP12 | 32400 | 17.5 | 8.1 | 33800 | 27400 | 81.07% | 2.47 | 0 | 10 |  |  |  |  | R-410A | 2.7 | Residential & Commercial | USHP | Ducted CEE Tier 1
212628074 | Central HP <5.4 tons | COLEMAN | HRCU-A-CB (Split System: Heat Pump with Remote Outdoor Unit-Air-Source) | HMH72B341 | ASPEN |  | D(A,C,E)36D26+TDR | TP9C100C20MP13 | 30000 | 17 | 8.1 | 34000 | 28000 | 82.35% | 2.47 | 0 | 9 |  |  |  |  | R-410A | 2.5 | Residential & Commercial | USHP
212628079 | Central HP <5.4 tons | COLEMAN | HRCU-A-CB (Split System: Heat Pump with Remote Outdoor Unit-Air-Source) | HMH72B341 | ASPEN |  | C(A,C,D,E)36C36+TDR | CP9C100C20MP13 | 32400 | 17.5 | 8.1 | 34000 | 28400 | 83.53% | 2.46 | 0 | 9.5 |  |  |  |  | R-410A | 2.7 | Residential & Commercial | USHP
212627670 | Central HP <5.4 tons | COLEMAN | HRCU-A-CB (Split System: Heat Pump with Remote Outdoor Unit-Air-Source) | HMH72B341 | ASPEN |  | D(A,C,E)48D36+TDR | TM8E120C16MP11 | 33200 | 18 | 8.5 | 34000 | 28800 | 84.71% | 2.79 | 0 | 10 |  |  |  |  | R-410A | 2.7667 | Residential & Commercial | USHP | Ducted CEE Tier 1
212627713 | Central HP <5.4 tons | COLEMAN | HRCU-A-CB (Split System: Heat Pump with Remote Outdoor Unit-Air-Source) | HMH72B341 | ASPEN |  | D(A,C,E)48C36+TDR | CPLC080C16MP13 | 33200 | 17.5 | 8.1 | 33800 | 27400 | 81.07% | 2.47 | 0 | 10 |  |  |  |  | R-410A | 2.7667 | Residential & Commercial | USHP | Ducted CEE Tier 1
212627715 | Central HP <5.4 tons | COLEMAN | HRCU-A-CB (Split System: Heat Pump with Remote Outdoor Unit-Air-Source) | HMH72B341 | ASPEN |  | D(A,C,E)48D36+TDR | CPLC080C16MP13 | 33400 | 17.5 | 8.1 | 33800 | 27400 | 81.07% | 2.47 | 0 | 10 |  |  |  |  | R-410A | 2.7833 | Residential & Commercial | USHP | Ducted CEE Tier 1
212627720 | Central HP <5.4 tons | COLEMAN | HRCU-A-CB (Split System: Heat Pump with Remote Outdoor Unit-Air-Source) | HMH72B341 | ASPEN |  | C(A,C,D,E)36C36+TDR | CPLC100C16MP13 | 32400 | 17.5 | 8.1 | 33800 | 27400 | 81.07% | 2.47 | 0 | 10 |  |  |  |  | R-410A | 2.7 | Residential & Commercial | USHP | Ducted CEE Tier 1
212627731 | Central HP <5.4 tons | COLEMAN | HRCU-A-CB (Split System: Heat Pump with Remote Outdoor Unit-Air-Source) | HMH72B341 | ASPEN |  | D(A,C,E)42C36+TDR | CPLC100C16MP13 | 32800 | 17.5 | 8.1 | 33800 | 27400 | 81.07% | 2.47 | 0 | 10 |  |  |  |  | R-410A | 2.7333 | Residential & Commercial | USHP | Ducted CEE Tier 1
212627747 | Central HP <5.4 tons | COLEMAN | HRCU-A-CB (Split System: Heat Pump with Remote Outdoor Unit-Air-Source) | HMH72B341 | ASPEN |  | D(A,C,E)36B36+TDR | TM8V080C16MP12 | 32000 | 17.5 | 8.5 | 34000 | 27400 | 80.59% | 2.67 | 0 | 9.9 |  |  |  |  | R-410A | 2.6667 | Residential & Commercial | USHP
212624685 | Central HP <5.4 tons | COLEMAN | HRCU-A-CB (Split System: Heat Pump with Remote Outdoor Unit-Air-Source) | HMH72B341 | ASPEN |  | C(A,C,D,E)42C24+TDR | TPLC080C16MP13 | 30200 | 17 | 8.1 | 33800 | 27400 | 81.07% | 2.47 | 0 | 9 |  |  |  |  | R-410A | 2.5167 | Residential & Commercial | USHP
212624732 | Central HP <5.4 tons | COLEMAN | HRCU-A-CB (Split System: Heat Pump with Remote Outdoor Unit-Air-Source) | HMH72B341 | ASPEN |  | D(A,C,E)42C24+TDR | TPLC100C16MP13 | 30200 | 17 | 8.1 | 33800 | 27400 | 81.07% | 2.47 | 0 | 9 |  |  |  |  | R-410A | 2.5167 | Residential & Commercial | USHP
212624834 | Central HP <5.4 tons | COLEMAN | HRCU-A-CB (Split System: Heat Pump with Remote Outdoor Unit-Air-Source) | HMH72B341 | ASPEN |  | D(A,C,E)36B34+TDR | TL9E080C16UH11 | 32000 | 17.5 | 8.5 | 34000 | 28000 | 82.35% | 2.66 | 0 | 9.4 |  |  |  |  | R-410A | 2.6667 | Residential & Commercial | USHP
212624849 | Central HP <5.4 tons | COLEMAN | HRCU-A-CB (Split System: Heat Pump with Remote Outdoor Unit-Air-Source) | HMH72B341 | ASPEN |  | D(A,C,E)48C24+TDR | TL9E080C16UH11 | 30400 | 17.1 | 8.5 | 34000 | 28000 | 82.35% | 2.66 | 0 | 9 |  |  |  |  | R-410A | 2.5333 | Residential & Commercial | USHP
212624852 | Central HP <5.4 tons | COLEMAN | HRCU-A-CB (Split System: Heat Pump with Remote Outdoor Unit-Air-Source) | HMH72B341 | ASPEN |  | D(A,C,E)48D34+TDR | TL9E080C16UH11 | 33400 | 17.5 | 8.5 | 34000 | 28000 | 82.35% | 2.66 | 0 | 9.5 |  |  |  |  | R-410A | 2.7833 | Residential & Commercial | USHP
212624903 | Central HP <5.4 tons | COLEMAN | HRCU-A-CB (Split System: Heat Pump with Remote Outdoor Unit-Air-Source) | HMH72B341 | ASPEN |  | C(A,C,D,E)36B24+TDR | TM8Y080C16MP11 | 29200 | 17.7 | 8.5 | 34000 | 27400 | 80.59% | 2.67 | 0 | 9.4 |  |  |  |  | R-410A | 2.4333 | Residential & Commercial | USHP
212624950 | Central HP <5.4 tons | COLEMAN | HRCU-A-CB (Split System: Heat Pump with Remote Outdoor Unit-Air-Source) | HMH72B341 | ASPEN |  | D(A,C,E)48B34+TDR | TM8Y080C16MP11 | 32600 | 18.5 | 8.5 | 34000 | 27400 | 80.59% | 2.67 | 0 | 10 |  |  |  |  | R-410A | 2.7167 | Residential & Commercial | USHP | Ducted CEE Tier 1
212624983 | Central HP <5.4 tons | COLEMAN | HRCU-A-CB (Split System: Heat Pump with Remote Outdoor Unit-Air-Source) | HMH72B341 | ASPEN |  | C(A,C,D,E)48B24+TDR | TM8Y100C16MP11 | 30200 | 17.9 | 8.5 | 34000 | 27400 | 80.59% | 2.67 | 0 | 9 |  |  |  |  | R-410A | 2.5167 | Residential & Commercial | USHP
212625000 | Central HP <5.4 tons | COLEMAN | HRCU-A-CB (Split System: Heat Pump with Remote Outdoor Unit-Air-Source) | HMH72B341 | ASPEN |  | D(A,C,E)36D24+TDR | TM8Y100C16MP11 | 30200 | 17.9 | 8.5 | 34000 | 27400 | 80.59% | 2.67 | 0 | 9 |  |  |  |  | R-410A | 2.5167 | Residential & Commercial | USHP
212625003 | Central HP <5.4 tons | COLEMAN | HRCU-A-CB (Split System: Heat Pump with Remote Outdoor Unit-Air-Source) | HMH72B341 | ASPEN |  | D(A,C,E)36D34+TDR | TM8Y100C16MP11 | 32800 | 18.5 | 8.5 | 34000 | 27400 | 80.59% | 2.67 | 0 | 10 |  |  |  |  | R-410A | 2.7333 | Residential & Commercial | USHP | Ducted CEE Tier 1
212625051 | Central HP <5.4 tons | COLEMAN | HRCU-A-CB (Split System: Heat Pump with Remote Outdoor Unit-Air-Source) | HMH72B341 | ASPEN |  | D(A,C,E)36A44+TDR | TM9V100C16MP12 | 32000 | 17.5 | 8.5 | 34000 | 27400 | 80.59% | 2.67 | 0 | 9.9 |  |  |  |  | R-410A | 2.6667 | Residential & Commercial | USHP
212625069 | Central HP <5.4 tons | COLEMAN | HRCU-A-CB (Split System: Heat Pump with Remote Outdoor Unit-Air-Source) | HMH72B341 | ASPEN |  | D(A,C,E)42C34+TDR | TM9V100C16MP12 | 32800 | 17.5 | 8.5 | 34000 | 27400 | 80.59% | 2.67 | 0 | 10 |  |  |  |  | R-410A | 2.7333 | Residential & Commercial | USHP | Ducted CEE Tier 1
212625083 | Central HP <5.4 tons | COLEMAN | HRCU-A-CB (Split System: Heat Pump with Remote Outdoor Unit-Air-Source) | HMH72B341 | ASPEN |  | D(A,C,E)48D24+TDR | TM9V100C16MP12 | 31000 | 17.3 | 8.5 | 34000 | 27400 | 80.59% | 2.67 | 0 | 9.7 |  |  |  |  | R-410A | 2.5833 | Residential & Commercial | USHP
212624067 | Central HP <5.4 tons | COLEMAN | HRCU-A-CB (Split System: Heat Pump with Remote Outdoor Unit-Air-Source) | HMH72B341 | ASPEN |  | D(A,C,E)48C34+TDR | CPLC060A12MP13 | 32800 | 17.5 | 8.1 | 33400 | 28800 | 86.23% | 2.49 | 0 | 9.5 |  |  |  |  | R-410A | 2.7333 | Residential & Commercial | USHP
212624083 | Central HP <5.4 tons | COLEMAN | HRCU-A-CB (Split System: Heat Pump with Remote Outdoor Unit-Air-Source) | HMH72B341 | ASPEN |  | C(A,C,D,E)42C24+TDR | TM8V060A12MP12 | 31600 | 17.5 | 8.1 | 33400 | 28800 | 86.23% | 2.49 | 0 | 9.5 |  |  |  |  | R-410A | 2.6333 | Residential & Commercial | USHP
212624098 | Central HP <5.4 tons | COLEMAN | HRCU-A-CB (Split System: Heat Pump with Remote Outdoor Unit-Air-Source) | HMH72B341 | ASPEN |  | D(A,C,E)48D34+TDR | TM8V060A12MP12 | 32800 | 17.5 | 8.1 | 33400 | 28800 | 86.23% | 2.49 | 0 | 9.5 |  |  |  |  | R-410A | 2.7333 | Residential & Commercial | USHP
212624131 | Central HP <5.4 tons | COLEMAN | HRCU-A-CB (Split System: Heat Pump with Remote Outdoor Unit-Air-Source) | HMH72B341 | ASPEN |  | C(A,C,D,E)36D24+TDR | CP9C080B12MP13 | 31400 | 17 | 8.1 | 33600 | 29600 | 88.1% | 2.45 | 0 | 9.5 |  |  |  |  | R-410A | 2.6167 | Residential & Commercial | USHP
212624147 | Central HP <5.4 tons | COLEMAN | HRCU-A-CB (Split System: Heat Pump with Remote Outdoor Unit-Air-Source) | HMH72B341 | ASPEN |  | C(A,C,D,E)48D24+TDR | TM9V080B12MP12 | 32200 | 17 | 8.5 | 34000 | 29400 | 86.47% | 2.73 | 0 | 9.5 |  |  |  |  | R-410A | 2.6833 | Residential & Commercial | USHP
212624201 | Central HP <5.4 tons | COLEMAN | HRCU-A-CB (Split System: Heat Pump with Remote Outdoor Unit-Air-Source) | HMH72B341 | ASPEN |  | D(A,C,E)42D34+TDR | TM9Y100C16MP11 | 32800 | 18 | 8.5 | 34000 | 28400 | 83.53% | 2.74 | 0 | 10 |  |  |  |  | R-410A | 2.7333 | Residential & Commercial | USHP | Ducted CEE Tier 1
212624214 | Central HP <5.4 tons | COLEMAN | HRCU-A-CB (Split System: Heat Pump with Remote Outdoor Unit-Air-Source) | HMH72B341 | ASPEN |  | C(A,C,D,E)42C24+TDR | TM8E040A12MP11 | 31600 | 18 | 8.1 | 33400 | 29000 | 86.83% | 2.48 | 0 | 10 |  |  |  |  | R-410A | 2.6333 | Residential & Commercial | USHP | Ducted CEE Tier 1
212624217 | Central HP <5.4 tons | COLEMAN | HRCU-A-CB (Split System: Heat Pump with Remote Outdoor Unit-Air-Source) | HMH72B341 | ASPEN |  | C(A,C,D,E)48D24+TDR | TM8E040A12MP11 | 32400 | 18 | 8.1 | 33400 | 29000 | 86.83% | 2.48 | 0 | 10 |  |  |  |  | R-410A | 2.7 | Residential & Commercial | USHP | Ducted CEE Tier 1
212624234 | Central HP <5.4 tons | COLEMAN | HRCU-A-CB (Split System: Heat Pump with Remote Outdoor Unit-Air-Source) | HMH72B341 | ASPEN |  | D(A,C,E)48C34+TDR | TMLE040A12MP11 | 32800 | 18 | 8.1 | 33400 | 29000 | 86.83% | 2.48 | 0 | 10 |  |  |  |  | R-410A | 2.7333 | Residential & Commercial | USHP | Ducted CEE Tier 1
212624249 | Central HP <5.4 tons | COLEMAN | HRCU-A-CB (Split System: Heat Pump with Remote Outdoor Unit-Air-Source) | HMH72B341 | ASPEN |  | C(A,C,D,E)42C24+TDR | TM8E080C16MP11 | 31800 | 18 | 8.5 | 34000 | 28400 | 83.53% | 2.77 | 0 | 10 |  |  |  |  | R-410A | 2.65 | Residential & Commercial | USHP | Ducted CEE Tier 1
212624267 | Central HP <5.4 tons | COLEMAN | HRCU-A-CB (Split System: Heat Pump with Remote Outdoor Unit-Air-Source) | HMH72B341 | ASPEN |  | C(A,C,D,E)48D24+TDR | TMLE080C16MP11 | 32600 | 18 | 8.1 | 33000 | 29000 | 87.88% | 2.49 | 0 | 10 |  |  |  |  | R-410A | 2.7167 | Residential & Commercial | USHP | Ducted CEE Tier 1
212627363 | Central HP <5.4 tons | COLEMAN | HRCU-A-CB (Split System: Heat Pump with Remote Outdoor Unit-Air-Source) | HMH72B341 | ASPEN |  | C(A,C,D,E)48C26+TDR | TP9C060B12MP13 | 30800 | 17.2 | 8.1 | 34000 | 27800 | 81.76% | 2.42 | 0 | 9 |  |  |  |  | R-410A | 2.5667 | Residential & Commercial | USHP
212627370 | Central HP <5.4 tons | COLEMAN | HRCU-A-CB (Split System: Heat Pump with Remote Outdoor Unit-Air-Source) | HMH72B341 | ASPEN |  | D(A,C,E)42A46+TDR | TP9C060B12MP13 | 32600 | 17.5 | 8.1 | 34000 | 27800 | 81.76% | 2.42 | 0 | 9.5 |  |  |  |  | R-410A | 2.7167 | Residential & Commercial | USHP
212627377 | Central HP <5.4 tons | COLEMAN | HRCU-A-CB (Split System: Heat Pump with Remote Outdoor Unit-Air-Source) | HMH72B341 | ASPEN |  | D(A,C,E)48C26+TDR | TP9C060B12MP13 | 30800 | 17.2 | 8.1 | 34000 | 27800 | 81.76% | 2.42 | 0 | 9 |  |  |  |  | R-410A | 2.5667 | Residential & Commercial | USHP
212627445 | Central HP <5.4 tons | COLEMAN | HRCU-A-CB (Split System: Heat Pump with Remote Outdoor Unit-Air-Source) | HMH72B341 | ASPEN |  | C(A,C,D,E)48C26+TDR | TM9Y080B12MP11 | 30600 | 17.7 | 8.1 | 34000 | 28000 | 82.35% | 2.41 | 0 | 9 |  |  |  |  | R-410A | 2.55 | Residential & Commercial | USHP
212627463 | Central HP <5.4 tons | COLEMAN | HRCU-A-CB (Split System: Heat Pump with Remote Outdoor Unit-Air-Source) | HMH72B341 | ASPEN |  | C(A,C,D,E)36A46+TDR | TMLE080B12MP11 | 32000 | 18 | 8.1 | 34000 | 28000 | 82.35% | 2.41 | 0 | 9.4 |  |  |  |  | R-410A | 2.6667 | Residential & Commercial | USHP
212627470 | Central HP <5.4 tons | COLEMAN | HRCU-A-CB (Split System: Heat Pump with Remote Outdoor Unit-Air-Source) | HMH72B341 | ASPEN |  | D(A,C,E)36B36+TDR | TMLE080B12MP11 | 32000 | 18 | 8.1 | 34000 | 28000 | 82.35% | 2.41 | 0 | 9.4 |  |  |  |  | R-410A | 2.6667 | Residential & Commercial | USHP
212627472 | Central HP <5.4 tons | COLEMAN | HRCU-A-CB (Split System: Heat Pump with Remote Outdoor Unit-Air-Source) | HMH72B341 | ASPEN |  | D(A,C,E)36C36+TDR | TMLE080B12MP11 | 32400 | 18 | 8.1 | 34000 | 28000 | 82.35% | 2.41 | 0 | 9.5 |  |  |  |  | R-410A | 2.7 | Residential & Commercial | USHP
212627481 | Central HP <5.4 tons | COLEMAN | HRCU-A-CB (Split System: Heat Pump with Remote Outdoor Unit-Air-Source) | HMH72B341 | ASPEN |  | D(A,C,E)48B36+TDR | TMLE080B12MP11 | 32600 | 18 | 8.1 | 34000 | 28000 | 82.35% | 2.41 | 0 | 9.5 |  |  |  |  | R-410A | 2.7167 | Residential & Commercial | USHP
212627131 | Central HP <5.4 tons | COLEMAN | HRCU-A-CB (Split System: Heat Pump with Remote Outdoor Unit-Air-Source) | HMH72B341 | ASPEN |  | D(A,C,E)48B26+TDR | TM8Y100C16MP11 | 30200 | 17.9 | 8.4 | 33800 | 27200 | 80.47% | 2.64 | 0 | 9 |  |  |  |  | R-410A | 2.5167 | Residential & Commercial | USHP
212627232 | Central HP <5.4 tons | COLEMAN | HRCU-A-CB (Split System: Heat Pump with Remote Outdoor Unit-Air-Source) | HMH72B341 | ASPEN |  | D(A,C,E)48C36+TDR | TPLC080B12MP13 | 32400 | 17 | 8.1 | 33600 | 29400 | 87.5% | 2.42 | 0 | 9.5 |  |  |  |  | R-410A | 2.7 | Residential & Commercial | USHP
212627249 | Central HP <5.4 tons | COLEMAN | HRCU-A-CB (Split System: Heat Pump with Remote Outdoor Unit-Air-Source) | HMH72B341 | ASPEN |  | D(A,C,E)36D36+TDR | TL9E060B12UH11 | 32800 | 18 | 8.1 | 34000 | 27800 | 81.76% | 2.4 | 0 | 9.5 |  |  |  |  | R-410A | 2.7333 | Residential & Commercial | USHP
212627281 | Central HP <5.4 tons | COLEMAN | HRCU-A-CB (Split System: Heat Pump with Remote Outdoor Unit-Air-Source) | HMH72B341 | ASPEN |  | D(A,C,E)42A46+TDR | TM9E060B12MP12 | 32600 | 17.5 | 8.1 | 34000 | 28000 | 82.35% | 2.39 | 0 | 9.5 |  |  |  |  | R-410A | 2.7167 | Residential & Commercial | USHP
212627283 | Central HP <5.4 tons | COLEMAN | HRCU-A-CB (Split System: Heat Pump with Remote Outdoor Unit-Air-Source) | HMH72B341 | ASPEN |  | D(A,C,E)42C26+TDR | TM9E060B12MP12 | 30400 | 17 | 8.1 | 34000 | 28000 | 82.35% | 2.39 | 0 | 9.1 |  |  |  |  | R-410A | 2.5333 | Residential & Commercial | USHP
212627333 | Central HP <5.4 tons | COLEMAN | HRCU-A-CB (Split System: Heat Pump with Remote Outdoor Unit-Air-Source) | HMH72B341 | ASPEN |  | D(A,C,E)48D26+TDR | CP9C060B12MP13 | 31200 | 17.3 | 8.1 | 34000 | 27800 | 81.76% | 2.42 | 0 | 9.2 |  |  |  |  | R-410A | 2.6 | Residential & Commercial | USHP
212627349 | Central HP <5.4 tons | COLEMAN | HRCU-A-CB (Split System: Heat Pump with Remote Outdoor Unit-Air-Source) | HMH72B341 | ASPEN |  | D(A,C,E)42C26+TDR | TM9V060B12MP12 | 30400 | 17 | 8.1 | 34000 | 27800 | 81.76% | 2.42 | 0 | 9.1 |  |  |  |  | R-410A | 2.5333 | Residential & Commercial | USHP
212627383 | Central HP <5.4 tons | COLEMAN | HRCU-A-CB (Split System: Heat Pump with Remote Outdoor Unit-Air-Source) | HMH72B341 | ASPEN |  | D(A,C,E)48A36+TDR | TM8E080B12MP11 | 32200 | 18 | 8.4 | 34000 | 28000 | 82.35% | 2.6 | 0 | 9.4 |  |  |  |  | R-410A | 2.6833 | Residential & Commercial | USHP
212627417 | Central HP <5.4 tons | COLEMAN | HRCU-A-CB (Split System: Heat Pump with Remote Outdoor Unit-Air-Source) | HMH72B341 | ASPEN |  | C(A,C,D,E)36A46+TDR | TM8E080B12MP11 | 32000 | 18 | 8.5 | 34000 | 28000 | 82.35% | 2.63 | 0 | 9.4 |  |  |  |  | R-410A | 2.6667 | Residential & Commercial | USHP
212627448 | Central HP <5.4 tons | COLEMAN | HRCU-A-CB (Split System: Heat Pump with Remote Outdoor Unit-Air-Source) | HMH72B341 | ASPEN |  | D(A,C,E)36B46+TDR | TM9Y080B12MP11 | 33000 | 18 | 8.1 | 34000 | 28000 | 82.35% | 2.41 | 0 | 9.5 |  |  |  |  | R-410A | 2.75 | Residential & Commercial | USHP
212627602 | Central HP <5.4 tons | COLEMAN | HRCU-A-CB (Split System: Heat Pump with Remote Outdoor Unit-Air-Source) | HMH72B341 | ASPEN |  | D(A,C,E)42D36+TDR | TM8E100C16MP11 | 33000 | 18 | 8.5 | 34000 | 28400 | 83.53% | 2.76 | 0 | 10 |  |  |  |  | R-410A | 2.75 | Residential & Commercial | USHP | Ducted CEE Tier 1
212627649 | Central HP <5.4 tons | COLEMAN | HRCU-A-CB (Split System: Heat Pump with Remote Outdoor Unit-Air-Source) | HMH72B341 | ASPEN |  | C(A,C,D,E)48C26+TDR | TM9Y080C16MP11 | 30600 | 18.1 | 8.5 | 34000 | 28000 | 82.35% | 2.66 | 0 | 9 |  |  |  |  | R-410A | 2.55 | Residential & Commercial | USHP
212627650 | Central HP <5.4 tons | COLEMAN | HRCU-A-CB (Split System: Heat Pump with Remote Outdoor Unit-Air-Source) | HMH72B341 | ASPEN |  | D(A,C,E)36A46+TDR | TM9Y080C16MP11 | 32000 | 18.5 | 8.5 | 34000 | 28000 | 82.35% | 2.66 | 0 | 9.4 |  |  |  |  | R-410A | 2.6667 | Residential & Commercial | USHP
212627667 | Central HP <5.4 tons | COLEMAN | HRCU-A-CB (Split System: Heat Pump with Remote Outdoor Unit-Air-Source) | HMH72B341 | ASPEN |  | C(A,C,D,E)48C26+TDR | TM8E120C16MP11 | 32400 | 18 | 8.5 | 34000 | 28800 | 84.71% | 2.79 | 0 | 10 |  |  |  |  | R-410A | 2.7 | Residential & Commercial | USHP | Ducted CEE Tier 1
212627717 | Central HP <5.4 tons | COLEMAN | HRCU-A-CB (Split System: Heat Pump with Remote Outdoor Unit-Air-Source) | HMH72B341 | ASPEN |  | C(A,C,D,E)36B26+TDR | CPLC100C16MP13 | 29200 | 16.7 | 8.1 | 33800 | 27400 | 81.07% | 2.47 | 0 | 9.4 |  |  |  |  | R-410A | 2.4333 | Residential & Commercial | USHP
212627718 | Central HP <5.4 tons | COLEMAN | HRCU-A-CB (Split System: Heat Pump with Remote Outdoor Unit-Air-Source) | HMH72B341 | ASPEN |  | C(A,C,D,E)36B36+TDR | CPLC100C16MP13 | 32000 | 17.5 | 8.1 | 33800 | 27400 | 81.07% | 2.47 | 0 | 9.9 |  |  |  |  | R-410A | 2.6667 | Residential & Commercial | USHP
212627733 | Central HP <5.4 tons | COLEMAN | HRCU-A-CB (Split System: Heat Pump with Remote Outdoor Unit-Air-Source) | HMH72B341 | ASPEN |  | D(A,C,E)42D36+TDR | CPLC100C16MP13 | 33200 | 17.5 | 8.1 | 33800 | 27400 | 81.07% | 2.47 | 0 | 10 |  |  |  |  | R-410A | 2.7667 | Residential & Commercial | USHP | Ducted CEE Tier 1
212627750 | Central HP <5.4 tons | COLEMAN | HRCU-A-CB (Split System: Heat Pump with Remote Outdoor Unit-Air-Source) | HMH72B341 | ASPEN |  | D(A,C,E)36D26+TDR | TM8V080C16MP12 | 30200 | 17 | 8.5 | 34000 | 27400 | 80.59% | 2.67 | 0 | 9 |  |  |  |  | R-410A | 2.5167 | Residential & Commercial | USHP
212627751 | Central HP <5.4 tons | COLEMAN | HRCU-A-CB (Split System: Heat Pump with Remote Outdoor Unit-Air-Source) | HMH72B341 | ASPEN |  | D(A,C,E)36D36+TDR | TM8V080C16MP12 | 32800 | 17.5 | 8.5 | 34000 | 27400 | 80.59% | 2.67 | 0 | 10 |  |  |  |  | R-410A | 2.7333 | Residential & Commercial | USHP | Ducted CEE Tier 1
212627984 | Central HP <5.4 tons | COLEMAN | HRCU-A-CB (Split System: Heat Pump with Remote Outdoor Unit-Air-Source) | HMH72B341 | ASPEN |  | D(A,C,E)36B36+TDR | TM9V100C16MP12 | 32000 | 17.5 | 8.5 | 34000 | 27400 | 80.59% | 2.67 | 0 | 9.9 |  |  |  |  | R-410A | 2.6667 | Residential & Commercial | USHP
212627985 | Central HP <5.4 tons | COLEMAN | HRCU-A-CB (Split System: Heat Pump with Remote Outdoor Unit-Air-Source) | HMH72B341 | ASPEN |  | D(A,C,E)36B46+TDR | TM9V100C16MP12 | 33000 | 17.5 | 8.5 | 34000 | 27400 | 80.59% | 2.67 | 0 | 10 |  |  |  |  | R-410A | 2.75 | Residential & Commercial | USHP | Ducted CEE Tier 1
214521907 | Central HP <5.4 tons | COLEMAN | HRCU-A-CB (Split System: Heat Pump with Remote Outdoor Unit-Air-Source) | HMH72B341 | ASPEN |  | C(A,C,D,E)48A34+TDR | Z8ES040A12SMPS1 | 33200 | 18 | 8.1 | 32600 | 29800 | 91.41% | 2.68 | 0 | 10 |  |  |  |  | R-410A | 2.7667 | Residential & Commercial | USHP | Ducted CEE Tier 1
214521941 | Central HP <5.4 tons | COLEMAN | HRCU-A-CB (Split System: Heat Pump with Remote Outdoor Unit-Air-Source) | HMH72B341 | ASPEN |  | C(A,C,D,E)36A34+TDR | Z8ES100C20SMPS1 | 31200 | 17.4 | 8.3 | 33000 | 27600 | 83.64% | 2.68 | 0 | 9.3 |  |  |  |  | R-410A | 2.6 | Residential & Commercial | USHP
214521943 | Central HP <5.4 tons | COLEMAN | HRCU-A-CB (Split System: Heat Pump with Remote Outdoor Unit-Air-Source) | HMH72B341 | ASPEN |  | C(A,C,D,E)48A34+TDR | Z8ES100C20SMPS1 | 32200 | 17.5 | 8.5 | 33200 | 27400 | 82.53% | 2.71 | 0 | 9.4 |  |  |  |  | R-410A | 2.6833 | Residential & Commercial | USHP
212626900 | Central HP <5.4 tons | COLEMAN | HRCU-A-CB (Split System: Heat Pump with Remote Outdoor Unit-Air-Source) | HMH72B341 | ASPEN |  | D(A,C,E)48B36+TDR | TM8E060A12MP11 | 32800 | 18 | 8.1 | 33800 | 27400 | 81.07% | 2.44 | 0 | 10 |  |  |  |  | R-410A | 2.7333 | Residential & Commercial | USHP | Ducted CEE Tier 1
212626913 | Central HP <5.4 tons | COLEMAN | HRCU-A-CB (Split System: Heat Pump with Remote Outdoor Unit-Air-Source) | HMH72B341 | ASPEN |  | D(A,C,E)36B46+TDR | TM8E100B12MP11 | 33000 | 18 | 8.5 | 33800 | 27400 | 81.07% | 2.64 | 0 | 10 |  |  |  |  | R-410A | 2.75 | Residential & Commercial | USHP | Ducted CEE Tier 1
212626916 | Central HP <5.4 tons | COLEMAN | HRCU-A-CB (Split System: Heat Pump with Remote Outdoor Unit-Air-Source) | HMH72B341 | ASPEN |  | D(A,C,E)36D36+TDR | TM8E100B12MP11 | 33000 | 18 | 8.5 | 33800 | 27400 | 81.07% | 2.64 | 0 | 10 |  |  |  |  | R-410A | 2.75 | Residential & Commercial | USHP | Ducted CEE Tier 1
212626931 | Central HP <5.4 tons | COLEMAN | HRCU-A-CB (Split System: Heat Pump with Remote Outdoor Unit-Air-Source) | HMH72B341 | ASPEN |  | C(A,C,D,E)36C26+TDR | TMLE060A12MP11 | 30000 | 17.4 | 8.1 | 33800 | 27400 | 81.07% | 2.44 | 0 | 9.5 |  |  |  |  | R-410A | 2.5 | Residential & Commercial | USHP
212626999 | Central HP <5.4 tons | COLEMAN | HRCU-A-CB (Split System: Heat Pump with Remote Outdoor Unit-Air-Source) | HMH72B341 | ASPEN |  | D(A,C,E)42A36+TDR | TM8V100C16MP12 | 31800 | 17.5 | 8.3 | 33800 | 27400 | 81.07% | 2.64 | 0 | 9.9 |  |  |  |  | R-410A | 2.65 | Residential & Commercial | USHP
212627015 | Central HP <5.4 tons | COLEMAN | HRCU-A-CB (Split System: Heat Pump with Remote Outdoor Unit-Air-Source) | HMH72B341 | ASPEN |  | D(A,C,E)42A36+TDR | TM9Y080C16MP11 | 31800 | 18.5 | 8.4 | 33800 | 27800 | 82.25% | 2.64 | 0 | 9.4 |  |  |  |  | R-410A | 2.65 | Residential & Commercial | USHP
212627049 | Central HP <5.4 tons | COLEMAN | HRCU-A-CB (Split System: Heat Pump with Remote Outdoor Unit-Air-Source) | HMH72B341 | ASPEN |  | D(A,C,E)48C26+TDR | CP9C080C16MP13 | 30800 | 17.2 | 8.1 | 33800 | 27400 | 81.07% | 2.45 | 0 | 9 |  |  |  |  | R-410A | 2.5667 | Residential & Commercial | USHP
212627065 | Central HP <5.4 tons | COLEMAN | HRCU-A-CB (Split System: Heat Pump with Remote Outdoor Unit-Air-Source) | HMH72B341 | ASPEN |  | D(A,C,E)42A46+TDR | TM9V080C16MP12 | 32600 | 17.5 | 8.5 | 33800 | 27400 | 81.07% | 2.66 | 0 | 10 |  |  |  |  | R-410A | 2.7167 | Residential & Commercial | USHP | Ducted CEE Tier 1
212627084 | Central HP <5.4 tons | COLEMAN | HRCU-A-CB (Split System: Heat Pump with Remote Outdoor Unit-Air-Source) | HMH72B341 | ASPEN |  | D(A,C,E)36B46+TDR | TP9C080C16MP13 | 33000 | 17.5 | 8.1 | 33800 | 27400 | 81.07% | 2.45 | 0 | 10 |  |  |  |  | R-410A | 2.75 | Residential & Commercial | USHP | Ducted CEE Tier 1
214802737 | Central HP <5.4 tons | RHEEM | HRCU-A-CB (Split System: Heat Pump with Remote Outdoor Unit-Air-Source) | RP15AZ24AJ2N | ASPEN |  | D(A,C,E)24A34+TDR | R801V1004A17UHS | 22000 | 16.3 | 8.1 | 22800 | 16200 | 71.05% | 2.96 | 0 | 11.8 |  |  |  |  | R-410A | 1.8333 | Residential & Commercial | USHP | Ducted CEE Tier 1
214521933 | Central HP <5.4 tons | COLEMAN | HRCU-A-CB (Split System: Heat Pump with Remote Outdoor Unit-Air-Source) | HMH72B341 | ASPEN |  | C(A,C,D,E)42A34+TDR | Z8ES100C16LMPS1 | 31800 | 17.9 | 8.4 | 33200 | 28200 | 84.94% | 2.68 | 0 | 9.4 |  |  |  |  | R-410A | 2.65 | Residential & Commercial | USHP
214521950 | Central HP <5.4 tons | COLEMAN | HRCU-A-CB (Split System: Heat Pump with Remote Outdoor Unit-Air-Source) | HMH72B341 | ASPEN |  | C(A,C,D,E)36A34+TDR | Z8ES120C20LMPS1 | 31200 | 17.4 | 8.3 | 33600 | 28000 | 83.33% | 2.64 | 0 | 9.3 |  |  |  |  | R-410A | 2.6 | Residential & Commercial | USHP
214521984 | Central HP <5.4 tons | COLEMAN | HRCU-A-CB (Split System: Heat Pump with Remote Outdoor Unit-Air-Source) | HMH72B341 | ASPEN |  | C(A,C,D,E)42A34+TDR | Z9ES080C20SMPS1 | 31800 | 17.5 | 8.4 | 33200 | 27400 | 82.53% | 2.65 | 0 | 9.4 |  |  |  |  | R-410A | 2.65 | Residential & Commercial | USHP
212627097 | Central HP <5.4 tons | COLEMAN | HRCU-A-CB (Split System: Heat Pump with Remote Outdoor Unit-Air-Source) | HMH72B341 | ASPEN |  | D(A,C,E)48D26+TDR | TP9C080C16MP13 | 31200 | 17.3 | 8.1 | 33800 | 27400 | 81.07% | 2.45 | 0 | 9.7 |  |  |  |  | R-410A | 2.6 | Residential & Commercial | USHP
212627099 | Central HP <5.4 tons | COLEMAN | HRCU-A-CB (Split System: Heat Pump with Remote Outdoor Unit-Air-Source) | HMH72B341 | ASPEN |  | D(A,C,E)36D26+TDR | TL9E100C20UH11 | 32000 | 17 | 8.3 | 33800 | 28800 | 85.21% | 2.77 | 0 | 10 |  |  |  |  | R-410A | 2.6667 | Residential & Commercial | USHP | Ducted CEE Tier 1
212627116 | Central HP <5.4 tons | COLEMAN | HRCU-A-CB (Split System: Heat Pump with Remote Outdoor Unit-Air-Source) | HMH72B341 | ASPEN |  | D(A,C,E)48B26+TDR | TL8E080C16UH11 | 30200 | 17 | 8.4 | 33800 | 27400 | 81.07% | 2.66 | 0 | 9 |  |  |  |  | R-410A | 2.5167 | Residential & Commercial | USHP
212627147 | Central HP <5.4 tons | COLEMAN | HRCU-A-CB (Split System: Heat Pump with Remote Outdoor Unit-Air-Source) | HMH72B341 | ASPEN |  | D(A,C,E)42D26+TDR | TM8Y100C20MP11 | 32600 | 18 | 8.4 | 33800 | 30000 | 88.76% | 2.83 | 0 | 9 |  |  |  |  | R-410A | 2.7167 | Residential & Commercial | USHP
212627149 | Central HP <5.4 tons | COLEMAN | HRCU-A-CB (Split System: Heat Pump with Remote Outdoor Unit-Air-Source) | HMH72B341 | ASPEN |  | D(A,C,E)42D26+TDR | TM8Y120C20MP11 | 32600 | 18 | 8.4 | 33800 | 30000 | 88.76% | 2.83 | 0 | 9 |  |  |  |  | R-410A | 2.7167 | Residential & Commercial | USHP
212627231 | Central HP <5.4 tons | COLEMAN | HRCU-A-CB (Split System: Heat Pump with Remote Outdoor Unit-Air-Source) | HMH72B341 | ASPEN |  | D(A,C,E)42D36+TDR | TPLC080B12MP13 | 32400 | 17 | 8.1 | 33600 | 29400 | 87.5% | 2.42 | 0 | 9.5 |  |  |  |  | R-410A | 2.7 | Residential & Commercial | USHP
212627248 | Central HP <5.4 tons | COLEMAN | HRCU-A-CB (Split System: Heat Pump with Remote Outdoor Unit-Air-Source) | HMH72B341 | ASPEN |  | D(A,C,E)36D26+TDR | TL9E060B12UH11 | 30200 | 17.5 | 8.1 | 34000 | 27800 | 81.76% | 2.4 | 0 | 9.1 |  |  |  |  | R-410A | 2.5167 | Residential & Commercial | USHP
212627250 | Central HP <5.4 tons | COLEMAN | HRCU-A-CB (Split System: Heat Pump with Remote Outdoor Unit-Air-Source) | HMH72B341 | ASPEN |  | D(A,C,E)42A46+TDR | TL9E060B12UH11 | 32400 | 18 | 8.1 | 34000 | 27800 | 81.76% | 2.4 | 0 | 9.5 |  |  |  |  | R-410A | 2.7 | Residential & Commercial | USHP
212624281 | Central HP <5.4 tons | COLEMAN | HRCU-A-CB (Split System: Heat Pump with Remote Outdoor Unit-Air-Source) | HMH72B341 | ASPEN |  | C(A,C,D,E)36D24+TDR | TM9E080C16MP12 | 31800 | 18 | 8.1 | 33000 | 29200 | 88.48% | 2.49 | 0 | 10 |  |  |  |  | R-410A | 2.65 | Residential & Commercial | USHP | Ducted CEE Tier 1
212624316 | Central HP <5.4 tons | COLEMAN | HRCU-A-CB (Split System: Heat Pump with Remote Outdoor Unit-Air-Source) | HMH72B341 | ASPEN |  | C(A,C,D,E)48D24+TDR | TMLE100C16MP11 | 32600 | 18 | 8.1 | 33000 | 29000 | 87.88% | 2.49 | 0 | 10 |  |  |  |  | R-410A | 2.7167 | Residential & Commercial | USHP | Ducted CEE Tier 1
212624383 | Central HP <5.4 tons | COLEMAN | HRCU-A-CB (Split System: Heat Pump with Remote Outdoor Unit-Air-Source) | HMH72B341 | ASPEN |  | C(A,C,D,E)36B24+TDR | TM9Y080C16MP11 | 29200 | 17.7 | 8.5 | 34000 | 27800 | 81.76% | 2.66 | 0 | 8.9 |  |  |  |  | R-410A | 2.4333 | Residential & Commercial | USHP
212624384 | Central HP <5.4 tons | COLEMAN | HRCU-A-CB (Split System: Heat Pump with Remote Outdoor Unit-Air-Source) | HMH72B341 | ASPEN |  | C(A,C,D,E)36A44+TDR | TM9Y080C16MP11 | 32000 | 18.5 | 8.5 | 34000 | 28000 | 82.35% | 2.66 | 0 | 9.4 |  |  |  |  | R-410A | 2.6667 | Residential & Commercial | USHP
212624400 | Central HP <5.4 tons | COLEMAN | HRCU-A-CB (Split System: Heat Pump with Remote Outdoor Unit-Air-Source) | HMH72B341 | ASPEN |  | D(A,C,E)36B34+TDR | TM9Y080C16MP11 | 32000 | 18.5 | 8.5 | 34000 | 28000 | 82.35% | 2.66 | 0 | 9.4 |  |  |  |  | R-410A | 2.6667 | Residential & Commercial | USHP
212624448 | Central HP <5.4 tons | COLEMAN | HRCU-A-CB (Split System: Heat Pump with Remote Outdoor Unit-Air-Source) | HMH72B341 | ASPEN |  | C(A,C,D,E)42B24+TDR | CPLC100C16MP13 | 29800 | 16.9 | 8.1 | 33800 | 27200 | 80.47% | 2.48 | 0 | 9.5 |  |  |  |  | R-410A | 2.4833 | Residential & Commercial | USHP
212624449 | Central HP <5.4 tons | COLEMAN | HRCU-A-CB (Split System: Heat Pump with Remote Outdoor Unit-Air-Source) | HMH72B341 | ASPEN |  | C(A,C,D,E)42B24+TDR | TM8V080C16MP12 | 29800 | 16.9 | 8.5 | 34000 | 27000 | 79.41% | 2.67 | 0 | 9.5 |  |  |  |  | R-410A | 2.4833 | Residential & Commercial | USHP
213273410 | Central HP <5.4 tons | COLEMAN | HRCU-A-CB (Split System: Heat Pump with Remote Outdoor Unit-Air-Source) | HMH72B361 | ASPEN |  | D(A,C,E)36A44+TDR | Z8ES100C20SMPS1 | 34000 | 16.5 | 8.1 | 36000 | 26800 | 74.44% | 2.83 | 0 | 8.9 |  |  |  |  | R-410A | 2.8333 | Residential & Commercial | USHP
212627840 | Central HP <5.4 tons | COLEMAN | HRCU-A-CB (Split System: Heat Pump with Remote Outdoor Unit-Air-Source) | HMH72B341 | ASPEN |  | C(A,C,D,E)36C36+TDR | TPLC100C16MP13 | 32400 | 17.5 | 8.1 | 33800 | 27400 | 81.07% | 2.47 | 0 | 10 |  |  |  |  | R-410A | 2.7 | Residential & Commercial | USHP | Ducted CEE Tier 1
212627845 | Central HP <5.4 tons | COLEMAN | HRCU-A-CB (Split System: Heat Pump with Remote Outdoor Unit-Air-Source) | HMH72B341 | ASPEN |  | D(A,C,E)36C36+TDR | TPLC100C16MP13 | 32400 | 17.5 | 8.1 | 33800 | 27400 | 81.07% | 2.47 | 0 | 10 |  |  |  |  | R-410A | 2.7 | Residential & Commercial | USHP | Ducted CEE Tier 1
212627863 | Central HP <5.4 tons | COLEMAN | HRCU-A-CB (Split System: Heat Pump with Remote Outdoor Unit-Air-Source) | HMH72B341 | ASPEN |  | C(A,C,D,E)36B36+TDR | TL8E080C16UH11 | 32000 | 17.5 | 8.5 | 34000 | 27800 | 81.76% | 2.68 | 0 | 9.9 |  |  |  |  | R-410A | 2.6667 | Residential & Commercial | USHP
212627888 | Central HP <5.4 tons | COLEMAN | HRCU-A-CB (Split System: Heat Pump with Remote Outdoor Unit-Air-Source) | HMH72B341 | ASPEN |  | C(A,C,D,E)48C26+TDR | TL9E080C16UH11 | 30400 | 17.1 | 8.5 | 34000 | 28000 | 82.35% | 2.66 | 0 | 9 |  |  |  |  | R-410A | 2.5333 | Residential & Commercial | USHP
212627704 | Central HP <5.4 tons | COLEMAN | HRCU-A-CB (Split System: Heat Pump with Remote Outdoor Unit-Air-Source) | HMH72B341 | ASPEN |  | D(A,C,E)36D36+TDR | CPLC080C16MP13 | 32800 | 17.5 | 8.1 | 33800 | 27400 | 81.07% | 2.47 | 0 | 10 |  |  |  |  | R-410A | 2.7333 | Residential & Commercial | USHP | Ducted CEE Tier 1
212627706 | Central HP <5.4 tons | COLEMAN | HRCU-A-CB (Split System: Heat Pump with Remote Outdoor Unit-Air-Source) | HMH72B341 | ASPEN |  | D(A,C,E)42B36+TDR | CPLC080C16MP13 | 32400 | 17.5 | 8.1 | 33800 | 27400 | 81.07% | 2.47 | 0 | 10 |  |  |  |  | R-410A | 2.7 | Residential & Commercial | USHP | Ducted CEE Tier 1
214320269 | Central HP <5.4 tons | BOREAL | HRCU-A-C (Split System: Heat Pump with Remote Outdoor Unit with No Indoor Fan --Air Source) | ENVBR36HPJ1OA | ASPEN |  | C(A,C,E)37C24+TDR | 0 | 32000 | 15.2 | 8.5 | 34000 | 24000 | 70.59% | 1.8 | 0 | 9.5 |  |  |  |  | R-410A | 2.6667 | Residential & Commercial | USHP
214392641 | Central HP <5.4 tons | RUUD | HRCU-A-CB (Split System: Heat Pump with Remote Outdoor Unit-Air-Source) | RD17AZ24AJ3N | ASPEN |  | D(A,C,E)36C24+TDR | U802VA075317M | 20800 | 18.8 | 8.1 | 22600 | 16800 | 74.34% | 2.1 | 0 | 9.7 |  |  |  |  | R-410A | 1.7333 | Residential & Commercial | USHP
213753694 | Central HP <5.4 tons | CARRIER | HRCU-A-CB (Split System: Heat Pump with Remote Outdoor Unit-Air-Source) | 38MURAQ36AB3* | ASPEN |  | D(A,C,E)42B34+TDR | 58S(B,C)*B110M21**20 | 35400 | 16.5 | 8.1 | 38500 | 32200 | 83.64% | 2.55 | 0 | 10 |  |  |  |  | R-410A | 2.95 | Residential & Commercial | USHP | Ducted CEE Tier 1
213753710 | Central HP <5.4 tons | CARRIER | HRCU-A-CB (Split System: Heat Pump with Remote Outdoor Unit-Air-Source) | 38MURAQ36AB3* | ASPEN |  | D(A,C,E)42B34+TDR | 58S(B,C)*B155M24**20 | 35400 | 16.5 | 8.1 | 38500 | 31800 | 82.6% | 2.71 | 0 | 10.5 |  |  |  |  | R-410A | 2.95 | Residential & Commercial | USHP | Ducted CEE Tier 1
213753728 | Central HP <5.4 tons | CARRIER | HRCU-A-CB (Split System: Heat Pump with Remote Outdoor Unit-Air-Source) | 38MURAQ36AB3* | ASPEN |  | D(A,C,E)36B34+TDR | 58TP*B090V17**16 | 34400 | 16.5 | 8.1 | 38500 | 31800 | 82.6% | 2.67 | 0 | 9.9 |  |  |  |  | R-410A | 2.8667 | Residential & Commercial | USHP
213753760 | Central HP <5.4 tons | CARRIER | HRCU-A-CB (Split System: Heat Pump with Remote Outdoor Unit-Air-Source) | 38MURAQ36AB3* | ASPEN |  | D(A,C,E)42B34+TDR | 59SC2E080M17**16 | 34200 | 16.5 | 8.5 | 37800 | 31800 | 84.13% | 2.74 | 0 | 9.9 |  |  |  |  | R-410A | 2.85 | Residential & Commercial | USHP
213753844 | Central HP <5.4 tons | CARRIER | HRCU-A-CB (Split System: Heat Pump with Remote Outdoor Unit-Air-Source) | 38MURAQ36AB3* | ASPEN |  | D(A,C,E)36B34+TDR | 59SP6A120V24**22 | 35200 | 16 | 8.1 | 38500 | 32200 | 83.64% | 2.58 | 0 | 10 |  |  |  |  | R-410A | 2.9333 | Residential & Commercial | USHP | Ducted CEE Tier 1
213753878 | Central HP <5.4 tons | CARRIER | HRCU-A-CB (Split System: Heat Pump with Remote Outdoor Unit-Air-Source) | 38MURAQ36AB3* | ASPEN |  | D(A,C,E)42B34+TDR | 59TP6C100V21**22 | 35200 | 17 | 8.1 | 38500 | 31800 | 82.6% | 2.72 | 0 | 10.5 |  |  |  |  | R-410A | 2.9333 | Residential & Commercial | USHP | Ducted CEE Tier 1
213274546 | Central HP <5.4 tons | COLEMAN | HRCU-A-CB (Split System: Heat Pump with Remote Outdoor Unit-Air-Source) | THF2B48T21 | ASPEN |  | D(A,C,E)60A44+TDR | TM9E100C20MP12 | 43500 | 16 | 8.3 | 45000 | 31600 | 70.22% | 3.11 | 0 | 11 |  |  |  |  | R-410A | 3.625 | Residential & Commercial | USHP | Ducted CEE Tier 1
213279231 | Central HP <5.4 tons | COLEMAN | HRCU-A-CB (Split System: Heat Pump with Remote Outdoor Unit-Air-Source) | THF2B48T21 | ASPEN |  | D(A,C,E)60A46+TDR | CPLC080C16MP13 | 43000 | 16 | 8.2 | 44000 | 31200 | 70.91% | 3.16 | 0 | 11.5 |  |  |  |  | R-410A | 3.5833 | Residential & Commercial | USHP | Ducted CEE Tier 1
213278565 | Central HP <5.4 tons | COLEMAN | HRCU-A-CB (Split System: Heat Pump with Remote Outdoor Unit-Air-Source) | HMH72B341 | ASPEN |  | D(A,C,E)36A44+JMET12CS2N1+TDR | 0 | 31600 | 17.5 | 8.5 | 32600 | 28000 | 85.89% | 2.79 | 0 | 9.3 |  |  |  |  | R-410A | 2.6333 | Residential & Commercial | USHP
212506622 | Central HP <5.4 tons | COLEMAN | HRCU-A-CB (Split System: Heat Pump with Remote Outdoor Unit-Air-Source) | HMH72B361 | ASPEN |  | L(E,G)M36E4 | 0 | 35000 | 18 | 8.1 | 35400 | 26000 | 73.45% | 2.82 | 0 | 9 |  |  |  |  | R-410A | 2.9167 | Residential & Commercial | USHP
214320267 | Central HP <5.4 tons | BOREAL | HRCU-A-C (Split System: Heat Pump with Remote Outdoor Unit with No Indoor Fan --Air Source) | ENVBR36HPJ1OA | ASPEN |  | D(A,C,E)25B34+TDR | 0 | 23000 | 15.2 | 8.5 | 24000 | 21600 | 90% | 1.8 | 0 | 11 |  |  |  |  | R-410A | 1.9167 | Residential & Commercial | USHP | Ducted CEE Tier 1
215565323 | Central HP <5.4 tons | COLEMAN | HRCU-A-CB (Split System: Heat Pump with Remote Outdoor Unit-Air-Source) | HH824E2S11 | ASPEN |  | D(A,C,E)37E2J+TDR | Z9ES040A10SMPS1 | 20800 | 17.5 | 8.5 | 23000 | 17800 | 77.39% | 2 | 0 | 11.7 |  |  |  |  | R-454B | 1.7333 | Residential & Commercial | USHP | Ducted CEE Tier 1
213753875 | Central HP <5.4 tons | CARRIER | HRCU-A-CB (Split System: Heat Pump with Remote Outdoor Unit-Air-Source) | 38MURAQ36AB3* | ASPEN |  | D(A,C,E)36B34+TDR | 59TP6C100V21**22 | 34800 | 17 | 8.1 | 38500 | 31800 | 82.6% | 2.72 | 0 | 10.5 |  |  |  |  | R-410A | 2.9 | Residential & Commercial | USHP | Ducted CEE Tier 1
212627986 | Central HP <5.4 tons | COLEMAN | HRCU-A-CB (Split System: Heat Pump with Remote Outdoor Unit-Air-Source) | HMH72B341 | ASPEN |  | D(A,C,E)36C36+TDR | TM9V100C16MP12 | 32400 | 17.5 | 8.5 | 34000 | 27400 | 80.59% | 2.67 | 0 | 10 |  |  |  |  | R-410A | 2.7 | Residential & Commercial | USHP | Ducted CEE Tier 1
212628003 | Central HP <5.4 tons | COLEMAN | HRCU-A-CB (Split System: Heat Pump with Remote Outdoor Unit-Air-Source) | HMH72B341 | ASPEN |  | C(A,C,D,E)36C26+TDR | TP9C100C16MP13 | 29800 | 16.9 | 8.1 | 34000 | 27400 | 80.59% | 2.47 | 0 | 9.5 |  |  |  |  | R-410A | 2.4833 | Residential & Commercial | USHP
212628016 | Central HP <5.4 tons | COLEMAN | HRCU-A-CB (Split System: Heat Pump with Remote Outdoor Unit-Air-Source) | HMH72B341 | ASPEN |  | D(A,C,E)42D26+TDR | TP9C100C16MP13 | 30600 | 17.2 | 8.1 | 34000 | 27400 | 80.59% | 2.47 | 0 | 9.6 |  |  |  |  | R-410A | 2.55 | Residential & Commercial | USHP
212628018 | Central HP <5.4 tons | COLEMAN | HRCU-A-CB (Split System: Heat Pump with Remote Outdoor Unit-Air-Source) | HMH72B341 | ASPEN |  | D(A,C,E)48B36+TDR | TP9C100C16MP13 | 32600 | 17.5 | 8.1 | 34000 | 27400 | 80.59% | 2.47 | 0 | 10 |  |  |  |  | R-410A | 2.7167 | Residential & Commercial | USHP | Ducted CEE Tier 1
212628052 | Central HP <5.4 tons | COLEMAN | HRCU-A-CB (Split System: Heat Pump with Remote Outdoor Unit-Air-Source) | HMH72B341 | ASPEN |  | D(A,C,E)36B46+TDR | TL8E100C20UH11 | 33000 | 17.5 | 8.5 | 34000 | 27400 | 80.59% | 2.69 | 0 | 10 |  |  |  |  | R-410A | 2.75 | Residential & Commercial | USHP | Ducted CEE Tier 1
212628084 | Central HP <5.4 tons | COLEMAN | HRCU-A-CB (Split System: Heat Pump with Remote Outdoor Unit-Air-Source) | HMH72B341 | ASPEN |  | D(A,C,E)36C36+TDR | CP9C100C20MP13 | 32400 | 17.5 | 8.1 | 34000 | 28400 | 83.53% | 2.46 | 0 | 9.5 |  |  |  |  | R-410A | 2.7 | Residential & Commercial | USHP
212628102 | Central HP <5.4 tons | COLEMAN | HRCU-A-CB (Split System: Heat Pump with Remote Outdoor Unit-Air-Source) | HMH72B341 | ASPEN |  | D(A,C,E)36B36+TDR | TM9V100C20MP12 | 32000 | 17.5 | 8.5 | 34000 | 28400 | 83.53% | 2.7 | 0 | 9.4 |  |  |  |  | R-410A | 2.6667 | Residential & Commercial | USHP
214625031 | Central HP <5.4 tons | BRYANT | HRCU-A-C (Split System: Heat Pump with Remote Outdoor Unit with No Indoor Fan --Air Source) | 38MURAQ36AB3 | ASPEN |  | D(A,C,E)48C24+TDR | 0 | 33800 | 15.2 | 8.6 | 27600 | 31600 | 114.5% | 1.85 | 0 | 10 |  |  |  |  | R-410A | 2.8167 | Residential & Commercial | USHP | Ducted CEE Tier 1
214625034 | Central HP <5.4 tons | MIDEA | HRCU-A-C (Split System: Heat Pump with Remote Outdoor Unit with No Indoor Fan --Air Source) | 38MURAQ18AB3 | ASPEN |  | D(A,C,E)24A24+TDR | 0 | 15500 | 15.2 | 9.3 | 14700 | 15000 | 102% | 2.2 | 0 | 11 |  |  |  |  | R-410A | 1.2917 | Residential & Commercial | USHP | Ducted CEE Tier 1
214521917 | Central HP <5.4 tons | COLEMAN | HRCU-A-CB (Split System: Heat Pump with Remote Outdoor Unit-Air-Source) | HMH72B341 | ASPEN |  | C(A,C,D,E)36A34+TDR | Z8ES080C16SMPS1 | 31200 | 17.8 | 8.3 | 33000 | 27600 | 83.64% | 2.68 | 0 | 9.8 |  |  |  |  | R-410A | 2.6 | Residential & Commercial | USHP
214521932 | Central HP <5.4 tons | COLEMAN | HRCU-A-CB (Split System: Heat Pump with Remote Outdoor Unit-Air-Source) | HMH72B341 | ASPEN |  | C(A,C,D,E)36A34+TDR | Z8ES100C16LMPS1 | 31200 | 17.8 | 8.3 | 33000 | 28200 | 85.45% | 2.66 | 0 | 9.3 |  |  |  |  | R-410A | 2.6 | Residential & Commercial | USHP
214521966 | Central HP <5.4 tons | COLEMAN | HRCU-A-CB (Split System: Heat Pump with Remote Outdoor Unit-Air-Source) | HMH72B341 | ASPEN |  | C(A,C,D,E)42A34+TDR | Z8ET100C20LMPS1 | 31800 | 18.5 | 8.4 | 33200 | 27400 | 82.53% | 2.68 | 0 | 9.4 |  |  |  |  | R-410A | 2.65 | Residential & Commercial | USHP
214521967 | Central HP <5.4 tons | COLEMAN | HRCU-A-CB (Split System: Heat Pump with Remote Outdoor Unit-Air-Source) | HMH72B341 | ASPEN |  | C(A,C,D,E)48A34+TDR | Z8ET100C20LMPS1 | 32200 | 18.5 | 8.5 | 33200 | 27400 | 82.53% | 2.71 | 0 | 9.4 |  |  |  |  | R-410A | 2.6833 | Residential & Commercial | USHP
214521968 | Central HP <5.4 tons | COLEMAN | HRCU-A-CB (Split System: Heat Pump with Remote Outdoor Unit-Air-Source) | HMH72B341 | ASPEN |  | C(A,C,D,E)36A34+TDR | Z8ET120C20LMPS1 | 31200 | 18.3 | 8.3 | 33000 | 27800 | 84.24% | 2.66 | 0 | 9.3 |  |  |  |  | R-410A | 2.6 | Residential & Commercial | USHP
215565311 | Central HP <5.4 tons | COLEMAN | HRCU-A-CB (Split System: Heat Pump with Remote Outdoor Unit-Air-Source) | HH824E2S11 | ASPEN |  | D(A,C,E)37E2J+TDR | TMLE080B12MP11 | 22400 | 17 | 9 | 23000 | 18000 | 78.26% | 2 | 0 | 12 |  |  |  |  | R-454B | 1.8667 | Residential & Commercial | USHP | Ducted CEE Tier 1
216055585 | Central HP <5.4 tons | CHAMPION HEATING AND COOLING | HRCU-A-CB (Split System: Heat Pump with Remote Outdoor Unit-Air-Source) | HH824E2S11 | ASPEN |  | D(A,C,E)24B3K+TDR | Z8ES040A12SMPS1 | 20400 | 17.5 | 9.5 | 22600 | 18100 | 80.09% | 2 | 0 | 11.2 |  |  |  |  | R-454B | 1.7 | Residential & Commercial | USHP | Ducted CEE Tier 1
216055635 | Central HP <5.4 tons | CHAMPION HEATING AND COOLING | HRCU-A-CB (Split System: Heat Pump with Remote Outdoor Unit-Air-Source) | HH824E2S11 | ASPEN |  | D(A,C,E)36A3K+TDR | Z9ES060A10SMPS1 | 20800 | 17.5 | 8.1 | 22800 | 17600 | 77.19% | 2 | 0 | 11.7 |  |  |  |  | R-454B | 1.7333 | Residential & Commercial | USHP | Ducted CEE Tier 1
216055421 | Central HP <5.4 tons | CHAMPION HEATING AND COOLING | HRCU-A-CB (Split System: Heat Pump with Remote Outdoor Unit-Air-Source) | HH824E2S11 | ASPEN |  | C(A,C,D,E)24A3K+TDR | TL8E060A12UH11 | 20000 | 17.5 | 8.5 | 22600 | 17900 | 79.2% | 2 | 0 | 11.2 |  |  |  |  | R-454B | 1.6667 | Residential & Commercial | USHP | Ducted CEE Tier 1
216055451 | Central HP <5.4 tons | CHAMPION HEATING AND COOLING | HRCU-A-CB (Split System: Heat Pump with Remote Outdoor Unit-Air-Source) | HH824E2S11 | ASPEN |  | C(A,C,D,E)24A3K+TDR | TM8E100B12MP11 | 21600 | 17 | 8.1 | 22600 | 18000 | 79.65% | 2 | 0 | 12 |  |  |  |  | R-454B | 1.8 | Residential & Commercial | USHP | Ducted CEE Tier 1
216055469 | Central HP <5.4 tons | CHAMPION HEATING AND COOLING | HRCU-A-CB (Split System: Heat Pump with Remote Outdoor Unit-Air-Source) | HH824E2S11 | ASPEN |  | C(A,C,D,E)24A3K+TDR | TM8Y080B12MP11 | 21600 | 17 | 8.1 | 22600 | 18300 | 80.97% | 2 | 0 | 12 |  |  |  |  | R-454B | 1.8 | Residential & Commercial | USHP | Ducted CEE Tier 1
216055471 | Central HP <5.4 tons | CHAMPION HEATING AND COOLING | HRCU-A-CB (Split System: Heat Pump with Remote Outdoor Unit-Air-Source) | HH824E2S11 | ASPEN |  | D(A,C,E)24B3K+TDR | TM8Y080B12MP11 | 22000 | 17 | 8.1 | 22600 | 18300 | 80.97% | 2 | 0 | 12 |  |  |  |  | R-454B | 1.8333 | Residential & Commercial | USHP | Ducted CEE Tier 1
216055502 | Central HP <5.4 tons | CHAMPION HEATING AND COOLING | HRCU-A-CB (Split System: Heat Pump with Remote Outdoor Unit-Air-Source) | HH824E2S11 | ASPEN |  | D(A,C,E)24B4K+TDR | TM9E080B12MP12 | 22600 | 17 | 8.5 | 22600 | 18700 | 82.74% | 2 | 0 | 11.7 |  |  |  |  | R-454B | 1.8833 | Residential & Commercial | USHP | Ducted CEE Tier 1
213753607 | Central HP <5.4 tons | CARRIER | HRCU-A-CB (Split System: Heat Pump with Remote Outdoor Unit-Air-Source) | 38MURAQ30AB3* | ASPEN |  | D(A,C,E)30B34+TDR | 59TP6C100V21**20 | 29600 | 15.2 | 8.5 | 34200 | 24200 | 70.76% | 2.69 | 0 | 9 |  |  |  |  | R-410A | 2.4667 | Residential & Commercial | USHP
213753625 | Central HP <5.4 tons | CARRIER | HRCU-A-CB (Split System: Heat Pump with Remote Outdoor Unit-Air-Source) | 38MURAQ30AB3* | ASPEN |  | D(A,C,E)30D44+TDR | 59TP6C100V21**22 | 29600 | 15.2 | 8.1 | 34200 | 24200 | 70.76% | 2.65 | 0 | 9 |  |  |  |  | R-410A | 2.4667 | Residential & Commercial | USHP
213753650 | Central HP <5.4 tons | CARRIER | HRCU-A-CB (Split System: Heat Pump with Remote Outdoor Unit-Air-Source) | 38MURAQ36AB3* | ASPEN |  | D(A,C,E)36B34+TDR | 58S(B,C)*B070M14**12 | 34600 | 16 | 8.1 | 38500 | 32200 | 83.64% | 2.63 | 0 | 10 |  |  |  |  | R-410A | 2.8833 | Residential & Commercial | USHP | Ducted CEE Tier 1
213753750 | Central HP <5.4 tons | CARRIER | HRCU-A-CB (Split System: Heat Pump with Remote Outdoor Unit-Air-Source) | 38MURAQ36AB3* | ASPEN |  | D(A,C,E)42B34+TDR | 59SC2E060M14**12 | 35000 | 15.5 | 8.1 | 38500 | 32400 | 84.16% | 2.51 | 0 | 9.5 |  |  |  |  | R-410A | 2.9167 | Residential & Commercial | USHP
213753789 | Central HP <5.4 tons | CARRIER | HRCU-A-CB (Split System: Heat Pump with Remote Outdoor Unit-Air-Source) | 38MURAQ36AB3* | ASPEN |  | D(A,C,E)36B34+TDR | 59SC6A080M17**16 | 34400 | 16 | 8.1 | 38500 | 31800 | 82.6% | 2.68 | 0 | 9.9 |  |  |  |  | R-410A | 2.8667 | Residential & Commercial | USHP
214320270 | Central HP <5.4 tons | BOREAL | HRCU-A-C (Split System: Heat Pump with Remote Outdoor Unit with No Indoor Fan --Air Source) | ENVBR60HPJ1OA | ASPEN |  | C(A,C,D,E)48C44+TDR | 0 | 47000 | 15.2 | 8.5 | 48000 | 33600 | 70% | 1.8 | 0 | 10 |  |  |  |  | R-410A | 3.9167 | Residential & Commercial | USHP | Ducted CEE Tier 1
216797097 | Central HP <5.4 tons | TRANE | HRCU-A-CB (Split System: Heat Pump with Remote Outdoor Unit-Air-Source) | 5TWV8X36A1 | ASPEN |  | D(A,C,E)36C3J+TDR | S9V2B040U3PSC+LRP | 29600 | 18 | 8.5 | 32800 | 32800 | 100% | 2.68 | 0 | 9.8 |  |  |  |  | R-454B | 2.4667 | Residential & Commercial | USHP
212627284 | Central HP <5.4 tons | COLEMAN | HRCU-A-CB (Split System: Heat Pump with Remote Outdoor Unit-Air-Source) | HMH72B341 | ASPEN |  | D(A,C,E)42C36+TDR | TM9E060B12MP12 | 32800 | 17.5 | 8.1 | 34000 | 28000 | 82.35% | 2.39 | 0 | 9.5 |  |  |  |  | R-410A | 2.7333 | Residential & Commercial | USHP
212627331 | Central HP <5.4 tons | COLEMAN | HRCU-A-CB (Split System: Heat Pump with Remote Outdoor Unit-Air-Source) | HMH72B341 | ASPEN |  | D(A,C,E)48C26+TDR | CP9C060B12MP13 | 30800 | 17.2 | 8.1 | 34000 | 27800 | 81.76% | 2.42 | 0 | 9 |  |  |  |  | R-410A | 2.5667 | Residential & Commercial | USHP
213753768 | Central HP <5.4 tons | CARRIER | HRCU-A-CB (Split System: Heat Pump with Remote Outdoor Unit-Air-Source) | 38MURAQ36AB3* | ASPEN |  | D(A,C,E)36B34+TDR | 59SC2E100M21**20 | 35000 | 16.5 | 8.1 | 38500 | 32200 | 83.64% | 2.54 | 0 | 9 |  |  |  |  | R-410A | 2.9167 | Residential & Commercial | USHP
214320272 | Central HP <5.4 tons | BOREAL | HRCU-A-C (Split System: Heat Pump with Remote Outdoor Unit with No Indoor Fan --Air Source) | ENVBR60HPJ1OA | ASPEN |  | D(A,C,E)61C44+TDR | 0 | 47000 | 15.2 | 8.5 | 48000 | 33600 | 70% | 1.8 | 0 | 10 |  |  |  |  | R-410A | 3.9167 | Residential & Commercial | USHP | Ducted CEE Tier 1
216055459 | Central HP <5.4 tons | CHAMPION HEATING AND COOLING | HRCU-A-CB (Split System: Heat Pump with Remote Outdoor Unit-Air-Source) | HH824E2S11 | ASPEN |  | D(A,C,E)24B3K+TDR | TM8V080B12MP12 | 22000 | 17 | 8.1 | 22600 | 17700 | 78.32% | 2 | 0 | 12 |  |  |  |  | R-454B | 1.8333 | Residential & Commercial | USHP | Ducted CEE Tier 1
216055527 | Central HP <5.4 tons | CHAMPION HEATING AND COOLING | HRCU-A-CB (Split System: Heat Pump with Remote Outdoor Unit-Air-Source) | HH824E2S11 | ASPEN |  | D(A,C,E)36A3K+TDR | TM9Y040A10MP11 | 21000 | 16.5 | 8.1 | 22400 | 17300 | 77.23% | 2 | 0 | 10.5 |  |  |  |  | R-454B | 1.75 | Residential & Commercial | USHP | Ducted CEE Tier 1
216055528 | Central HP <5.4 tons | CHAMPION HEATING AND COOLING | HRCU-A-CB (Split System: Heat Pump with Remote Outdoor Unit-Air-Source) | HH824E2S11 | ASPEN |  | D(A,C,E)36A4K+TDR | TM9Y040A10MP11 | 21200 | 17 | 8.1 | 22600 | 17300 | 76.55% | 2 | 0 | 10.5 |  |  |  |  | R-454B | 1.7667 | Residential & Commercial | USHP | Ducted CEE Tier 1
216055544 | Central HP <5.4 tons | CHAMPION HEATING AND COOLING | HRCU-A-CB (Split System: Heat Pump with Remote Outdoor Unit-Air-Source) | HH824E2S11 | ASPEN |  | D(A,C,E)24B4K+TDR | TMLE040A12MP11 | 21000 | 16.5 | 9 | 22600 | 17200 | 76.11% | 2 | 0 | 11.7 |  |  |  |  | R-454B | 1.75 | Residential & Commercial | USHP | Ducted CEE Tier 1
215850196 | Central HP <5.4 tons | COLEMAN | HRCU-A-CB (Split System: Heat Pump with Remote Outdoor Unit-Air-Source) | HH824E2S11 | ASPEN |  | D(A,C,E)24C3K+TDR | Z9ES060A10SMPS1 | 20800 | 17.5 | 8.5 | 23000 | 17600 | 76.52% | 2 | 0 | 11.7 |  |  |  |  | R-454B | 1.7333 | Residential & Commercial | USHP | Ducted CEE Tier 1
213927953 | Central HP <5.4 tons | WESTINGHOUSE | HRCU-A-C (Split System: Heat Pump with Remote Outdoor Unit with No Indoor Fan --Air Source) | WHM36SZA21S | ASPEN |  | D(A,C,E)42B44+TDR | 0 | 29200 | 15.5 | 9.4 | 30000 | 24200 | 80.67% | 2.08 | 0 | 11.3 |  |  |  |  | R-410A | 2.4333 | Residential & Commercial | USHP | Ducted CEE Tier 1
213927960 | Central HP <5.4 tons | WESTINGHOUSE | HRCU-A-C (Split System: Heat Pump with Remote Outdoor Unit with No Indoor Fan --Air Source) | WHM36SZA21S | ASPEN |  | D(A,C,E)37A44+TDR | 0 | 28800 | 15.5 | 9.4 | 30000 | 24200 | 80.67% | 2.08 | 0 | 11.3 |  |  |  |  | R-410A | 2.4 | Residential & Commercial | USHP | Ducted CEE Tier 1
214625047 | Central HP <5.4 tons | MIDEA | HRCU-A-C (Split System: Heat Pump with Remote Outdoor Unit with No Indoor Fan --Air Source) | 38MURAQ36AB3 | ASPEN |  | D(A,C,E)42D24+TDR | 0 | 33800 | 15.2 | 8.6 | 27600 | 31600 | 114.5% | 1.85 | 0 | 10 |  |  |  |  | R-410A | 2.8167 | Residential & Commercial | USHP | Ducted CEE Tier 1
214320268 | Central HP <5.4 tons | BOREAL | HRCU-A-C (Split System: Heat Pump with Remote Outdoor Unit with No Indoor Fan --Air Source) | ENVBR36HPJ1OA | ASPEN |  | D(A,C,E)36B34+TDR | 0 | 32000 | 15.2 | 8.5 | 34000 | 24000 | 70.59% | 1.8 | 0 | 9.5 |  |  |  |  | R-410A | 2.6667 | Residential & Commercial | USHP
213279249 | Central HP <5.4 tons | COLEMAN | HRCU-A-CB (Split System: Heat Pump with Remote Outdoor Unit-Air-Source) | THF2B48T21 | ASPEN |  | D(A,C,E)60A46+TDR | TM8V080C16MP12 | 43000 | 16 | 8.2 | 44000 | 31200 | 70.91% | 3.16 | 0 | 11.5 |  |  |  |  | R-410A | 3.5833 | Residential & Commercial | USHP | Ducted CEE Tier 1
216055536 | Central HP <5.4 tons | CHAMPION HEATING AND COOLING | HRCU-A-CB (Split System: Heat Pump with Remote Outdoor Unit-Air-Source) | HH824E2S11 | ASPEN |  | C(A,C,D,E)24D2K+TDR | TM9Y080B12MP11 | 21000 | 17 | 8.5 | 22800 | 18500 | 81.14% | 2 | 0 | 11.2 |  |  |  |  | R-454B | 1.75 | Residential & Commercial | USHP | Ducted CEE Tier 1
216055554 | Central HP <5.4 tons | CHAMPION HEATING AND COOLING | HRCU-A-CB (Split System: Heat Pump with Remote Outdoor Unit-Air-Source) | HH824E2S11 | ASPEN |  | C(A,C,D,E)24D2K+TDR | TMLE080B12MP11 | 21000 | 17 | 8.5 | 22800 | 18000 | 78.95% | 2 | 0 | 11.7 |  |  |  |  | R-454B | 1.75 | Residential & Commercial | USHP | Ducted CEE Tier 1
214802898 | Central HP <5.4 tons | RHEEM | HRCU-A-CB (Split System: Heat Pump with Remote Outdoor Unit-Air-Source) | RP15AZ48AJ2N | ASPEN |  | D(A,C,E)48B44+TDR | R801V0755A21UH | 44000 | 15.4 | 8.1 | 45500 | 34000 | 74.73% | 3.03 | 0 | 10 |  |  |  |  | R-410A | 3.6667 | Residential & Commercial | USHP | Ducted CEE Tier 1
214320276 | Central HP <5.4 tons | BOREAL | HRCU-A-C (Split System: Heat Pump with Remote Outdoor Unit with No Indoor Fan --Air Source) | ENVBR60HPJ1OA | ASPEN |  | C(A,C,D,E)60C44+TDR | 0 | 50500 | 15.2 | 8.5 | 53000 | 37200 | 70.19% | 1.8 | 0 | 9.5 |  |  |  |  | R-410A | 4.2083 | Residential & Commercial | USHP
213927961 | Central HP <5.4 tons | WESTINGHOUSE | HRCU-A-C (Split System: Heat Pump with Remote Outdoor Unit with No Indoor Fan --Air Source) | WHM36SZA21S | ASPEN |  | D(A,C,E)43A44+TDR | 0 | 29200 | 15.5 | 9.4 | 30000 | 24200 | 80.67% | 2.08 | 0 | 11.3 |  |  |  |  | R-410A | 2.4333 | Residential & Commercial | USHP | Ducted CEE Tier 1
213927968 | Central HP <5.4 tons | WESTINGHOUSE | HRCU-A-C (Split System: Heat Pump with Remote Outdoor Unit with No Indoor Fan --Air Source) | WHM36SZA21S | ASPEN |  | D(A,C,E)31C44+TDR | 0 | 29600 | 15.5 | 9.4 | 30000 | 24200 | 80.67% | 2.08 | 0 | 11.3 |  |  |  |  | R-410A | 2.4667 | Residential & Commercial | USHP | Ducted CEE Tier 1
212627554 | Central HP <5.4 tons | COLEMAN | HRCU-A-CB (Split System: Heat Pump with Remote Outdoor Unit-Air-Source) | HMH72B341 | ASPEN |  | D(A,C,E)48D36+TDR | TM9Y100C20MP11 | 33400 | 15.5 | 8.1 | 34000 | 27800 | 81.76% | 2.38 | 0 | 9.5 |  |  |  |  | R-410A | 2.7833 | Residential & Commercial | USHP
212627579 | Central HP <5.4 tons | COLEMAN | HRCU-A-CB (Split System: Heat Pump with Remote Outdoor Unit-Air-Source) | HMH72B341 | ASPEN |  | D(A,C,E)36B46+TDR | TM8E100C16MP11 | 33000 | 18 | 8.4 | 34000 | 28400 | 83.53% | 2.74 | 0 | 10 |  |  |  |  | R-410A | 2.75 | Residential & Commercial | USHP | Ducted CEE Tier 1
212627622 | Central HP <5.4 tons | COLEMAN | HRCU-A-CB (Split System: Heat Pump with Remote Outdoor Unit-Air-Source) | HMH72B341 | ASPEN |  | C(A,C,D,E)42B36+TDR | TM8V100C16MP12 | 32200 | 17.5 | 8.4 | 34000 | 27400 | 80.59% | 2.65 | 0 | 9.9 |  |  |  |  | R-410A | 2.6833 | Residential & Commercial | USHP
212627647 | Central HP <5.4 tons | COLEMAN | HRCU-A-CB (Split System: Heat Pump with Remote Outdoor Unit-Air-Source) | HMH72B341 | ASPEN |  | C(A,C,D,E)36C26+TDR | TM9Y080C16MP11 | 29600 | 17.8 | 8.5 | 34000 | 28000 | 82.35% | 2.66 | 0 | 9 |  |  |  |  | R-410A | 2.4667 | Residential & Commercial | USHP
216797091 | Central HP <5.4 tons | TRANE | HRCU-A-CB (Split System: Heat Pump with Remote Outdoor Unit-Air-Source) | 5TWV8X36A1 | ASPEN |  | D(A,C,E)36C3J+TDR | S8V2C100M5PCB | 29800 | 18 | 8.5 | 32800 | 32800 | 100% | 2.83 | 0 | 9.8 |  |  |  |  | R-454B | 2.4833 | Residential & Commercial | USHP
213274527 | Central HP <5.4 tons | COLEMAN | HRCU-A-CB (Split System: Heat Pump with Remote Outdoor Unit-Air-Source) | THF2B48T21 | ASPEN |  | D(A,C,E)60A44+TDR | TM8E100C16MP11 | 42500 | 16 | 8.2 | 44000 | 31400 | 71.36% | 3.13 | 0 | 11.5 |  |  |  |  | R-410A | 3.5417 | Residential & Commercial | USHP | Ducted CEE Tier 1
213273375 | Central HP <5.4 tons | COLEMAN | HRCU-A-CB (Split System: Heat Pump with Remote Outdoor Unit-Air-Source) | HMH72B361 | ASPEN |  | D(A,C,E)36A46+TDR | Z8ES080C20SMPS1 | 34000 | 17 | 8.1 | 36000 | 26400 | 73.33% | 2.83 | 0 | 8.9 |  |  |  |  | R-410A | 2.8333 | Residential & Commercial | USHP
214320266 | Central HP <5.4 tons | BOREAL | HRCU-A-C (Split System: Heat Pump with Remote Outdoor Unit with No Indoor Fan --Air Source) | ENVBR36HPJ1OA | ASPEN |  | C(A,C,D,E)24B34+TDR | 0 | 23000 | 15.2 | 8.5 | 24000 | 21600 | 90% | 1.8 | 0 | 11 |  |  |  |  | R-410A | 1.9167 | Residential & Commercial | USHP | Ducted CEE Tier 1
214625059 | Central HP <5.4 tons | PAYNE | HRCU-A-C (Split System: Heat Pump with Remote Outdoor Unit with No Indoor Fan --Air Source) | 38MURAQ36AB3 | ASPEN |  | D(A,C,E)48C24+TDR | 0 | 33800 | 15.2 | 8.6 | 27600 | 31600 | 114.5% | 1.85 | 0 | 10 |  |  |  |  | R-410A | 2.8167 | Residential & Commercial | USHP | Ducted CEE Tier 1
213279267 | Central HP <5.4 tons | COLEMAN | HRCU-A-CB (Split System: Heat Pump with Remote Outdoor Unit-Air-Source) | THF2B48T21 | ASPEN |  | D(A,C,E)60A46+TDR | TM9V100C16MP12 | 43000 | 16 | 8.2 | 44000 | 31200 | 70.91% | 3.16 | 0 | 11.5 |  |  |  |  | R-410A | 3.5833 | Residential & Commercial | USHP | Ducted CEE Tier 1
213207092 | Central HP <5.4 tons | CARRIER | HRCU-A-CB (Split System: Heat Pump with Remote Outdoor Unit-Air-Source) | 38MURAQ36AB3* | ASPEN |  | D(A,C,E)36C34+TDR | 58S(B,C)*A090E21**16 | 34600 | 16 | 8.1 | 39000 | 31200 | 80% | 2.74 | 0 | 9.8 |  |  |  |  | R-410A | 2.8833 | Residential & Commercial | USHP
216797107 | Central HP <5.4 tons | TRANE | HRCU-A-CB (Split System: Heat Pump with Remote Outdoor Unit-Air-Source) | 5TWV8X36A1 | ASPEN |  | D(A,C,E)36C3J+TDR | S9V2B060U4PSC+LRP | 29800 | 18 | 8.5 | 33000 | 33000 | 100% | 2.67 | 0 | 9.8 |  |  |  |  | R-454B | 2.4833 | Residential & Commercial | USHP
213278567 | Central HP <5.4 tons | COLEMAN | HRCU-A-CB (Split System: Heat Pump with Remote Outdoor Unit-Air-Source) | HMH72B341 | ASPEN |  | D(A,C,E)36A46+JMET12CS2N1+TDR | 0 | 31600 | 17.5 | 8.5 | 32600 | 28000 | 85.89% | 2.79 | 0 | 9.3 |  |  |  |  | R-410A | 2.6333 | Residential & Commercial | USHP
212506617 | Central HP <5.4 tons | COLEMAN | HRCU-A-CB (Split System: Heat Pump with Remote Outdoor Unit-Air-Source) | HMH72B341 | ASPEN |  | L(E,G)M36E4 | 0 | 32400 | 17 | 8.5 | 32000 | 28000 | 87.5% | 2.88 | 0 | 10 |  |  |  |  | R-410A | 2.7 | Residential & Commercial | USHP | Ducted CEE Tier 1
213286707 | Central HP <5.4 tons | DAY & NIGHT | HRCU-A-CB (Split System: Heat Pump with Remote Outdoor Unit-Air-Source) | DLCURAH30ABK | ADP |  | CE3005A+TXV | 0 | 29800 | 15.2 | 8.2 | 33200 | 27000 | 81.33% | 1.78 | 0 | 8.5 |  |  |  |  | R-410A | 2.4833 | Residential & Commercial | USHP
214625041 | Central HP <5.4 tons | MIDEA | HRCU-A-C (Split System: Heat Pump with Remote Outdoor Unit with No Indoor Fan --Air Source) | 38MURAQ30AB3 | ASPEN |  | D(A,C,E)42D24+TDR | 0 | 28000 | 15.2 | 9.5 | 22800 | 27000 | 118.4% | 1.85 | 0 | 10.3 |  |  |  |  | R-410A | 2.3333 | Residential & Commercial | USHP | Ducted CEE Tier 1
214625042 | Central HP <5.4 tons | MIDEA | HRCU-A-C (Split System: Heat Pump with Remote Outdoor Unit with No Indoor Fan --Air Source) | 38MURAQ36AB3 | ASPEN |  | D(A,C,E)36A34+TDR | 0 | 34600 | 15.2 | 8.6 | 27400 | 31600 | 115.3% | 1.85 | 0 | 10 |  |  |  |  | R-410A | 2.8833 | Residential & Commercial | USHP | Ducted CEE Tier 1
214625056 | Central HP <5.4 tons | PAYNE | HRCU-A-C (Split System: Heat Pump with Remote Outdoor Unit with No Indoor Fan --Air Source) | 38MURAQ36AB3 | ASPEN |  | D(A,C,E)36A34+TDR | 0 | 34600 | 15.2 | 8.6 | 27400 | 31600 | 115.3% | 1.85 | 0 | 10 |  |  |  |  | R-410A | 2.8833 | Residential & Commercial | USHP | Ducted CEE Tier 1
212626823 | Central HP <5.4 tons | COLEMAN | HRCU-A-CB (Split System: Heat Pump with Remote Outdoor Unit-Air-Source) | HMH72B341 | ASPEN |  | D(A,C,E)48A36+TDR | TM8E100B12MP11 | 32400 | 18 | 8.4 | 33800 | 27400 | 81.07% | 2.62 | 0 | 9.9 |  |  |  |  | R-410A | 2.7 | Residential & Commercial | USHP
212626908 | Central HP <5.4 tons | COLEMAN | HRCU-A-CB (Split System: Heat Pump with Remote Outdoor Unit-Air-Source) | HMH72B341 | ASPEN |  | C(A,C,D,E)36C26+TDR | TM8E100B12MP11 | 30000 | 17.4 | 8.5 | 33800 | 27400 | 81.07% | 2.64 | 0 | 9.5 |  |  |  |  | R-410A | 2.5 | Residential & Commercial | USHP
214625050 | Central HP <5.4 tons | PAYNE | HRCU-A-C (Split System: Heat Pump with Remote Outdoor Unit with No Indoor Fan --Air Source) | 38MURAQ30AB3 | ASPEN |  | D(A,C,E)30A34+TDR | 0 | 28200 | 15.2 | 9.5 | 22600 | 27000 | 119.5% | 1.85 | 0 | 10.3 |  |  |  |  | R-410A | 2.35 | Residential & Commercial | USHP | Ducted CEE Tier 1
214625052 | Central HP <5.4 tons | PAYNE | HRCU-A-C (Split System: Heat Pump with Remote Outdoor Unit with No Indoor Fan --Air Source) | 38MURAQ30AB3 | ASPEN |  | D(A,C,E)30B34+TDR | 0 | 28000 | 15.4 | 9 | 32400 | 27000 | 83.33% | 1.85 | 0 | 10.3 |  |  |  |  | R-410A | 2.3333 | Residential & Commercial | USHP | Ducted CEE Tier 1
216055892 | Central HP <5.4 tons | CHAMPION HEATING AND COOLING | HRCU-A-CB (Split System: Heat Pump with Remote Outdoor Unit-Air-Source) | HH860E2S11 | ASPEN |  | C(A,C,D,E)48A3K+TDR | TM8Y100C16MP11 | 40000 | 17.5 | 8.1 | 43500 | 33400 | 76.78% | 2 | 0 | 11.2 |  |  |  |  | R-454B | 3.3333 | Residential & Commercial | USHP | Ducted CEE Tier 1
216055899 | Central HP <5.4 tons | CHAMPION HEATING AND COOLING | HRCU-A-CB (Split System: Heat Pump with Remote Outdoor Unit-Air-Source) | HH860E2S11 | ASPEN |  | C(A,C,D,E)60A3K+TDR | TM8Y120C20MP11 | 41000 | 17.5 | 8.1 | 44500 | 33800 | 75.96% | 2 | 0 | 11.5 |  |  |  |  | R-454B | 3.4167 | Residential & Commercial | USHP | Ducted CEE Tier 1
216055917 | Central HP <5.4 tons | CHAMPION HEATING AND COOLING | HRCU-A-CB (Split System: Heat Pump with Remote Outdoor Unit-Air-Source) | HH860E2S11 | ASPEN |  | C(A,C,D,E)60A3K+TDR | TM9V080C16MP12 | 40500 | 17 | 8.5 | 43500 | 33600 | 77.24% | 2 | 0 | 10.5 |  |  |  |  | R-454B | 3.375 | Residential & Commercial | USHP | Ducted CEE Tier 1
216055965 | Central HP <5.4 tons | CHAMPION HEATING AND COOLING | HRCU-A-CB (Split System: Heat Pump with Remote Outdoor Unit-Air-Source) | HH860E2S11 | ASPEN |  | C(A,C,D,E)60A3K+TDR | TMLV120C20MP12 | 41000 | 18 | 8.5 | 44500 | 33800 | 75.96% | 2 | 0 | 10.5 |  |  |  |  | R-454B | 3.4167 | Residential & Commercial | USHP | Ducted CEE Tier 1
213753872 | Central HP <5.4 tons | CARRIER | HRCU-A-CB (Split System: Heat Pump with Remote Outdoor Unit-Air-Source) | 38MURAQ36AB3* | ASPEN |  | D(A,C,E)42B34+TDR | 59TP6C100V21**20 | 35400 | 16.5 | 8.1 | 38500 | 32200 | 83.64% | 2.61 | 0 | 10 |  |  |  |  | R-410A | 2.95 | Residential & Commercial | USHP | Ducted CEE Tier 1
214320271 | Central HP <5.4 tons | BOREAL | HRCU-A-C (Split System: Heat Pump with Remote Outdoor Unit with No Indoor Fan --Air Source) | ENVBR60HPJ1OA | ASPEN |  | C(A,C,D,E)48D44+TDR | 0 | 47000 | 15.2 | 8.5 | 48000 | 33600 | 70% | 1.8 | 0 | 10 |  |  |  |  | R-410A | 3.9167 | Residential & Commercial | USHP | Ducted CEE Tier 1
213927965 | Central HP <5.4 tons | WESTINGHOUSE | HRCU-A-C (Split System: Heat Pump with Remote Outdoor Unit with No Indoor Fan --Air Source) | WHM36SZA21S | ASPEN |  | D(A,C,E)43D34+TDR | 0 | 29800 | 15.5 | 9.4 | 30000 | 24200 | 80.67% | 2.08 | 0 | 11.3 |  |  |  |  | R-410A | 2.4833 | Residential & Commercial | USHP | Ducted CEE Tier 1
213613386 | Central HP <5.4 tons | CARRIER | HRCU-A-CB (Split System: Heat Pump with Remote Outdoor Unit-Air-Source) | 38MURAQ24AB3* | ASPEN |  | L(E,G)M24I4 | 0 | 24000 | 16 | 9 | 26400 | 23400 | 88.64% | 1.92 | 0 | 10 |  |  |  |  | R-410A | 2 | Residential & Commercial | USHP | Ducted CEE Tier 1
213613387 | Central HP <5.4 tons | CARRIER | HRCU-A-CB (Split System: Heat Pump with Remote Outdoor Unit-Air-Source) | 38MURAQ24AB3* | ASPEN |  | L(E,G)M24J4 | 0 | 24000 | 16 | 9 | 26400 | 23400 | 88.64% | 1.92 | 0 | 10 |  |  |  |  | R-410A | 2 | Residential & Commercial | USHP | Ducted CEE Tier 1
213752633 | Central HP <5.4 tons | CARRIER | HRCU-A-CB (Split System: Heat Pump with Remote Outdoor Unit-Air-Source) | 38MURAQ24AB3* | ASPEN |  | D(A,C,E)30B34+TDR | 58S(B,C)*B045M14**12 | 23400 | 17 | 8.5 | 27000 | 20400 | 75.56% | 2.88 | 0 | 10 |  |  |  |  | R-410A | 1.95 | Residential & Commercial | USHP | Ducted CEE Tier 1
213752650 | Central HP <5.4 tons | CARRIER | HRCU-A-CB (Split System: Heat Pump with Remote Outdoor Unit-Air-Source) | 38MURAQ24AB3* | ASPEN |  | D(A,C,E)24B44+TDR | 58S(B,C)*B070M17**12 | 23400 | 17.5 | 8.5 | 26200 | 20000 | 76.34% | 2.86 | 0 | 10 |  |  |  |  | R-410A | 1.95 | Residential & Commercial | USHP | Ducted CEE Tier 1
213752666 | Central HP <5.4 tons | CARRIER | HRCU-A-CB (Split System: Heat Pump with Remote Outdoor Unit-Air-Source) | 38MURAQ24AB3* | ASPEN |  | D(A,C,E)30C44+TDR | 58S(B,C)*B070M17**16 | 23000 | 17.5 | 8.5 | 25200 | 20000 | 79.37% | 3 | 0 | 10.3 |  |  |  |  | R-410A | 1.9167 | Residential & Commercial | USHP | Ducted CEE Tier 1
213752751 | Central HP <5.4 tons | CARRIER | HRCU-A-CB (Split System: Heat Pump with Remote Outdoor Unit-Air-Source) | 38MURAQ24AB3* | ASPEN |  | D(A,C,E)36B34+TDR | 58TP*B070V17**16 | 22600 | 17.4 | 8.5 | 25200 | 20000 | 79.37% | 3 | 0 | 9.8 |  |  |  |  | R-410A | 1.8833 | Residential & Commercial | USHP
213752768 | Central HP <5.4 tons | CARRIER | HRCU-A-CB (Split System: Heat Pump with Remote Outdoor Unit-Air-Source) | 38MURAQ24AB3* | ASPEN |  | D(A,C,E)30C44+TDR | 58TP*B090V21**20 | 23600 | 17 | 8.5 | 26200 | 20200 | 77.1% | 2.92 | 0 | 10 |  |  |  |  | R-410A | 1.9667 | Residential & Commercial | USHP | Ducted CEE Tier 1
213752832 | Central HP <5.4 tons | CARRIER | HRCU-A-CB (Split System: Heat Pump with Remote Outdoor Unit-Air-Source) | 38MURAQ24AB3* | ASPEN |  | D(A,C,E)36B34+TDR | 59SC2E080M21**20 | 23200 | 17.4 | 8.5 | 25600 | 20200 | 78.91% | 3 | 0 | 10.3 |  |  |  |  | R-410A | 1.9333 | Residential & Commercial | USHP | Ducted CEE Tier 1
213752835 | Central HP <5.4 tons | CARRIER | HRCU-A-CB (Split System: Heat Pump with Remote Outdoor Unit-Air-Source) | 38MURAQ24AB3* | ASPEN |  | D(A,C,E)24B44+TDR | 59SC2E100M21**20 | 23400 | 17.5 | 8.5 | 26400 | 20200 | 76.52% | 2.88 | 0 | 10.5 |  |  |  |  | R-410A | 1.95 | Residential & Commercial | USHP | Ducted CEE Tier 1
213752850 | Central HP <5.4 tons | CARRIER | HRCU-A-CB (Split System: Heat Pump with Remote Outdoor Unit-Air-Source) | 38MURAQ24AB3* | ASPEN |  | D(A,C,E)30C44+TDR | 59SC6A026M14**10 | 23200 | 16.5 | 8.5 | 27000 | 20600 | 76.3% | 2.86 | 0 | 10 |  |  |  |  | R-410A | 1.9333 | Residential & Commercial | USHP | Ducted CEE Tier 1
214320265 | Central HP <5.4 tons | BOREAL | HRCU-A-C (Split System: Heat Pump with Remote Outdoor Unit with No Indoor Fan --Air Source) | ENVBR36HPJ1OA | ASPEN |  | D(A,C,E)24D34+TDR | 0 | 23000 | 15.2 | 8.5 | 24000 | 21600 | 90% | 1.8 | 0 | 11 |  |  |  |  | R-410A | 1.9167 | Residential & Commercial | USHP | Ducted CEE Tier 1
215565328 | Central HP <5.4 tons | COLEMAN | HRCU-A-CB (Split System: Heat Pump with Remote Outdoor Unit-Air-Source) | HH860E2S11 | ASPEN |  | D(A,C,E)61A3J+TDR | TL8E080C16UH11 | 41500 | 17 | 8.5 | 44000 | 33600 | 76.36% | 2 | 0 | 11.5 |  |  |  |  | R-454B | 3.4583 | Residential & Commercial | USHP | Ducted CEE Tier 1
214625051 | Central HP <5.4 tons | PAYNE | HRCU-A-C (Split System: Heat Pump with Remote Outdoor Unit with No Indoor Fan --Air Source) | 38MURAQ30AB3 | ASPEN |  | D(A,C,E)36A34+TDR | 0 | 28600 | 15.2 | 9.5 | 22600 | 27000 | 119.5% | 1.85 | 0 | 10.4 |  |  |  |  | R-410A | 2.3833 | Residential & Commercial | USHP | Ducted CEE Tier 1
216797084 | Central HP <5.4 tons | TRANE | HRCU-A-CB (Split System: Heat Pump with Remote Outdoor Unit-Air-Source) | 5TWV8X36A1 | ASPEN |  | D(A,C,E)48C3J+TDR | S8V2B080M4PCB | 30200 | 18 | 8.5 | 33000 | 33000 | 100% | 2.68 | 0 | 9.8 |  |  |  |  | R-454B | 2.5167 | Residential & Commercial | USHP
214320263 | Central HP <5.4 tons | BOREAL | HRCU-A-C (Split System: Heat Pump with Remote Outdoor Unit with No Indoor Fan --Air Source) | ENVBR36HPJ1OA | ASPEN |  | D(A,C,E)24A44+TDR | 0 | 23000 | 15.2 | 8.5 | 24000 | 21600 | 90% | 1.8 | 0 | 11 |  |  |  |  | R-410A | 1.9167 | Residential & Commercial | USHP | Ducted CEE Tier 1
213612056 | Central HP <5.4 tons | RUUD | HRCU-A-CB (Split System: Heat Pump with Remote Outdoor Unit-Air-Source) | RP15AZ36AJ2N | ASPEN |  | D(A,C,E)36A34+TDR | R802V1004A17UH | 33000 | 15.4 | 8.1 | 34000 | 26400 | 77.65% | 2.78 | 0 | 11.7 |  |  |  |  | R-410A | 2.75 | Residential & Commercial | USHP | Ducted CEE Tier 1
215289838 | Central HP <5.4 tons | AIRQUEST | HRCU-A-CB (Split System: Heat Pump with Remote Outdoor Unit-Air-Source) | DLCURAH18ABK | ADP |  | H,GG32930 | *96MSN0401712A* | 17200 | 15.2 | 8.5 | 17100 | 18800 | 109.9% | 2.3 | 0 | 10 |  |  |  |  | R-410A | 1.4333 | Residential & Commercial | USHP | Ducted CEE Tier 1
213752676 | Central HP <5.4 tons | CARRIER | HRCU-A-CB (Split System: Heat Pump with Remote Outdoor Unit-Air-Source) | 38MURAQ24AB3* | ASPEN |  | D(A,C,E)30C44+TDR | 58S(B,C)*B070M21**16 | 23800 | 17.5 | 8.5 | 26400 | 20200 | 76.52% | 2.92 | 0 | 10 |  |  |  |  | R-410A | 1.9833 | Residential & Commercial | USHP | Ducted CEE Tier 1
213752877 | Central HP <5.4 tons | CARRIER | HRCU-A-CB (Split System: Heat Pump with Remote Outdoor Unit-Air-Source) | 38MURAQ24AB3* | ASPEN |  | D(A,C,E)30B34+TDR | 59SC6A060M14**12 | 22600 | 16.8 | 8.4 | 25200 | 20000 | 79.37% | 2.92 | 0 | 9.8 |  |  |  |  | R-410A | 1.8833 | Residential & Commercial | USHP
213752910 | Central HP <5.4 tons | CARRIER | HRCU-A-CB (Split System: Heat Pump with Remote Outdoor Unit-Air-Source) | 38MURAQ24AB3* | ASPEN |  | D(A,C,E)30C44+TDR | 59SP6A040V14**10 | 23200 | 16 | 8.5 | 25800 | 20200 | 78.29% | 2.83 | 0 | 10 |  |  |  |  | R-410A | 1.9333 | Residential & Commercial | USHP | Ducted CEE Tier 1
215565255 | Central HP <5.4 tons | COLEMAN | HRCU-A-CB (Split System: Heat Pump with Remote Outdoor Unit-Air-Source) | HH824E2S11 | ASPEN |  | D(A,C,E)36A4J+TDR | TL8E060A12UH11 | 21000 | 17.5 | 9 | 22800 | 17900 | 78.51% | 2 | 0 | 11.2 |  |  |  |  | R-454B | 1.75 | Residential & Commercial | USHP | Ducted CEE Tier 1
212480358 | Central HP <5.4 tons | CARRIER | HRCU-A-CB (Split System: Heat Pump with Remote Outdoor Unit-Air-Source) | 38MURAQ30AB3* | ADP |  | C36A***L159 | 59TP6B100V21**22 | 30000 | 15.2 | 8.1 | 32400 | 26800 | 82.72% | 1.8 | 0 | 9 |  |  |  |  | R-410A | 2.5 | Residential & Commercial | USHP
213279250 | Central HP <5.4 tons | COLEMAN | HRCU-A-CB (Split System: Heat Pump with Remote Outdoor Unit-Air-Source) | THF2B48T21 | ASPEN |  | D(A,C,E)60A46+TDR | TM8V100C16MP12 | 43000 | 16 | 8.2 | 44000 | 31200 | 70.91% | 3.16 | 0 | 11.5 |  |  |  |  | R-410A | 3.5833 | Residential & Commercial | USHP | Ducted CEE Tier 1
213279289 | Central HP <5.4 tons | COLEMAN | HRCU-A-CB (Split System: Heat Pump with Remote Outdoor Unit-Air-Source) | THF2B48T21 | ASPEN |  | D(A,C,E)60A46+TDR | TP9C100C20MP13 | 43000 | 16 | 8.2 | 44000 | 31400 | 71.36% | 3.14 | 0 | 11.5 |  |  |  |  | R-410A | 3.5833 | Residential & Commercial | USHP | Ducted CEE Tier 1
216794566 | Central HP <5.4 tons | TRANE | HRCU-A-CB (Split System: Heat Pump with Remote Outdoor Unit-Air-Source) | 5TWV0X48A1 | ASPEN |  | D(A,C,E)60B4J+TDR | S9V2C100U4VSB+LRP | 42000 | 20 | 9.5 | 46500 | 42000 | 90.32% | 2.79 | 0 | 12 |  |  |  |  | R-454B | 3.5 | Residential & Commercial | USHP | Ducted CEE Tier 1
213273407 | Central HP <5.4 tons | COLEMAN | HRCU-A-CB (Split System: Heat Pump with Remote Outdoor Unit-Air-Source) | HMH72B361 | ASPEN |  | D(A,C,E)36D26+TDR | Z8ES100C20LMPS1 | 32000 | 16 | 8.1 | 36000 | 26800 | 74.44% | 2.83 | 0 | 8.6 |  |  |  |  | R-410A | 2.6667 | Residential & Commercial | USHP
213752369 | Central HP <5.4 tons | CARRIER | HRCU-A-CB (Split System: Heat Pump with Remote Outdoor Unit-Air-Source) | 38MURAQ24AA3* | ASPEN |  | D(A,C,E)30B34+TDR | 59SC2E060M14**12 | 23600 | 16 | 8.5 | 25400 | 22600 | 88.98% | 2.9 | 0 | 9.5 |  |  |  |  | R-410A | 1.9667 | Residential & Commercial | USHP
213752394 | Central HP <5.4 tons | CARRIER | HRCU-A-CB (Split System: Heat Pump with Remote Outdoor Unit-Air-Source) | 38MURAQ24AA3* | ASPEN |  | D(A,C,E)30B34+TDR | 59SC2E080M17**16 | 23400 | 16.5 | 8.1 | 24800 | 22200 | 89.52% | 2.87 | 0 | 9.5 |  |  |  |  | R-410A | 1.95 | Residential & Commercial | USHP
213752405 | Central HP <5.4 tons | CARRIER | HRCU-A-CB (Split System: Heat Pump with Remote Outdoor Unit-Air-Source) | 38MURAQ24AA3* | ASPEN |  | D(A,C,E)24B44+TDR | 59SC2E080M21**20 | 23400 | 16.5 | 8.1 | 24600 | 22200 | 90.24% | 2.88 | 0 | 9 |  |  |  |  | R-410A | 1.95 | Residential & Commercial | USHP
215940233 | Central HP <5.4 tons | TEMPSTAR | HRCU-A-CB (Split System: Heat Pump with Remote Outdoor Unit-Air-Source) | T5H3V36*K*AAA* |  |  | ESH5X60M12A*+WALLCON | *97CTN0802120A* | 34200 | 19.5 | 9 | 34200 | 26000 | 76.02% | 1.96 | 0 | 11.7 |  |  |  |  | R-454B | 2.85 | Residential & Commercial | USHP | Ducted CEE Tier 1
215565307 | Central HP <5.4 tons | COLEMAN | HRCU-A-CB (Split System: Heat Pump with Remote Outdoor Unit-Air-Source) | HH824E2S11 | ASPEN |  | D(A,C,E)37E2J+TDR | TM9Y060B12MP11 | 22200 | 17 | 9 | 23000 | 18400 | 80% | 2 | 0 | 11.7 |  |  |  |  | R-454B | 1.85 | Residential & Commercial | USHP | Ducted CEE Tier 1
216776750 | Central HP <5.4 tons | COLEMAN | HRCU-A-C (Split System: Heat Pump with Remote Outdoor Unit with No Indoor Fan --Air Source) | HH824E2S11 | ASPEN |  | CM24C3K+TDR | 0 | 22200 | 15.2 | 8.1 | 22800 | 21200 | 92.98% | 2.76 | 0 | 11 |  |  |  |  | R-454B | 1.85 | Residential & Commercial | USHP | Ducted CEE Tier 1
213927969 | Central HP <5.4 tons | WESTINGHOUSE | HRCU-A-C (Split System: Heat Pump with Remote Outdoor Unit with No Indoor Fan --Air Source) | WHM36SZA21S | ASPEN |  | D(A,C,E)31E34+TDR | 0 | 29600 | 15.5 | 9.4 | 30000 | 24200 | 80.67% | 2.08 | 0 | 11.3 |  |  |  |  | R-410A | 2.4667 | Residential & Commercial | USHP | Ducted CEE Tier 1
216055884 | Central HP <5.4 tons | CHAMPION HEATING AND COOLING | HRCU-A-CB (Split System: Heat Pump with Remote Outdoor Unit-Air-Source) | HH860E2S11 | ASPEN |  | C(A,C,D,E)60A3K+TDR | TM8V100C20MP12 | 41000 | 18 | 8.5 | 44500 | 33800 | 75.96% | 2 | 0 | 10.5 |  |  |  |  | R-454B | 3.4167 | Residential & Commercial | USHP | Ducted CEE Tier 1
216055907 | Central HP <5.4 tons | CHAMPION HEATING AND COOLING | HRCU-A-CB (Split System: Heat Pump with Remote Outdoor Unit-Air-Source) | HH860E2S11 | ASPEN |  | C(A,C,D,E)48A3K+TDR | TM9E100C16MP12 | 40000 | 17.5 | 8.1 | 45500 | 34400 | 75.6% | 2 | 0 | 10.5 |  |  |  |  | R-454B | 3.3333 | Residential & Commercial | USHP | Ducted CEE Tier 1
216055909 | Central HP <5.4 tons | CHAMPION HEATING AND COOLING | HRCU-A-CB (Split System: Heat Pump with Remote Outdoor Unit-Air-Source) | HH860E2S11 | ASPEN |  | D(A,C,E)60A3K+TDR | TM9E100C16MP12 | 41000 | 18 | 8.5 | 45500 | 34400 | 75.6% | 2 | 0 | 10.5 |  |  |  |  | R-454B | 3.4167 | Residential & Commercial | USHP | Ducted CEE Tier 1
216055918 | Central HP <5.4 tons | CHAMPION HEATING AND COOLING | HRCU-A-CB (Split System: Heat Pump with Remote Outdoor Unit-Air-Source) | HH860E2S11 | ASPEN |  | D(A,C,E)60A3K+TDR | TM9V080C16MP12 | 40500 | 17 | 8.5 | 43500 | 33600 | 77.24% | 2 | 0 | 10.5 |  |  |  |  | R-454B | 3.375 | Residential & Commercial | USHP | Ducted CEE Tier 1
216055941 | Central HP <5.4 tons | CHAMPION HEATING AND COOLING | HRCU-A-CB (Split System: Heat Pump with Remote Outdoor Unit-Air-Source) | HH860E2S11 | ASPEN |  | C(A,C,D,E)60A3K+TDR | TMLE080C16MP11 | 41000 | 18 | 8.5 | 45000 | 34200 | 76% | 2 | 0 | 10.5 |  |  |  |  | R-454B | 3.4167 | Residential & Commercial | USHP | Ducted CEE Tier 1
216055560 | Central HP <5.4 tons | CHAMPION HEATING AND COOLING | HRCU-A-CB (Split System: Heat Pump with Remote Outdoor Unit-Air-Source) | HH824E2S11 | ASPEN |  | C(A,C,D,E)24D2K+TDR | TMLE100B12MP11 | 21000 | 17 | 8.5 | 22800 | 18000 | 78.95% | 2 | 0 | 11.7 |  |  |  |  | R-454B | 1.75 | Residential & Commercial | USHP | Ducted CEE Tier 1
216055561 | Central HP <5.4 tons | CHAMPION HEATING AND COOLING | HRCU-A-CB (Split System: Heat Pump with Remote Outdoor Unit-Air-Source) | HH824E2S11 | ASPEN |  | D(A,C,E)24B3K+TDR | TMLE100B12MP11 | 22000 | 17 | 8.1 | 22600 | 18000 | 79.65% | 2 | 0 | 12 |  |  |  |  | R-454B | 1.8333 | Residential & Commercial | USHP | Ducted CEE Tier 1
216055878 | Central HP <5.4 tons | CHAMPION HEATING AND COOLING | HRCU-A-CB (Split System: Heat Pump with Remote Outdoor Unit-Air-Source) | HH860E2S11 | ASPEN |  | C(A,C,D,E)60A3K+TDR | TM8V080C16MP12 | 40500 | 16.5 | 8.1 | 43500 | 33400 | 76.78% | 2 | 0 | 11.2 |  |  |  |  | R-454B | 3.375 | Residential & Commercial | USHP | Ducted CEE Tier 1
216055895 | Central HP <5.4 tons | CHAMPION HEATING AND COOLING | HRCU-A-CB (Split System: Heat Pump with Remote Outdoor Unit-Air-Source) | HH860E2S11 | ASPEN |  | C(A,C,D,E)48A3K+TDR | TM8Y100C20MP11 | 40000 | 17.5 | 8.1 | 44500 | 33800 | 75.96% | 2 | 0 | 11.2 |  |  |  |  | R-454B | 3.3333 | Residential & Commercial | USHP | Ducted CEE Tier 1
214625037 | Central HP <5.4 tons | MIDEA | HRCU-A-C (Split System: Heat Pump with Remote Outdoor Unit with No Indoor Fan --Air Source) | 38MURAQ30AB3 | ASPEN |  | D(A,C,E)36A34+TDR | 0 | 28600 | 15.2 | 9.5 | 22600 | 27000 | 119.5% | 1.85 | 0 | 10.4 |  |  |  |  | R-410A | 2.3833 | Residential & Commercial | USHP | Ducted CEE Tier 1
216055891 | Central HP <5.4 tons | CHAMPION HEATING AND COOLING | HRCU-A-CB (Split System: Heat Pump with Remote Outdoor Unit-Air-Source) | HH860E2S11 | ASPEN |  | D(A,C,E)60A3K+TDR | TM8Y080C16MP11 | 41000 | 17 | 8.1 | 43500 | 33400 | 76.78% | 2 | 0 | 11 |  |  |  |  | R-454B | 3.4167 | Residential & Commercial | USHP | Ducted CEE Tier 1
216055893 | Central HP <5.4 tons | CHAMPION HEATING AND COOLING | HRCU-A-CB (Split System: Heat Pump with Remote Outdoor Unit-Air-Source) | HH860E2S11 | ASPEN |  | C(A,C,D,E)60A3K+TDR | TM8Y100C16MP11 | 41000 | 17 | 8.1 | 43500 | 33400 | 76.78% | 2 | 0 | 11 |  |  |  |  | R-454B | 3.4167 | Residential & Commercial | USHP | Ducted CEE Tier 1
216055900 | Central HP <5.4 tons | CHAMPION HEATING AND COOLING | HRCU-A-CB (Split System: Heat Pump with Remote Outdoor Unit-Air-Source) | HH860E2S11 | ASPEN |  | D(A,C,E)60A3K+TDR | TM8Y120C20MP11 | 41000 | 17.5 | 8.1 | 44500 | 33800 | 75.96% | 2 | 0 | 11.5 |  |  |  |  | R-454B | 3.4167 | Residential & Commercial | USHP | Ducted CEE Tier 1
216055923 | Central HP <5.4 tons | CHAMPION HEATING AND COOLING | HRCU-A-CB (Split System: Heat Pump with Remote Outdoor Unit-Air-Source) | HH860E2S11 | ASPEN |  | C(A,C,D,E)60A3K+TDR | TM9V100C20MP12 | 41000 | 18 | 8.5 | 44500 | 33800 | 75.96% | 2 | 0 | 10.5 |  |  |  |  | R-454B | 3.4167 | Residential & Commercial | USHP | Ducted CEE Tier 1
216055925 | Central HP <5.4 tons | CHAMPION HEATING AND COOLING | HRCU-A-CB (Split System: Heat Pump with Remote Outdoor Unit-Air-Source) | HH860E2S11 | ASPEN |  | C(A,C,D,E)48A3K+TDR | TM9V120D20MP12 | 40000 | 17.5 | 8.1 | 44000 | 33400 | 75.91% | 2 | 0 | 11.2 |  |  |  |  | R-454B | 3.3333 | Residential & Commercial | USHP | Ducted CEE Tier 1
213780125 | Central HP <5.4 tons | CARRIER | HRCU-A-CB (Split System: Heat Pump with Remote Outdoor Unit-Air-Source) | 25VNA837A*030* |  |  | CSPH*4212AL*+UI | 59TN6C120C24**22 | 32600 | 16.5 | 8.1 | 33000 | 24600 | 74.55% | 1.94 | 0 | 11 |  |  |  |  | R-410A | 2.7167 | Residential & Commercial | USHP | Ducted CEE Tier 1
215565284 | Central HP <5.4 tons | COLEMAN | HRCU-A-CB (Split System: Heat Pump with Remote Outdoor Unit-Air-Source) | HH860E2S11 | ASPEN |  | D(A,C,E)49B3J+TDR | Z8ES100C16SMPS1 | 41000 | 17 | 8.5 | 43500 | 33200 | 76.32% | 2 | 0 | 11.7 |  |  |  |  | R-454B | 3.4167 | Residential & Commercial | USHP | Ducted CEE Tier 1
216055980 | Central HP <5.4 tons | CHAMPION HEATING AND COOLING | HRCU-A-CB (Split System: Heat Pump with Remote Outdoor Unit-Air-Source) | HH860E2S11 | ASPEN |  | C(A,C,D,E)60A3K+TDR | TPLC080C16MP13 | 40500 | 16.5 | 8.1 | 43500 | 33400 | 76.78% | 2 | 0 | 11.5 |  |  |  |  | R-454B | 3.375 | Residential & Commercial | USHP | Ducted CEE Tier 1
216055994 | Central HP <5.4 tons | CHAMPION HEATING AND COOLING | HRCU-A-CB (Split System: Heat Pump with Remote Outdoor Unit-Air-Source) | HH860E2S11 | ASPEN |  | C(A,C,D,E)48A3K+TDR | Z8ES080C20SMPS1 | 40000 | 17.5 | 8.1 | 44000 | 33400 | 75.91% | 2 | 0 | 11.7 |  |  |  |  | R-454B | 3.3333 | Residential & Commercial | USHP | Ducted CEE Tier 1
216056045 | Central HP <5.4 tons | CHAMPION HEATING AND COOLING | HRCU-A-CB (Split System: Heat Pump with Remote Outdoor Unit-Air-Source) | HH860E2S11 | ASPEN |  | C(A,C,D,E)48A3K+TDR | Z9ES100C16SMPS1 | 41000 | 17.5 | 8.1 | 46500 | 34200 | 73.55% | 2 | 0 | 10.5 |  |  |  |  | R-454B | 3.4167 | Residential & Commercial | USHP | Ducted CEE Tier 1
216055894 | Central HP <5.4 tons | CHAMPION HEATING AND COOLING | HRCU-A-CB (Split System: Heat Pump with Remote Outdoor Unit-Air-Source) | HH860E2S11 | ASPEN |  | D(A,C,E)60A3K+TDR | TM8Y100C16MP11 | 41000 | 17 | 8.1 | 43500 | 33400 | 76.78% | 2 | 0 | 11 |  |  |  |  | R-454B | 3.4167 | Residential & Commercial | USHP | Ducted CEE Tier 1
216056050 | Central HP <5.4 tons | CHAMPION HEATING AND COOLING | HRCU-A-CB (Split System: Heat Pump with Remote Outdoor Unit-Air-Source) | HH860E2S11 | ASPEN |  | D(A,C,E)60A3K+TDR | Z9ES100C16SMPS1 | 42000 | 18 | 8.5 | 46500 | 34200 | 73.55% | 2 | 0 | 10.5 |  |  |  |  | R-454B | 3.5 | Residential & Commercial | USHP | Ducted CEE Tier 1
216056059 | Central HP <5.4 tons | CHAMPION HEATING AND COOLING | HRCU-A-CB (Split System: Heat Pump with Remote Outdoor Unit-Air-Source) | HH860E2S11 | ASPEN |  | D(A,C,E)60A3K+TDR | Z9ES100C20SMPS1 | 42000 | 17.5 | 8.1 | 46500 | 34000 | 73.12% | 2 | 0 | 11.5 |  |  |  |  | R-454B | 3.5 | Residential & Commercial | USHP | Ducted CEE Tier 1
216055859 | Central HP <5.4 tons | CHAMPION HEATING AND COOLING | HRCU-A-CB (Split System: Heat Pump with Remote Outdoor Unit-Air-Source) | HH860E2S11 | ASPEN |  | C(A,C,D,E)48A3K+TDR | TM8E080C20MP11 | 41000 | 16.5 | 8.1 | 46000 | 35000 | 76.09% | 2 | 0 | 10.5 |  |  |  |  | R-454B | 3.4167 | Residential & Commercial | USHP | Ducted CEE Tier 1
216055868 | Central HP <5.4 tons | CHAMPION HEATING AND COOLING | HRCU-A-CB (Split System: Heat Pump with Remote Outdoor Unit-Air-Source) | HH860E2S11 | ASPEN |  | C(A,C,D,E)48A3K+TDR | TM8E120C16MP11 | 40000 | 17.5 | 8.1 | 45000 | 34200 | 76% | 2 | 0 | 10.5 |  |  |  |  | R-454B | 3.3333 | Residential & Commercial | USHP | Ducted CEE Tier 1
216055916 | Central HP <5.4 tons | CHAMPION HEATING AND COOLING | HRCU-A-CB (Split System: Heat Pump with Remote Outdoor Unit-Air-Source) | HH860E2S11 | ASPEN |  | C(A,C,D,E)48A3K+TDR | TM9V080C16MP12 | 39500 | 16.5 | 8.1 | 43500 | 33600 | 77.24% | 2 | 0 | 10.5 |  |  |  |  | R-454B | 3.2917 | Residential & Commercial | USHP | Ducted CEE Tier 1
216055968 | Central HP <5.4 tons | CHAMPION HEATING AND COOLING | HRCU-A-CB (Split System: Heat Pump with Remote Outdoor Unit-Air-Source) | HH860E2S11 | ASPEN |  | C(A,C,D,E)60A3K+TDR | TP9C080C16MP13 | 40500 | 17 | 8.5 | 43500 | 33600 | 77.24% | 2 | 0 | 10.5 |  |  |  |  | R-454B | 3.375 | Residential & Commercial | USHP | Ducted CEE Tier 1
215565294 | Central HP <5.4 tons | COLEMAN | HRCU-A-CB (Split System: Heat Pump with Remote Outdoor Unit-Air-Source) | HH824E2S11 | ASPEN |  | D(A,C,E)37E2J+TDR | CPLC080B12MP13 | 22400 | 17 | 9 | 23000 | 17700 | 76.96% | 2 | 0 | 12 |  |  |  |  | R-454B | 1.8667 | Residential & Commercial | USHP | Ducted CEE Tier 1
213753044 | Central HP <5.4 tons | CARRIER | HRCU-A-CB (Split System: Heat Pump with Remote Outdoor Unit-Air-Source) | 38MURAQ24AB3* | ASPEN |  | D(A,C,E)24B44+TDR | 59TP6C100V21**20 | 23200 | 17.5 | 8.5 | 26200 | 20000 | 76.34% | 2.91 | 0 | 10 |  |  |  |  | R-410A | 1.9333 | Residential & Commercial | USHP | Ducted CEE Tier 1
214595151 | Central HP <5.4 tons | BRYANT HEATING AND COOLING SYSTEMS | HRCU-A-CB (Split System: Heat Pump with Remote Outdoor Unit-Air-Source) | 38MURAQ24AB3* | ASPEN |  | A(E,F)M364+TDR | 0 | 24000 | 15.2 | 9 | 26400 | 23400 | 88.64% | 1.92 | 0 | 10 |  |  |  |  | R-410A | 2 | Residential & Commercial | USHP | Ducted CEE Tier 1
214595166 | Central HP <5.4 tons | BRYANT HEATING AND COOLING SYSTEMS | HRCU-A-CB (Split System: Heat Pump with Remote Outdoor Unit-Air-Source) | 38MURAQ24AB3* | ASPEN |  | L(E,G)M36L4 | 0 | 24000 | 15.2 | 8.5 | 26400 | 23400 | 88.64% | 1.92 | 0 | 9.8 |  |  |  |  | R-410A | 2 | Residential & Commercial | USHP
216055896 | Central HP <5.4 tons | CHAMPION HEATING AND COOLING | HRCU-A-CB (Split System: Heat Pump with Remote Outdoor Unit-Air-Source) | HH860E2S11 | ASPEN |  | C(A,C,D,E)60A3K+TDR | TM8Y100C20MP11 | 41000 | 17.5 | 8.1 | 44500 | 33800 | 75.96% | 2 | 0 | 11.5 |  |  |  |  | R-454B | 3.4167 | Residential & Commercial | USHP | Ducted CEE Tier 1
216055928 | Central HP <5.4 tons | CHAMPION HEATING AND COOLING | HRCU-A-CB (Split System: Heat Pump with Remote Outdoor Unit-Air-Source) | HH860E2S11 | ASPEN |  | C(A,C,D,E)48A3K+TDR | TM9Y080C16MP11 | 39500 | 16.5 | 8.1 | 44000 | 33800 | 76.82% | 2 | 0 | 10.5 |  |  |  |  | R-454B | 3.2917 | Residential & Commercial | USHP | Ducted CEE Tier 1
216055929 | Central HP <5.4 tons | CHAMPION HEATING AND COOLING | HRCU-A-CB (Split System: Heat Pump with Remote Outdoor Unit-Air-Source) | HH860E2S11 | ASPEN |  | C(A,C,D,E)60A3K+TDR | TM9Y080C16MP11 | 40500 | 17 | 8.5 | 44000 | 33800 | 76.82% | 2 | 0 | 10.5 |  |  |  |  | R-454B | 3.375 | Residential & Commercial | USHP | Ducted CEE Tier 1
216055930 | Central HP <5.4 tons | CHAMPION HEATING AND COOLING | HRCU-A-CB (Split System: Heat Pump with Remote Outdoor Unit-Air-Source) | HH860E2S11 | ASPEN |  | D(A,C,E)60A3K+TDR | TM9Y080C16MP11 | 40500 | 17 | 8.5 | 44000 | 33800 | 76.82% | 2 | 0 | 10.5 |  |  |  |  | R-454B | 3.375 | Residential & Commercial | USHP | Ducted CEE Tier 1
216055577 | Central HP <5.4 tons | CHAMPION HEATING AND COOLING | HRCU-A-CB (Split System: Heat Pump with Remote Outdoor Unit-Air-Source) | HH824E2S11 | ASPEN |  | C(A,C,D,E)24A3K+TDR | TPLC080B12MP13 | 21600 | 17 | 8.1 | 22600 | 17700 | 78.32% | 2 | 0 | 11.7 |  |  |  |  | R-454B | 1.8 | Residential & Commercial | USHP | Ducted CEE Tier 1
216055578 | Central HP <5.4 tons | CHAMPION HEATING AND COOLING | HRCU-A-CB (Split System: Heat Pump with Remote Outdoor Unit-Air-Source) | HH824E2S11 | ASPEN |  | C(A,C,D,E)24D2K+TDR | TPLC080B12MP13 | 21200 | 17 | 8.5 | 22800 | 17700 | 77.63% | 2 | 0 | 11.7 |  |  |  |  | R-454B | 1.7667 | Residential & Commercial | USHP | Ducted CEE Tier 1
216055962 | Central HP <5.4 tons | CHAMPION HEATING AND COOLING | HRCU-A-CB (Split System: Heat Pump with Remote Outdoor Unit-Air-Source) | HH860E2S11 | ASPEN |  | C(A,C,D,E)60A3K+TDR | TMLV100C16MP12 | 40500 | 16.5 | 8.1 | 43500 | 33400 | 76.78% | 2 | 0 | 11.2 |  |  |  |  | R-454B | 3.375 | Residential & Commercial | USHP | Ducted CEE Tier 1
213752867 | Central HP <5.4 tons | CARRIER | HRCU-A-CB (Split System: Heat Pump with Remote Outdoor Unit-Air-Source) | 38MURAQ24AB3* | ASPEN |  | D(A,C,E)30B34+TDR | 59SC6A040M17**12 | 23000 | 16 | 8.5 | 26400 | 20400 | 77.27% | 2.84 | 0 | 9.5 |  |  |  |  | R-410A | 1.9167 | Residential & Commercial | USHP
213752902 | Central HP <5.4 tons | CARRIER | HRCU-A-CB (Split System: Heat Pump with Remote Outdoor Unit-Air-Source) | 38MURAQ24AB3* | ASPEN |  | D(A,C,E)36B34+TDR | 59SC6A080M21**20 | 22600 | 17.4 | 8.5 | 25200 | 20000 | 79.37% | 2.97 | 0 | 9.8 |  |  |  |  | R-410A | 1.8833 | Residential & Commercial | USHP
213752918 | Central HP <5.4 tons | CARRIER | HRCU-A-CB (Split System: Heat Pump with Remote Outdoor Unit-Air-Source) | 38MURAQ24AB3* | ASPEN |  | D(A,C,E)30B34+TDR | 59SP6A040V17**12 | 23000 | 16 | 8.5 | 25800 | 20200 | 78.29% | 2.83 | 0 | 9.5 |  |  |  |  | R-410A | 1.9167 | Residential & Commercial | USHP
213752950 | Central HP <5.4 tons | CARRIER | HRCU-A-CB (Split System: Heat Pump with Remote Outdoor Unit-Air-Source) | 38MURAQ24AB3* | ASPEN |  | D(A,C,E)30B34+TDR | 59SP6A080V17**16 | 22800 | 16.7 | 8.4 | 25600 | 19900 | 77.73% | 2.94 | 0 | 10 |  |  |  |  | R-410A | 1.9 | Residential & Commercial | USHP | Ducted CEE Tier 1
214625023 | Central HP <5.4 tons | BRYANT | HRCU-A-C (Split System: Heat Pump with Remote Outdoor Unit with No Indoor Fan --Air Source) | 38MURAQ30AB3 | ASPEN |  | D(A,C,E)36A34+TDR | 0 | 28600 | 15.2 | 9.5 | 22600 | 27000 | 119.5% | 1.85 | 0 | 10.4 |  |  |  |  | R-410A | 2.3833 | Residential & Commercial | USHP | Ducted CEE Tier 1
214595161 | Central HP <5.4 tons | BRYANT HEATING AND COOLING SYSTEMS | HRCU-A-CB (Split System: Heat Pump with Remote Outdoor Unit-Air-Source) | 38MURAQ24AB3* | ASPEN |  | L(E,G)M36B4 | 0 | 23400 | 15.2 | 8.5 | 26400 | 23400 | 88.64% | 1.92 | 0 | 9.8 |  |  |  |  | R-410A | 1.95 | Residential & Commercial | USHP
214625055 | Central HP <5.4 tons | PAYNE | HRCU-A-C (Split System: Heat Pump with Remote Outdoor Unit with No Indoor Fan --Air Source) | 38MURAQ30AB3 | ASPEN |  | D(A,C,E)42D24+TDR | 0 | 28000 | 15.2 | 9.5 | 22800 | 27000 | 118.4% | 1.85 | 0 | 10.3 |  |  |  |  | R-410A | 2.3333 | Residential & Commercial | USHP | Ducted CEE Tier 1
216055848 | Central HP <5.4 tons | CHAMPION HEATING AND COOLING | HRCU-A-CB (Split System: Heat Pump with Remote Outdoor Unit-Air-Source) | HH860E2S11 | ASPEN |  | C(A,C,D,E)60A3K+TDR | TL8E100C20UH11 | 41500 | 18 | 8.5 | 45000 | 34000 | 75.56% | 2 | 0 | 11.5 |  |  |  |  | R-454B | 3.4583 | Residential & Commercial | USHP | Ducted CEE Tier 1
216055932 | Central HP <5.4 tons | CHAMPION HEATING AND COOLING | HRCU-A-CB (Split System: Heat Pump with Remote Outdoor Unit-Air-Source) | HH860E2S11 | ASPEN |  | C(A,C,D,E)60A3K+TDR | TM9Y100C16MP11 | 40500 | 17 | 8.5 | 44000 | 33800 | 76.82% | 2 | 0 | 10.5 |  |  |  |  | R-454B | 3.375 | Residential & Commercial | USHP | Ducted CEE Tier 1
216055998 | Central HP <5.4 tons | CHAMPION HEATING AND COOLING | HRCU-A-CB (Split System: Heat Pump with Remote Outdoor Unit-Air-Source) | HH860E2S11 | ASPEN |  | C(A,C,D,E)60A3K+TDR | Z8ES100C16SMPS1 | 41000 | 17 | 8.5 | 43500 | 33200 | 76.32% | 2 | 0 | 11.7 |  |  |  |  | R-454B | 3.4167 | Residential & Commercial | USHP | Ducted CEE Tier 1
215565290 | Central HP <5.4 tons | COLEMAN | HRCU-A-C (Split System: Heat Pump with Remote Outdoor Unit with No Indoor Fan --Air Source) | HH824E2S11 | ASPEN |  | D(A,C,E)37E2J+TDR | 0 | 22400 | 15.2 | 8.5 | 23000 | 21400 | 93.04% | 2.83 | 0 | 11 |  |  |  |  | R-454B | 1.8667 | Residential & Commercial | USHP | Ducted CEE Tier 1
216055910 | Central HP <5.4 tons | CHAMPION HEATING AND COOLING | HRCU-A-CB (Split System: Heat Pump with Remote Outdoor Unit-Air-Source) | HH860E2S11 | ASPEN |  | C(A,C,D,E)48A3K+TDR | TM9E100C20MP12 | 41000 | 16.5 | 8.1 | 46000 | 35000 | 76.09% | 2 | 0 | 10.5 |  |  |  |  | R-454B | 3.4167 | Residential & Commercial | USHP | Ducted CEE Tier 1
216055947 | Central HP <5.4 tons | CHAMPION HEATING AND COOLING | HRCU-A-CB (Split System: Heat Pump with Remote Outdoor Unit-Air-Source) | HH860E2S11 | ASPEN |  | C(A,C,D,E)60A3K+TDR | TMLE100C16MP11 | 41000 | 18 | 8.5 | 45000 | 34200 | 76% | 2 | 0 | 10.5 |  |  |  |  | R-454B | 3.4167 | Residential & Commercial | USHP | Ducted CEE Tier 1
216055964 | Central HP <5.4 tons | CHAMPION HEATING AND COOLING | HRCU-A-CB (Split System: Heat Pump with Remote Outdoor Unit-Air-Source) | HH860E2S11 | ASPEN |  | C(A,C,D,E)48A3K+TDR | TMLV120C20MP12 | 40000 | 17.5 | 8.1 | 44500 | 33800 | 75.96% | 2 | 0 | 10.5 |  |  |  |  | R-454B | 3.3333 | Residential & Commercial | USHP | Ducted CEE Tier 1
216055977 | Central HP <5.4 tons | CHAMPION HEATING AND COOLING | HRCU-A-CB (Split System: Heat Pump with Remote Outdoor Unit-Air-Source) | HH860E2S11 | ASPEN |  | C(A,C,D,E)60A3K+TDR | TP9C120D20MP13 | 41000 | 17.5 | 8.1 | 44000 | 33400 | 75.91% | 2 | 0 | 11.5 |  |  |  |  | R-454B | 3.4167 | Residential & Commercial | USHP | Ducted CEE Tier 1
216055978 | Central HP <5.4 tons | CHAMPION HEATING AND COOLING | HRCU-A-CB (Split System: Heat Pump with Remote Outdoor Unit-Air-Source) | HH860E2S11 | ASPEN |  | D(A,C,E)60A3K+TDR | TP9C120D20MP13 | 41000 | 17.5 | 8.1 | 44000 | 33400 | 75.91% | 2 | 0 | 11.5 |  |  |  |  | R-454B | 3.4167 | Residential & Commercial | USHP | Ducted CEE Tier 1
216055979 | Central HP <5.4 tons | CHAMPION HEATING AND COOLING | HRCU-A-CB (Split System: Heat Pump with Remote Outdoor Unit-Air-Source) | HH860E2S11 | ASPEN |  | C(A,C,D,E)48A3K+TDR | TPLC080C16MP13 | 39500 | 16.5 | 8.1 | 43500 | 33400 | 76.78% | 2 | 0 | 11.2 |  |  |  |  | R-454B | 3.2917 | Residential & Commercial | USHP | Ducted CEE Tier 1
216055943 | Central HP <5.4 tons | CHAMPION HEATING AND COOLING | HRCU-A-CB (Split System: Heat Pump with Remote Outdoor Unit-Air-Source) | HH860E2S11 | ASPEN |  | C(A,C,D,E)48A3K+TDR | TMLE080C20MP11 | 41000 | 16.5 | 8.1 | 46000 | 35000 | 76.09% | 2 | 0 | 10.5 |  |  |  |  | R-454B | 3.4167 | Residential & Commercial | USHP | Ducted CEE Tier 1
216055973 | Central HP <5.4 tons | CHAMPION HEATING AND COOLING | HRCU-A-CB (Split System: Heat Pump with Remote Outdoor Unit-Air-Source) | HH860E2S11 | ASPEN |  | C(A,C,D,E)48A3K+TDR | TP9C100C20MP13 | 40000 | 17.5 | 8.1 | 44500 | 33800 | 75.96% | 2 | 0 | 10.5 |  |  |  |  | R-454B | 3.3333 | Residential & Commercial | USHP | Ducted CEE Tier 1
216055975 | Central HP <5.4 tons | CHAMPION HEATING AND COOLING | HRCU-A-CB (Split System: Heat Pump with Remote Outdoor Unit-Air-Source) | HH860E2S11 | ASPEN |  | D(A,C,E)60A3K+TDR | TP9C100C20MP13 | 41000 | 18 | 8.5 | 44500 | 33800 | 75.96% | 2 | 0 | 10.5 |  |  |  |  | R-454B | 3.4167 | Residential & Commercial | USHP | Ducted CEE Tier 1
216055982 | Central HP <5.4 tons | CHAMPION HEATING AND COOLING | HRCU-A-CB (Split System: Heat Pump with Remote Outdoor Unit-Air-Source) | HH860E2S11 | ASPEN |  | C(A,C,D,E)48A3K+TDR | TPLC100C16MP13 | 39500 | 16.5 | 8.1 | 43500 | 33400 | 76.78% | 2 | 0 | 11.2 |  |  |  |  | R-454B | 3.2917 | Residential & Commercial | USHP | Ducted CEE Tier 1
216056000 | Central HP <5.4 tons | CHAMPION HEATING AND COOLING | HRCU-A-CB (Split System: Heat Pump with Remote Outdoor Unit-Air-Source) | HH860E2S11 | ASPEN |  | C(A,C,D,E)48A3K+TDR | Z8ES100C20SMPS1 | 40500 | 17.5 | 8.1 | 44000 | 33400 | 75.91% | 2 | 0 | 11.7 |  |  |  |  | R-454B | 3.375 | Residential & Commercial | USHP | Ducted CEE Tier 1
216056007 | Central HP <5.4 tons | CHAMPION HEATING AND COOLING | HRCU-A-CB (Split System: Heat Pump with Remote Outdoor Unit-Air-Source) | HH860E2S11 | ASPEN |  | D(A,C,E)60A3K+TDR | Z8ES120C16SMPS1 | 41000 | 18 | 8.5 | 43000 | 33000 | 76.74% | 2 | 0 | 11.7 |  |  |  |  | R-454B | 3.4167 | Residential & Commercial | USHP | Ducted CEE Tier 1
216055995 | Central HP <5.4 tons | CHAMPION HEATING AND COOLING | HRCU-A-CB (Split System: Heat Pump with Remote Outdoor Unit-Air-Source) | HH860E2S11 | ASPEN |  | C(A,C,D,E)60A3K+TDR | Z8ES080C20SMPS1 | 41000 | 18 | 8.5 | 44000 | 33400 | 75.91% | 2 | 0 | 11.7 |  |  |  |  | R-454B | 3.4167 | Residential & Commercial | USHP | Ducted CEE Tier 1
216055612 | Central HP <5.4 tons | CHAMPION HEATING AND COOLING | HRCU-A-CB (Split System: Heat Pump with Remote Outdoor Unit-Air-Source) | HH824E2S11 | ASPEN |  | D(A,C,E)36A4K+TDR | Z8ET060A12LMPS1 | 21000 | 19 | 9 | 23000 | 17700 | 76.96% | 2 | 0 | 11.7 |  |  |  |  | R-454B | 1.75 | Residential & Commercial | USHP | Ducted CEE Tier 1
213752926 | Central HP <5.4 tons | CARRIER | HRCU-A-CB (Split System: Heat Pump with Remote Outdoor Unit-Air-Source) | 38MURAQ24AB3* | ASPEN |  | D(A,C,E)24B44+TDR | 59SP6A060V14**12 | 23200 | 16.5 | 8.5 | 26400 | 20400 | 77.27% | 2.86 | 0 | 10 |  |  |  |  | R-410A | 1.9333 | Residential & Commercial | USHP | Ducted CEE Tier 1
213752942 | Central HP <5.4 tons | CARRIER | HRCU-A-CB (Split System: Heat Pump with Remote Outdoor Unit-Air-Source) | 38MURAQ24AB3* | ASPEN |  | D(A,C,E)30C44+TDR | 59SP6A060V17**14 | 23400 | 16.5 | 8.5 | 25800 | 20000 | 77.52% | 2.85 | 0 | 10 |  |  |  |  | R-410A | 1.95 | Residential & Commercial | USHP | Ducted CEE Tier 1
213752993 | Central HP <5.4 tons | CARRIER | HRCU-A-CB (Split System: Heat Pump with Remote Outdoor Unit-Air-Source) | 38MURAQ24AB3* | ASPEN |  | D(A,C,E)30B34+TDR | 59TP6C040V17**12 | 23000 | 16.5 | 8.5 | 26200 | 20200 | 77.1% | 2.84 | 0 | 10 |  |  |  |  | R-410A | 1.9167 | Residential & Commercial | USHP | Ducted CEE Tier 1
213753041 | Central HP <5.4 tons | CARRIER | HRCU-A-CB (Split System: Heat Pump with Remote Outdoor Unit-Air-Source) | 38MURAQ24AB3* | ASPEN |  | D(A,C,E)36B34+TDR | 59TP6C080V21**20 | 23800 | 17 | 8.5 | 26400 | 20200 | 76.52% | 2.92 | 0 | 10 |  |  |  |  | R-410A | 1.9833 | Residential & Commercial | USHP | Ducted CEE Tier 1
216055967 | Central HP <5.4 tons | CHAMPION HEATING AND COOLING | HRCU-A-CB (Split System: Heat Pump with Remote Outdoor Unit-Air-Source) | HH860E2S11 | ASPEN |  | C(A,C,D,E)48A3K+TDR | TP9C080C16MP13 | 39500 | 16.5 | 8.1 | 43500 | 33600 | 77.24% | 2 | 0 | 10.5 |  |  |  |  | R-454B | 3.2917 | Residential & Commercial | USHP | Ducted CEE Tier 1
216055992 | Central HP <5.4 tons | CHAMPION HEATING AND COOLING | HRCU-A-CB (Split System: Heat Pump with Remote Outdoor Unit-Air-Source) | HH860E2S11 | ASPEN |  | C(A,C,D,E)60A3K+TDR | Z8ES080C16SMPS1 | 41500 | 18 | 8.5 | 44000 | 33400 | 75.91% | 2 | 0 | 11.7 |  |  |  |  | R-454B | 3.4583 | Residential & Commercial | USHP | Ducted CEE Tier 1
216057053 | Central HP <5.4 tons | CHAMPION HEATING AND COOLING | HRCU-A-C (Split System: Heat Pump with Remote Outdoor Unit with No Indoor Fan --Air Source) | HH824E2S11 | ASPEN |  | D(A,C,E)24B3K+TDR | 0 | 22000 | 15.2 | 8.1 | 22600 | 21200 | 93.81% | 2.67 | 0 | 11 |  |  |  |  | R-454B | 1.8333 | Residential & Commercial | USHP | Ducted CEE Tier 1
216056001 | Central HP <5.4 tons | CHAMPION HEATING AND COOLING | HRCU-A-CB (Split System: Heat Pump with Remote Outdoor Unit-Air-Source) | HH860E2S11 | ASPEN |  | C(A,C,D,E)60A3K+TDR | Z8ES100C20SMPS1 | 41500 | 18 | 8.5 | 44000 | 33400 | 75.91% | 2 | 0 | 11.7 |  |  |  |  | R-454B | 3.4583 | Residential & Commercial | USHP | Ducted CEE Tier 1
213752964 | Central HP <5.4 tons | CARRIER | HRCU-A-CB (Split System: Heat Pump with Remote Outdoor Unit-Air-Source) | 38MURAQ24AB3* | ASPEN |  | D(A,C,E)30C44+TDR | 59SP6A080V21**20 | 23800 | 17 | 8.5 | 26000 | 20200 | 77.69% | 2.92 | 0 | 10 |  |  |  |  | R-410A | 1.9833 | Residential & Commercial | USHP | Ducted CEE Tier 1
213753057 | Central HP <5.4 tons | CARRIER | HRCU-A-CB (Split System: Heat Pump with Remote Outdoor Unit-Air-Source) | 38MURAQ24AB3* | ASPEN |  | D(A,C,E)30B34+TDR | 59TP6C100V21**22 | 23800 | 17.5 | 8.5 | 26400 | 20200 | 76.52% | 2.94 | 0 | 10 |  |  |  |  | R-410A | 1.9833 | Residential & Commercial | USHP | Ducted CEE Tier 1
215848363 | Central HP <5.4 tons | COLEMAN | HRCU-A-C (Split System: Heat Pump with Remote Outdoor Unit with No Indoor Fan --Air Source) | HH824E2S11 | ASPEN |  | D(A,C,E)24C3K+TDR | 0 | 22400 | 15.2 | 8.5 | 22800 | 21200 | 92.98% | 2.7 | 0 | 11 |  |  |  |  | R-454B | 1.8667 | Residential & Commercial | USHP | Ducted CEE Tier 1
214625021 | Central HP <5.4 tons | BRYANT | HRCU-A-C (Split System: Heat Pump with Remote Outdoor Unit with No Indoor Fan --Air Source) | 38MURAQ24AB3 | ASPEN |  | D(A,C,E)24A24+TDR | 0 | 20600 | 15.2 | 9.3 | 21000 | 20000 | 95.24% | 1.95 | 0 | 10 |  |  |  |  | R-410A | 1.7167 | Residential & Commercial | USHP | Ducted CEE Tier 1
212627913 | Central HP <5.4 tons | COLEMAN | HRCU-A-CB (Split System: Heat Pump with Remote Outdoor Unit-Air-Source) | HMH72B341 | ASPEN |  | C(A,C,D,E)48C26+TDR | CP9C100C16MP13 | 30600 | 17.2 | 8.1 | 34000 | 27400 | 80.59% | 2.47 | 0 | 9.6 |  |  |  |  | R-410A | 2.55 | Residential & Commercial | USHP
212628024 | Central HP <5.4 tons | COLEMAN | HRCU-A-CB (Split System: Heat Pump with Remote Outdoor Unit-Air-Source) | HMH72B341 | ASPEN |  | D(A,C,E)36B46+TDR | TL9E100C20UH11 | 33400 | 17 | 8.5 | 34000 | 29200 | 85.88% | 2.81 | 0 | 10 |  |  |  |  | R-410A | 2.7833 | Residential & Commercial | USHP | Ducted CEE Tier 1
212628029 | Central HP <5.4 tons | COLEMAN | HRCU-A-CB (Split System: Heat Pump with Remote Outdoor Unit-Air-Source) | HMH72B341 | ASPEN |  | C(A,C,D,E)42B36+TDR | TL8E100C20UH11 | 32200 | 17.5 | 8.4 | 34000 | 27400 | 80.59% | 2.66 | 0 | 9.9 |  |  |  |  | R-410A | 2.6833 | Residential & Commercial | USHP
212628047 | Central HP <5.4 tons | COLEMAN | HRCU-A-CB (Split System: Heat Pump with Remote Outdoor Unit-Air-Source) | HMH72B341 | ASPEN |  | C(A,C,D,E)36C26+TDR | TL8E100C20UH11 | 29600 | 16.9 | 8.5 | 34000 | 27400 | 80.59% | 2.69 | 0 | 9.5 |  |  |  |  | R-410A | 2.4667 | Residential & Commercial | USHP
212628099 | Central HP <5.4 tons | COLEMAN | HRCU-A-CB (Split System: Heat Pump with Remote Outdoor Unit-Air-Source) | HMH72B341 | ASPEN |  | C(A,C,D,E)36C36+TDR | TM9V100C20MP12 | 32400 | 17.5 | 8.5 | 34000 | 28400 | 83.53% | 2.7 | 0 | 9.5 |  |  |  |  | R-410A | 2.7 | Residential & Commercial | USHP
212628106 | Central HP <5.4 tons | COLEMAN | HRCU-A-CB (Split System: Heat Pump with Remote Outdoor Unit-Air-Source) | HMH72B341 | ASPEN |  | D(A,C,E)42A46+TDR | TM9V100C20MP12 | 32400 | 17.5 | 8.5 | 34000 | 28400 | 83.53% | 2.7 | 0 | 9.5 |  |  |  |  | R-410A | 2.7 | Residential & Commercial | USHP
212628122 | Central HP <5.4 tons | COLEMAN | HRCU-A-CB (Split System: Heat Pump with Remote Outdoor Unit-Air-Source) | HMH72B341 | ASPEN |  | D(A,C,E)36B36+TDR | TP9C100C20MP13 | 32000 | 17.5 | 8.1 | 34000 | 28400 | 83.53% | 2.46 | 0 | 9.4 |  |  |  |  | R-410A | 2.6667 | Residential & Commercial | USHP
212627895 | Central HP <5.4 tons | COLEMAN | HRCU-A-CB (Split System: Heat Pump with Remote Outdoor Unit-Air-Source) | HMH72B341 | ASPEN |  | D(A,C,E)42B36+TDR | TL9E080C16UH11 | 32400 | 17.5 | 8.5 | 34000 | 28000 | 82.35% | 2.66 | 0 | 9.5 |  |  |  |  | R-410A | 2.7 | Residential & Commercial | USHP
212627897 | Central HP <5.4 tons | COLEMAN | HRCU-A-CB (Split System: Heat Pump with Remote Outdoor Unit-Air-Source) | HMH72B341 | ASPEN |  | D(A,C,E)42D26+TDR | TL9E080C16UH11 | 30400 | 17.1 | 8.5 | 34000 | 28000 | 82.35% | 2.66 | 0 | 9 |  |  |  |  | R-410A | 2.5333 | Residential & Commercial | USHP
212627379 | Central HP <5.4 tons | COLEMAN | HRCU-A-CB (Split System: Heat Pump with Remote Outdoor Unit-Air-Source) | HMH72B341 | ASPEN |  | D(A,C,E)48D26+TDR | TP9C060B12MP13 | 31200 | 17.3 | 8.1 | 34000 | 27800 | 81.76% | 2.42 | 0 | 9.2 |  |  |  |  | R-410A | 2.6 | Residential & Commercial | USHP
212627404 | Central HP <5.4 tons | COLEMAN | HRCU-A-CB (Split System: Heat Pump with Remote Outdoor Unit-Air-Source) | HMH72B341 | ASPEN |  | C(A,C,D,E)48C26+TDR | TL8E060A12UH11 | 32000 | 18 | 8.1 | 33400 | 29000 | 86.83% | 2.46 | 0 | 9 |  |  |  |  | R-410A | 2.6667 | Residential & Commercial | USHP
212627420 | Central HP <5.4 tons | COLEMAN | HRCU-A-CB (Split System: Heat Pump with Remote Outdoor Unit-Air-Source) | HMH72B341 | ASPEN |  | C(A,C,D,E)36C26+TDR | TM8E080B12MP11 | 29800 | 17.4 | 8.5 | 34000 | 28000 | 82.35% | 2.63 | 0 | 9 |  |  |  |  | R-410A | 2.4833 | Residential & Commercial | USHP
212627427 | Central HP <5.4 tons | COLEMAN | HRCU-A-CB (Split System: Heat Pump with Remote Outdoor Unit-Air-Source) | HMH72B341 | ASPEN |  | D(A,C,E)36D26+TDR | TM8E080B12MP11 | 30200 | 17.5 | 8.5 | 34000 | 28000 | 82.35% | 2.63 | 0 | 9 |  |  |  |  | R-410A | 2.5167 | Residential & Commercial | USHP
212627461 | Central HP <5.4 tons | COLEMAN | HRCU-A-CB (Split System: Heat Pump with Remote Outdoor Unit-Air-Source) | HMH72B341 | ASPEN |  | D(A,C,E)48D26+TDR | TM9Y080B12MP11 | 31000 | 17.8 | 8.1 | 34000 | 28000 | 82.35% | 2.41 | 0 | 9.2 |  |  |  |  | R-410A | 2.5833 | Residential & Commercial | USHP
212627477 | Central HP <5.4 tons | COLEMAN | HRCU-A-CB (Split System: Heat Pump with Remote Outdoor Unit-Air-Source) | HMH72B341 | ASPEN |  | D(A,C,E)42C26+TDR | TMLE080B12MP11 | 30200 | 17.5 | 8.1 | 34000 | 28000 | 82.35% | 2.41 | 0 | 9 |  |  |  |  | R-410A | 2.5167 | Residential & Commercial | USHP
214331698 | Central HP <5.4 tons | BOSCH | HRCU-A-CB (Split System: Heat Pump with Remote Outdoor Unit-Air-Source) | BOVA-36HDN1-M20G | ASPEN |  | D(A,C,E)36A3G+TXV+TDR | BGH96M080B3B | 22200 | 18 | 8.4 | 23600 | 22200 | 94.07% | 2.17 | 0 | 11.8 |  |  |  |  | R-410A | 1.85 | Residential & Commercial | USHP | Ducted CEE Tier 1
214331709 | Central HP <5.4 tons | BOSCH | HRCU-A-CB (Split System: Heat Pump with Remote Outdoor Unit-Air-Source) | BOVA-36HDN1-M20G | ASPEN |  | D(A,C,E)36C4G+TXV+TDR | BGH96M100C5A | 31200 | 18.5 | 9 | 34200 | 27600 | 80.7% | 2.51 | 0 | 11.9 |  |  |  |  | R-410A | 2.6 | Residential & Commercial | USHP | Ducted CEE Tier 1
213927967 | Central HP <5.4 tons | WESTINGHOUSE | HRCU-A-C (Split System: Heat Pump with Remote Outdoor Unit with No Indoor Fan --Air Source) | WHM36SZA21S | ASPEN |  | D(A,C,E)31B44+TDR | 0 | 29200 | 15.5 | 9.4 | 30000 | 24200 | 80.67% | 2.08 | 0 | 11.3 |  |  |  |  | R-410A | 2.4333 | Residential & Commercial | USHP | Ducted CEE Tier 1
212627556 | Central HP <5.4 tons | COLEMAN | HRCU-A-CB (Split System: Heat Pump with Remote Outdoor Unit-Air-Source) | HMH72B341 | ASPEN |  | C(A,C,D,E)36C26+TDR | TM8E100C16MP11 | 31400 | 18 | 8.4 | 34000 | 28400 | 83.53% | 2.74 | 0 | 9.9 |  |  |  |  | R-410A | 2.6167 | Residential & Commercial | USHP
212627570 | Central HP <5.4 tons | COLEMAN | HRCU-A-CB (Split System: Heat Pump with Remote Outdoor Unit-Air-Source) | HMH72B341 | ASPEN |  | D(A,C,E)42D36+TDR | TM8E040A12MP11 | 32800 | 18 | 8.1 | 33400 | 29000 | 86.83% | 2.48 | 0 | 10 |  |  |  |  | R-410A | 2.7333 | Residential & Commercial | USHP | Ducted CEE Tier 1
212627588 | Central HP <5.4 tons | COLEMAN | HRCU-A-CB (Split System: Heat Pump with Remote Outdoor Unit-Air-Source) | HMH72B341 | ASPEN |  | D(A,C,E)48C36+TDR | TMLE080C16MP11 | 33000 | 18 | 8.1 | 33000 | 29000 | 87.88% | 2.49 | 0 | 10 |  |  |  |  | R-410A | 2.75 | Residential & Commercial | USHP | Ducted CEE Tier 1
212627604 | Central HP <5.4 tons | COLEMAN | HRCU-A-CB (Split System: Heat Pump with Remote Outdoor Unit-Air-Source) | HMH72B341 | ASPEN |  | D(A,C,E)48D36+TDR | TM8E100C16MP11 | 33000 | 18 | 8.5 | 34000 | 28400 | 83.53% | 2.76 | 0 | 10 |  |  |  |  | R-410A | 2.75 | Residential & Commercial | USHP | Ducted CEE Tier 1
212627606 | Central HP <5.4 tons | COLEMAN | HRCU-A-CB (Split System: Heat Pump with Remote Outdoor Unit-Air-Source) | HMH72B341 | ASPEN |  | D(A,C,E)42D36+TDR | TMLE100C16MP11 | 33000 | 18 | 8.1 | 33000 | 29000 | 87.88% | 2.49 | 0 | 10 |  |  |  |  | R-410A | 2.75 | Residential & Commercial | USHP | Ducted CEE Tier 1
212627672 | Central HP <5.4 tons | COLEMAN | HRCU-A-CB (Split System: Heat Pump with Remote Outdoor Unit-Air-Source) | HMH72B341 | ASPEN |  | D(A,C,E)42D36+TDR | TMLE120C16MP11 | 33200 | 18 | 8.1 | 33000 | 29200 | 88.48% | 2.5 | 0 | 10 |  |  |  |  | R-410A | 2.7667 | Residential & Commercial | USHP | Ducted CEE Tier 1
212627736 | Central HP <5.4 tons | COLEMAN | HRCU-A-CB (Split System: Heat Pump with Remote Outdoor Unit-Air-Source) | HMH72B341 | ASPEN |  | D(A,C,E)48C36+TDR | CPLC100C16MP13 | 33200 | 17.5 | 8.1 | 33800 | 27400 | 81.07% | 2.47 | 0 | 10 |  |  |  |  | R-410A | 2.7667 | Residential & Commercial | USHP | Ducted CEE Tier 1
212627738 | Central HP <5.4 tons | COLEMAN | HRCU-A-CB (Split System: Heat Pump with Remote Outdoor Unit-Air-Source) | HMH72B341 | ASPEN |  | D(A,C,E)48D36+TDR | CPLC100C16MP13 | 33400 | 17.5 | 8.1 | 33800 | 27400 | 81.07% | 2.47 | 0 | 10 |  |  |  |  | R-410A | 2.7833 | Residential & Commercial | USHP | Ducted CEE Tier 1
213613392 | Central HP <5.4 tons | CARRIER | HRCU-A-CB (Split System: Heat Pump with Remote Outdoor Unit-Air-Source) | 38MURAQ24AB3* | ASPEN |  | L(E,G)M36D4 | 0 | 24000 | 16 | 9 | 26400 | 23400 | 88.64% | 1.92 | 0 | 10 |  |  |  |  | R-410A | 2 | Residential & Commercial | USHP | Ducted CEE Tier 1
213613393 | Central HP <5.4 tons | CARRIER | HRCU-A-CB (Split System: Heat Pump with Remote Outdoor Unit-Air-Source) | 38MURAQ24AB3* | ASPEN |  | L(E,G)M36E4 | 0 | 24000 | 16 | 9 | 26400 | 23400 | 88.64% | 1.92 | 0 | 10 |  |  |  |  | R-410A | 2 | Residential & Commercial | USHP | Ducted CEE Tier 1
214802736 | Central HP <5.4 tons | RHEEM | HRCU-A-CB (Split System: Heat Pump with Remote Outdoor Unit-Air-Source) | RP15AZ24AJ2N | ASPEN |  | D(A,C,E)36D24+TDR | R801V1004A17UHN | 22200 | 16.3 | 8.5 | 23200 | 16400 | 70.69% | 3.15 | 0 | 11.8 |  |  |  |  | R-410A | 1.85 | Residential & Commercial | USHP | Ducted CEE Tier 1
214392711 | Central HP <5.4 tons | RUUD | HRCU-A-CB (Split System: Heat Pump with Remote Outdoor Unit-Air-Source) | RD17AZ24AJ3N | ASPEN |  | D(A,C,E)24C34+TDR | U98MV0703A17UPS | 21600 | 19 | 8.1 | 22600 | 16900 | 74.78% | 2 | 0 | 10 |  |  |  |  | R-410A | 1.8 | Residential & Commercial | USHP | Ducted CEE Tier 1
212627740 | Central HP <5.4 tons | COLEMAN | HRCU-A-CB (Split System: Heat Pump with Remote Outdoor Unit-Air-Source) | HMH72B341 | ASPEN |  | C(A,C,D,E)36A46+TDR | TM8V080C16MP12 | 32000 | 17.5 | 8.5 | 34000 | 27400 | 80.59% | 2.67 | 0 | 9.9 |  |  |  |  | R-410A | 2.6667 | Residential & Commercial | USHP
212627815 | Central HP <5.4 tons | COLEMAN | HRCU-A-CB (Split System: Heat Pump with Remote Outdoor Unit-Air-Source) | HMH72B341 | ASPEN |  | C(A,C,D,E)36B36+TDR | TPLC080C16MP13 | 32000 | 17.5 | 8.1 | 33800 | 27400 | 81.07% | 2.47 | 0 | 9.9 |  |  |  |  | R-410A | 2.6667 | Residential & Commercial | USHP
212627829 | Central HP <5.4 tons | COLEMAN | HRCU-A-CB (Split System: Heat Pump with Remote Outdoor Unit-Air-Source) | HMH72B341 | ASPEN |  | D(A,C,E)42D26+TDR | TPLC080C16MP13 | 30600 | 17.2 | 8.1 | 33800 | 27400 | 81.07% | 2.47 | 0 | 9.6 |  |  |  |  | R-410A | 2.55 | Residential & Commercial | USHP
212627838 | Central HP <5.4 tons | COLEMAN | HRCU-A-CB (Split System: Heat Pump with Remote Outdoor Unit-Air-Source) | HMH72B341 | ASPEN |  | C(A,C,D,E)36B36+TDR | TPLC100C16MP13 | 32000 | 17.5 | 8.1 | 33800 | 27400 | 81.07% | 2.47 | 0 | 9.9 |  |  |  |  | R-410A | 2.6667 | Residential & Commercial | USHP
212627854 | Central HP <5.4 tons | COLEMAN | HRCU-A-CB (Split System: Heat Pump with Remote Outdoor Unit-Air-Source) | HMH72B341 | ASPEN |  | D(A,C,E)48B36+TDR | TPLC100C16MP13 | 32600 | 17.5 | 8.1 | 33800 | 27400 | 81.07% | 2.47 | 0 | 10 |  |  |  |  | R-410A | 2.7167 | Residential & Commercial | USHP | Ducted CEE Tier 1
212627052 | Central HP <5.4 tons | COLEMAN | HRCU-A-CB (Split System: Heat Pump with Remote Outdoor Unit-Air-Source) | HMH72B341 | ASPEN |  | D(A,C,E)48D36+TDR | CP9C080C16MP13 | 33600 | 17.5 | 8.1 | 33800 | 27400 | 81.07% | 2.45 | 0 | 10 |  |  |  |  | R-410A | 2.8 | Residential & Commercial | USHP | Ducted CEE Tier 1
212627068 | Central HP <5.4 tons | COLEMAN | HRCU-A-CB (Split System: Heat Pump with Remote Outdoor Unit-Air-Source) | HMH72B341 | ASPEN |  | D(A,C,E)42C36+TDR | TM9V080C16MP12 | 32800 | 17.5 | 8.5 | 33800 | 27400 | 81.07% | 2.66 | 0 | 10 |  |  |  |  | R-410A | 2.7333 | Residential & Commercial | USHP | Ducted CEE Tier 1
212627070 | Central HP <5.4 tons | COLEMAN | HRCU-A-CB (Split System: Heat Pump with Remote Outdoor Unit-Air-Source) | HMH72B341 | ASPEN |  | D(A,C,E)42D36+TDR | TM9V080C16MP12 | 33200 | 17.5 | 8.5 | 33800 | 27400 | 81.07% | 2.66 | 0 | 10 |  |  |  |  | R-410A | 2.7667 | Residential & Commercial | USHP | Ducted CEE Tier 1
216055966 | Central HP <5.4 tons | CHAMPION HEATING AND COOLING | HRCU-A-CB (Split System: Heat Pump with Remote Outdoor Unit-Air-Source) | HH860E2S11 | ASPEN |  | D(A,C,E)60A3K+TDR | TMLV120C20MP12 | 41000 | 18 | 8.5 | 44500 | 33800 | 75.96% | 2 | 0 | 10.5 |  |  |  |  | R-454B | 3.4167 | Residential & Commercial | USHP | Ducted CEE Tier 1
216055850 | Central HP <5.4 tons | CHAMPION HEATING AND COOLING | HRCU-A-CB (Split System: Heat Pump with Remote Outdoor Unit-Air-Source) | HH860E2S11 | ASPEN |  | C(A,C,D,E)48A3K+TDR | TL9E080C16UH11 | 40000 | 17.5 | 8.1 | 45500 | 34400 | 75.6% | 2 | 0 | 10.5 |  |  |  |  | R-454B | 3.3333 | Residential & Commercial | USHP | Ducted CEE Tier 1
216055857 | Central HP <5.4 tons | CHAMPION HEATING AND COOLING | HRCU-A-CB (Split System: Heat Pump with Remote Outdoor Unit-Air-Source) | HH860E2S11 | ASPEN |  | C(A,C,D,E)60A3K+TDR | TM8E080C16MP11 | 41000 | 18 | 8.5 | 45000 | 34200 | 76% | 2 | 0 | 10.5 |  |  |  |  | R-454B | 3.4167 | Residential & Commercial | USHP | Ducted CEE Tier 1
216687212 | Central HP <5.4 tons | FUJITSU | HRCU-A-CB (Split System: Heat Pump with Remote Outdoor Unit-Air-Source) | FOP1948MJAYCA |  |  | FCCA4821SYEA | FF98MV510021UP | 45500 | 19 | 10 | 45500 | 42000 | 92.31% | 2.1 | 0 | 11.7 |  |  |  |  | R-454B | 3.7917 | Residential & Commercial | USHP | Ducted CEE Tier 1
213927950 | Central HP <5.4 tons | WESTINGHOUSE | HRCU-A-C (Split System: Heat Pump with Remote Outdoor Unit with No Indoor Fan --Air Source) | WHM36SZA21S | ASPEN |  | D(A,C,E)36B44+TDR | 0 | 28800 | 15.5 | 9.4 | 30000 | 24200 | 80.67% | 2.08 | 0 | 11.3 |  |  |  |  | R-410A | 2.4 | Residential & Commercial | USHP | Ducted CEE Tier 1
212627077 | Central HP <5.4 tons | COLEMAN | HRCU-A-CB (Split System: Heat Pump with Remote Outdoor Unit-Air-Source) | HMH72B341 | ASPEN |  | C(A,C,D,E)36B26+TDR | TP9C080C16MP13 | 29400 | 16.7 | 8.1 | 33800 | 27400 | 81.07% | 2.45 | 0 | 9.4 |  |  |  |  | R-410A | 2.45 | Residential & Commercial | USHP
212627138 | Central HP <5.4 tons | COLEMAN | HRCU-A-CB (Split System: Heat Pump with Remote Outdoor Unit-Air-Source) | HMH72B341 | ASPEN |  | C(A,C,D,E)42A26+TDR | TMLV100C16MP12 | 29200 | 16.7 | 8.1 | 33800 | 27200 | 80.47% | 2.48 | 0 | 9.4 |  |  |  |  | R-410A | 2.4333 | Residential & Commercial | USHP
212627161 | Central HP <5.4 tons | COLEMAN | HRCU-A-CB (Split System: Heat Pump with Remote Outdoor Unit-Air-Source) | HMH72B341 | ASPEN |  | D(A,C,E)36A36+TDR | TL8E100C20UH11 | 31600 | 17.5 | 8.5 | 33800 | 27400 | 81.07% | 2.69 | 0 | 9.8 |  |  |  |  | R-410A | 2.6333 | Residential & Commercial | USHP
212627177 | Central HP <5.4 tons | COLEMAN | HRCU-A-CB (Split System: Heat Pump with Remote Outdoor Unit-Air-Source) | HMH72B341 | ASPEN |  | C(A,C,D,E)48A36+TDR | TP9C100C20MP13 | 32200 | 17.5 | 8.1 | 33800 | 28200 | 83.43% | 2.46 | 0 | 9.4 |  |  |  |  | R-410A | 2.6833 | Residential & Commercial | USHP
212627179 | Central HP <5.4 tons | COLEMAN | HRCU-A-CB (Split System: Heat Pump with Remote Outdoor Unit-Air-Source) | HMH72B341 | ASPEN |  | D(A,C,E)48A36+TDR | TP9C100C20MP13 | 32200 | 17.5 | 8.1 | 33800 | 28200 | 83.43% | 2.46 | 0 | 9.4 |  |  |  |  | R-410A | 2.6833 | Residential & Commercial | USHP
212627243 | Central HP <5.4 tons | COLEMAN | HRCU-A-CB (Split System: Heat Pump with Remote Outdoor Unit-Air-Source) | HMH72B341 | ASPEN |  | C(A,C,D,E)48C26+TDR | TL9E060B12UH11 | 30600 | 17.7 | 8.1 | 34000 | 27800 | 81.76% | 2.4 | 0 | 9 |  |  |  |  | R-410A | 2.55 | Residential & Commercial | USHP
212627254 | Central HP <5.4 tons | COLEMAN | HRCU-A-CB (Split System: Heat Pump with Remote Outdoor Unit-Air-Source) | HMH72B341 | ASPEN |  | D(A,C,E)42D26+TDR | TL9E060B12UH11 | 30600 | 17.7 | 8.1 | 34000 | 27800 | 81.76% | 2.4 | 0 | 9 |  |  |  |  | R-410A | 2.55 | Residential & Commercial | USHP
212627329 | Central HP <5.4 tons | COLEMAN | HRCU-A-CB (Split System: Heat Pump with Remote Outdoor Unit-Air-Source) | HMH72B341 | ASPEN |  | D(A,C,E)42D36+TDR | CP9C060B12MP13 | 33200 | 17.5 | 8.1 | 34000 | 27800 | 81.76% | 2.42 | 0 | 9 |  |  |  |  | R-410A | 2.7667 | Residential & Commercial | USHP
215941253 | Central HP <5.4 tons | TEMPSTAR | HRCU-A-CB (Split System: Heat Pump with Remote Outdoor Unit-Air-Source) | T5H3V48*K*AAA* |  |  | ESH5X60M12A*+WALLCON | *97CTN1002122A* | 45000 | 20.5 | 9 | 48500 | 36600 | 75.46% | 1.82 | 0 | 11 |  |  |  |  | R-454B | 3.75 | Residential & Commercial | USHP | Ducted CEE Tier 1
215375385 | Central HP <5.4 tons | BOSCH | HRCU-A-C (Split System: Heat Pump with Remote Outdoor Unit with No Indoor Fan --Air Source) | BOVD-36HDN1-M20G | ASPEN |  | D(A,C,E)36C46+TDR | 0 | 22600 | 15.2 | 9 | 19400 | 19400 | 100% | 2.73 | 0 | 12 |  |  |  |  | R-410A | 1.8833 | Residential & Commercial | USHP | Ducted CEE Tier 1
215399917 | Central HP <5.4 tons | COLEMAN | HRCU-A-C (Split System: Heat Pump with Remote Outdoor Unit with No Indoor Fan --Air Source) | HH824E2S11 | ASPEN |  | C(A,C,D,E)24A3K+TDR | 0 | 21600 | 15.2 | 8.1 | 22600 | 21200 | 93.81% | 2.63 | 0 | 11 |  |  |  |  | R-454B | 1.8 | Residential & Commercial | USHP | Ducted CEE Tier 1
216056068 | Central HP <5.4 tons | CHAMPION HEATING AND COOLING | HRCU-A-CB (Split System: Heat Pump with Remote Outdoor Unit-Air-Source) | HH860E2S11 | ASPEN |  | D(A,C,E)60A3K+TDR | Z9ES120D20SMPS1 | 43000 | 17.5 | 8.1 | 46500 | 34200 | 73.55% | 2 | 0 | 11.5 |  |  |  |  | R-454B | 3.5833 | Residential & Commercial | USHP | Ducted CEE Tier 1
215940993 | Central HP <5.4 tons | TEMPSTAR | HRCU-A-CB (Split System: Heat Pump with Remote Outdoor Unit-Air-Source) | T5H3V48*K*AAA* |  |  | EA*5X48M21A*+WALLCON | *97CTN1002122A* | 43500 | 21 | 9.5 | 48000 | 36400 | 75.83% | 2 | 0 | 10.5 |  |  |  |  | R-454B | 3.625 | Residential & Commercial | USHP | Ducted CEE Tier 1
215375384 | Central HP <5.4 tons | BOSCH | HRCU-A-C (Split System: Heat Pump with Remote Outdoor Unit with No Indoor Fan --Air Source) | BOVD-36HDN1-M20G | ASPEN |  | D(A,C,E)36C44+TDR | 0 | 22600 | 15.2 | 9 | 19400 | 19400 | 100% | 2.73 | 0 | 12 |  |  |  |  | R-410A | 1.8833 | Residential & Commercial | USHP | Ducted CEE Tier 1
215375386 | Central HP <5.4 tons | BOSCH | HRCU-A-CB (Split System: Heat Pump with Remote Outdoor Unit-Air-Source) | BOVA-36HDN1-M20G | ASPEN |  | D(A,C,E)36A36+TDR | BGH96M060B3B | 22200 | 18 | 8.4 | 23600 | 19500 | 82.63% | 2.17 | 0 | 11.8 |  |  |  |  | R-410A | 1.85 | Residential & Commercial | USHP | Ducted CEE Tier 1
214331711 | Central HP <5.4 tons | BOSCH | HRCU-A-CB (Split System: Heat Pump with Remote Outdoor Unit-Air-Source) | BOVA-36HDN1-M20G | ASPEN |  | D(A,C,E)36B3G+TXV+TDR | BGH96M100C5B | 30200 | 18.5 | 8.8 | 34000 | 27800 | 81.76% | 2.49 | 0 | 11 |  |  |  |  | R-410A | 2.5167 | Residential & Commercial | USHP | Ducted CEE Tier 1
214331845 | Central HP <5.4 tons | BOSCH | HRCU-A-CB (Split System: Heat Pump with Remote Outdoor Unit-Air-Source) | BOVB-36HDN1-M20G | ASPEN |  | D(A,C,E)36C4G+TXV+TDR | BGH96M080B3A | 23200 | 18 | 9 | 24000 | 22200 | 92.5% | 2.28 | 0 | 12 |  |  |  |  | R-410A | 1.9333 | Residential & Commercial | USHP | Ducted CEE Tier 1
214331863 | Central HP <5.4 tons | BOSCH | HRCU-A-CB (Split System: Heat Pump with Remote Outdoor Unit-Air-Source) | BOVB-36HDN1-M20G | ASPEN |  | D(A,C,E)36D3G+TXV+TDR | BGH96M080C4B | 32200 | 17.5 | 8.9 | 34200 | 26600 | 77.78% | 2.5 | 0 | 11 |  |  |  |  | R-410A | 2.6833 | Residential & Commercial | USHP | Ducted CEE Tier 1
215057517 | Central HP <5.4 tons | BOSCH | HRCU-A-CB (Split System: Heat Pump with Remote Outdoor Unit-Air-Source) | BOVD-36HDN1-M20G | ASPEN |  | L(E,G)M48A4 | 0 | 32200 | 19 | 9.5 | 33200 | 24000 | 72.29% | 1.9 | 0 | 12 |  |  |  |  | R-410A | 2.6833 | Residential & Commercial | USHP | Ducted CEE Tier 1
214595299 | Central HP <5.4 tons | BOSCH | HRCU-A-C (Split System: Heat Pump with Remote Outdoor Unit with No Indoor Fan --Air Source) | BOVA-36HDN1-M20G | ASPEN |  | D(A,C,E)24C46+TDR | 0 | 22000 | 15.2 | 8.8 | 24000 | 19100 | 79.58% | 1.94 | 0 | 11.9 |  |  |  |  | R-410A | 1.8333 | Residential & Commercial | USHP | Ducted CEE Tier 1
213752392 | Central HP <5.4 tons | CARRIER | HRCU-A-CB (Split System: Heat Pump with Remote Outdoor Unit-Air-Source) | 38MURAQ24AA3* | ASPEN |  | D(A,C,E)24B44+TDR | 59SC2E080M17**16 | 23600 | 16.5 | 8.1 | 24800 | 22200 | 89.52% | 2.87 | 0 | 9.5 |  |  |  |  | R-410A | 1.9667 | Residential & Commercial | USHP
212624019 | Central HP <5.4 tons | COLEMAN | HRCU-A-CB (Split System: Heat Pump with Remote Outdoor Unit-Air-Source) | HMH72B341 | ASPEN |  | C(A,C,D,E)48D24+TDR | TMLE080B12MP11 | 31000 | 17.8 | 8.1 | 34000 | 28000 | 82.35% | 2.41 | 0 | 9.2 |  |  |  |  | R-410A | 2.5833 | Residential & Commercial | USHP
212624119 | Central HP <5.4 tons | COLEMAN | HRCU-A-CB (Split System: Heat Pump with Remote Outdoor Unit-Air-Source) | HMH72B341 | ASPEN |  | C(A,C,D,E)48C24+TDR | TPLC060A12MP13 | 32000 | 17.5 | 8.1 | 33400 | 28800 | 86.23% | 2.49 | 0 | 9 |  |  |  |  | R-410A | 2.6667 | Residential & Commercial | USHP
212624121 | Central HP <5.4 tons | COLEMAN | HRCU-A-CB (Split System: Heat Pump with Remote Outdoor Unit-Air-Source) | HMH72B341 | ASPEN |  | D(A,C,E)42D34+TDR | TPLC060A12MP13 | 32800 | 17.5 | 8.1 | 33400 | 28800 | 86.23% | 2.49 | 0 | 9.5 |  |  |  |  | R-410A | 2.7333 | Residential & Commercial | USHP
212624137 | Central HP <5.4 tons | COLEMAN | HRCU-A-CB (Split System: Heat Pump with Remote Outdoor Unit-Air-Source) | HMH72B341 | ASPEN |  | D(A,C,E)42D34+TDR | CP9C080B12MP13 | 32800 | 17 | 8.1 | 33600 | 29600 | 88.1% | 2.45 | 0 | 9.5 |  |  |  |  | R-410A | 2.7333 | Residential & Commercial | USHP
212624144 | Central HP <5.4 tons | COLEMAN | HRCU-A-CB (Split System: Heat Pump with Remote Outdoor Unit-Air-Source) | HMH72B341 | ASPEN |  | C(A,C,D,E)42C24+TDR | TM9V080B12MP12 | 31400 | 17 | 8.5 | 34000 | 29400 | 86.47% | 2.73 | 0 | 9.5 |  |  |  |  | R-410A | 2.6167 | Residential & Commercial | USHP
212624160 | Central HP <5.4 tons | COLEMAN | HRCU-A-CB (Split System: Heat Pump with Remote Outdoor Unit-Air-Source) | HMH72B341 | ASPEN |  | D(A,C,E)36B44+TDR | TP9C080B12MP13 | 32800 | 17 | 8.1 | 33600 | 29600 | 88.1% | 2.45 | 0 | 9.5 |  |  |  |  | R-410A | 2.7333 | Residential & Commercial | USHP
212624169 | Central HP <5.4 tons | COLEMAN | HRCU-A-CB (Split System: Heat Pump with Remote Outdoor Unit-Air-Source) | HMH72B341 | ASPEN |  | C(A,C,D,E)36A44+TDR | TM9Y100C20MP11 | 32000 | 15.5 | 8.1 | 34000 | 27800 | 81.76% | 2.38 | 0 | 9.4 |  |  |  |  | R-410A | 2.6667 | Residential & Commercial | USHP
212624194 | Central HP <5.4 tons | COLEMAN | HRCU-A-CB (Split System: Heat Pump with Remote Outdoor Unit-Air-Source) | HMH72B341 | ASPEN |  | D(A,C,E)36D34+TDR | TM8E100C16MP11 | 33000 | 18 | 8.4 | 34000 | 28400 | 83.53% | 2.74 | 0 | 10 |  |  |  |  | R-410A | 2.75 | Residential & Commercial | USHP | Ducted CEE Tier 1
212624312 | Central HP <5.4 tons | COLEMAN | HRCU-A-CB (Split System: Heat Pump with Remote Outdoor Unit-Air-Source) | HMH72B341 | ASPEN |  | C(A,C,D,E)36D24+TDR | TMLE100C16MP11 | 31800 | 18 | 8.1 | 33000 | 29000 | 87.88% | 2.49 | 0 | 10 |  |  |  |  | R-410A | 2.65 | Residential & Commercial | USHP | Ducted CEE Tier 1
212624339 | Central HP <5.4 tons | COLEMAN | HRCU-A-CB (Split System: Heat Pump with Remote Outdoor Unit-Air-Source) | HMH72B341 | ASPEN |  | C(A,C,D,E)42B34+TDR | TM8V080C16MP12 | 32200 | 17.5 | 8.4 | 34000 | 27400 | 80.59% | 2.65 | 0 | 9.9 |  |  |  |  | R-410A | 2.6833 | Residential & Commercial | USHP
212624405 | Central HP <5.4 tons | COLEMAN | HRCU-A-CB (Split System: Heat Pump with Remote Outdoor Unit-Air-Source) | HMH72B341 | ASPEN |  | D(A,C,E)36D34+TDR | TM9Y080C16MP11 | 32800 | 18.5 | 8.5 | 34000 | 28000 | 82.35% | 2.66 | 0 | 9.5 |  |  |  |  | R-410A | 2.7333 | Residential & Commercial | USHP
212624430 | Central HP <5.4 tons | COLEMAN | HRCU-A-CB (Split System: Heat Pump with Remote Outdoor Unit-Air-Source) | HMH72B341 | ASPEN |  | C(A,C,D,E)48D24+TDR | TM8E120C16MP11 | 32800 | 18 | 8.5 | 34000 | 28800 | 84.71% | 2.79 | 0 | 10 |  |  |  |  | R-410A | 2.7333 | Residential & Commercial | USHP | Ducted CEE Tier 1
212624446 | Central HP <5.4 tons | COLEMAN | HRCU-A-CB (Split System: Heat Pump with Remote Outdoor Unit-Air-Source) | HMH72B341 | ASPEN |  | D(A,C,E)42C34+TDR | TL9E100C20UH11 | 33400 | 17 | 8.4 | 34000 | 29200 | 85.88% | 2.79 | 0 | 10 |  |  |  |  | R-410A | 2.7833 | Residential & Commercial | USHP | Ducted CEE Tier 1
212624453 | Central HP <5.4 tons | COLEMAN | HRCU-A-CB (Split System: Heat Pump with Remote Outdoor Unit-Air-Source) | HMH72B341 | ASPEN |  | C(A,C,D,E)42B24+TDR | TPLC100C16MP13 | 29800 | 16.9 | 8.1 | 33800 | 27200 | 80.47% | 2.48 | 0 | 9.5 |  |  |  |  | R-410A | 2.4833 | Residential & Commercial | USHP
212624487 | Central HP <5.4 tons | COLEMAN | HRCU-A-CB (Split System: Heat Pump with Remote Outdoor Unit-Air-Source) | HMH72B341 | ASPEN |  | D(A,C,E)36D24+TDR | CPLC080C16MP13 | 30200 | 17 | 8.1 | 33800 | 27400 | 81.07% | 2.47 | 0 | 9 |  |  |  |  | R-410A | 2.5167 | Residential & Commercial | USHP
212624494 | Central HP <5.4 tons | COLEMAN | HRCU-A-CB (Split System: Heat Pump with Remote Outdoor Unit-Air-Source) | HMH72B341 | ASPEN |  | D(A,C,E)42D34+TDR | CPLC080C16MP13 | 33200 | 17.5 | 8.1 | 33800 | 27400 | 81.07% | 2.47 | 0 | 10 |  |  |  |  | R-410A | 2.7667 | Residential & Commercial | USHP | Ducted CEE Tier 1
213927957 | Central HP <5.4 tons | WESTINGHOUSE | HRCU-A-C (Split System: Heat Pump with Remote Outdoor Unit with No Indoor Fan --Air Source) | WHM48SZA21S | ASPEN |  | D(A,C,E)60C44+TDR | 0 | 40500 | 15.55 | 8.55 | 42000 | 34600 | 82.38% | 1.94 | 0 | 11.4 |  |  |  |  | R-410A | 3.375 | Residential & Commercial | USHP | Ducted CEE Tier 1
213927973 | Central HP <5.4 tons | WESTINGHOUSE | HRCU-A-C (Split System: Heat Pump with Remote Outdoor Unit with No Indoor Fan --Air Source) | WHM48SZA21S | ASPEN |  | D(A,C,E)61A44+TDR | 0 | 40500 | 15.55 | 8.55 | 42000 | 34600 | 82.38% | 1.94 | 0 | 11.4 |  |  |  |  | R-410A | 3.375 | Residential & Commercial | USHP | Ducted CEE Tier 1
215565324 | Central HP <5.4 tons | COLEMAN | HRCU-A-CB (Split System: Heat Pump with Remote Outdoor Unit-Air-Source) | HH824E2S11 | ASPEN |  | D(A,C,E)37E2J+TDR | Z9ES060A10SMPS1 | 20800 | 17.5 | 8.5 | 23000 | 17600 | 76.52% | 2 | 0 | 11.7 |  |  |  |  | R-454B | 1.7333 | Residential & Commercial | USHP | Ducted CEE Tier 1
214331699 | Central HP <5.4 tons | BOSCH | HRCU-A-CB (Split System: Heat Pump with Remote Outdoor Unit-Air-Source) | BOVA-36HDN1-M20G | ASPEN |  | D(A,C,E)36B3G+TXV+TDR | BGH96M080B3B | 22400 | 18 | 8.8 | 23800 | 22400 | 94.12% | 2.26 | 0 | 11.9 |  |  |  |  | R-410A | 1.8667 | Residential & Commercial | USHP | Ducted CEE Tier 1
214331706 | Central HP <5.4 tons | BOSCH | HRCU-A-CB (Split System: Heat Pump with Remote Outdoor Unit-Air-Source) | BOVA-36HDN1-M20G | ASPEN |  | D(A,C,E)36C4G+TXV+TDR | BGH96M080C4B | 32600 | 17.5 | 9 | 34200 | 26600 | 77.78% | 2.51 | 0 | 11 |  |  |  |  | R-410A | 2.7167 | Residential & Commercial | USHP | Ducted CEE Tier 1
214331860 | Central HP <5.4 tons | BOSCH | HRCU-A-CB (Split System: Heat Pump with Remote Outdoor Unit-Air-Source) | BOVB-36HDN1-M20G | ASPEN |  | D(A,C,E)36A3G+TXV+TDR | BGH96M080C4B | 31000 | 17.5 | 8.6 | 33800 | 26400 | 78.11% | 2.41 | 0 | 10.7 |  |  |  |  | R-410A | 2.5833 | Residential & Commercial | USHP | Ducted CEE Tier 1
215399918 | Central HP <5.4 tons | COLEMAN | HRCU-A-C (Split System: Heat Pump with Remote Outdoor Unit with No Indoor Fan --Air Source) | HH824E2S11 | ASPEN |  | D(A,C,E)36A3K+TDR | 0 | 22400 | 15.2 | 8.5 | 22600 | 21200 | 93.81% | 2.65 | 0 | 11 |  |  |  |  | R-454B | 1.8667 | Residential & Commercial | USHP | Ducted CEE Tier 1
215375389 | Central HP <5.4 tons | BOSCH | HRCU-A-CB (Split System: Heat Pump with Remote Outdoor Unit-Air-Source) | BOVA-36HDN1-M20G | ASPEN |  | D(A,C,E)36A36+TDR | BGH96M100C5B | 29800 | 18.5 | 8.7 | 34000 | 25400 | 74.71% | 2.43 | 0 | 11 |  |  |  |  | R-410A | 2.4833 | Residential & Commercial | USHP | Ducted CEE Tier 1
213613375 | Central HP <5.4 tons | CARRIER | HRCU-A-CB (Split System: Heat Pump with Remote Outdoor Unit-Air-Source) | 38MURAQ24AA3* | ASPEN |  | L(E,G)M36L4 | 0 | 24000 | 15.5 | 9 | 25400 | 22600 | 88.98% | 2.89 | 0 | 9 |  |  |  |  | R-410A | 2 | Residential & Commercial | USHP
213927955 | Central HP <5.4 tons | WESTINGHOUSE | HRCU-A-C (Split System: Heat Pump with Remote Outdoor Unit with No Indoor Fan --Air Source) | WHM48SZA21S | ASPEN |  | D(A,C,E)48D44+TDR | 0 | 41000 | 15.55 | 8.55 | 42000 | 34600 | 82.38% | 1.94 | 0 | 11.4 |  |  |  |  | R-410A | 3.4167 | Residential & Commercial | USHP | Ducted CEE Tier 1
212624539 | Central HP <5.4 tons | COLEMAN | HRCU-A-CB (Split System: Heat Pump with Remote Outdoor Unit-Air-Source) | HMH72B341 | ASPEN |  | D(A,C,E)42C24+TDR | CPLC100C16MP13 | 30200 | 17 | 8.1 | 33800 | 27400 | 81.07% | 2.47 | 0 | 9 |  |  |  |  | R-410A | 2.5167 | Residential & Commercial | USHP
212624555 | Central HP <5.4 tons | COLEMAN | HRCU-A-CB (Split System: Heat Pump with Remote Outdoor Unit-Air-Source) | HMH72B341 | ASPEN |  | D(A,C,E)48D34+TDR | CPLC100C16MP13 | 33400 | 17.5 | 8.1 | 33800 | 27400 | 81.07% | 2.47 | 0 | 10 |  |  |  |  | R-410A | 2.7833 | Residential & Commercial | USHP | Ducted CEE Tier 1
212624569 | Central HP <5.4 tons | COLEMAN | HRCU-A-CB (Split System: Heat Pump with Remote Outdoor Unit-Air-Source) | HMH72B341 | ASPEN |  | C(A,C,D,E)36D24+TDR | TM8V080C16MP12 | 30200 | 17 | 8.5 | 34000 | 27400 | 80.59% | 2.67 | 0 | 9 |  |  |  |  | R-410A | 2.5167 | Residential & Commercial | USHP
212624573 | Central HP <5.4 tons | COLEMAN | HRCU-A-CB (Split System: Heat Pump with Remote Outdoor Unit-Air-Source) | HMH72B341 | ASPEN |  | C(A,C,D,E)48B24+TDR | TM8V080C16MP12 | 30200 | 17 | 8.5 | 34000 | 27400 | 80.59% | 2.67 | 0 | 9 |  |  |  |  | R-410A | 2.5167 | Residential & Commercial | USHP
212624628 | Central HP <5.4 tons | COLEMAN | HRCU-A-CB (Split System: Heat Pump with Remote Outdoor Unit-Air-Source) | HMH72B341 | ASPEN |  | D(A,C,E)42D24+TDR | TM8V100C16MP12 | 30600 | 17.2 | 8.5 | 34000 | 27400 | 80.59% | 2.67 | 0 | 9.6 |  |  |  |  | R-410A | 2.55 | Residential & Commercial | USHP
212624687 | Central HP <5.4 tons | COLEMAN | HRCU-A-CB (Split System: Heat Pump with Remote Outdoor Unit-Air-Source) | HMH72B341 | ASPEN |  | C(A,C,D,E)48B24+TDR | TPLC080C16MP13 | 30200 | 17 | 8.1 | 33800 | 27400 | 81.07% | 2.47 | 0 | 9 |  |  |  |  | R-410A | 2.5167 | Residential & Commercial | USHP
212348379 | Central HP <5.4 tons | CARRIER | HRCU-A-CB (Split System: Heat Pump with Remote Outdoor Unit-Air-Source) | 38MURAQ18AB3* | ASPEN |  | LEW30C4 | 0 | 17000 | 15.2 | 8.5 | 18000 | 18300 | 101.7% | 2.56 | 0 | 10.5 |  |  |  |  | R-410A | 1.4167 | Residential & Commercial | USHP | Ducted CEE Tier 1
214331690 | Central HP <5.4 tons | BOSCH | HRCU-A-CB (Split System: Heat Pump with Remote Outdoor Unit-Air-Source) | BOVA-36HDN1-M20G | ASPEN |  | D(A,C,E)36C4G+TXV+TDR | BGH96M060B3B | 23200 | 18 | 9 | 24000 | 22200 | 92.5% | 2.28 | 0 | 12 |  |  |  |  | R-410A | 1.9333 | Residential & Commercial | USHP | Ducted CEE Tier 1
214331692 | Central HP <5.4 tons | BOSCH | HRCU-A-CB (Split System: Heat Pump with Remote Outdoor Unit-Air-Source) | BOVA-36HDN1-M20G | ASPEN |  | D(A,C,E)48A3G+TXV+TDR | BGH96M060B3B | 30800 | 17.5 | 8.6 | 33600 | 26600 | 79.17% | 2.34 | 0 | 10.5 |  |  |  |  | R-410A | 2.5667 | Residential & Commercial | USHP | Ducted CEE Tier 1
214331701 | Central HP <5.4 tons | BOSCH | HRCU-A-CB (Split System: Heat Pump with Remote Outdoor Unit-Air-Source) | BOVA-36HDN1-M20G | ASPEN |  | D(A,C,E)36D3G+TXV+TDR | BGH96M080B3B | 23000 | 18 | 9 | 24000 | 22200 | 92.5% | 2.28 | 0 | 12 |  |  |  |  | R-410A | 1.9167 | Residential & Commercial | USHP | Ducted CEE Tier 1
214331851 | Central HP <5.4 tons | BOSCH | HRCU-A-CB (Split System: Heat Pump with Remote Outdoor Unit-Air-Source) | BOVB-36HDN1-M20G | ASPEN |  | D(A,C,E)36B3G+TXV+TDR | BGH96M080B3B | 22400 | 18 | 8.8 | 23800 | 22400 | 94.12% | 2.26 | 0 | 11.9 |  |  |  |  | R-410A | 1.8667 | Residential & Commercial | USHP | Ducted CEE Tier 1
216055997 | Central HP <5.4 tons | CHAMPION HEATING AND COOLING | HRCU-A-CB (Split System: Heat Pump with Remote Outdoor Unit-Air-Source) | HH860E2S11 | ASPEN |  | C(A,C,D,E)48A3K+TDR | Z8ES100C16SMPS1 | 40000 | 16.5 | 8.1 | 43500 | 33200 | 76.32% | 2 | 0 | 11.7 |  |  |  |  | R-454B | 3.3333 | Residential & Commercial | USHP | Ducted CEE Tier 1
214331836 | Central HP <5.4 tons | BOSCH | HRCU-A-CB (Split System: Heat Pump with Remote Outdoor Unit-Air-Source) | BOVB-36HDN1-M20G | ASPEN |  | D(A,C,E)36A3G+TXV+TDR | BGH96M060B3B | 22200 | 18 | 8.4 | 23600 | 22200 | 94.07% | 2.17 | 0 | 11.8 |  |  |  |  | R-410A | 1.85 | Residential & Commercial | USHP | Ducted CEE Tier 1
214331837 | Central HP <5.4 tons | BOSCH | HRCU-A-CB (Split System: Heat Pump with Remote Outdoor Unit-Air-Source) | BOVB-36HDN1-M20G | ASPEN |  | D(A,C,E)36B3G+TXV+TDR | BGH96M060B3B | 22600 | 18 | 8.8 | 23800 | 22400 | 94.12% | 2.26 | 0 | 11.9 |  |  |  |  | R-410A | 1.8833 | Residential & Commercial | USHP | Ducted CEE Tier 1
214331839 | Central HP <5.4 tons | BOSCH | HRCU-A-CB (Split System: Heat Pump with Remote Outdoor Unit-Air-Source) | BOVB-36HDN1-M20G | ASPEN |  | D(A,C,E)36D3G+TXV+TDR | BGH96M060B3B | 23000 | 18 | 9 | 24000 | 22200 | 92.5% | 2.28 | 0 | 12 |  |  |  |  | R-410A | 1.9167 | Residential & Commercial | USHP | Ducted CEE Tier 1
213206908 | Central HP <5.4 tons | CARRIER | HRCU-A-CB (Split System: Heat Pump with Remote Outdoor Unit-Air-Source) | 38MURAQ30AB3* | ASPEN |  | D(A,C,E)30C44+TDR | 59SC2D080E21**20 | 29600 | 15.2 | 8.1 | 33400 | 23800 | 71.26% | 2.49 | 0 | 8.9 |  |  |  |  | R-410A | 2.4667 | Residential & Commercial | USHP
213927970 | Central HP <5.4 tons | WESTINGHOUSE | HRCU-A-C (Split System: Heat Pump with Remote Outdoor Unit with No Indoor Fan --Air Source) | WHM48SZA21S | ASPEN |  | D(A,C,E)43D44+TDR | 0 | 41000 | 15.55 | 8.55 | 42000 | 34600 | 82.38% | 1.94 | 0 | 11.4 |  |  |  |  | R-410A | 3.4167 | Residential & Commercial | USHP | Ducted CEE Tier 1
213205854 | Central HP <5.4 tons | CARRIER | HRCU-A-CB (Split System: Heat Pump with Remote Outdoor Unit-Air-Source) | 38MURAQ24AA3* | ASPEN |  | D(A,C,E)30C44+TDR | 58S(B,C)*A070E17**16 | 23800 | 15.5 | 8.5 | 26200 | 22800 | 87.02% | 2.92 | 0 | 9.5 |  |  |  |  | R-410A | 1.9833 | Residential & Commercial | USHP
213205890 | Central HP <5.4 tons | CARRIER | HRCU-A-CB (Split System: Heat Pump with Remote Outdoor Unit-Air-Source) | 38MURAQ24AA3* | ASPEN |  | D(A,C,E)30C44+TDR | 58S(B,C)*A090E21**20 | 23800 | 16 | 8.5 | 25800 | 22800 | 88.37% | 2.86 | 0 | 9.5 |  |  |  |  | R-410A | 1.9833 | Residential & Commercial | USHP
213205924 | Central HP <5.4 tons | CARRIER | HRCU-A-CB (Split System: Heat Pump with Remote Outdoor Unit-Air-Source) | 38MURAQ24AA3* | ASPEN |  | D(A,C,E)30B34+TDR | 58TP*A070V17**16 | 23800 | 16.5 | 8.1 | 25200 | 22600 | 89.68% | 2.85 | 0 | 9 |  |  |  |  | R-410A | 1.9833 | Residential & Commercial | USHP
216797121 | Central HP <5.4 tons | TRANE | HRCU-A-CB (Split System: Heat Pump with Remote Outdoor Unit-Air-Source) | 5TWV8X36A1 | ASPEN |  | D(A,C,E)36C3J+TDR | S9V2C100D5PSC+LRP | 30200 | 18 | 8.5 | 34000 | 34000 | 100% | 2.67 | 0 | 9.8 |  |  |  |  | R-454B | 2.5167 | Residential & Commercial | USHP
213752756 | Central HP <5.4 tons | CARRIER | HRCU-A-CB (Split System: Heat Pump with Remote Outdoor Unit-Air-Source) | 38MURAQ24AB3* | ASPEN |  | D(A,C,E)30B34+TDR | 58TP*B090V17**16 | 22200 | 17.2 | 8.4 | 25200 | 19900 | 78.97% | 2.94 | 0 | 9 |  |  |  |  | R-410A | 1.85 | Residential & Commercial | USHP
213885816 | Central HP <5.4 tons | HEIL | HRCU-A-CB (Split System: Heat Pump with Remote Outdoor Unit-Air-Source) | HVH837GKA2* | ASPEN |  | AE(D,N,U)+CM36B34+TDR | 0 | 32200 | 18.5 | 8.5 | 31400 | 38500 | 122.6% | 2.95 | 0 | 12 |  |  |  |  | R-410A | 2.6833 | Residential & Commercial | USHP | Ducted CEE Tier 1
213927949 | Central HP <5.4 tons | WESTINGHOUSE | HRCU-A-C (Split System: Heat Pump with Remote Outdoor Unit with No Indoor Fan --Air Source) | WHM36SZA21S | ASPEN |  | D(A,C,E)30D44+TDR | 0 | 29600 | 15.5 | 9.4 | 30000 | 24200 | 80.67% | 2.08 | 0 | 11.3 |  |  |  |  | R-410A | 2.4667 | Residential & Commercial | USHP | Ducted CEE Tier 1
214331686 | Central HP <5.4 tons | BOSCH | HRCU-A-CB (Split System: Heat Pump with Remote Outdoor Unit-Air-Source) | BOVA-36HDN1-M20G | ASPEN |  | D(A,C,E)24B3G+TXV+TDR | BGH96M060B3B | 21800 | 18 | 8.5 | 23800 | 22200 | 93.28% | 2.19 | 0 | 11 |  |  |  |  | R-410A | 1.8167 | Residential & Commercial | USHP | Ducted CEE Tier 1
214331702 | Central HP <5.4 tons | BOSCH | HRCU-A-CB (Split System: Heat Pump with Remote Outdoor Unit-Air-Source) | BOVA-36HDN1-M20G | ASPEN |  | D(A,C,E)48A3G+TXV+TDR | BGH96M080B3B | 31000 | 17.5 | 8.6 | 33600 | 26600 | 79.17% | 2.31 | 0 | 10.5 |  |  |  |  | R-410A | 2.5833 | Residential & Commercial | USHP | Ducted CEE Tier 1
214331704 | Central HP <5.4 tons | BOSCH | HRCU-A-CB (Split System: Heat Pump with Remote Outdoor Unit-Air-Source) | BOVA-36HDN1-M20G | ASPEN |  | D(A,C,E)36A3G+TXV+TDR | BGH96M080C4B | 31000 | 17.5 | 8.6 | 33800 | 26400 | 78.11% | 2.41 | 0 | 10.7 |  |  |  |  | R-410A | 2.5833 | Residential & Commercial | USHP | Ducted CEE Tier 1
214331705 | Central HP <5.4 tons | BOSCH | HRCU-A-CB (Split System: Heat Pump with Remote Outdoor Unit-Air-Source) | BOVA-36HDN1-M20G | ASPEN |  | D(A,C,E)36B3G+TXV+TDR | BGH96M080C4B | 31400 | 17.5 | 8.7 | 34000 | 26400 | 77.65% | 2.44 | 0 | 10.8 |  |  |  |  | R-410A | 2.6167 | Residential & Commercial | USHP | Ducted CEE Tier 1
214331854 | Central HP <5.4 tons | BOSCH | HRCU-A-CB (Split System: Heat Pump with Remote Outdoor Unit-Air-Source) | BOVB-36HDN1-M20G | ASPEN |  | D(A,C,E)48A3G+TXV+TDR | BGH96M080B3B | 31000 | 17.5 | 8.6 | 33600 | 26600 | 79.17% | 2.31 | 0 | 10.5 |  |  |  |  | R-410A | 2.5833 | Residential & Commercial | USHP | Ducted CEE Tier 1
212627332 | Central HP <5.4 tons | COLEMAN | HRCU-A-CB (Split System: Heat Pump with Remote Outdoor Unit-Air-Source) | HMH72B341 | ASPEN |  | D(A,C,E)48C36+TDR | CP9C060B12MP13 | 33200 | 17.5 | 8.1 | 34000 | 27800 | 81.76% | 2.42 | 0 | 9 |  |  |  |  | R-410A | 2.7667 | Residential & Commercial | USHP
212627415 | Central HP <5.4 tons | COLEMAN | HRCU-A-CB (Split System: Heat Pump with Remote Outdoor Unit-Air-Source) | HMH72B341 | ASPEN |  | D(A,C,E)48D26+TDR | TM9V080B12MP12 | 32200 | 17 | 8.4 | 34000 | 29400 | 86.47% | 2.74 | 0 | 9.5 |  |  |  |  | R-410A | 2.6833 | Residential & Commercial | USHP
214331855 | Central HP <5.4 tons | BOSCH | HRCU-A-CB (Split System: Heat Pump with Remote Outdoor Unit-Air-Source) | BOVB-36HDN1-M20G | ASPEN |  | D(A,C,E)36A3G+TXV+TDR | BGH96M080C4A | 31000 | 17.5 | 8.6 | 33800 | 26400 | 78.11% | 2.41 | 0 | 10.7 |  |  |  |  | R-410A | 2.5833 | Residential & Commercial | USHP | Ducted CEE Tier 1
214331870 | Central HP <5.4 tons | BOSCH | HRCU-A-CB (Split System: Heat Pump with Remote Outdoor Unit-Air-Source) | BOVB-36HDN1-M20G | ASPEN |  | D(A,C,E)36A3G+TXV+TDR | BGH96M100C5B | 29800 | 18.5 | 8.7 | 34000 | 27400 | 80.59% | 2.43 | 0 | 11 |  |  |  |  | R-410A | 2.4833 | Residential & Commercial | USHP | Ducted CEE Tier 1
212627432 | Central HP <5.4 tons | COLEMAN | HRCU-A-CB (Split System: Heat Pump with Remote Outdoor Unit-Air-Source) | HMH72B341 | ASPEN |  | D(A,C,E)42C36+TDR | TM8E080B12MP11 | 32800 | 18 | 8.5 | 34000 | 28000 | 82.35% | 2.63 | 0 | 9.5 |  |  |  |  | R-410A | 2.7333 | Residential & Commercial | USHP
212627465 | Central HP <5.4 tons | COLEMAN | HRCU-A-CB (Split System: Heat Pump with Remote Outdoor Unit-Air-Source) | HMH72B341 | ASPEN |  | C(A,C,D,E)36B36+TDR | TMLE080B12MP11 | 32000 | 18 | 8.1 | 34000 | 28000 | 82.35% | 2.41 | 0 | 9.4 |  |  |  |  | R-410A | 2.6667 | Residential & Commercial | USHP
212627498 | Central HP <5.4 tons | COLEMAN | HRCU-A-CB (Split System: Heat Pump with Remote Outdoor Unit-Air-Source) | HMH72B341 | ASPEN |  | D(A,C,E)48D26+TDR | TM9Y100C16MP11 | 32400 | 18 | 8.4 | 34000 | 28400 | 83.53% | 2.75 | 0 | 10 |  |  |  |  | R-410A | 2.7 | Residential & Commercial | USHP | Ducted CEE Tier 1
214063991 | Central HP <5.4 tons | BOSCH | HRCU-A-CB (Split System: Heat Pump with Remote Outdoor Unit-Air-Source) | BOVB-36HDN1-M20G | ASPEN |  | D(A,C,E)36A34+TDR | BGH96M060B3B | 22200 | 18 | 8.4 | 23600 | 22200 | 94.07% | 2.17 | 0 | 11.8 |  |  |  |  | R-410A | 1.85 | Residential & Commercial | USHP | Ducted CEE Tier 1
214064025 | Central HP <5.4 tons | BOSCH | HRCU-A-CB (Split System: Heat Pump with Remote Outdoor Unit-Air-Source) | BOVB-36HDN1-M20G | ASPEN |  | D(A,C,E)36A34+TDR | BGH96M100C5B | 29800 | 18.5 | 8.7 | 34000 | 27400 | 80.59% | 2.43 | 0 | 11 |  |  |  |  | R-410A | 2.4833 | Residential & Commercial | USHP | Ducted CEE Tier 1
214094116 | Central HP <5.4 tons | BOSCH | HRCU-A-CB (Split System: Heat Pump with Remote Outdoor Unit-Air-Source) | BOVB-36HDN1-M20G | ASPEN |  | DM36A34+TDR | BGH96M060B3A | 22200 | 18.3 | 8.4 | 23600 | 23000 | 97.46% | 2.3 | 0 | 11.8 |  |  |  |  | R-410A | 1.85 | Residential & Commercial | USHP | Ducted CEE Tier 1
212624712 | Central HP <5.4 tons | COLEMAN | HRCU-A-CB (Split System: Heat Pump with Remote Outdoor Unit-Air-Source) | HMH72B341 | ASPEN |  | C(A,C,D,E)36C24+TDR | TPLC100C16MP13 | 29800 | 16.9 | 8.1 | 33800 | 27400 | 81.07% | 2.47 | 0 | 9.5 |  |  |  |  | R-410A | 2.4833 | Residential & Commercial | USHP
212624721 | Central HP <5.4 tons | COLEMAN | HRCU-A-CB (Split System: Heat Pump with Remote Outdoor Unit-Air-Source) | HMH72B341 | ASPEN |  | C(A,C,D,E)48D24+TDR | TPLC100C16MP13 | 31000 | 17.3 | 8.1 | 33800 | 27400 | 81.07% | 2.47 | 0 | 9.7 |  |  |  |  | R-410A | 2.5833 | Residential & Commercial | USHP
214595296 | Central HP <5.4 tons | BOSCH | HRCU-A-C (Split System: Heat Pump with Remote Outdoor Unit with No Indoor Fan --Air Source) | BOVA-36HDN1-M20G | ASPEN |  | D(A,C,E)30C36+TDR | 0 | 21800 | 15.2 | 8.8 | 23800 | 17400 | 73.11% | 1.9 | 0 | 11.9 |  |  |  |  | R-410A | 1.8167 | Residential & Commercial | USHP | Ducted CEE Tier 1
214595314 | Central HP <5.4 tons | BOSCH | HRCU-A-C (Split System: Heat Pump with Remote Outdoor Unit with No Indoor Fan --Air Source) | BOVB-36HDN1-M20G | ASPEN |  | D(A,C,E)30C36+TDR | 0 | 21800 | 15.2 | 8.8 | 23800 | 28400 | 119.3% | 1.9 | 0 | 11.9 |  |  |  |  | R-410A | 1.8167 | Residential & Commercial | USHP | Ducted CEE Tier 1
213753697 | Central HP <5.4 tons | CARRIER | HRCU-A-CB (Split System: Heat Pump with Remote Outdoor Unit-Air-Source) | 38MURAQ36AB3* | ASPEN |  | D(A,C,E)36B34+TDR | 58S(B,C)*B110M24**20 | 35000 | 17 | 8.1 | 38500 | 31800 | 82.6% | 2.71 | 0 | 10.5 |  |  |  |  | R-410A | 2.9167 | Residential & Commercial | USHP | Ducted CEE Tier 1
213753799 | Central HP <5.4 tons | CARRIER | HRCU-A-CB (Split System: Heat Pump with Remote Outdoor Unit-Air-Source) | 38MURAQ36AB3* | ASPEN |  | D(A,C,E)36B34+TDR | 59SC6A100M21**20 | 33800 | 16.4 | 8.5 | 37800 | 31800 | 84.13% | 2.74 | 0 | 9.8 |  |  |  |  | R-410A | 2.8167 | Residential & Commercial | USHP
214331852 | Central HP <5.4 tons | BOSCH | HRCU-A-CB (Split System: Heat Pump with Remote Outdoor Unit-Air-Source) | BOVB-36HDN1-M20G | ASPEN |  | D(A,C,E)36C4G+TXV+TDR | BGH96M080B3B | 23200 | 18 | 9 | 24000 | 22200 | 92.5% | 2.28 | 0 | 12 |  |  |  |  | R-410A | 1.9333 | Residential & Commercial | USHP | Ducted CEE Tier 1
214331869 | Central HP <5.4 tons | BOSCH | HRCU-A-CB (Split System: Heat Pump with Remote Outdoor Unit-Air-Source) | BOVB-36HDN1-M20G | ASPEN |  | D(A,C,E)48A3G+TXV+TDR | BGH96M100C5A | 30400 | 18.5 | 8.7 | 34000 | 27400 | 80.59% | 2.43 | 0 | 11.7 |  |  |  |  | R-410A | 2.5333 | Residential & Commercial | USHP | Ducted CEE Tier 1
214331685 | Central HP <5.4 tons | BOSCH | HRCU-A-CB (Split System: Heat Pump with Remote Outdoor Unit-Air-Source) | BOVA-36HDN1-M20G | ASPEN |  | D(A,C,E)36C4G+TXV+TDR | BGH96M060B3A | 23200 | 18 | 9 | 24000 | 22200 | 92.5% | 2.28 | 0 | 12 |  |  |  |  | R-410A | 1.9333 | Residential & Commercial | USHP | Ducted CEE Tier 1
214595298 | Central HP <5.4 tons | BOSCH | HRCU-A-C (Split System: Heat Pump with Remote Outdoor Unit with No Indoor Fan --Air Source) | BOVA-36HDN1-M20G | ASPEN |  | D(A,C,E)36B36+TDR | 0 | 21800 | 15.2 | 8.8 | 23800 | 20000 | 84.03% | 2 | 0 | 11.9 |  |  |  |  | R-410A | 1.8167 | Residential & Commercial | USHP | Ducted CEE Tier 1
214595305 | Central HP <5.4 tons | BOSCH | HRCU-A-C (Split System: Heat Pump with Remote Outdoor Unit with No Indoor Fan --Air Source) | BOVA-36HDN1-M20G | ASPEN |  | D(A,C,E)30C46+TDR | 0 | 22400 | 15.2 | 8.9 | 24000 | 22600 | 94.17% | 2 | 0 | 12 |  |  |  |  | R-410A | 1.8667 | Residential & Commercial | USHP | Ducted CEE Tier 1
212627549 | Central HP <5.4 tons | COLEMAN | HRCU-A-CB (Split System: Heat Pump with Remote Outdoor Unit-Air-Source) | HMH72B341 | ASPEN |  | D(A,C,E)42D36+TDR | TM9Y100C20MP11 | 33000 | 15.5 | 8.1 | 34000 | 27800 | 81.76% | 2.38 | 0 | 9 |  |  |  |  | R-410A | 2.75 | Residential & Commercial | USHP
212627584 | Central HP <5.4 tons | COLEMAN | HRCU-A-CB (Split System: Heat Pump with Remote Outdoor Unit-Air-Source) | HMH72B341 | ASPEN |  | D(A,C,E)48D36+TDR | TM8E080C16MP11 | 33000 | 18 | 8.5 | 34000 | 28400 | 83.53% | 2.77 | 0 | 10 |  |  |  |  | R-410A | 2.75 | Residential & Commercial | USHP | Ducted CEE Tier 1
212627682 | Central HP <5.4 tons | COLEMAN | HRCU-A-CB (Split System: Heat Pump with Remote Outdoor Unit-Air-Source) | HMH72B341 | ASPEN |  | D(A,C,E)48A36+TDR | TM8Y080C16MP11 | 32200 | 18.5 | 8.4 | 34000 | 27400 | 80.59% | 2.65 | 0 | 9.9 |  |  |  |  | R-410A | 2.6833 | Residential & Commercial | USHP
212627683 | Central HP <5.4 tons | COLEMAN | HRCU-A-CB (Split System: Heat Pump with Remote Outdoor Unit-Air-Source) | HMH72B341 | ASPEN |  | C(A,C,D,E)42B36+TDR | TM8Y100C16MP11 | 32200 | 18.5 | 8.4 | 34000 | 27400 | 80.59% | 2.65 | 0 | 9.9 |  |  |  |  | R-410A | 2.6833 | Residential & Commercial | USHP
212627700 | Central HP <5.4 tons | COLEMAN | HRCU-A-CB (Split System: Heat Pump with Remote Outdoor Unit-Air-Source) | HMH72B341 | ASPEN |  | D(A,C,E)36B36+TDR | CPLC080C16MP13 | 32000 | 17.5 | 8.1 | 33800 | 27400 | 81.07% | 2.47 | 0 | 9.9 |  |  |  |  | R-410A | 2.6667 | Residential & Commercial | USHP
212627702 | Central HP <5.4 tons | COLEMAN | HRCU-A-CB (Split System: Heat Pump with Remote Outdoor Unit-Air-Source) | HMH72B341 | ASPEN |  | D(A,C,E)36C36+TDR | CPLC080C16MP13 | 32400 | 17.5 | 8.1 | 33800 | 27400 | 81.07% | 2.47 | 0 | 10 |  |  |  |  | R-410A | 2.7 | Residential & Commercial | USHP | Ducted CEE Tier 1
212627782 | Central HP <5.4 tons | COLEMAN | HRCU-A-CB (Split System: Heat Pump with Remote Outdoor Unit-Air-Source) | HMH72B341 | ASPEN |  | D(A,C,E)48C26+TDR | TM8V100C16MP12 | 30600 | 17.2 | 8.5 | 34000 | 27400 | 80.59% | 2.67 | 0 | 9.6 |  |  |  |  | R-410A | 2.55 | Residential & Commercial | USHP
212627783 | Central HP <5.4 tons | COLEMAN | HRCU-A-CB (Split System: Heat Pump with Remote Outdoor Unit-Air-Source) | HMH72B341 | ASPEN |  | D(A,C,E)48C36+TDR | TM8V100C16MP12 | 33200 | 17.5 | 8.5 | 34000 | 27400 | 80.59% | 2.67 | 0 | 10 |  |  |  |  | R-410A | 2.7667 | Residential & Commercial | USHP | Ducted CEE Tier 1
214595316 | Central HP <5.4 tons | BOSCH | HRCU-A-C (Split System: Heat Pump with Remote Outdoor Unit with No Indoor Fan --Air Source) | BOVB-36HDN1-M20G | ASPEN |  | D(A,C,E)36B36+TDR | 0 | 21800 | 15.2 | 8.8 | 23800 | 38500 | 161.8% | 1.88 | 0 | 11.9 |  |  |  |  | R-410A | 1.8167 | Residential & Commercial | USHP | Ducted CEE Tier 1
212841194 | Central HP <5.4 tons | BOSCH | HRCU-A-CB (Split System: Heat Pump with Remote Outdoor Unit-Air-Source) | BOVB-36HDN1-M20G | ASPEN |  | AFM234+TDR | 0 | 23800 | 19.5 | 9 | 23800 | 26600 | 111.8% | 2.61 | 0 | 12.5 |  |  |  |  | R-410A | 1.9833 | Residential & Commercial | USHP | Ducted CEE Tier 1
212628118 | Central HP <5.4 tons | COLEMAN | HRCU-A-CB (Split System: Heat Pump with Remote Outdoor Unit-Air-Source) | HMH72B341 | ASPEN |  | C(A,C,D,E)36C26+TDR | TP9C100C20MP13 | 29600 | 16.9 | 8.1 | 34000 | 28400 | 83.53% | 2.46 | 0 | 9 |  |  |  |  | R-410A | 2.4667 | Residential & Commercial | USHP
212627752 | Central HP <5.4 tons | COLEMAN | HRCU-A-CB (Split System: Heat Pump with Remote Outdoor Unit-Air-Source) | HMH72B341 | ASPEN |  | D(A,C,E)42A46+TDR | TM8V080C16MP12 | 32400 | 17.5 | 8.5 | 34000 | 27400 | 80.59% | 2.67 | 0 | 10 |  |  |  |  | R-410A | 2.7 | Residential & Commercial | USHP | Ducted CEE Tier 1
212627768 | Central HP <5.4 tons | COLEMAN | HRCU-A-CB (Split System: Heat Pump with Remote Outdoor Unit-Air-Source) | HMH72B341 | ASPEN |  | C(A,C,D,E)48C26+TDR | TM8V100C16MP12 | 30600 | 17.2 | 8.5 | 34000 | 27400 | 80.59% | 2.67 | 0 | 9.6 |  |  |  |  | R-410A | 2.55 | Residential & Commercial | USHP
212627769 | Central HP <5.4 tons | COLEMAN | HRCU-A-CB (Split System: Heat Pump with Remote Outdoor Unit-Air-Source) | HMH72B341 | ASPEN |  | D(A,C,E)36A46+TDR | TM8V100C16MP12 | 32000 | 17.5 | 8.5 | 34000 | 27400 | 80.59% | 2.67 | 0 | 9.9 |  |  |  |  | R-410A | 2.6667 | Residential & Commercial | USHP
212627800 | Central HP <5.4 tons | COLEMAN | HRCU-A-CB (Split System: Heat Pump with Remote Outdoor Unit-Air-Source) | HMH72B341 | ASPEN |  | D(A,C,E)36D36+TDR | TMLV100C16MP12 | 32800 | 17.5 | 8.1 | 33800 | 27400 | 81.07% | 2.47 | 0 | 10 |  |  |  |  | R-410A | 2.7333 | Residential & Commercial | USHP | Ducted CEE Tier 1
212627849 | Central HP <5.4 tons | COLEMAN | HRCU-A-CB (Split System: Heat Pump with Remote Outdoor Unit-Air-Source) | HMH72B341 | ASPEN |  | D(A,C,E)42B36+TDR | TPLC100C16MP13 | 32400 | 17.5 | 8.1 | 33800 | 27400 | 81.07% | 2.47 | 0 | 10 |  |  |  |  | R-410A | 2.7 | Residential & Commercial | USHP | Ducted CEE Tier 1
212627851 | Central HP <5.4 tons | COLEMAN | HRCU-A-CB (Split System: Heat Pump with Remote Outdoor Unit-Air-Source) | HMH72B341 | ASPEN |  | D(A,C,E)42C36+TDR | TPLC100C16MP13 | 32800 | 17.5 | 8.1 | 33800 | 27400 | 81.07% | 2.47 | 0 | 10 |  |  |  |  | R-410A | 2.7333 | Residential & Commercial | USHP | Ducted CEE Tier 1
213753156 | Central HP <5.4 tons | CARRIER | HRCU-A-CB (Split System: Heat Pump with Remote Outdoor Unit-Air-Source) | 38MURAQ30AB3* | ASPEN |  | D(A,C,E)30C44+TDR | 58S(B,C)*B090M21**16 | 29400 | 15.2 | 8.1 | 34000 | 23800 | 70% | 2.63 | 0 | 9 |  |  |  |  | R-410A | 2.45 | Residential & Commercial | USHP
213752372 | Central HP <5.4 tons | CARRIER | HRCU-A-CB (Split System: Heat Pump with Remote Outdoor Unit-Air-Source) | 38MURAQ24AA3* | ASPEN |  | D(A,C,E)30C44+TDR | 59SC2E060M14**12 | 23600 | 16 | 8.5 | 25400 | 22600 | 88.98% | 2.9 | 0 | 9.5 |  |  |  |  | R-410A | 1.9667 | Residential & Commercial | USHP
213752386 | Central HP <5.4 tons | CARRIER | HRCU-A-CB (Split System: Heat Pump with Remote Outdoor Unit-Air-Source) | 38MURAQ24AA3* | ASPEN |  | D(A,C,E)30C44+TDR | 59SC2E060M17**14 | 23800 | 16.5 | 8.1 | 24800 | 22400 | 90.32% | 2.91 | 0 | 9 |  |  |  |  | R-410A | 1.9833 | Residential & Commercial | USHP
213753263 | Central HP <5.4 tons | CARRIER | HRCU-A-CB (Split System: Heat Pump with Remote Outdoor Unit-Air-Source) | 38MURAQ30AB3* | ASPEN |  | D(A,C,E)30C44+TDR | 58TP*B070V14**12 | 29600 | 15.2 | 8.1 | 34000 | 23800 | 70% | 2.7 | 0 | 9 |  |  |  |  | R-410A | 2.4667 | Residential & Commercial | USHP
214331838 | Central HP <5.4 tons | BOSCH | HRCU-A-CB (Split System: Heat Pump with Remote Outdoor Unit-Air-Source) | BOVB-36HDN1-M20G | ASPEN |  | D(A,C,E)36C4G+TXV+TDR | BGH96M060B3B | 23200 | 18 | 9 | 24000 | 22200 | 92.5% | 2.28 | 0 | 12 |  |  |  |  | R-410A | 1.9333 | Residential & Commercial | USHP | Ducted CEE Tier 1
214331871 | Central HP <5.4 tons | BOSCH | HRCU-A-CB (Split System: Heat Pump with Remote Outdoor Unit-Air-Source) | BOVB-36HDN1-M20G | ASPEN |  | D(A,C,E)36B3G+TXV+TDR | BGH96M100C5B | 30200 | 18.5 | 8.8 | 34000 | 27800 | 81.76% | 2.49 | 0 | 11 |  |  |  |  | R-410A | 2.5167 | Residential & Commercial | USHP | Ducted CEE Tier 1
214331872 | Central HP <5.4 tons | BOSCH | HRCU-A-CB (Split System: Heat Pump with Remote Outdoor Unit-Air-Source) | BOVB-36HDN1-M20G | ASPEN |  | D(A,C,E)36C4G+TXV+TDR | BGH96M100C5B | 31200 | 18.5 | 9 | 34200 | 27600 | 80.7% | 2.51 | 0 | 11.9 |  |  |  |  | R-410A | 2.6 | Residential & Commercial | USHP | Ducted CEE Tier 1
214595294 | Central HP <5.4 tons | BOSCH | HRCU-A-C (Split System: Heat Pump with Remote Outdoor Unit with No Indoor Fan --Air Source) | BOVA-36HDN1-M20G | ASPEN |  | D(A,C,E)24D36+TDR | 0 | 21800 | 15.2 | 8.8 | 23800 | 17400 | 73.11% | 1.9 | 0 | 11.9 |  |  |  |  | R-410A | 1.8167 | Residential & Commercial | USHP | Ducted CEE Tier 1
214595324 | Central HP <5.4 tons | BOSCH | HRCU-A-C (Split System: Heat Pump with Remote Outdoor Unit with No Indoor Fan --Air Source) | BOVB-36HDN1-M20G | ASPEN |  | D(A,C,E)36D36+TDR | 0 | 22400 | 15.2 | 9 | 24000 | 34000 | 141.7% | 1.83 | 0 | 12 |  |  |  |  | R-410A | 1.8667 | Residential & Commercial | USHP | Ducted CEE Tier 1
214595325 | Central HP <5.4 tons | BOSCH | HRCU-A-C (Split System: Heat Pump with Remote Outdoor Unit with No Indoor Fan --Air Source) | BOVB-36HDN1-M20G | ASPEN |  | D(A,C,E)30D46+TDR | 0 | 22600 | 15.2 | 9 | 24000 | 24200 | 100.8% | 1.8 | 0 | 12 |  |  |  |  | R-410A | 1.8833 | Residential & Commercial | USHP | Ducted CEE Tier 1
214595326 | Central HP <5.4 tons | BOSCH | HRCU-A-C (Split System: Heat Pump with Remote Outdoor Unit with No Indoor Fan --Air Source) | BOVB-36HDN1-M20G | ASPEN |  | D(A,C,E)36C46+TDR | 0 | 22600 | 15.2 | 9 | 24000 | 24200 | 100.8% | 1.8 | 0 | 12 |  |  |  |  | R-410A | 1.8833 | Residential & Commercial | USHP | Ducted CEE Tier 1
215375412 | Central HP <5.4 tons | BOSCH | HRCU-A-CB (Split System: Heat Pump with Remote Outdoor Unit-Air-Source) | BOVB-36HDN1-M20G | ASPEN |  | D(A,C,E)48A36+TDR | BGH96M080C4B | 31600 | 17.5 | 8.6 | 33800 | 24800 | 73.37% | 2.42 | 0 | 10.9 |  |  |  |  | R-410A | 2.6333 | Residential & Commercial | USHP | Ducted CEE Tier 1
212627868 | Central HP <5.4 tons | COLEMAN | HRCU-A-CB (Split System: Heat Pump with Remote Outdoor Unit-Air-Source) | HMH72B341 | ASPEN |  | D(A,C,E)36B36+TDR | TL8E080C16UH11 | 32000 | 17.5 | 8.5 | 34000 | 27800 | 81.76% | 2.68 | 0 | 9.9 |  |  |  |  | R-410A | 2.6667 | Residential & Commercial | USHP
212627884 | Central HP <5.4 tons | COLEMAN | HRCU-A-CB (Split System: Heat Pump with Remote Outdoor Unit-Air-Source) | HMH72B341 | ASPEN |  | C(A,C,D,E)36A46+TDR | TL9E080C16UH11 | 32000 | 17.5 | 8.5 | 34000 | 28000 | 82.35% | 2.66 | 0 | 9.4 |  |  |  |  | R-410A | 2.6667 | Residential & Commercial | USHP
212627902 | Central HP <5.4 tons | COLEMAN | HRCU-A-CB (Split System: Heat Pump with Remote Outdoor Unit-Air-Source) | HMH72B341 | ASPEN |  | D(A,C,E)48D26+TDR | TL9E080C16UH11 | 30800 | 17.3 | 8.5 | 34000 | 28000 | 82.35% | 2.66 | 0 | 9.2 |  |  |  |  | R-410A | 2.5667 | Residential & Commercial | USHP
214331688 | Central HP <5.4 tons | BOSCH | HRCU-A-CB (Split System: Heat Pump with Remote Outdoor Unit-Air-Source) | BOVA-36HDN1-M20G | ASPEN |  | D(A,C,E)36A3G+TXV+TDR | BGH96M060B3B | 22200 | 18 | 8.4 | 23600 | 22200 | 94.07% | 2.17 | 0 | 11.8 |  |  |  |  | R-410A | 1.85 | Residential & Commercial | USHP | Ducted CEE Tier 1
215057476 | Central HP <5.4 tons | BOSCH | HRCU-A-CB (Split System: Heat Pump with Remote Outdoor Unit-Air-Source) | BOVD-36HDN1-M20G | ASPEN |  | L(E,G)M24F4 | 0 | 21400 | 18 | 8.1 | 23400 | 17600 | 75.21% | 2 | 0 | 12 |  |  |  |  | R-410A | 1.7833 | Residential & Commercial | USHP | Ducted CEE Tier 1
212675683 | Central HP <5.4 tons | BOSCH | HRCU-A-CB (Split System: Heat Pump with Remote Outdoor Unit-Air-Source) | BOVB-36HDN1-M20G | ASPEN |  | L(E,G)M24H4 | 0 | 23600 | 19.5 | 9 | 24000 | 26400 | 110% | 2.46 | 0 | 12.5 |  |  |  |  | R-410A | 1.9667 | Residential & Commercial | USHP | Ducted CEE Tier 1
212675684 | Central HP <5.4 tons | BOSCH | HRCU-A-CB (Split System: Heat Pump with Remote Outdoor Unit-Air-Source) | BOVB-36HDN1-M20G | ASPEN |  | L(E,G)M36F4 | 0 | 34200 | 19 | 9.5 | 34200 | 30800 | 90.06% | 2.64 | 0 | 12 |  |  |  |  | R-410A | 2.85 | Residential & Commercial | USHP | Ducted CEE Tier 1
212627969 | Central HP <5.4 tons | COLEMAN | HRCU-A-CB (Split System: Heat Pump with Remote Outdoor Unit-Air-Source) | HMH72B341 | ASPEN |  | D(A,C,E)42C36+TDR | TM8Y100C16MP11 | 32800 | 18.5 | 8.5 | 34000 | 27400 | 80.59% | 2.67 | 0 | 10 |  |  |  |  | R-410A | 2.7333 | Residential & Commercial | USHP | Ducted CEE Tier 1
213205938 | Central HP <5.4 tons | CARRIER | HRCU-A-CB (Split System: Heat Pump with Remote Outdoor Unit-Air-Source) | 38MURAQ24AA3* | ASPEN |  | D(A,C,E)30C44+TDR | 58TP*A090V17**16 | 23600 | 16 | 8.1 | 25200 | 22400 | 88.89% | 2.94 | 0 | 9.5 |  |  |  |  | R-410A | 1.9667 | Residential & Commercial | USHP
213205965 | Central HP <5.4 tons | CARRIER | HRCU-A-CB (Split System: Heat Pump with Remote Outdoor Unit-Air-Source) | 38MURAQ24AA3* | ASPEN |  | D(A,C,E)36B34+TDR | 58TP*A110V21**22 | 23800 | 16.5 | 8.1 | 25000 | 22200 | 88.8% | 2.94 | 0 | 9.5 |  |  |  |  | R-410A | 1.9833 | Residential & Commercial | USHP
213206013 | Central HP <5.4 tons | CARRIER | HRCU-A-CB (Split System: Heat Pump with Remote Outdoor Unit-Air-Source) | 38MURAQ24AA3* | ASPEN |  | D(A,C,E)36B34+TDR | 59SC2D060E17**14 | 23800 | 16 | 8.1 | 25800 | 22800 | 88.37% | 2.9 | 0 | 9.5 |  |  |  |  | R-410A | 1.9833 | Residential & Commercial | USHP
213206049 | Central HP <5.4 tons | CARRIER | HRCU-A-CB (Split System: Heat Pump with Remote Outdoor Unit-Air-Source) | 38MURAQ24AA3* | ASPEN |  | D(A,C,E)36B34+TDR | 59SC2D100E21**20 | 23800 | 16 | 8.5 | 26000 | 23000 | 88.46% | 2.92 | 0 | 9 |  |  |  |  | R-410A | 1.9833 | Residential & Commercial | USHP
213206097 | Central HP <5.4 tons | CARRIER | HRCU-A-CB (Split System: Heat Pump with Remote Outdoor Unit-Air-Source) | 38MURAQ24AA3* | ASPEN |  | D(A,C,E)24B44+TDR | 59SC5B060E17**14 | 23400 | 15.3 | 8.4 | 25400 | 22600 | 88.98% | 2.89 | 0 | 9.3 |  |  |  |  | R-410A | 1.95 | Residential & Commercial | USHP
213206197 | Central HP <5.4 tons | CARRIER | HRCU-A-CB (Split System: Heat Pump with Remote Outdoor Unit-Air-Source) | 38MURAQ24AA3* | ASPEN |  | D(A,C,E)36B34+TDR | 59TP6B080V21**20 | 23600 | 16 | 8.1 | 24800 | 22200 | 89.52% | 2.88 | 0 | 9.5 |  |  |  |  | R-410A | 1.9667 | Residential & Commercial | USHP
214521937 | Central HP <5.4 tons | COLEMAN | HRCU-A-CB (Split System: Heat Pump with Remote Outdoor Unit-Air-Source) | HMH72B341 | ASPEN |  | C(A,C,D,E)48A34+TDR | Z8ES100C16SMPS1 | 32200 | 18 | 8.5 | 33200 | 28200 | 84.94% | 2.7 | 0 | 9.4 |  |  |  |  | R-410A | 2.6833 | Residential & Commercial | USHP
214521953 | Central HP <5.4 tons | COLEMAN | HRCU-A-CB (Split System: Heat Pump with Remote Outdoor Unit-Air-Source) | HMH72B341 | ASPEN |  | C(A,C,D,E)36A34+TDR | Z8ES120C20SMPS1 | 31200 | 17.4 | 8.3 | 33600 | 28000 | 83.33% | 2.64 | 0 | 9.3 |  |  |  |  | R-410A | 2.6 | Residential & Commercial | USHP
212627801 | Central HP <5.4 tons | COLEMAN | HRCU-A-CB (Split System: Heat Pump with Remote Outdoor Unit-Air-Source) | HMH72B341 | ASPEN |  | D(A,C,E)42A46+TDR | TMLV100C16MP12 | 32400 | 17.5 | 8.1 | 33800 | 27400 | 81.07% | 2.47 | 0 | 10 |  |  |  |  | R-410A | 2.7 | Residential & Commercial | USHP | Ducted CEE Tier 1
212627802 | Central HP <5.4 tons | COLEMAN | HRCU-A-CB (Split System: Heat Pump with Remote Outdoor Unit-Air-Source) | HMH72B341 | ASPEN |  | D(A,C,E)42B36+TDR | TMLV100C16MP12 | 32400 | 17.5 | 8.1 | 33800 | 27400 | 81.07% | 2.47 | 0 | 10 |  |  |  |  | R-410A | 2.7 | Residential & Commercial | USHP | Ducted CEE Tier 1
212627836 | Central HP <5.4 tons | COLEMAN | HRCU-A-CB (Split System: Heat Pump with Remote Outdoor Unit-Air-Source) | HMH72B341 | ASPEN |  | C(A,C,D,E)36A46+TDR | TPLC100C16MP13 | 32000 | 17.5 | 8.1 | 33800 | 27400 | 81.07% | 2.47 | 0 | 9.9 |  |  |  |  | R-410A | 2.6667 | Residential & Commercial | USHP
212627867 | Central HP <5.4 tons | COLEMAN | HRCU-A-CB (Split System: Heat Pump with Remote Outdoor Unit-Air-Source) | HMH72B341 | ASPEN |  | D(A,C,E)36A46+TDR | TL8E080C16UH11 | 32000 | 17.5 | 8.5 | 34000 | 27800 | 81.76% | 2.68 | 0 | 9.9 |  |  |  |  | R-410A | 2.6667 | Residential & Commercial | USHP
212627885 | Central HP <5.4 tons | COLEMAN | HRCU-A-CB (Split System: Heat Pump with Remote Outdoor Unit-Air-Source) | HMH72B341 | ASPEN |  | C(A,C,D,E)36B36+TDR | TL9E080C16UH11 | 32000 | 17.5 | 8.5 | 34000 | 28000 | 82.35% | 2.66 | 0 | 9.4 |  |  |  |  | R-410A | 2.6667 | Residential & Commercial | USHP
212627900 | Central HP <5.4 tons | COLEMAN | HRCU-A-CB (Split System: Heat Pump with Remote Outdoor Unit-Air-Source) | HMH72B341 | ASPEN |  | D(A,C,E)48C26+TDR | TL9E080C16UH11 | 30400 | 17.1 | 8.5 | 34000 | 28000 | 82.35% | 2.66 | 0 | 9 |  |  |  |  | R-410A | 2.5333 | Residential & Commercial | USHP
212627968 | Central HP <5.4 tons | COLEMAN | HRCU-A-CB (Split System: Heat Pump with Remote Outdoor Unit-Air-Source) | HMH72B341 | ASPEN |  | D(A,C,E)42C26+TDR | TM8Y100C16MP11 | 30200 | 17.9 | 8.5 | 34000 | 27400 | 80.59% | 2.67 | 0 | 9 |  |  |  |  | R-410A | 2.5167 | Residential & Commercial | USHP
212628001 | Central HP <5.4 tons | COLEMAN | HRCU-A-CB (Split System: Heat Pump with Remote Outdoor Unit-Air-Source) | HMH72B341 | ASPEN |  | C(A,C,D,E)36B26+TDR | TP9C100C16MP13 | 29200 | 16.7 | 8.1 | 34000 | 27400 | 80.59% | 2.47 | 0 | 9.4 |  |  |  |  | R-410A | 2.4333 | Residential & Commercial | USHP
213753826 | Central HP <5.4 tons | CARRIER | HRCU-A-CB (Split System: Heat Pump with Remote Outdoor Unit-Air-Source) | 38MURAQ36AB3* | ASPEN |  | D(A,C,E)42B34+TDR | 59SP6A060V17**14 | 33800 | 15.5 | 8.1 | 38500 | 31400 | 81.56% | 2.71 | 0 | 9.4 |  |  |  |  | R-410A | 2.8167 | Residential & Commercial | USHP
213753842 | Central HP <5.4 tons | CARRIER | HRCU-A-CB (Split System: Heat Pump with Remote Outdoor Unit-Air-Source) | 38MURAQ36AB3* | ASPEN |  | D(A,C,E)42B34+TDR | 59SP6A100V21**20 | 35200 | 16 | 8.1 | 39000 | 31800 | 81.54% | 2.51 | 0 | 9.5 |  |  |  |  | R-410A | 2.9333 | Residential & Commercial | USHP
213206910 | Central HP <5.4 tons | CARRIER | HRCU-A-CB (Split System: Heat Pump with Remote Outdoor Unit-Air-Source) | 38MURAQ30AB3* | ASPEN |  | D(A,C,E)30D44+TDR | 59SC2D080E21**20 | 29600 | 15.2 | 8.1 | 33400 | 23800 | 71.26% | 2.49 | 0 | 8.9 |  |  |  |  | R-410A | 2.4667 | Residential & Commercial | USHP
213752429 | Central HP <5.4 tons | CARRIER | HRCU-A-CB (Split System: Heat Pump with Remote Outdoor Unit-Air-Source) | 38MURAQ24AA3* | ASPEN |  | D(A,C,E)30B34+TDR | 59SC6A026M14**10 | 23400 | 15.5 | 8.1 | 25200 | 22600 | 89.68% | 2.86 | 0 | 9 |  |  |  |  | R-410A | 1.95 | Residential & Commercial | USHP
213752436 | Central HP <5.4 tons | CARRIER | HRCU-A-CB (Split System: Heat Pump with Remote Outdoor Unit-Air-Source) | 38MURAQ24AA3* | ASPEN |  | D(A,C,E)24B44+TDR | 59SC6A040M14**10 | 22600 | 15.3 | 8.1 | 24400 | 22200 | 90.98% | 2.87 | 0 | 9.3 |  |  |  |  | R-410A | 1.8833 | Residential & Commercial | USHP
215375406 | Central HP <5.4 tons | BOSCH | HRCU-A-CB (Split System: Heat Pump with Remote Outdoor Unit-Air-Source) | BOVB-36HDN1-M20G | ASPEN |  | D(A,C,E)36A36+TDR | BGH96M060B3B | 22200 | 18 | 8.4 | 23600 | 19500 | 82.63% | 2.17 | 0 | 11.8 |  |  |  |  | R-410A | 1.85 | Residential & Commercial | USHP | Ducted CEE Tier 1
214331694 | Central HP <5.4 tons | BOSCH | HRCU-A-CB (Split System: Heat Pump with Remote Outdoor Unit-Air-Source) | BOVA-36HDN1-M20G | ASPEN |  | D(A,C,E)30B3G+TXV+TDR | BGH96M080B3A | 22200 | 18 | 8.7 | 23800 | 22200 | 93.28% | 2.21 | 0 | 11.8 |  |  |  |  | R-410A | 1.85 | Residential & Commercial | USHP | Ducted CEE Tier 1
214331695 | Central HP <5.4 tons | BOSCH | HRCU-A-CB (Split System: Heat Pump with Remote Outdoor Unit-Air-Source) | BOVA-36HDN1-M20G | ASPEN |  | D(A,C,E)36C4G+TXV+TDR | BGH96M080B3A | 23200 | 18 | 9 | 24000 | 22200 | 92.5% | 2.28 | 0 | 12 |  |  |  |  | R-410A | 1.9333 | Residential & Commercial | USHP | Ducted CEE Tier 1
214331696 | Central HP <5.4 tons | BOSCH | HRCU-A-CB (Split System: Heat Pump with Remote Outdoor Unit-Air-Source) | BOVA-36HDN1-M20G | ASPEN |  | D(A,C,E)24B3G+TXV+TDR | BGH96M080B3B | 21800 | 18 | 8.5 | 23800 | 22200 | 93.28% | 2.19 | 0 | 11 |  |  |  |  | R-410A | 1.8167 | Residential & Commercial | USHP | Ducted CEE Tier 1
214331830 | Central HP <5.4 tons | BOSCH | HRCU-A-CB (Split System: Heat Pump with Remote Outdoor Unit-Air-Source) | BOVB-36HDN1-M20G | ASPEN |  | D(A,C,E)36B3G+TXV+TDR | BGH96M060B3A | 22600 | 18 | 8.8 | 23800 | 22400 | 94.12% | 2.26 | 0 | 11.9 |  |  |  |  | R-410A | 1.8833 | Residential & Commercial | USHP | Ducted CEE Tier 1
214331844 | Central HP <5.4 tons | BOSCH | HRCU-A-CB (Split System: Heat Pump with Remote Outdoor Unit-Air-Source) | BOVB-36HDN1-M20G | ASPEN |  | D(A,C,E)36B3G+TXV+TDR | BGH96M080B3A | 22400 | 18 | 8.8 | 23800 | 22400 | 94.12% | 2.26 | 0 | 11.9 |  |  |  |  | R-410A | 1.8667 | Residential & Commercial | USHP | Ducted CEE Tier 1
214331847 | Central HP <5.4 tons | BOSCH | HRCU-A-CB (Split System: Heat Pump with Remote Outdoor Unit-Air-Source) | BOVB-36HDN1-M20G | ASPEN |  | D(A,C,E)48A3G+TXV+TDR | BGH96M080B3A | 31000 | 17.5 | 8.6 | 33600 | 26600 | 79.17% | 2.31 | 0 | 10.5 |  |  |  |  | R-410A | 2.5833 | Residential & Commercial | USHP | Ducted CEE Tier 1
214331864 | Central HP <5.4 tons | BOSCH | HRCU-A-CB (Split System: Heat Pump with Remote Outdoor Unit-Air-Source) | BOVB-36HDN1-M20G | ASPEN |  | D(A,C,E)48A3G+TXV+TDR | BGH96M080C4B | 31600 | 17.5 | 8.6 | 33800 | 26400 | 78.11% | 2.42 | 0 | 10.9 |  |  |  |  | R-410A | 2.6333 | Residential & Commercial | USHP | Ducted CEE Tier 1
212624787 | Central HP <5.4 tons | COLEMAN | HRCU-A-CB (Split System: Heat Pump with Remote Outdoor Unit-Air-Source) | HMH72B341 | ASPEN |  | D(A,C,E)36D24+TDR | TL8E080C16UH11 | 30200 | 17 | 8.5 | 34000 | 27800 | 81.76% | 2.68 | 0 | 9 |  |  |  |  | R-410A | 2.5167 | Residential & Commercial | USHP
212624807 | Central HP <5.4 tons | COLEMAN | HRCU-A-CB (Split System: Heat Pump with Remote Outdoor Unit-Air-Source) | HMH72B341 | ASPEN |  | D(A,C,E)48B34+TDR | TL8E080C16UH11 | 32600 | 17.5 | 8.5 | 34000 | 27800 | 81.76% | 2.68 | 0 | 10 |  |  |  |  | R-410A | 2.7167 | Residential & Commercial | USHP | Ducted CEE Tier 1
213752556 | Central HP <5.4 tons | CARRIER | HRCU-A-CB (Split System: Heat Pump with Remote Outdoor Unit-Air-Source) | 38MURAQ24AA3* | ASPEN |  | D(A,C,E)36B34+TDR | 59SP6A100V21**20 | 23800 | 16 | 8.1 | 25000 | 22400 | 89.6% | 2.88 | 0 | 9.5 |  |  |  |  | R-410A | 1.9833 | Residential & Commercial | USHP
213752561 | Central HP <5.4 tons | CARRIER | HRCU-A-CB (Split System: Heat Pump with Remote Outdoor Unit-Air-Source) | 38MURAQ24AA3* | ASPEN |  | D(A,C,E)30B34+TDR | 59TP6C040V14**10 | 22400 | 15.3 | 8.1 | 24400 | 22200 | 90.98% | 2.86 | 0 | 9.3 |  |  |  |  | R-410A | 1.8667 | Residential & Commercial | USHP
212624848 | Central HP <5.4 tons | COLEMAN | HRCU-A-CB (Split System: Heat Pump with Remote Outdoor Unit-Air-Source) | HMH72B341 | ASPEN |  | D(A,C,E)48B34+TDR | TL9E080C16UH11 | 32600 | 17.5 | 8.5 | 34000 | 28000 | 82.35% | 2.66 | 0 | 9.5 |  |  |  |  | R-410A | 2.7167 | Residential & Commercial | USHP
212624873 | Central HP <5.4 tons | COLEMAN | HRCU-A-CB (Split System: Heat Pump with Remote Outdoor Unit-Air-Source) | HMH72B341 | ASPEN |  | C(A,C,D,E)36C34+TDR | CP9C100C16MP13 | 32400 | 17.5 | 8.1 | 34000 | 27400 | 80.59% | 2.47 | 0 | 10 |  |  |  |  | R-410A | 2.7 | Residential & Commercial | USHP | Ducted CEE Tier 1
212624907 | Central HP <5.4 tons | COLEMAN | HRCU-A-CB (Split System: Heat Pump with Remote Outdoor Unit-Air-Source) | HMH72B341 | ASPEN |  | C(A,C,D,E)36C24+TDR | TM8Y080C16MP11 | 29800 | 17.8 | 8.5 | 34000 | 27400 | 80.59% | 2.67 | 0 | 9.5 |  |  |  |  | R-410A | 2.4833 | Residential & Commercial | USHP
212624923 | Central HP <5.4 tons | COLEMAN | HRCU-A-CB (Split System: Heat Pump with Remote Outdoor Unit-Air-Source) | HMH72B341 | ASPEN |  | D(A,C,E)36B34+TDR | TM8Y080C16MP11 | 32000 | 18.5 | 8.5 | 34000 | 27400 | 80.59% | 2.67 | 0 | 9.9 |  |  |  |  | R-410A | 2.6667 | Residential & Commercial | USHP
214056977 | Central HP <5.4 tons | American Standard | HRCU-A-C (Split System: Heat Pump with Remote Outdoor Unit with No Indoor Fan --Air Source) | 4TXD2060A10NU** | ASPEN |  | C(A,C,D,E)60B44+TDR | 0 | 50500 | 15.2 | 8.5 | 53000 | 37200 | 70.19% | 1.8 | 0 | 9.5 |  |  |  |  | R-410A | 4.2083 | Residential & Commercial | USHP
212507780 | Central HP <5.4 tons | BOSCH | HRCU-A-CB (Split System: Heat Pump with Remote Outdoor Unit-Air-Source) | BOVA-60HDN1-M15G | ASPEN |  | L(E,G)M36F4 | 0 | 33800 | 15.2 | 8.1 | 33800 | 25000 | 73.96% | 2.23 | 0 | 10 |  |  |  |  | R-410A | 2.8167 | Residential & Commercial | USHP | Ducted CEE Tier 1
215934537 | Central HP <5.4 tons | AIRQUEST | HRCU-A-CB (Split System: Heat Pump with Remote Outdoor Unit-Air-Source) | H5H3V48*K*AAA* |  |  | ESH5X48M12A*+WALLCON | *96CTN1202422B* | 44500 | 20 | 9 | 48500 | 36400 | 75.05% | 1.82 | 0 | 10.5 |  |  |  |  | R-454B | 3.7083 | Residential & Commercial | USHP | Ducted CEE Tier 1
214063993 | Central HP <5.4 tons | BOSCH | HRCU-A-CB (Split System: Heat Pump with Remote Outdoor Unit-Air-Source) | BOVB-36HDN1-M20G | ASPEN |  | D(A,C,E)36C44+TDR | BGH96M060B3B | 23200 | 18 | 9 | 24000 | 22200 | 92.5% | 2.28 | 0 | 12 |  |  |  |  | R-410A | 1.9333 | Residential & Commercial | USHP | Ducted CEE Tier 1
214064027 | Central HP <5.4 tons | BOSCH | HRCU-A-CB (Split System: Heat Pump with Remote Outdoor Unit-Air-Source) | BOVB-36HDN1-M20G | ASPEN |  | D(A,C,E)36C44+TDR | BGH96M100C5B | 31200 | 18.5 | 9 | 34200 | 27600 | 80.7% | 2.51 | 0 | 11.9 |  |  |  |  | R-410A | 2.6 | Residential & Commercial | USHP | Ducted CEE Tier 1
214064029 | Central HP <5.4 tons | BOSCH | HRCU-A-CB (Split System: Heat Pump with Remote Outdoor Unit-Air-Source) | BOVB-36HDN1-M20G | ASPEN |  | D(A,C,E)48A34+TDR | BGH96M100C5B | 30400 | 18.5 | 8.7 | 34000 | 27400 | 80.59% | 2.43 | 0 | 11.7 |  |  |  |  | R-410A | 2.5333 | Residential & Commercial | USHP | Ducted CEE Tier 1
213752609 | Central HP <5.4 tons | CARRIER | HRCU-A-CB (Split System: Heat Pump with Remote Outdoor Unit-Air-Source) | 38MURAQ24AA3* | ASPEN |  | D(A,C,E)24B44+TDR | 59TP6C100V21**20 | 23400 | 16.5 | 8.1 | 24800 | 22200 | 89.52% | 2.88 | 0 | 9 |  |  |  |  | R-410A | 1.95 | Residential & Commercial | USHP
212624980 | Central HP <5.4 tons | COLEMAN | HRCU-A-CB (Split System: Heat Pump with Remote Outdoor Unit-Air-Source) | HMH72B341 | ASPEN |  | C(A,C,D,E)42D24+TDR | TM8Y100C16MP11 | 30600 | 18.1 | 8.5 | 34000 | 27400 | 80.59% | 2.67 | 0 | 9.6 |  |  |  |  | R-410A | 2.55 | Residential & Commercial | USHP
212625096 | Central HP <5.4 tons | COLEMAN | HRCU-A-CB (Split System: Heat Pump with Remote Outdoor Unit-Air-Source) | HMH72B341 | ASPEN |  | C(A,C,D,E)36C34+TDR | TP9C100C16MP13 | 32400 | 17.5 | 8.1 | 34000 | 27400 | 80.59% | 2.47 | 0 | 10 |  |  |  |  | R-410A | 2.7 | Residential & Commercial | USHP | Ducted CEE Tier 1
212625132 | Central HP <5.4 tons | COLEMAN | HRCU-A-CB (Split System: Heat Pump with Remote Outdoor Unit-Air-Source) | HMH72B341 | ASPEN |  | D(A,C,E)42C24+TDR | TP9C100C16MP13 | 30200 | 17 | 8.1 | 34000 | 27400 | 80.59% | 2.47 | 0 | 9 |  |  |  |  | R-410A | 2.5167 | Residential & Commercial | USHP
212625221 | Central HP <5.4 tons | COLEMAN | HRCU-A-CB (Split System: Heat Pump with Remote Outdoor Unit-Air-Source) | HMH72B341 | ASPEN |  | D(A,C,E)48C34+TDR | TM8Y120C20MP11 | 33600 | 18 | 8.5 | 34000 | 30200 | 88.82% | 2.85 | 0 | 9.5 |  |  |  |  | R-410A | 2.8 | Residential & Commercial | USHP
212625248 | Central HP <5.4 tons | COLEMAN | HRCU-A-CB (Split System: Heat Pump with Remote Outdoor Unit-Air-Source) | HMH72B341 | ASPEN |  | C(A,C,D,E)48B24+TDR | TL8E100C20UH11 | 30200 | 17 | 8.5 | 34000 | 27400 | 80.59% | 2.69 | 0 | 9 |  |  |  |  | R-410A | 2.5167 | Residential & Commercial | USHP
212625266 | Central HP <5.4 tons | COLEMAN | HRCU-A-CB (Split System: Heat Pump with Remote Outdoor Unit-Air-Source) | HMH72B341 | ASPEN |  | D(A,C,E)36D24+TDR | TL8E100C20UH11 | 30200 | 17 | 8.5 | 34000 | 27400 | 80.59% | 2.69 | 0 | 9 |  |  |  |  | R-410A | 2.5167 | Residential & Commercial | USHP
212625298 | Central HP <5.4 tons | COLEMAN | HRCU-A-CB (Split System: Heat Pump with Remote Outdoor Unit-Air-Source) | HMH72B341 | ASPEN |  | D(A,C,E)36D24+TDR | CP9C100C20MP13 | 30000 | 17 | 8.1 | 34000 | 28000 | 82.35% | 2.47 | 0 | 9 |  |  |  |  | R-410A | 2.5 | Residential & Commercial | USHP
212625341 | Central HP <5.4 tons | COLEMAN | HRCU-A-CB (Split System: Heat Pump with Remote Outdoor Unit-Air-Source) | HMH72B341 | ASPEN |  | D(A,C,E)36B34+TDR | CP9C100C20MP13 | 32000 | 17.5 | 8.1 | 34000 | 28400 | 83.53% | 2.46 | 0 | 9.4 |  |  |  |  | R-410A | 2.6667 | Residential & Commercial | USHP
213927971 | Central HP <5.4 tons | WESTINGHOUSE | HRCU-A-C (Split System: Heat Pump with Remote Outdoor Unit with No Indoor Fan --Air Source) | WHM48SZA21S | ASPEN |  | D(A,C,E)43E44+TDR | 0 | 41000 | 15.55 | 8.55 | 42000 | 34600 | 82.38% | 1.94 | 0 | 11.4 |  |  |  |  | R-410A | 3.4167 | Residential & Commercial | USHP | Ducted CEE Tier 1
212625348 | Central HP <5.4 tons | COLEMAN | HRCU-A-CB (Split System: Heat Pump with Remote Outdoor Unit-Air-Source) | HMH72B341 | ASPEN |  | D(A,C,E)42A44+TDR | CP9C100C20MP13 | 32400 | 17.5 | 8.1 | 34000 | 28400 | 83.53% | 2.46 | 0 | 9.5 |  |  |  |  | R-410A | 2.7 | Residential & Commercial | USHP
212625389 | Central HP <5.4 tons | COLEMAN | HRCU-A-CB (Split System: Heat Pump with Remote Outdoor Unit-Air-Source) | HMH72B341 | ASPEN |  | C(A,C,D,E)48D24+TDR | TM9V100C20MP12 | 30800 | 17.3 | 8.5 | 34000 | 28400 | 83.53% | 2.7 | 0 | 9.2 |  |  |  |  | R-410A | 2.5667 | Residential & Commercial | USHP
213752622 | Central HP <5.4 tons | CARRIER | HRCU-A-CB (Split System: Heat Pump with Remote Outdoor Unit-Air-Source) | 38MURAQ24AA3* | ASPEN |  | D(A,C,E)30B34+TDR | 59TP6C100V21**22 | 23800 | 16.5 | 8.5 | 25200 | 22400 | 88.89% | 2.91 | 0 | 9 |  |  |  |  | R-410A | 1.9833 | Residential & Commercial | USHP
213206022 | Central HP <5.4 tons | CARRIER | HRCU-A-CB (Split System: Heat Pump with Remote Outdoor Unit-Air-Source) | 38MURAQ24AA3* | ASPEN |  | D(A,C,E)30C44+TDR | 59SC2D080E17**16 | 23800 | 16.5 | 8.1 | 25400 | 22600 | 88.98% | 2.93 | 0 | 9.5 |  |  |  |  | R-410A | 1.9833 | Residential & Commercial | USHP
213206183 | Central HP <5.4 tons | CARRIER | HRCU-A-CB (Split System: Heat Pump with Remote Outdoor Unit-Air-Source) | 38MURAQ24AA3* | ASPEN |  | D(A,C,E)30C44+TDR | 59TP6B080V17**16 | 23800 | 16 | 8.1 | 25400 | 22600 | 88.98% | 2.92 | 0 | 9.5 |  |  |  |  | R-410A | 1.9833 | Residential & Commercial | USHP
213206190 | Central HP <5.4 tons | CARRIER | HRCU-A-CB (Split System: Heat Pump with Remote Outdoor Unit-Air-Source) | 38MURAQ24AA3* | ASPEN |  | D(A,C,E)24B44+TDR | 59TP6B080V21**20 | 23400 | 16 | 8.1 | 24800 | 22200 | 89.52% | 2.88 | 0 | 9 |  |  |  |  | R-410A | 1.95 | Residential & Commercial | USHP
211173336 | Central HP <5.4 tons | Century | HRCU-A-CB (Split System: Heat Pump with Remote Outdoor Unit-Air-Source) | HRG1536S1R-**A | ASPEN |  | C(A,C,D,E)48D34+TDR | GDD96C110C5M | 35400 | 16.4 | 8.2 | 32000 | 22400 | 70% | 2.8 | 0 | 13 |  |  |  |  | R-410A | 2.95 | Residential & Commercial | USHP | Ducted CEE Tier 1
212625423 | Central HP <5.4 tons | COLEMAN | HRCU-A-CB (Split System: Heat Pump with Remote Outdoor Unit-Air-Source) | HMH72B341 | ASPEN |  | D(A,C,E)48D24+TDR | TM9V100C20MP12 | 30800 | 17.3 | 8.5 | 34000 | 28400 | 83.53% | 2.7 | 0 | 9.2 |  |  |  |  | R-410A | 2.5667 | Residential & Commercial | USHP
212625439 | Central HP <5.4 tons | COLEMAN | HRCU-A-CB (Split System: Heat Pump with Remote Outdoor Unit-Air-Source) | HMH72B341 | ASPEN |  | C(A,C,D,E)42D24+TDR | TP9C100C20MP13 | 30400 | 17.1 | 8.1 | 34000 | 28400 | 83.53% | 2.46 | 0 | 9 |  |  |  |  | R-410A | 2.5333 | Residential & Commercial | USHP
212625457 | Central HP <5.4 tons | COLEMAN | HRCU-A-CB (Split System: Heat Pump with Remote Outdoor Unit-Air-Source) | HMH72B341 | ASPEN |  | D(A,C,E)42B34+TDR | TP9C100C20MP13 | 32400 | 17.5 | 8.1 | 34000 | 28400 | 83.53% | 2.46 | 0 | 9.5 |  |  |  |  | R-410A | 2.7 | Residential & Commercial | USHP
212625582 | Central HP <5.4 tons | COLEMAN | HRCU-A-CB (Split System: Heat Pump with Remote Outdoor Unit-Air-Source) | HMH72B341 | ASPEN |  | C(A,C,D,E)42B36+TDR | TM8V120C20MP12 | 31600 | 16.5 | 8.5 | 32200 | 27600 | 85.71% | 2.7 | 0 | 8.9 |  |  |  |  | R-410A | 2.6333 | Residential & Commercial | USHP
213753622 | Central HP <5.4 tons | CARRIER | HRCU-A-CB (Split System: Heat Pump with Remote Outdoor Unit-Air-Source) | 38MURAQ30AB3* | ASPEN |  | D(A,C,E)30C44+TDR | 59TP6C100V21**22 | 29600 | 15.2 | 8.1 | 34200 | 24200 | 70.76% | 2.65 | 0 | 9 |  |  |  |  | R-410A | 2.4667 | Residential & Commercial | USHP
214595315 | Central HP <5.4 tons | BOSCH | HRCU-A-C (Split System: Heat Pump with Remote Outdoor Unit with No Indoor Fan --Air Source) | BOVB-36HDN1-M20G | ASPEN |  | D(A,C,E)36A46+TDR | 0 | 21800 | 15.2 | 8.7 | 23800 | 33000 | 138.7% | 1.9 | 0 | 11.8 |  |  |  |  | R-410A | 1.8167 | Residential & Commercial | USHP | Ducted CEE Tier 1
214595320 | Central HP <5.4 tons | BOSCH | HRCU-A-C (Split System: Heat Pump with Remote Outdoor Unit with No Indoor Fan --Air Source) | BOVB-36HDN1-M20G | ASPEN |  | D(A,C,E)30D36+TDR | 0 | 22200 | 15.2 | 8.9 | 24000 | 29600 | 123.3% | 1.96 | 0 | 11.9 |  |  |  |  | R-410A | 1.85 | Residential & Commercial | USHP | Ducted CEE Tier 1
214595322 | Central HP <5.4 tons | BOSCH | HRCU-A-C (Split System: Heat Pump with Remote Outdoor Unit with No Indoor Fan --Air Source) | BOVB-36HDN1-M20G | ASPEN |  | D(A,C,E)24D46+TDR | 0 | 22400 | 15.2 | 8.9 | 24000 | 34000 | 141.7% | 1.83 | 0 | 12 |  |  |  |  | R-410A | 1.8667 | Residential & Commercial | USHP | Ducted CEE Tier 1
214331684 | Central HP <5.4 tons | BOSCH | HRCU-A-CB (Split System: Heat Pump with Remote Outdoor Unit-Air-Source) | BOVA-36HDN1-M20G | ASPEN |  | D(A,C,E)30B3G+TXV+TDR | BGH96M060B3A | 22200 | 18 | 8.7 | 23800 | 22200 | 93.28% | 2.23 | 0 | 11.8 |  |  |  |  | R-410A | 1.85 | Residential & Commercial | USHP | Ducted CEE Tier 1
214331700 | Central HP <5.4 tons | BOSCH | HRCU-A-CB (Split System: Heat Pump with Remote Outdoor Unit-Air-Source) | BOVA-36HDN1-M20G | ASPEN |  | D(A,C,E)36C4G+TXV+TDR | BGH96M080B3B | 23200 | 18 | 9 | 24000 | 22200 | 92.5% | 2.28 | 0 | 12 |  |  |  |  | R-410A | 1.9333 | Residential & Commercial | USHP | Ducted CEE Tier 1
212625632 | Central HP <5.4 tons | COLEMAN | HRCU-A-CB (Split System: Heat Pump with Remote Outdoor Unit-Air-Source) | HMH72B341 | ASPEN |  | C(A,C,D,E)42B36+TDR | TP9C120D20MP13 | 31800 | 17 | 8.1 | 32200 | 28200 | 87.58% | 2.5 | 0 | 9.4 |  |  |  |  | R-410A | 2.65 | Residential & Commercial | USHP
212625639 | Central HP <5.4 tons | COLEMAN | HRCU-A-CB (Split System: Heat Pump with Remote Outdoor Unit-Air-Source) | HMH72B341 | ASPEN |  | C(A,C,D,E)36B26+TDR | CPLC120C20MP13 | 28600 | 15.6 | 8.1 | 32400 | 27400 | 84.57% | 2.45 | 0 | 8.4 |  |  |  |  | R-410A | 2.3833 | Residential & Commercial | USHP
212625650 | Central HP <5.4 tons | COLEMAN | HRCU-A-CB (Split System: Heat Pump with Remote Outdoor Unit-Air-Source) | HMH72B341 | ASPEN |  | D(A,C,E)42C26+TDR | TM8V120C20MP12 | 29600 | 15.9 | 8.5 | 32400 | 27400 | 84.57% | 2.7 | 0 | 8 |  |  |  |  | R-410A | 2.4667 | Residential & Commercial | USHP
212625657 | Central HP <5.4 tons | COLEMAN | HRCU-A-CB (Split System: Heat Pump with Remote Outdoor Unit-Air-Source) | HMH72B341 | ASPEN |  | D(A,C,E)36D26+TDR | TPLC100C20MP13 | 29600 | 15.9 | 8.1 | 32400 | 27400 | 84.57% | 2.45 | 0 | 8 |  |  |  |  | R-410A | 2.4667 | Residential & Commercial | USHP
212625666 | Central HP <5.4 tons | COLEMAN | HRCU-A-CB (Split System: Heat Pump with Remote Outdoor Unit-Air-Source) | HMH72B341 | ASPEN |  | C(A,C,D,E)48C26+TDR | CPLC100C20MP13 | 30000 | 16 | 8.1 | 32400 | 27800 | 85.8% | 2.44 | 0 | 8.6 |  |  |  |  | R-410A | 2.5 | Residential & Commercial | USHP
212625673 | Central HP <5.4 tons | COLEMAN | HRCU-A-CB (Split System: Heat Pump with Remote Outdoor Unit-Air-Source) | HMH72B341 | ASPEN |  | D(A,C,E)42B36+TDR | CPLC100C20MP13 | 31800 | 16.5 | 8.1 | 32400 | 27800 | 85.8% | 2.44 | 0 | 8.9 |  |  |  |  | R-410A | 2.65 | Residential & Commercial | USHP
212625689 | Central HP <5.4 tons | COLEMAN | HRCU-A-CB (Split System: Heat Pump with Remote Outdoor Unit-Air-Source) | HMH72B341 | ASPEN |  | D(A,C,E)36C36+TDR | CPLC120C20MP13 | 31800 | 16.5 | 8.1 | 32400 | 27800 | 85.8% | 2.44 | 0 | 8.9 |  |  |  |  | R-410A | 2.65 | Residential & Commercial | USHP
212625714 | Central HP <5.4 tons | COLEMAN | HRCU-A-CB (Split System: Heat Pump with Remote Outdoor Unit-Air-Source) | HMH72B341 | ASPEN |  | D(A,C,E)42D36+TDR | TM8V100C20MP12 | 32600 | 16.5 | 8.1 | 32400 | 27800 | 85.8% | 2.44 | 0 | 9 |  |  |  |  | R-410A | 2.7167 | Residential & Commercial | USHP
212628019 | Central HP <5.4 tons | COLEMAN | HRCU-A-CB (Split System: Heat Pump with Remote Outdoor Unit-Air-Source) | HMH72B341 | ASPEN |  | D(A,C,E)48C26+TDR | TP9C100C16MP13 | 30600 | 17.2 | 8.1 | 34000 | 27400 | 80.59% | 2.47 | 0 | 9.6 |  |  |  |  | R-410A | 2.55 | Residential & Commercial | USHP
212628036 | Central HP <5.4 tons | COLEMAN | HRCU-A-CB (Split System: Heat Pump with Remote Outdoor Unit-Air-Source) | HMH72B341 | ASPEN |  | D(A,C,E)48D26+TDR | TM8Y100C20MP11 | 33000 | 18 | 8.5 | 34000 | 30200 | 88.82% | 2.85 | 0 | 9.5 |  |  |  |  | R-410A | 2.75 | Residential & Commercial | USHP
212628067 | Central HP <5.4 tons | COLEMAN | HRCU-A-CB (Split System: Heat Pump with Remote Outdoor Unit-Air-Source) | HMH72B341 | ASPEN |  | C(A,C,D,E)36B26+TDR | CP9C100C20MP13 | 29200 | 16.7 | 8.1 | 34000 | 28000 | 82.35% | 2.47 | 0 | 8.9 |  |  |  |  | R-410A | 2.4333 | Residential & Commercial | USHP
212628086 | Central HP <5.4 tons | COLEMAN | HRCU-A-CB (Split System: Heat Pump with Remote Outdoor Unit-Air-Source) | HMH72B341 | ASPEN |  | D(A,C,E)42A46+TDR | CP9C100C20MP13 | 32400 | 17.5 | 8.1 | 34000 | 28400 | 83.53% | 2.46 | 0 | 9.5 |  |  |  |  | R-410A | 2.7 | Residential & Commercial | USHP
212628100 | Central HP <5.4 tons | COLEMAN | HRCU-A-CB (Split System: Heat Pump with Remote Outdoor Unit-Air-Source) | HMH72B341 | ASPEN |  | C(A,C,D,E)48C26+TDR | TM9V100C20MP12 | 30400 | 17.1 | 8.5 | 34000 | 28400 | 83.53% | 2.7 | 0 | 9 |  |  |  |  | R-410A | 2.5333 | Residential & Commercial | USHP
216055693 | Central HP <5.4 tons | CHAMPION HEATING AND COOLING | HRCU-A-CB (Split System: Heat Pump with Remote Outdoor Unit-Air-Source) | HH836E2S11 | ASPEN |  | D(A,C,E)36A4K+TDR | TM8V100C16MP12 | 31000 | 18 | 8.5 | 31200 | 25400 | 81.41% | 2 | 0 | 10.5 |  |  |  |  | R-454B | 2.5833 | Residential & Commercial | USHP | Ducted CEE Tier 1
216055747 | Central HP <5.4 tons | CHAMPION HEATING AND COOLING | HRCU-A-CB (Split System: Heat Pump with Remote Outdoor Unit-Air-Source) | HH836E2S11 | ASPEN |  | D(A,C,E)36A4K+TDR | TM9Y080B12MP11 | 30600 | 18 | 8.5 | 31000 | 25400 | 81.94% | 2 | 0 | 10.5 |  |  |  |  | R-454B | 2.55 | Residential & Commercial | USHP | Ducted CEE Tier 1
216055760 | Central HP <5.4 tons | CHAMPION HEATING AND COOLING | HRCU-A-CB (Split System: Heat Pump with Remote Outdoor Unit-Air-Source) | HH836E2S11 | ASPEN |  | C(A,C,D,E)36B3K+TDR | TMLE080C16MP11 | 31000 | 18 | 8.5 | 31000 | 25200 | 81.29% | 2 | 0 | 10.5 |  |  |  |  | R-454B | 2.5833 | Residential & Commercial | USHP | Ducted CEE Tier 1
214331865 | Central HP <5.4 tons | BOSCH | HRCU-A-CB (Split System: Heat Pump with Remote Outdoor Unit-Air-Source) | BOVB-36HDN1-M20G | ASPEN |  | D(A,C,E)36A3G+TXV+TDR | BGH96M100C5A | 29800 | 18.5 | 8.7 | 34000 | 27400 | 80.59% | 2.43 | 0 | 11 |  |  |  |  | R-410A | 2.4833 | Residential & Commercial | USHP | Ducted CEE Tier 1
214331867 | Central HP <5.4 tons | BOSCH | HRCU-A-CB (Split System: Heat Pump with Remote Outdoor Unit-Air-Source) | BOVB-36HDN1-M20G | ASPEN |  | D(A,C,E)36C4G+TXV+TDR | BGH96M100C5A | 31200 | 18.5 | 9 | 34200 | 27600 | 80.7% | 2.51 | 0 | 11.9 |  |  |  |  | R-410A | 2.6 | Residential & Commercial | USHP | Ducted CEE Tier 1
213927959 | Central HP <5.4 tons | WESTINGHOUSE | HRCU-A-C (Split System: Heat Pump with Remote Outdoor Unit with No Indoor Fan --Air Source) | WHM48SZA21S | ASPEN |  | D(A,C,E)61C44+TDR | 0 | 41000 | 15.55 | 8.55 | 42000 | 34600 | 82.38% | 1.94 | 0 | 11.4 |  |  |  |  | R-410A | 3.4167 | Residential & Commercial | USHP | Ducted CEE Tier 1
213205815 | Central HP <5.4 tons | CARRIER | HRCU-A-CB (Split System: Heat Pump with Remote Outdoor Unit-Air-Source) | 38MURAQ24AA3* | ASPEN |  | D(A,C,E)30B34+TDR | 58S(B,C)*A045E17**12 | 23800 | 16 | 8.1 | 25400 | 22600 | 88.98% | 2.92 | 0 | 9.5 |  |  |  |  | R-410A | 1.9833 | Residential & Commercial | USHP
213206015 | Central HP <5.4 tons | CARRIER | HRCU-A-CB (Split System: Heat Pump with Remote Outdoor Unit-Air-Source) | 38MURAQ24AA3* | ASPEN |  | D(A,C,E)36C34+TDR | 59SC2D060E17**14 | 23800 | 16 | 8.1 | 25800 | 22800 | 88.37% | 2.91 | 0 | 9.5 |  |  |  |  | R-410A | 1.9833 | Residential & Commercial | USHP
213206106 | Central HP <5.4 tons | CARRIER | HRCU-A-CB (Split System: Heat Pump with Remote Outdoor Unit-Air-Source) | 38MURAQ24AA3* | ASPEN |  | D(A,C,E)36C34+TDR | 59SC5B060E17**14 | 23800 | 15.4 | 8.5 | 25400 | 22600 | 88.98% | 2.89 | 0 | 9.3 |  |  |  |  | R-410A | 1.9833 | Residential & Commercial | USHP
212627656 | Central HP <5.4 tons | COLEMAN | HRCU-A-CB (Split System: Heat Pump with Remote Outdoor Unit-Air-Source) | HMH72B341 | ASPEN |  | D(A,C,E)42A46+TDR | TM9Y080C16MP11 | 32400 | 18.5 | 8.5 | 34000 | 28000 | 82.35% | 2.66 | 0 | 9.5 |  |  |  |  | R-410A | 2.7 | Residential & Commercial | USHP
216055732 | Central HP <5.4 tons | CHAMPION HEATING AND COOLING | HRCU-A-CB (Split System: Heat Pump with Remote Outdoor Unit-Air-Source) | HH836E2S11 | ASPEN |  | D(A,C,E)36A4K+TDR | TM9V080B12MP12 | 30600 | 18 | 8.5 | 30800 | 25200 | 81.82% | 2 | 0 | 10.5 |  |  |  |  | R-454B | 2.55 | Residential & Commercial | USHP | Ducted CEE Tier 1
212625732 | Central HP <5.4 tons | COLEMAN | HRCU-A-CB (Split System: Heat Pump with Remote Outdoor Unit-Air-Source) | HMH72B341 | ASPEN |  | D(A,C,E)42D26+TDR | TM8V120C20MP12 | 30000 | 16 | 8.5 | 32400 | 27800 | 85.8% | 2.7 | 0 | 8.6 |  |  |  |  | R-410A | 2.5 | Residential & Commercial | USHP
212625741 | Central HP <5.4 tons | COLEMAN | HRCU-A-CB (Split System: Heat Pump with Remote Outdoor Unit-Air-Source) | HMH72B341 | ASPEN |  | C(A,C,D,E)36C36+TDR | TMLV120C20MP12 | 31800 | 16.5 | 8.1 | 32400 | 27800 | 85.8% | 2.44 | 0 | 8.9 |  |  |  |  | R-410A | 2.65 | Residential & Commercial | USHP
212625750 | Central HP <5.4 tons | COLEMAN | HRCU-A-CB (Split System: Heat Pump with Remote Outdoor Unit-Air-Source) | HMH72B341 | ASPEN |  | D(A,C,E)42C36+TDR | TMLV120C20MP12 | 32200 | 16.5 | 8.1 | 32400 | 27800 | 85.8% | 2.44 | 0 | 9 |  |  |  |  | R-410A | 2.6833 | Residential & Commercial | USHP
212625789 | Central HP <5.4 tons | COLEMAN | HRCU-A-CB (Split System: Heat Pump with Remote Outdoor Unit-Air-Source) | HMH72B341 | ASPEN |  | D(A,C,E)42D26+TDR | TPLC120C20MP13 | 30000 | 16 | 8.1 | 32400 | 27800 | 85.8% | 2.44 | 0 | 8.6 |  |  |  |  | R-410A | 2.5 | Residential & Commercial | USHP
212625807 | Central HP <5.4 tons | COLEMAN | HRCU-A-CB (Split System: Heat Pump with Remote Outdoor Unit-Air-Source) | HMH72B341 | ASPEN |  | D(A,C,E)36B46+TDR | TM9Y120D20MP11 | 32600 | 16.5 | 8.5 | 32400 | 28200 | 87.04% | 2.77 | 0 | 9.5 |  |  |  |  | R-410A | 2.7167 | Residential & Commercial | USHP
212625823 | Central HP <5.4 tons | COLEMAN | HRCU-A-CB (Split System: Heat Pump with Remote Outdoor Unit-Air-Source) | HMH72B341 | ASPEN |  | C(A,C,D,E)36B26+TDR | CP9C120D20MP13 | 28800 | 16.1 | 8.1 | 32400 | 27800 | 85.8% | 2.52 | 0 | 8.9 |  |  |  |  | R-410A | 2.4 | Residential & Commercial | USHP
214595321 | Central HP <5.4 tons | BOSCH | HRCU-A-C (Split System: Heat Pump with Remote Outdoor Unit with No Indoor Fan --Air Source) | BOVB-36HDN1-M20G | ASPEN |  | D(A,C,E)36C36+TDR | 0 | 22200 | 15.2 | 8.9 | 24000 | 29400 | 122.5% | 1.95 | 0 | 11.9 |  |  |  |  | R-410A | 1.85 | Residential & Commercial | USHP | Ducted CEE Tier 1
215375391 | Central HP <5.4 tons | BOSCH | HRCU-A-CB (Split System: Heat Pump with Remote Outdoor Unit-Air-Source) | BOVA-36HDN1-M20G | ASPEN |  | D(A,C,E)48A36+TDR | BGH96M080B3B | 31000 | 17.5 | 8.6 | 33600 | 24800 | 73.81% | 2.31 | 0 | 10.5 |  |  |  |  | R-410A | 2.5833 | Residential & Commercial | USHP | Ducted CEE Tier 1
212625843 | Central HP <5.4 tons | COLEMAN | HRCU-A-CB (Split System: Heat Pump with Remote Outdoor Unit-Air-Source) | HMH72B341 | ASPEN |  | D(A,C,E)42B36+TDR | CP9C120D20MP13 | 32000 | 17 | 8.1 | 32400 | 28200 | 87.04% | 2.51 | 0 | 9.4 |  |  |  |  | R-410A | 2.6667 | Residential & Commercial | USHP
212625850 | Central HP <5.4 tons | COLEMAN | HRCU-A-CB (Split System: Heat Pump with Remote Outdoor Unit-Air-Source) | HMH72B341 | ASPEN |  | D(A,C,E)48D26+TDR | CP9C120D20MP13 | 30600 | 16.6 | 8.1 | 32400 | 28200 | 87.04% | 2.51 | 0 | 9 |  |  |  |  | R-410A | 2.55 | Residential & Commercial | USHP
212625882 | Central HP <5.4 tons | COLEMAN | HRCU-A-CB (Split System: Heat Pump with Remote Outdoor Unit-Air-Source) | HMH72B341 | ASPEN |  | D(A,C,E)42A46+TDR | TP9C120D20MP13 | 32000 | 17 | 8.1 | 32400 | 28200 | 87.04% | 2.51 | 0 | 9.4 |  |  |  |  | R-410A | 2.6667 | Residential & Commercial | USHP
212625916 | Central HP <5.4 tons | COLEMAN | HRCU-A-CB (Split System: Heat Pump with Remote Outdoor Unit-Air-Source) | HMH72B341 | ASPEN |  | C(A,C,D,E)48C26+TDR | TM9V040A10MP12 | 30400 | 16.7 | 8.1 | 33200 | 27400 | 82.53% | 2.41 | 0 | 9 |  |  |  |  | R-410A | 2.5333 | Residential & Commercial | USHP
212625918 | Central HP <5.4 tons | COLEMAN | HRCU-A-CB (Split System: Heat Pump with Remote Outdoor Unit-Air-Source) | HMH72B341 | ASPEN |  | D(A,C,E)36B36+TDR | TM9V040A10MP12 | 31600 | 17 | 8.1 | 33200 | 27400 | 82.53% | 2.41 | 0 | 9.4 |  |  |  |  | R-410A | 2.6333 | Residential & Commercial | USHP
212625932 | Central HP <5.4 tons | COLEMAN | HRCU-A-CB (Split System: Heat Pump with Remote Outdoor Unit-Air-Source) | HMH72B341 | ASPEN |  | D(A,C,E)48D26+TDR | TM9V040A10MP12 | 30800 | 16.8 | 8.1 | 33200 | 27400 | 82.53% | 2.41 | 0 | 9.3 |  |  |  |  | R-410A | 2.5667 | Residential & Commercial | USHP
212626075 | Central HP <5.4 tons | COLEMAN | HRCU-A-CB (Split System: Heat Pump with Remote Outdoor Unit-Air-Source) | HMH72B341 | ASPEN |  | D(A,C,E)36D36+TDR | TM8Y080B12MP11 | 33000 | 18 | 8.5 | 33400 | 27400 | 82.04% | 2.65 | 0 | 10 |  |  |  |  | R-410A | 2.75 | Residential & Commercial | USHP | Ducted CEE Tier 1
212626282 | Central HP <5.4 tons | COLEMAN | HRCU-A-CB (Split System: Heat Pump with Remote Outdoor Unit-Air-Source) | HMH72B341 | ASPEN |  | C(A,C,D,E)48A26+TDR | TM9E080B12MP12 | 30000 | 16.9 | 8.3 | 33600 | 27600 | 82.14% | 2.59 | 0 | 9.5 |  |  |  |  | R-410A | 2.5 | Residential & Commercial | USHP
212626334 | Central HP <5.4 tons | COLEMAN | HRCU-A-CB (Split System: Heat Pump with Remote Outdoor Unit-Air-Source) | HMH72B341 | ASPEN |  | C(A,C,D,E)42B36+TDR | TM8Y100C20MP11 | 33600 | 18 | 8.1 | 33600 | 30000 | 89.29% | 2.72 | 0 | 9.5 |  |  |  |  | R-410A | 2.8 | Residential & Commercial | USHP
212626400 | Central HP <5.4 tons | COLEMAN | HRCU-A-CB (Split System: Heat Pump with Remote Outdoor Unit-Air-Source) | HMH72B341 | ASPEN |  | D(A,C,E)48C36+TDR | TM9E100C16MP12 | 33200 | 18 | 8.5 | 33600 | 27200 | 80.95% | 2.66 | 0 | 10 |  |  |  |  | R-410A | 2.7667 | Residential & Commercial | USHP | Ducted CEE Tier 1
212626409 | Central HP <5.4 tons | COLEMAN | HRCU-A-CB (Split System: Heat Pump with Remote Outdoor Unit-Air-Source) | HMH72B341 | ASPEN |  | C(A,C,D,E)48A26+TDR | TL8E100C20UH11 | 29600 | 16.9 | 8.3 | 33600 | 27200 | 80.95% | 2.65 | 0 | 9.5 |  |  |  |  | R-410A | 2.4667 | Residential & Commercial | USHP
212626418 | Central HP <5.4 tons | COLEMAN | HRCU-A-CB (Split System: Heat Pump with Remote Outdoor Unit-Air-Source) | HMH72B341 | ASPEN |  | C(A,C,D,E)48A26+TDR | TM9V100C20MP12 | 29600 | 16.9 | 8.4 | 33600 | 28000 | 83.33% | 2.68 | 0 | 9 |  |  |  |  | R-410A | 2.4667 | Residential & Commercial | USHP
212626620 | Central HP <5.4 tons | COLEMAN | HRCU-A-CB (Split System: Heat Pump with Remote Outdoor Unit-Air-Source) | HMH72B341 | ASPEN |  | D(A,C,E)42A46+TDR | TM9Y100C16MP11 | 32800 | 18 | 8.3 | 33800 | 28600 | 84.62% | 2.69 | 0 | 10 |  |  |  |  | R-410A | 2.7333 | Residential & Commercial | USHP | Ducted CEE Tier 1
212626693 | Central HP <5.4 tons | COLEMAN | HRCU-A-CB (Split System: Heat Pump with Remote Outdoor Unit-Air-Source) | HMH72B341 | ASPEN |  | C(A,C,D,E)36B26+TDR | TM9Y100C16MP11 | 30600 | 17.9 | 8.3 | 33800 | 28600 | 84.62% | 2.68 | 0 | 9.8 |  |  |  |  | R-410A | 2.55 | Residential & Commercial | USHP
214331833 | Central HP <5.4 tons | BOSCH | HRCU-A-CB (Split System: Heat Pump with Remote Outdoor Unit-Air-Source) | BOVB-36HDN1-M20G | ASPEN |  | D(A,C,E)48A3G+TXV+TDR | BGH96M060B3A | 30800 | 17.5 | 8.6 | 33600 | 26600 | 79.17% | 2.34 | 0 | 10.5 |  |  |  |  | R-410A | 2.5667 | Residential & Commercial | USHP | Ducted CEE Tier 1
214331835 | Central HP <5.4 tons | BOSCH | HRCU-A-CB (Split System: Heat Pump with Remote Outdoor Unit-Air-Source) | BOVB-36HDN1-M20G | ASPEN |  | D(A,C,E)30B3G+TXV+TDR | BGH96M060B3B | 22200 | 18 | 8.7 | 23800 | 22200 | 93.28% | 2.23 | 0 | 11.8 |  |  |  |  | R-410A | 1.85 | Residential & Commercial | USHP | Ducted CEE Tier 1
213752426 | Central HP <5.4 tons | CARRIER | HRCU-A-CB (Split System: Heat Pump with Remote Outdoor Unit-Air-Source) | 38MURAQ24AA3* | ASPEN |  | D(A,C,E)24B44+TDR | 59SC6A026M14**10 | 23400 | 15.5 | 8.1 | 25200 | 22600 | 89.68% | 2.86 | 0 | 9 |  |  |  |  | R-410A | 1.95 | Residential & Commercial | USHP
213752559 | Central HP <5.4 tons | CARRIER | HRCU-A-CB (Split System: Heat Pump with Remote Outdoor Unit-Air-Source) | 38MURAQ24AA3* | ASPEN |  | D(A,C,E)24B44+TDR | 59TP6C040V14**10 | 22400 | 15.3 | 8.1 | 24400 | 22200 | 90.98% | 2.86 | 0 | 9.3 |  |  |  |  | R-410A | 1.8667 | Residential & Commercial | USHP
213752593 | Central HP <5.4 tons | CARRIER | HRCU-A-CB (Split System: Heat Pump with Remote Outdoor Unit-Air-Source) | 38MURAQ24AA3* | ASPEN |  | D(A,C,E)30C44+TDR | 59TP6C080V17**16 | 23400 | 16 | 8.1 | 24800 | 22200 | 89.52% | 2.84 | 0 | 9.5 |  |  |  |  | R-410A | 1.95 | Residential & Commercial | USHP
214595318 | Central HP <5.4 tons | BOSCH | HRCU-A-C (Split System: Heat Pump with Remote Outdoor Unit with No Indoor Fan --Air Source) | BOVB-36HDN1-M20G | ASPEN |  | D(A,C,E)30B46+TDR | 0 | 22000 | 15.2 | 8.8 | 24000 | 34400 | 143.3% | 1.77 | 0 | 11.9 |  |  |  |  | R-410A | 1.8333 | Residential & Commercial | USHP | Ducted CEE Tier 1
214331697 | Central HP <5.4 tons | BOSCH | HRCU-A-CB (Split System: Heat Pump with Remote Outdoor Unit-Air-Source) | BOVA-36HDN1-M20G | ASPEN |  | D(A,C,E)30B3G+TXV+TDR | BGH96M080B3B | 22200 | 18 | 8.7 | 23800 | 22200 | 93.28% | 2.21 | 0 | 11.8 |  |  |  |  | R-410A | 1.85 | Residential & Commercial | USHP | Ducted CEE Tier 1
214331846 | Central HP <5.4 tons | BOSCH | HRCU-A-CB (Split System: Heat Pump with Remote Outdoor Unit-Air-Source) | BOVB-36HDN1-M20G | ASPEN |  | D(A,C,E)36D3G+TXV+TDR | BGH96M080B3A | 23000 | 18 | 9 | 24000 | 22200 | 92.5% | 2.28 | 0 | 12 |  |  |  |  | R-410A | 1.9167 | Residential & Commercial | USHP | Ducted CEE Tier 1
214331861 | Central HP <5.4 tons | BOSCH | HRCU-A-CB (Split System: Heat Pump with Remote Outdoor Unit-Air-Source) | BOVB-36HDN1-M20G | ASPEN |  | D(A,C,E)36B3G+TXV+TDR | BGH96M080C4B | 31400 | 17.5 | 8.7 | 34000 | 26400 | 77.65% | 2.44 | 0 | 10.8 |  |  |  |  | R-410A | 2.6167 | Residential & Commercial | USHP | Ducted CEE Tier 1
216055737 | Central HP <5.4 tons | CHAMPION HEATING AND COOLING | HRCU-A-CB (Split System: Heat Pump with Remote Outdoor Unit-Air-Source) | HH836E2S11 | ASPEN |  | C(A,C,D,E)48A3K+TDR | TM9V100C16MP12 | 31200 | 18 | 8.1 | 31000 | 25200 | 81.29% | 2 | 0 | 10.5 |  |  |  |  | R-454B | 2.6 | Residential & Commercial | USHP | Ducted CEE Tier 1
212626702 | Central HP <5.4 tons | COLEMAN | HRCU-A-CB (Split System: Heat Pump with Remote Outdoor Unit-Air-Source) | HMH72B341 | ASPEN |  | D(A,C,E)48B36+TDR | TM8E120C16MP11 | 33200 | 18 | 8.2 | 33800 | 28600 | 84.62% | 2.71 | 0 | 10 |  |  |  |  | R-410A | 2.7667 | Residential & Commercial | USHP | Ducted CEE Tier 1
212626834 | Central HP <5.4 tons | COLEMAN | HRCU-A-CB (Split System: Heat Pump with Remote Outdoor Unit-Air-Source) | HMH72B341 | ASPEN |  | C(A,C,D,E)36B36+TDR | TM9E080B12MP12 | 32200 | 17.5 | 8.5 | 33800 | 27400 | 81.07% | 2.65 | 0 | 9.9 |  |  |  |  | R-410A | 2.6833 | Residential & Commercial | USHP
212626836 | Central HP <5.4 tons | COLEMAN | HRCU-A-CB (Split System: Heat Pump with Remote Outdoor Unit-Air-Source) | HMH72B341 | ASPEN |  | C(A,C,D,E)36C36+TDR | TM9E080B12MP12 | 32600 | 17.5 | 8.5 | 33800 | 27400 | 81.07% | 2.65 | 0 | 10 |  |  |  |  | R-410A | 2.7167 | Residential & Commercial | USHP | Ducted CEE Tier 1
212626852 | Central HP <5.4 tons | COLEMAN | HRCU-A-CB (Split System: Heat Pump with Remote Outdoor Unit-Air-Source) | HMH72B341 | ASPEN |  | D(A,C,E)48C36+TDR | TM9E080B12MP12 | 33200 | 17.5 | 8.5 | 33800 | 27400 | 81.07% | 2.65 | 0 | 10 |  |  |  |  | R-410A | 2.7667 | Residential & Commercial | USHP | Ducted CEE Tier 1
212626854 | Central HP <5.4 tons | COLEMAN | HRCU-A-CB (Split System: Heat Pump with Remote Outdoor Unit-Air-Source) | HMH72B341 | ASPEN |  | D(A,C,E)48D36+TDR | TM9E080B12MP12 | 33600 | 17.5 | 8.5 | 33800 | 27400 | 81.07% | 2.65 | 0 | 10 |  |  |  |  | R-410A | 2.8 | Residential & Commercial | USHP | Ducted CEE Tier 1
212626893 | Central HP <5.4 tons | COLEMAN | HRCU-A-CB (Split System: Heat Pump with Remote Outdoor Unit-Air-Source) | HMH72B341 | ASPEN |  | D(A,C,E)36D36+TDR | TM8E060A12MP11 | 33000 | 18 | 8.1 | 33800 | 27400 | 81.07% | 2.44 | 0 | 10 |  |  |  |  | R-410A | 2.75 | Residential & Commercial | USHP | Ducted CEE Tier 1
212626895 | Central HP <5.4 tons | COLEMAN | HRCU-A-CB (Split System: Heat Pump with Remote Outdoor Unit-Air-Source) | HMH72B341 | ASPEN |  | D(A,C,E)42B36+TDR | TM8E060A12MP11 | 32600 | 18 | 8.1 | 33800 | 27400 | 81.07% | 2.44 | 0 | 10 |  |  |  |  | R-410A | 2.7167 | Residential & Commercial | USHP | Ducted CEE Tier 1
212626904 | Central HP <5.4 tons | COLEMAN | HRCU-A-CB (Split System: Heat Pump with Remote Outdoor Unit-Air-Source) | HMH72B341 | ASPEN |  | D(A,C,E)48D36+TDR | TM8E060A12MP11 | 33600 | 18 | 8.1 | 33800 | 27400 | 81.07% | 2.44 | 0 | 10 |  |  |  |  | R-410A | 2.8 | Residential & Commercial | USHP | Ducted CEE Tier 1
216055770 | Central HP <5.4 tons | CHAMPION HEATING AND COOLING | HRCU-A-CB (Split System: Heat Pump with Remote Outdoor Unit-Air-Source) | HH836E2S11 | ASPEN |  | C(A,C,D,E)48A3K+TDR | TMLE100C16MP11 | 31400 | 18 | 8.1 | 31200 | 25200 | 80.77% | 2 | 0 | 10.5 |  |  |  |  | R-454B | 2.6167 | Residential & Commercial | USHP | Ducted CEE Tier 1
216055788 | Central HP <5.4 tons | CHAMPION HEATING AND COOLING | HRCU-A-CB (Split System: Heat Pump with Remote Outdoor Unit-Air-Source) | HH836E2S11 | ASPEN |  | C(A,C,D,E)48A3K+TDR | TP9C080B12MP13 | 30800 | 18 | 8.1 | 30800 | 25200 | 81.82% | 2 | 0 | 10.5 |  |  |  |  | R-454B | 2.5667 | Residential & Commercial | USHP | Ducted CEE Tier 1
216055803 | Central HP <5.4 tons | CHAMPION HEATING AND COOLING | HRCU-A-CB (Split System: Heat Pump with Remote Outdoor Unit-Air-Source) | HH836E2S11 | ASPEN |  | C(A,C,D,E)48A3K+TDR | TPLC080C16MP13 | 31200 | 18 | 8.1 | 31200 | 25400 | 81.41% | 2 | 0 | 10.5 |  |  |  |  | R-454B | 2.6 | Residential & Commercial | USHP | Ducted CEE Tier 1
216055804 | Central HP <5.4 tons | CHAMPION HEATING AND COOLING | HRCU-A-CB (Split System: Heat Pump with Remote Outdoor Unit-Air-Source) | HH836E2S11 | ASPEN |  | D(A,C,E)36A4K+TDR | TPLC080C16MP13 | 31000 | 18 | 8.5 | 31200 | 25400 | 81.41% | 2 | 0 | 10.5 |  |  |  |  | R-454B | 2.5833 | Residential & Commercial | USHP | Ducted CEE Tier 1
216055821 | Central HP <5.4 tons | CHAMPION HEATING AND COOLING | HRCU-A-CB (Split System: Heat Pump with Remote Outdoor Unit-Air-Source) | HH836E2S11 | ASPEN |  | C(A,C,D,E)48A3K+TDR | Z8ES100C16SMPS1 | 31600 | 18 | 8.1 | 31400 | 25200 | 80.25% | 2 | 0 | 11.2 |  |  |  |  | R-454B | 2.6333 | Residential & Commercial | USHP | Ducted CEE Tier 1
216055993 | Central HP <5.4 tons | CHAMPION HEATING AND COOLING | HRCU-A-CB (Split System: Heat Pump with Remote Outdoor Unit-Air-Source) | HH860E2S11 | ASPEN |  | D(A,C,E)60A3K+TDR | Z8ES080C16SMPS1 | 41500 | 18 | 8.5 | 44000 | 33400 | 75.91% | 2 | 0 | 11.7 |  |  |  |  | R-454B | 3.4583 | Residential & Commercial | USHP | Ducted CEE Tier 1
216056016 | Central HP <5.4 tons | CHAMPION HEATING AND COOLING | HRCU-A-CB (Split System: Heat Pump with Remote Outdoor Unit-Air-Source) | HH860E2S11 | ASPEN |  | D(A,C,E)60A3K+TDR | Z8ES120C20SMPS1 | 41500 | 17.5 | 8.1 | 45000 | 34000 | 75.56% | 2 | 0 | 11.5 |  |  |  |  | R-454B | 3.4583 | Residential & Commercial | USHP | Ducted CEE Tier 1
215375436 | Central HP <5.4 tons | BOSCH | HRCU-A-CB (Split System: Heat Pump with Remote Outdoor Unit-Air-Source) | BOVD-36HDN1-M20G | ASPEN |  | D(A,C,E)36C44+TDR | BGH96M060B3B | 23400 | 18.5 | 9 | 20000 | 20000 | 100% | 2.86 | 0 | 12 |  |  |  |  | R-410A | 1.95 | Residential & Commercial | USHP | Ducted CEE Tier 1
214331683 | Central HP <5.4 tons | BOSCH | HRCU-A-CB (Split System: Heat Pump with Remote Outdoor Unit-Air-Source) | BOVA-36HDN1-M20G | ASPEN |  | D(A,C,E)24B3G+TXV+TDR | BGH96M060B3A | 21800 | 18 | 8.5 | 23800 | 22200 | 93.28% | 2.19 | 0 | 11 |  |  |  |  | R-410A | 1.8167 | Residential & Commercial | USHP | Ducted CEE Tier 1
214331708 | Central HP <5.4 tons | BOSCH | HRCU-A-CB (Split System: Heat Pump with Remote Outdoor Unit-Air-Source) | BOVA-36HDN1-M20G | ASPEN |  | D(A,C,E)48A3G+TXV+TDR | BGH96M080C4B | 31600 | 17.5 | 8.6 | 33800 | 26400 | 78.11% | 2.42 | 0 | 10.9 |  |  |  |  | R-410A | 2.6333 | Residential & Commercial | USHP | Ducted CEE Tier 1
214331849 | Central HP <5.4 tons | BOSCH | HRCU-A-CB (Split System: Heat Pump with Remote Outdoor Unit-Air-Source) | BOVB-36HDN1-M20G | ASPEN |  | D(A,C,E)30B3G+TXV+TDR | BGH96M080B3B | 22200 | 18 | 8.7 | 23800 | 22200 | 93.28% | 2.21 | 0 | 11.8 |  |  |  |  | R-410A | 1.85 | Residential & Commercial | USHP | Ducted CEE Tier 1
215375393 | Central HP <5.4 tons | BOSCH | HRCU-A-CB (Split System: Heat Pump with Remote Outdoor Unit-Air-Source) | BOVA-36HDN1-M20G | ASPEN |  | D(A,C,E)48A36+TDR | BGH96M100C5B | 30400 | 18.5 | 8.7 | 34000 | 25400 | 74.71% | 2.43 | 0 | 11.7 |  |  |  |  | R-410A | 2.5333 | Residential & Commercial | USHP | Ducted CEE Tier 1
216055809 | Central HP <5.4 tons | CHAMPION HEATING AND COOLING | HRCU-A-CB (Split System: Heat Pump with Remote Outdoor Unit-Air-Source) | HH836E2S11 | ASPEN |  | C(A,C,D,E)48A3K+TDR | Z8ES080B12SMPS1 | 30800 | 18 | 8.1 | 30000 | 24800 | 82.67% | 2 | 0 | 11.2 |  |  |  |  | R-454B | 2.5667 | Residential & Commercial | USHP | Ducted CEE Tier 1
216055816 | Central HP <5.4 tons | CHAMPION HEATING AND COOLING | HRCU-A-CB (Split System: Heat Pump with Remote Outdoor Unit-Air-Source) | HH836E2S11 | ASPEN |  | D(A,C,E)36A4K+TDR | Z8ES080C20SMPS1 | 32000 | 19 | 8.5 | 32200 | 25800 | 80.12% | 2 | 0 | 10.5 |  |  |  |  | R-454B | 2.6667 | Residential & Commercial | USHP | Ducted CEE Tier 1
216055825 | Central HP <5.4 tons | CHAMPION HEATING AND COOLING | HRCU-A-CB (Split System: Heat Pump with Remote Outdoor Unit-Air-Source) | HH836E2S11 | ASPEN |  | D(A,C,E)36A4K+TDR | Z8ES100C20SMPS1 | 31600 | 18 | 8.5 | 31800 | 25400 | 79.87% | 2 | 0 | 10.5 |  |  |  |  | R-454B | 2.6333 | Residential & Commercial | USHP | Ducted CEE Tier 1
216055841 | Central HP <5.4 tons | CHAMPION HEATING AND COOLING | HRCU-A-CB (Split System: Heat Pump with Remote Outdoor Unit-Air-Source) | HH836E2S11 | ASPEN |  | C(A,C,D,E)36B3K+TDR | Z9ES100C16SMPS1 | 32000 | 17.5 | 8.1 | 32400 | 24600 | 75.93% | 2 | 0 | 10.5 |  |  |  |  | R-454B | 2.6667 | Residential & Commercial | USHP | Ducted CEE Tier 1
216055741 | Central HP <5.4 tons | CHAMPION HEATING AND COOLING | HRCU-A-CB (Split System: Heat Pump with Remote Outdoor Unit-Air-Source) | HH836E2S11 | ASPEN |  | D(A,C,E)36A4K+TDR | TM9V100C20MP12 | 31600 | 18 | 8.5 | 32400 | 26000 | 80.25% | 2 | 0 | 9.8 |  |  |  |  | R-454B | 2.6333 | Residential & Commercial | USHP
216055757 | Central HP <5.4 tons | CHAMPION HEATING AND COOLING | HRCU-A-CB (Split System: Heat Pump with Remote Outdoor Unit-Air-Source) | HH836E2S11 | ASPEN |  | C(A,C,D,E)36B3K+TDR | TMLE080B12MP11 | 30800 | 18 | 8.5 | 31400 | 25400 | 80.89% | 2 | 0 | 10.5 |  |  |  |  | R-454B | 2.5667 | Residential & Commercial | USHP | Ducted CEE Tier 1
216055775 | Central HP <5.4 tons | CHAMPION HEATING AND COOLING | HRCU-A-CB (Split System: Heat Pump with Remote Outdoor Unit-Air-Source) | HH836E2S11 | ASPEN |  | C(A,C,D,E)36B3K+TDR | TMLE120C16MP11 | 30600 | 18 | 8.5 | 30200 | 24800 | 82.12% | 2 | 0 | 11 |  |  |  |  | R-454B | 2.55 | Residential & Commercial | USHP | Ducted CEE Tier 1
216055782 | Central HP <5.4 tons | CHAMPION HEATING AND COOLING | HRCU-A-CB (Split System: Heat Pump with Remote Outdoor Unit-Air-Source) | HH836E2S11 | ASPEN |  | C(A,C,D,E)48A3K+TDR | TMLV100C16MP12 | 31200 | 18 | 8.1 | 31200 | 25400 | 81.41% | 2 | 0 | 10.5 |  |  |  |  | R-454B | 2.6 | Residential & Commercial | USHP | Ducted CEE Tier 1
214521989 | Central HP <5.4 tons | COLEMAN | HRCU-A-CB (Split System: Heat Pump with Remote Outdoor Unit-Air-Source) | HMH72B341 | ASPEN |  | C(A,C,D,E)36A34+TDR | Z9ES100C20SMPS1 | 31200 | 17.4 | 8.3 | 33000 | 27600 | 83.64% | 2.65 | 0 | 9.3 |  |  |  |  | R-410A | 2.6 | Residential & Commercial | USHP
216055734 | Central HP <5.4 tons | CHAMPION HEATING AND COOLING | HRCU-A-CB (Split System: Heat Pump with Remote Outdoor Unit-Air-Source) | HH836E2S11 | ASPEN |  | C(A,C,D,E)48A3K+TDR | TM9V080C16MP12 | 31200 | 18 | 8.1 | 31400 | 25400 | 80.89% | 2 | 0 | 10.5 |  |  |  |  | R-454B | 2.6 | Residential & Commercial | USHP | Ducted CEE Tier 1
216055759 | Central HP <5.4 tons | CHAMPION HEATING AND COOLING | HRCU-A-CB (Split System: Heat Pump with Remote Outdoor Unit-Air-Source) | HH836E2S11 | ASPEN |  | D(A,C,E)36A4K+TDR | TMLE080B12MP11 | 30600 | 18 | 8.5 | 31400 | 25400 | 80.89% | 2 | 0 | 10.5 |  |  |  |  | R-454B | 2.55 | Residential & Commercial | USHP | Ducted CEE Tier 1
216055818 | Central HP <5.4 tons | CHAMPION HEATING AND COOLING | HRCU-A-CB (Split System: Heat Pump with Remote Outdoor Unit-Air-Source) | HH836E2S11 | ASPEN |  | C(A,C,D,E)48A3K+TDR | Z8ES100B12SMPS1 | 31000 | 18 | 8.1 | 30400 | 24800 | 81.58% | 2 | 0 | 11.2 |  |  |  |  | R-454B | 2.5833 | Residential & Commercial | USHP | Ducted CEE Tier 1
214864383 | Central HP <5.4 tons | COLEMAN | HRCU-A-CB (Split System: Heat Pump with Remote Outdoor Unit-Air-Source) | HMH72B341 | ASPEN |  | AE*S+CM48E34+TDR | 0 | 31200 | 18.3 | 8.4 | 32800 | 23200 | 70.73% | 2.1 | 0 | 10.3 |  |  |  |  | R-410A | 2.6 | Residential & Commercial | USHP | Ducted CEE Tier 1
214331868 | Central HP <5.4 tons | BOSCH | HRCU-A-CB (Split System: Heat Pump with Remote Outdoor Unit-Air-Source) | BOVB-36HDN1-M20G | ASPEN |  | D(A,C,E)36D3G+TXV+TDR | BGH96M100C5A | 31000 | 18.5 | 9 | 34200 | 27600 | 80.7% | 2.51 | 0 | 11.8 |  |  |  |  | R-410A | 2.5833 | Residential & Commercial | USHP | Ducted CEE Tier 1
214331841 | Central HP <5.4 tons | BOSCH | HRCU-A-CB (Split System: Heat Pump with Remote Outdoor Unit-Air-Source) | BOVB-36HDN1-M20G | ASPEN |  | D(A,C,E)24B3G+TXV+TDR | BGH96M080B3A | 21800 | 18 | 8.5 | 23800 | 22200 | 93.28% | 2.19 | 0 | 11 |  |  |  |  | R-410A | 1.8167 | Residential & Commercial | USHP | Ducted CEE Tier 1
214331850 | Central HP <5.4 tons | BOSCH | HRCU-A-CB (Split System: Heat Pump with Remote Outdoor Unit-Air-Source) | BOVB-36HDN1-M20G | ASPEN |  | D(A,C,E)36A3G+TXV+TDR | BGH96M080B3B | 22200 | 18 | 8.4 | 23600 | 22200 | 94.07% | 2.17 | 0 | 11.8 |  |  |  |  | R-410A | 1.85 | Residential & Commercial | USHP | Ducted CEE Tier 1
214331859 | Central HP <5.4 tons | BOSCH | HRCU-A-CB (Split System: Heat Pump with Remote Outdoor Unit-Air-Source) | BOVB-36HDN1-M20G | ASPEN |  | D(A,C,E)48A3G+TXV+TDR | BGH96M080C4A | 31600 | 17.5 | 8.6 | 33800 | 26400 | 78.11% | 2.42 | 0 | 10.9 |  |  |  |  | R-410A | 2.6333 | Residential & Commercial | USHP | Ducted CEE Tier 1
213892471 | Central HP <5.4 tons | ARMSTRONG AIR | HRCU-A-CB (Split System: Heat Pump with Remote Outdoor Unit-Air-Source) | 4SHP18LX136P | ADP |  | H,A,DG1K942+TXV | A96DS2V070B16 | 23600 | 18 | 8.5 | 22400 | 16200 | 72.32% | 2.16 | 0 | 12 |  |  |  |  | R-410A | 1.9667 | Residential & Commercial | USHP | Ducted CEE Tier 1
216055723 | Central HP <5.4 tons | CHAMPION HEATING AND COOLING | HRCU-A-CB (Split System: Heat Pump with Remote Outdoor Unit-Air-Source) | HH836E2S11 | ASPEN |  | D(A,C,E)36A4K+TDR | TM9E100C16MP12 | 30800 | 18 | 8.5 | 31200 | 25200 | 80.77% | 2 | 0 | 10.5 |  |  |  |  | R-454B | 2.5667 | Residential & Commercial | USHP | Ducted CEE Tier 1
216055750 | Central HP <5.4 tons | CHAMPION HEATING AND COOLING | HRCU-A-CB (Split System: Heat Pump with Remote Outdoor Unit-Air-Source) | HH836E2S11 | ASPEN |  | D(A,C,E)36A4K+TDR | TM9Y080C16MP11 | 31200 | 18 | 8.5 | 32000 | 25800 | 80.62% | 2 | 0 | 10.5 |  |  |  |  | R-454B | 2.6 | Residential & Commercial | USHP | Ducted CEE Tier 1
216055791 | Central HP <5.4 tons | CHAMPION HEATING AND COOLING | HRCU-A-CB (Split System: Heat Pump with Remote Outdoor Unit-Air-Source) | HH836E2S11 | ASPEN |  | C(A,C,D,E)48A3K+TDR | TP9C080C16MP13 | 31200 | 18 | 8.1 | 31400 | 25400 | 80.89% | 2 | 0 | 10.5 |  |  |  |  | R-454B | 2.6 | Residential & Commercial | USHP | Ducted CEE Tier 1
216055823 | Central HP <5.4 tons | CHAMPION HEATING AND COOLING | HRCU-A-CB (Split System: Heat Pump with Remote Outdoor Unit-Air-Source) | HH836E2S11 | ASPEN |  | C(A,C,D,E)36B3K+TDR | Z8ES100C20SMPS1 | 31600 | 18 | 8.5 | 31800 | 25400 | 79.87% | 2 | 0 | 10.5 |  |  |  |  | R-454B | 2.6333 | Residential & Commercial | USHP | Ducted CEE Tier 1
215057483 | Central HP <5.4 tons | BOSCH | HRCU-A-CB (Split System: Heat Pump with Remote Outdoor Unit-Air-Source) | BOVD-36HDN1-M20G | ASPEN |  | L(E,G)M24H4 | 0 | 22400 | 18.5 | 8.5 | 23000 | 17600 | 76.52% | 2 | 0 | 12.5 |  |  |  |  | R-410A | 1.8667 | Residential & Commercial | USHP | Ducted CEE Tier 1
214584488 | Central HP <5.4 tons | BOSCH | HRCU-A-C (Split System: Heat Pump with Remote Outdoor Unit with No Indoor Fan --Air Source) | BOVA-36HDN1-M20G | ASPEN |  | D(A,C,E)24D34+TDR | 0 | 21800 | 15.2 | 8.8 | 23800 | 17400 | 73.11% | 1.9 | 0 | 11.9 |  |  |  |  | R-410A | 1.8167 | Residential & Commercial | USHP | Ducted CEE Tier 1
214625049 | Central HP <5.4 tons | PAYNE | HRCU-A-C (Split System: Heat Pump with Remote Outdoor Unit with No Indoor Fan --Air Source) | 38MURAQ24AB3 | ASPEN |  | D(A,C,E)24A24+TDR | 0 | 20600 | 15.2 | 9.3 | 21000 | 20000 | 95.24% | 1.95 | 0 | 10 |  |  |  |  | R-410A | 1.7167 | Residential & Commercial | USHP | Ducted CEE Tier 1
213803496 | Central HP <5.4 tons | CHAMPION HEATING AND COOLING | HRCU-A-CB (Split System: Heat Pump with Remote Outdoor Unit-Air-Source) | HMH72B341 | ASPEN |  | D(A,C,E)36D34+TDR | Z8ET100C20LMPS1 | 33600 | 18.5 | 8.4 | 33000 | 29600 | 89.7% | 2.81 | 0 | 9.5 |  |  |  |  | R-410A | 2.8 | Residential & Commercial | USHP
213803497 | Central HP <5.4 tons | CHAMPION HEATING AND COOLING | HRCU-A-CB (Split System: Heat Pump with Remote Outdoor Unit-Air-Source) | HMH72B341 | ASPEN |  | D(A,C,E)48A34+TDR | Z8ET100C20LMPS1 | 33600 | 18.5 | 8.1 | 32600 | 29400 | 90.18% | 2.7 | 0 | 9.5 |  |  |  |  | R-410A | 2.8 | Residential & Commercial | USHP
215487447 | Central HP <5.4 tons | DAIKIN | HRCU-A-CB (Split System: Heat Pump with Remote Outdoor Unit-Air-Source) | DH7VSA4810A* |  |  | CHPEA4830*3A* | D*80VC0804C*A* | 45500 | 16.5 | 8.5 | 46000 | 33600 | 73.04% | 2 | 0 | 10 |  |  |  |  | R-32 | 3.7917 | Residential & Commercial | USHP | Ducted CEE Tier 1
216055748 | Central HP <5.4 tons | CHAMPION HEATING AND COOLING | HRCU-A-CB (Split System: Heat Pump with Remote Outdoor Unit-Air-Source) | HH836E2S11 | ASPEN |  | C(A,C,D,E)36B3K+TDR | TM9Y080C16MP11 | 31200 | 18 | 8.5 | 32000 | 25800 | 80.62% | 2 | 0 | 10.5 |  |  |  |  | R-454B | 2.6 | Residential & Commercial | USHP | Ducted CEE Tier 1
216055832 | Central HP <5.4 tons | CHAMPION HEATING AND COOLING | HRCU-A-CB (Split System: Heat Pump with Remote Outdoor Unit-Air-Source) | HH836E2S11 | ASPEN |  | C(A,C,D,E)36B3K+TDR | Z8ET080B12LMPS1 | 30600 | 19 | 8.5 | 30000 | 24800 | 82.67% | 2 | 0 | 11 |  |  |  |  | R-454B | 2.55 | Residential & Commercial | USHP | Ducted CEE Tier 1
214331713 | Central HP <5.4 tons | BOSCH | HRCU-A-CB (Split System: Heat Pump with Remote Outdoor Unit-Air-Source) | BOVA-36HDN1-M20G | ASPEN |  | D(A,C,E)36D3G+TXV+TDR | BGH96M100C5B | 31000 | 18.5 | 9 | 34200 | 27600 | 80.7% | 2.51 | 0 | 11.8 |  |  |  |  | R-410A | 2.5833 | Residential & Commercial | USHP | Ducted CEE Tier 1
214331714 | Central HP <5.4 tons | BOSCH | HRCU-A-CB (Split System: Heat Pump with Remote Outdoor Unit-Air-Source) | BOVA-36HDN1-M20G | ASPEN |  | D(A,C,E)48A3G+TXV+TDR | BGH96M100C5B | 30400 | 18.5 | 8.7 | 34000 | 27400 | 80.59% | 2.43 | 0 | 11.7 |  |  |  |  | R-410A | 2.5333 | Residential & Commercial | USHP | Ducted CEE Tier 1
214331827 | Central HP <5.4 tons | BOSCH | HRCU-A-CB (Split System: Heat Pump with Remote Outdoor Unit-Air-Source) | BOVB-36HDN1-M20G | ASPEN |  | D(A,C,E)24B3G+TXV+TDR | BGH96M060B3A | 21800 | 18 | 8.5 | 23800 | 22200 | 93.28% | 2.19 | 0 | 11 |  |  |  |  | R-410A | 1.8167 | Residential & Commercial | USHP | Ducted CEE Tier 1
214331828 | Central HP <5.4 tons | BOSCH | HRCU-A-CB (Split System: Heat Pump with Remote Outdoor Unit-Air-Source) | BOVB-36HDN1-M20G | ASPEN |  | D(A,C,E)30B3G+TXV+TDR | BGH96M060B3A | 22200 | 18 | 8.7 | 23800 | 22200 | 93.28% | 2.23 | 0 | 11.8 |  |  |  |  | R-410A | 1.85 | Residential & Commercial | USHP | Ducted CEE Tier 1
214331829 | Central HP <5.4 tons | BOSCH | HRCU-A-CB (Split System: Heat Pump with Remote Outdoor Unit-Air-Source) | BOVB-36HDN1-M20G | ASPEN |  | D(A,C,E)36A3G+TXV+TDR | BGH96M060B3A | 22200 | 18 | 8.4 | 23600 | 22200 | 94.07% | 2.17 | 0 | 11.8 |  |  |  |  | R-410A | 1.85 | Residential & Commercial | USHP | Ducted CEE Tier 1
214331831 | Central HP <5.4 tons | BOSCH | HRCU-A-CB (Split System: Heat Pump with Remote Outdoor Unit-Air-Source) | BOVB-36HDN1-M20G | ASPEN |  | D(A,C,E)36C4G+TXV+TDR | BGH96M060B3A | 23200 | 18 | 9 | 24000 | 22200 | 92.5% | 2.28 | 0 | 12 |  |  |  |  | R-410A | 1.9333 | Residential & Commercial | USHP | Ducted CEE Tier 1
214061876 | Central HP <5.4 tons | LENNOX | HRCU-A-CB (Split System: Heat Pump with Remote Outdoor Unit-Air-Source) | SL25XPV-024-230A** | ADP |  | HG80936 | SL280UH090V48B* | 22400 | 22 | 9.3 | 20000 | 20000 | 100% | 1.84 | 0 | 14.5 |  |  |  |  | R-410A | 1.8667 | Residential & Commercial | USHP | Ducted CEE Tier 1
214595300 | Central HP <5.4 tons | BOSCH | HRCU-A-C (Split System: Heat Pump with Remote Outdoor Unit with No Indoor Fan --Air Source) | BOVA-36HDN1-M20G | ASPEN |  | D(A,C,E)30B46+TDR | 0 | 22000 | 15.2 | 8.8 | 24000 | 16900 | 70.42% | 1.98 | 0 | 11.9 |  |  |  |  | R-410A | 1.8333 | Residential & Commercial | USHP | Ducted CEE Tier 1
214595302 | Central HP <5.4 tons | BOSCH | HRCU-A-C (Split System: Heat Pump with Remote Outdoor Unit with No Indoor Fan --Air Source) | BOVA-36HDN1-M20G | ASPEN |  | D(A,C,E)30D36+TDR | 0 | 22200 | 15.2 | 8.9 | 24000 | 22400 | 93.33% | 2 | 0 | 11.9 |  |  |  |  | R-410A | 1.85 | Residential & Commercial | USHP | Ducted CEE Tier 1
214625048 | Central HP <5.4 tons | PAYNE | HRCU-A-C (Split System: Heat Pump with Remote Outdoor Unit with No Indoor Fan --Air Source) | 38MURAQ18AB3 | ASPEN |  | D(A,C,E)24A24+TDR | 0 | 15500 | 15.2 | 9.3 | 14700 | 15000 | 102% | 2.2 | 0 | 11 |  |  |  |  | R-410A | 1.2917 | Residential & Commercial | USHP | Ducted CEE Tier 1
216055688 | Central HP <5.4 tons | CHAMPION HEATING AND COOLING | HRCU-A-CB (Split System: Heat Pump with Remote Outdoor Unit-Air-Source) | HH836E2S11 | ASPEN |  | C(A,C,D,E)36B3K+TDR | TM8V080C16MP12 | 31000 | 18 | 8.5 | 31200 | 25400 | 81.41% | 2 | 0 | 10.5 |  |  |  |  | R-454B | 2.5833 | Residential & Commercial | USHP | Ducted CEE Tier 1
216055702 | Central HP <5.4 tons | CHAMPION HEATING AND COOLING | HRCU-A-CB (Split System: Heat Pump with Remote Outdoor Unit-Air-Source) | HH836E2S11 | ASPEN |  | D(A,C,E)36A4K+TDR | TM8Y100C16MP11 | 30800 | 18 | 8.5 | 30400 | 25000 | 82.24% | 2 | 0 | 11 |  |  |  |  | R-454B | 2.5667 | Residential & Commercial | USHP | Ducted CEE Tier 1
216055703 | Central HP <5.4 tons | CHAMPION HEATING AND COOLING | HRCU-A-CB (Split System: Heat Pump with Remote Outdoor Unit-Air-Source) | HH836E2S11 | ASPEN |  | C(A,C,D,E)36B3K+TDR | TM8Y100C20MP11 | 30800 | 18 | 8.5 | 30600 | 25000 | 81.7% | 2 | 0 | 11 |  |  |  |  | R-454B | 2.5667 | Residential & Commercial | USHP | Ducted CEE Tier 1
214775803 | Central HP <5.4 tons | NAPOLEON | HRCU-A-CB (Split System: Heat Pump with Remote Outdoor Unit-Air-Source) | WSEHV4860RA1-N | ADP |  | H,DE48960 | WPV090T5BA | 53000 | 15.2 | 8.4 | 56000 | 40500 | 72.32% | 1.78 | 0 | 9.5 |  |  |  |  | R-410A | 4.4167 | Residential & Commercial | USHP
213286705 | Central HP <5.4 tons | DAY & NIGHT | HRCU-A-CB (Split System: Heat Pump with Remote Outdoor Unit-Air-Source) | DLCURAH30ABK | ADP |  | CE2903A+TXV | 0 | 29400 | 15.2 | 8.15 | 33200 | 27000 | 81.33% | 1.76 | 0 | 8.5 |  |  |  |  | R-410A | 2.45 | Residential & Commercial | USHP
207455308 | Central HP <5.4 tons | LENNOX | HRCU-A-CB (Split System: Heat Pump with Remote Outdoor Unit-Air-Source) | SL25XPV-024-230A** | ADP |  | L*23/37Z9 | SL280UH080NV48B* | 22600 | 21 | 9.4 | 19800 | 19600 | 98.99% | 1.94 | 14 | 14 |  |  |  |  | R-410A | 1.8833 | Residential & Commercial | USHP | Ducted CEE Tier 1
213205907 | Central HP <5.4 tons | CARRIER | HRCU-A-CB (Split System: Heat Pump with Remote Outdoor Unit-Air-Source) | 38MURAQ24AA3* | ASPEN |  | D(A,C,E)36C34+TDR | 58S(B,C)*A110E21**20 | 23800 | 15.5 | 8.5 | 26200 | 22800 | 87.02% | 2.85 | 0 | 9.5 |  |  |  |  | R-410A | 1.9833 | Residential & Commercial | USHP
213205957 | Central HP <5.4 tons | CARRIER | HRCU-A-CB (Split System: Heat Pump with Remote Outdoor Unit-Air-Source) | 38MURAQ24AA3* | ASPEN |  | D(A,C,E)24B44+TDR | 58TP*A110V21**22 | 23600 | 16.5 | 8.1 | 25000 | 22200 | 88.8% | 2.98 | 0 | 9 |  |  |  |  | R-410A | 1.9667 | Residential & Commercial | USHP
215850380 | Central HP <5.4 tons | COLEMAN | HRCU-A-CB (Split System: Heat Pump with Remote Outdoor Unit-Air-Source) | HH836E2S11 | ASPEN |  | C(A,C,D,E)48A3K+TDR | TM8Y100C16MP11 | 31000 | 18 | 8.1 | 30400 | 25000 | 82.24% | 2 | 0 | 11.2 |  |  |  |  | R-454B | 2.5833 | Residential & Commercial | USHP | Ducted CEE Tier 1
214063855 | Central HP <5.4 tons | BOSCH | HRCU-A-CB (Split System: Heat Pump with Remote Outdoor Unit-Air-Source) | BOVA-36HDN1-M20G | ASPEN |  | D(A,C,E)36C44+TDR | BGH96M080B3B | 23200 | 18 | 9 | 24000 | 22200 | 92.5% | 2.28 | 0 | 12 |  |  |  |  | R-410A | 1.9333 | Residential & Commercial | USHP | Ducted CEE Tier 1
214584508 | Central HP <5.4 tons | BOSCH | HRCU-A-C (Split System: Heat Pump with Remote Outdoor Unit with No Indoor Fan --Air Source) | BOVB-36HDN1-M20G | ASPEN |  | D(A,C,E)30C34+TDR | 0 | 21800 | 15.2 | 8.8 | 23800 | 28400 | 119.3% | 1.9 | 0 | 11.9 |  |  |  |  | R-410A | 1.8167 | Residential & Commercial | USHP | Ducted CEE Tier 1
213821023 | Central HP <5.4 tons | TEMPSTAR | HRCU-A-CB (Split System: Heat Pump with Remote Outdoor Unit-Air-Source) | DLCURAH24AAK | ASPEN |  | D(A,C,E)30C44+TDR | *80MS(N,L)0701412A* | 23800 | 16.5 | 8.1 | 24800 | 22200 | 89.52% | 2.88 | 0 | 9 |  |  |  |  | R-410A | 1.9833 | Residential & Commercial | USHP
213821025 | Central HP <5.4 tons | TEMPSTAR | HRCU-A-CB (Split System: Heat Pump with Remote Outdoor Unit-Air-Source) | DLCURAH24AAK | ASPEN |  | D(A,C,E)36C34+TDR | *80MS(N,L)0701412A* | 23800 | 16.5 | 8.1 | 24800 | 22200 | 89.52% | 2.88 | 0 | 9 |  |  |  |  | R-410A | 1.9833 | Residential & Commercial | USHP
212675692 | Central HP <5.4 tons | BOSCH | HRCU-A-CB (Split System: Heat Pump with Remote Outdoor Unit-Air-Source) | BOVA-60HDN1-M15G | ASPEN |  | L(E,G)M60F4 | 0 | 56000 | 15.5 | 8.5 | 56000 | 42000 | 75% | 2.39 | 0 | 10 |  |  |  |  | R-410A | 4.6667 | Residential & Commercial | USHP | Ducted CEE Tier 1
216056019 | Central HP <5.4 tons | CHAMPION HEATING AND COOLING | HRCU-A-CB (Split System: Heat Pump with Remote Outdoor Unit-Air-Source) | HH860E2S11 | ASPEN |  | C(A,C,D,E)48A3K+TDR | Z8ES130D20SMPS1 | 40500 | 17.5 | 8.5 | 44500 | 33600 | 75.51% | 2 | 0 | 11.7 |  |  |  |  | R-454B | 3.375 | Residential & Commercial | USHP | Ducted CEE Tier 1
213160938 | Central HP <5.4 tons | DAY & NIGHT | HRCU-A-CB (Split System: Heat Pump with Remote Outdoor Unit-Air-Source) | DLCURAH30ABK | ADP |  | PL36H175P069+AEFE4B* | 0 | 29800 | 15.2 | 8.2 | 33200 | 27000 | 81.33% | 1.78 | 0 | 8.5 |  |  |  |  | R-410A | 2.4833 | Residential & Commercial | USHP
213821034 | Central HP <5.4 tons | TEMPSTAR | HRCU-A-CB (Split System: Heat Pump with Remote Outdoor Unit-Air-Source) | DLCURAH24AAK | ASPEN |  | D(A,C,E)36B34+TDR | *80MS(N,L)0701716A* | 23800 | 16.5 | 8.1 | 24800 | 22400 | 90.32% | 2.91 | 0 | 9.5 |  |  |  |  | R-410A | 1.9833 | Residential & Commercial | USHP
213821041 | Central HP <5.4 tons | TEMPSTAR | HRCU-A-CB (Split System: Heat Pump with Remote Outdoor Unit-Air-Source) | DLCURAH24AAK | ASPEN |  | D(A,C,E)24B44+TDR | *80MS(N,L)0901714A* | 23600 | 16.5 | 8.1 | 24800 | 22400 | 90.32% | 2.91 | 0 | 9 |  |  |  |  | R-410A | 1.9667 | Residential & Commercial | USHP
213821052 | Central HP <5.4 tons | TEMPSTAR | HRCU-A-CB (Split System: Heat Pump with Remote Outdoor Unit-Air-Source) | DLCURAH24AAK | ASPEN |  | D(A,C,E)30B34+TDR | *80MS(N,L)0902120A* | 23400 | 16.5 | 8.1 | 24800 | 22400 | 90.32% | 2.89 | 0 | 9.5 |  |  |  |  | R-410A | 1.95 | Residential & Commercial | USHP
213821066 | Central HP <5.4 tons | TEMPSTAR | HRCU-A-CB (Split System: Heat Pump with Remote Outdoor Unit-Air-Source) | DLCURAH24AAK | ASPEN |  | D(A,C,E)24B44+TDR | *80VTL0701716B* | 23400 | 16 | 8.1 | 24800 | 22400 | 90.32% | 2.89 | 0 | 9 |  |  |  |  | R-410A | 1.95 | Residential & Commercial | USHP
213821068 | Central HP <5.4 tons | TEMPSTAR | HRCU-A-CB (Split System: Heat Pump with Remote Outdoor Unit-Air-Source) | DLCURAH24AAK | ASPEN |  | D(A,C,E)30C44+TDR | *80VTL0701716B* | 23800 | 16 | 8.1 | 24800 | 22400 | 90.32% | 2.89 | 0 | 9 |  |  |  |  | R-410A | 1.9833 | Residential & Commercial | USHP
213821075 | Central HP <5.4 tons | TEMPSTAR | HRCU-A-CB (Split System: Heat Pump with Remote Outdoor Unit-Air-Source) | DLCURAH24AAK | ASPEN |  | D(A,C,E)36C34+TDR | *80VTL0902120B* | 23800 | 16 | 8.1 | 24800 | 22400 | 90.32% | 2.9 | 0 | 9 |  |  |  |  | R-410A | 1.9833 | Residential & Commercial | USHP
213821116 | Central HP <5.4 tons | TEMPSTAR | HRCU-A-CB (Split System: Heat Pump with Remote Outdoor Unit-Air-Source) | DLCURAH24AAK | ASPEN |  | D(A,C,E)24B44+TDR | *96MSN0401410A* | 22600 | 15.3 | 8.1 | 24400 | 22200 | 90.98% | 2.87 | 0 | 9.3 |  |  |  |  | R-410A | 1.8833 | Residential & Commercial | USHP
213821118 | Central HP <5.4 tons | TEMPSTAR | HRCU-A-CB (Split System: Heat Pump with Remote Outdoor Unit-Air-Source) | DLCURAH24AAK | ASPEN |  | D(A,C,E)30C44+TDR | *96MSN0401410A* | 23200 | 15.5 | 8.1 | 24400 | 22200 | 90.98% | 2.87 | 0 | 9.4 |  |  |  |  | R-410A | 1.9333 | Residential & Commercial | USHP
207454732 | Central HP <5.4 tons | LENNOX | HRCU-A-CB (Split System: Heat Pump with Remote Outdoor Unit-Air-Source) | SL25XPV-024-230A** | ADP |  | LH35/38F9 | EL296UH090XV48C* | 22200 | 21 | 9.4 | 19800 | 19600 | 98.99% | 1.9 | 14 | 14.5 |  |  |  |  | R-410A | 1.85 | Residential & Commercial | USHP | Ducted CEE Tier 1
207454815 | Central HP <5.4 tons | LENNOX | HRCU-A-CB (Split System: Heat Pump with Remote Outdoor Unit-Air-Source) | SL25XPV-024-230A** | ADP |  | LH29/36F9 | SL280UH090V36B* | 21400 | 22 | 9.45 | 19800 | 19500 | 98.48% | 1.94 | 14 | 14 |  |  |  |  | R-410A | 1.7833 | Residential & Commercial | USHP | Ducted CEE Tier 1
207454816 | Central HP <5.4 tons | LENNOX | HRCU-A-CB (Split System: Heat Pump with Remote Outdoor Unit-Air-Source) | SL25XPV-024-230A** | ADP |  | L*19/36S9 | SL280UH090V36B* | 21400 | 22 | 9.45 | 19800 | 19500 | 98.48% | 1.94 | 14 | 14 |  |  |  |  | R-410A | 1.7833 | Residential & Commercial | USHP | Ducted CEE Tier 1
207454901 | Central HP <5.4 tons | LENNOX | HRCU-A-CB (Split System: Heat Pump with Remote Outdoor Unit-Air-Source) | SL25XPV-024-230A** | ADP |  | L*35/36U9 | SL297UH040NV36B* | 22200 | 22 | 9.9 | 19800 | 20000 | 101% | 1.84 | 14 | 14 |  |  |  |  | R-410A | 1.85 | Residential & Commercial | USHP | Ducted CEE Tier 1
213821143 | Central HP <5.4 tons | TEMPSTAR | HRCU-A-CB (Split System: Heat Pump with Remote Outdoor Unit-Air-Source) | DLCURAH24AAK | ASPEN |  | D(A,C,E)30C44+TDR | *96VTN0401410B* | 23000 | 15.5 | 8.1 | 24400 | 22200 | 90.98% | 2.86 | 0 | 9.4 |  |  |  |  | R-410A | 1.9167 | Residential & Commercial | USHP
213821157 | Central HP <5.4 tons | TEMPSTAR | HRCU-A-CB (Split System: Heat Pump with Remote Outdoor Unit-Air-Source) | DLCURAH24AAK | ASPEN |  | D(A,C,E)30B34+TDR | *96VTN0801716B* | 23200 | 16 | 8.1 | 24600 | 22200 | 90.24% | 2.86 | 0 | 9.5 |  |  |  |  | R-410A | 1.9333 | Residential & Commercial | USHP
213825962 | Central HP <5.4 tons | TRANE | HRCU-A-CB (Split System: Heat Pump with Remote Outdoor Unit-Air-Source) | 4TWV8X36A1 |  |  | 4TXCC005DS3 | *UHMC100CCV4 | 34200 | 18 | 8.2 | 28800 | 20200 | 70.14% | 1.8 | 0 | 12 |  |  |  |  | R-410A | 2.85 | Residential & Commercial | USHP | Ducted CEE Tier 1
213160941 | Central HP <5.4 tons | DAY & NIGHT | HRCU-A-CB (Split System: Heat Pump with Remote Outdoor Unit-Air-Source) | DLCURAH30ABK | ADP |  | PL36H175P789+AEFE4B* | 0 | 31200 | 15.2 | 8.5 | 33800 | 26400 | 78.11% | 1.86 | 0 | 9 |  |  |  |  | R-410A | 2.6 | Residential & Commercial | USHP
216055762 | Central HP <5.4 tons | CHAMPION HEATING AND COOLING | HRCU-A-CB (Split System: Heat Pump with Remote Outdoor Unit-Air-Source) | HH836E2S11 | ASPEN |  | D(A,C,E)36A4K+TDR | TMLE080C16MP11 | 31000 | 18 | 8.5 | 31000 | 25200 | 81.29% | 2 | 0 | 10.5 |  |  |  |  | R-454B | 2.5833 | Residential & Commercial | USHP | Ducted CEE Tier 1
216055882 | Central HP <5.4 tons | CHAMPION HEATING AND COOLING | HRCU-A-CB (Split System: Heat Pump with Remote Outdoor Unit-Air-Source) | HH860E2S11 | ASPEN |  | D(A,C,E)60A3K+TDR | TM8V100C16MP12 | 40500 | 16.5 | 8.1 | 43500 | 33400 | 76.78% | 2 | 0 | 11.2 |  |  |  |  | R-454B | 3.375 | Residential & Commercial | USHP | Ducted CEE Tier 1
212614361 | Central HP <5.4 tons | DAY & NIGHT | HRCU-A-CB (Split System: Heat Pump with Remote Outdoor Unit-Air-Source) | DLCURAH30ABK | ADP |  | F,PE*BB8937 | 0 | 30200 | 15.2 | 8.1 | 32400 | 27000 | 83.33% | 1.78 | 0 | 9 |  |  |  |  | R-410A | 2.5167 | Residential & Commercial | USHP
212614366 | Central HP <5.4 tons | DAY & NIGHT | HRCU-A-CB (Split System: Heat Pump with Remote Outdoor Unit-Air-Source) | DLCURAH30ABK | ADP |  | F,PE*E34936 | 0 | 30200 | 15.2 | 8.4 | 33400 | 27000 | 80.84% | 1.8 | 0 | 9 |  |  |  |  | R-410A | 2.5167 | Residential & Commercial | USHP
213163581 | Central HP <5.4 tons | DAY & NIGHT | HRCU-A-CB (Split System: Heat Pump with Remote Outdoor Unit-Air-Source) | DLCURAH30ABK | ADP |  | H,FG32936+AEFE4B* | 0 | 29600 | 15.2 | 8.15 | 33200 | 27000 | 81.33% | 1.76 | 0 | 8.5 |  |  |  |  | R-410A | 2.4667 | Residential & Commercial | USHP
213160939 | Central HP <5.4 tons | DAY & NIGHT | HRCU-A-CB (Split System: Heat Pump with Remote Outdoor Unit-Air-Source) | DLCURAH30ABK | ADP |  | PL36H175P159+AEFE4B* | 0 | 31200 | 15.2 | 8.5 | 33800 | 26400 | 78.11% | 1.86 | 0 | 9 |  |  |  |  | R-410A | 2.6 | Residential & Commercial | USHP
216055792 | Central HP <5.4 tons | CHAMPION HEATING AND COOLING | HRCU-A-CB (Split System: Heat Pump with Remote Outdoor Unit-Air-Source) | HH836E2S11 | ASPEN |  | D(A,C,E)36A4K+TDR | TP9C080C16MP13 | 30800 | 18 | 8.5 | 31400 | 25400 | 80.89% | 2 | 0 | 10.5 |  |  |  |  | R-454B | 2.5667 | Residential & Commercial | USHP | Ducted CEE Tier 1
213160942 | Central HP <5.4 tons | DAY & NIGHT | HRCU-A-CB (Split System: Heat Pump with Remote Outdoor Unit-Air-Source) | DLCURAH30ABK | ADP |  | V,G36H***P449+AEFE3A* | 0 | 30400 | 15.2 | 8.5 | 33400 | 27000 | 80.84% | 1.82 | 0 | 9 |  |  |  |  | R-410A | 2.5333 | Residential & Commercial | USHP
214595306 | Central HP <5.4 tons | BOSCH | HRCU-A-C (Split System: Heat Pump with Remote Outdoor Unit with No Indoor Fan --Air Source) | BOVA-36HDN1-M20G | ASPEN |  | D(A,C,E)36D36+TDR | 0 | 22400 | 15.2 | 9 | 24000 | 22600 | 94.17% | 2 | 0 | 12 |  |  |  |  | R-410A | 1.8667 | Residential & Commercial | USHP | Ducted CEE Tier 1
212479843 | Central HP <5.4 tons | CARRIER | HRCU-A-CB (Split System: Heat Pump with Remote Outdoor Unit-Air-Source) | 38MURAQ18AB3* | ADP |  | A36VCA+TXV | 59TP6B040V17**12 | 17700 | 15.2 | 8.5 | 17100 | 18700 | 109.4% | 2.28 | 0 | 10.5 |  |  |  |  | R-410A | 1.475 | Residential & Commercial | USHP | Ducted CEE Tier 1
214394736 | Central HP <5.4 tons | RUUD | HRCU-A-CB (Split System: Heat Pump with Remote Outdoor Unit-Air-Source) | RD17AZ60AJ3N | ASPEN |  | D(A,C,E)60D44+TDR | R951V0855A21M4S | 52000 | 17 | 8.1 | 54000 | 49500 | 91.67% | 1.75 | 0 | 9.8 |  |  |  |  | R-410A | 4.3333 | Residential & Commercial | USHP
207454967 | Central HP <5.4 tons | LENNOX | HRCU-A-CB (Split System: Heat Pump with Remote Outdoor Unit-Air-Source) | SL25XPV-024-230A** | ADP |  | L*35/36S9 | SLP99UH090XV36C* | 22200 | 22 | 9.3 | 19800 | 19800 | 100% | 1.9 | 14 | 14.5 |  |  |  |  | R-410A | 1.85 | Residential & Commercial | USHP | Ducted CEE Tier 1
207455326 | Central HP <5.4 tons | LENNOX | HRCU-A-CB (Split System: Heat Pump with Remote Outdoor Unit-Air-Source) | SL25XPV-024-230A** | ADP |  | L*23/37Z9 | SLP99UH070XV36B* | 22800 | 22 | 10.1 | 19600 | 19600 | 100% | 1.96 | 14 | 14.5 |  |  |  |  | R-410A | 1.9 | Residential & Commercial | USHP | Ducted CEE Tier 1
207454824 | Central HP <5.4 tons | LENNOX | HRCU-A-CB (Split System: Heat Pump with Remote Outdoor Unit-Air-Source) | SL25XPV-024-230A** | ADP |  | L*35/36U9 | SL280UH090V48B* | 22400 | 22 | 9.3 | 20000 | 20000 | 100% | 1.84 | 14 | 14.5 |  |  |  |  | R-410A | 1.8667 | Residential & Commercial | USHP | Ducted CEE Tier 1
207454842 | Central HP <5.4 tons | LENNOX | HRCU-A-CB (Split System: Heat Pump with Remote Outdoor Unit-Air-Source) | SL25XPV-024-230A** | ADP |  | L*19/36S9 | SL280UH090XV48B* | 21400 | 21 | 9.35 | 19800 | 19500 | 98.48% | 1.94 | 14 | 14 |  |  |  |  | R-410A | 1.7833 | Residential & Commercial | USHP | Ducted CEE Tier 1
207454924 | Central HP <5.4 tons | LENNOX | HRCU-A-CB (Split System: Heat Pump with Remote Outdoor Unit-Air-Source) | SL25XPV-024-230A** | ADP |  | LH23/37W9 | SL297UH080NV48C* | 22200 | 21 | 9.3 | 19800 | 19800 | 100% | 1.9 | 14 | 14 |  |  |  |  | R-410A | 1.85 | Residential & Commercial | USHP | Ducted CEE Tier 1
214336682 | Central HP <5.4 tons | RHEEM | HRCU-A-CB (Split System: Heat Pump with Remote Outdoor Unit-Air-Source) | RD17AZ60AJ3N | ASPEN |  | CP61C34+TDR | R802VA100521M | 52000 | 18.9 | 8.1 | 53500 | 49000 | 91.59% | 1.75 | 0 | 9.8 |  |  |  |  | R-410A | 4.3333 | Residential & Commercial | USHP
214331834 | Central HP <5.4 tons | BOSCH | HRCU-A-CB (Split System: Heat Pump with Remote Outdoor Unit-Air-Source) | BOVB-36HDN1-M20G | ASPEN |  | D(A,C,E)24B3G+TXV+TDR | BGH96M060B3B | 21800 | 18 | 8.5 | 23800 | 22200 | 93.28% | 2.19 | 0 | 11 |  |  |  |  | R-410A | 1.8167 | Residential & Commercial | USHP | Ducted CEE Tier 1
213785113 | Central HP <5.4 tons | CARRIER | HRCU-A-CB (Split System: Heat Pump with Remote Outdoor Unit-Air-Source) | 25VNA424A*031* |  |  | CAP**3721AL*+UI | 58TN*B090C21**20 | 24200 | 20 | 10.5 | 26400 | 19700 | 74.62% | 2.54 | 0 | 13 |  |  |  |  | R-410A | 2.0167 | Residential & Commercial | USHP | Ducted CEE Tier 1
213785197 | Central HP <5.4 tons | CARRIER | HRCU-A-CB (Split System: Heat Pump with Remote Outdoor Unit-Air-Source) | 25VNA424A*031* |  |  | CSPH*3012AL*+UI | 58TN*B135C24**22 | 23400 | 18.5 | 10 | 26800 | 19900 | 74.25% | 2.44 | 0 | 12.5 |  |  |  |  | R-410A | 1.95 | Residential & Commercial | USHP | Ducted CEE Tier 1
213785233 | Central HP <5.4 tons | CARRIER | HRCU-A-CB (Split System: Heat Pump with Remote Outdoor Unit-Air-Source) | 25VNA424A*031* |  |  | CSPH*3612AL*+UI | 59MN7C100C21**22 | 23800 | 19 | 10 | 26600 | 19700 | 74.06% | 2.5 | 0 | 13 |  |  |  |  | R-410A | 1.9833 | Residential & Commercial | USHP | Ducted CEE Tier 1
213785247 | Central HP <5.4 tons | CARRIER | HRCU-A-CB (Split System: Heat Pump with Remote Outdoor Unit-Air-Source) | 25VNA424A*031* |  |  | CSPH*4212AL*+UI | 58TN*B070C14**12 | 23600 | 19.5 | 9.5 | 26400 | 19800 | 75% | 2.5 | 0 | 13 |  |  |  |  | R-410A | 1.9667 | Residential & Commercial | USHP | Ducted CEE Tier 1
212624451 | Central HP <5.4 tons | COLEMAN | HRCU-A-CB (Split System: Heat Pump with Remote Outdoor Unit-Air-Source) | HMH72B341 | ASPEN |  | C(A,C,D,E)42B24+TDR | TMLV100C16MP12 | 29800 | 16.9 | 8.1 | 33800 | 27200 | 80.47% | 2.48 | 0 | 9.5 |  |  |  |  | R-410A | 2.4833 | Residential & Commercial | USHP
212614363 | Central HP <5.4 tons | DAY & NIGHT | HRCU-A-CB (Split System: Heat Pump with Remote Outdoor Unit-Air-Source) | DLCURAH30ABK | ADP |  | F,PE*E32936 | 0 | 29400 | 15.2 | 8.15 | 33200 | 27000 | 81.33% | 1.76 | 0 | 8.5 |  |  |  |  | R-410A | 2.45 | Residential & Commercial | USHP
213782025 | Central HP <5.4 tons | CARRIER | HRCU-A-CB (Split System: Heat Pump with Remote Outdoor Unit-Air-Source) | 25VNA837A*031* |  |  | CSPH*4212AL*+UI | 59TN6C100C21**22 | 32600 | 16.5 | 8.1 | 33000 | 24600 | 74.55% | 1.94 | 0 | 11 |  |  |  |  | R-410A | 2.7167 | Residential & Commercial | USHP | Ducted CEE Tier 1
216055834 | Central HP <5.4 tons | CHAMPION HEATING AND COOLING | HRCU-A-CB (Split System: Heat Pump with Remote Outdoor Unit-Air-Source) | HH836E2S11 | ASPEN |  | D(A,C,E)36A4K+TDR | Z8ET080B12LMPS1 | 30400 | 19 | 8.5 | 30000 | 24800 | 82.67% | 2 | 0 | 11.2 |  |  |  |  | R-454B | 2.5333 | Residential & Commercial | USHP | Ducted CEE Tier 1
214720231 | Central HP <5.4 tons | BOSCH | HRCU-A-CB (Split System: Heat Pump with Remote Outdoor Unit-Air-Source) | BOVA-24HDN1-M15G | ASPEN |  | AEW254+TDR | 0 | 15900 | 15.2 | 8.1 | 17500 | 12900 | 73.71% | 1.81 | 0 | 10 |  |  |  |  | R-410A | 1.325 | Residential & Commercial | USHP | Ducted CEE Tier 1
213785398 | Central HP <5.4 tons | CARRIER | HRCU-A-CB (Split System: Heat Pump with Remote Outdoor Unit-Air-Source) | 25VNA436A*031* |  |  | CAP**3721AL*+UI | 58TN*B090C17**16 | 33800 | 19 | 9 | 36400 | 25800 | 70.88% | 2.04 | 0 | 12 |  |  |  |  | R-410A | 2.8167 | Residential & Commercial | USHP | Ducted CEE Tier 1
213785466 | Central HP <5.4 tons | CARRIER | HRCU-A-CB (Split System: Heat Pump with Remote Outdoor Unit-Air-Source) | 25VNA436A*031* |  |  | CAP**4321AL*+UI | 59CU5B060C17**16 | 33800 | 19 | 9 | 36600 | 25800 | 70.49% | 2.02 | 0 | 11.7 |  |  |  |  | R-410A | 2.8167 | Residential & Commercial | USHP | Ducted CEE Tier 1
213785482 | Central HP <5.4 tons | CARRIER | HRCU-A-CB (Split System: Heat Pump with Remote Outdoor Unit-Air-Source) | 25VNA436A*031* |  |  | CAP**4821AL*+UI | 58TN*B070C17**16 | 33000 | 19 | 9 | 36600 | 25800 | 70.49% | 2.02 | 0 | 11.7 |  |  |  |  | R-410A | 2.75 | Residential & Commercial | USHP | Ducted CEE Tier 1
216794323 | Central HP <5.4 tons | TRANE | HRCU-A-CB (Split System: Heat Pump with Remote Outdoor Unit-Air-Source) | 5TWV0X24A1 | ASPEN |  | D(A,C,E)30A4J+TDR | S9V2B080D4VSB+LRP | 19700 | 20.6 | 9.5 | 23000 | 22000 | 95.65% | 2.92 | 0 | 11.2 |  |  |  |  | R-454B | 1.6417 | Residential & Commercial | USHP | Ducted CEE Tier 1
213160940 | Central HP <5.4 tons | DAY & NIGHT | HRCU-A-CB (Split System: Heat Pump with Remote Outdoor Unit-Air-Source) | DLCURAH30ABK | ADP |  | V,G36H175P159+AEFE4B* | 0 | 31200 | 15.2 | 8.5 | 33800 | 26400 | 78.11% | 1.86 | 0 | 9 |  |  |  |  | R-410A | 2.6 | Residential & Commercial | USHP
211206845 | Central HP <5.4 tons | LUXAIRE | HRCU-A-CB (Split System: Heat Pump with Remote Outdoor Unit-Air-Source) | HL20B2421 |  |  | XAMB24DE1N1+CC | TM8V080B12MP12 | 22400 | 18 | 8.5 | 23600 | 18400 | 77.97% | 1.92 | 0 | 12 |  |  |  |  | R-410A | 1.8667 | Residential & Commercial | USHP | Ducted CEE Tier 1
213821019 | Central HP <5.4 tons | TEMPSTAR | HRCU-A-CB (Split System: Heat Pump with Remote Outdoor Unit-Air-Source) | DLCURAH24AAK | ASPEN |  | D(A,C,E)36B34+TDR | *80MS(N,L)0451412A* | 23000 | 16.4 | 8.1 | 24400 | 22200 | 90.98% | 2.92 | 0 | 9.3 |  |  |  |  | R-410A | 1.9167 | Residential & Commercial | USHP
213821021 | Central HP <5.4 tons | TEMPSTAR | HRCU-A-CB (Split System: Heat Pump with Remote Outdoor Unit-Air-Source) | DLCURAH24AAK | ASPEN |  | D(A,C,E)24B44+TDR | *80MS(N,L)0701412A* | 23400 | 16.5 | 8.1 | 24800 | 22200 | 89.52% | 2.88 | 0 | 9 |  |  |  |  | R-410A | 1.95 | Residential & Commercial | USHP
213821087 | Central HP <5.4 tons | TEMPSTAR | HRCU-A-CB (Split System: Heat Pump with Remote Outdoor Unit-Air-Source) | DLCURAH24AAK | ASPEN |  | D(A,C,E)30B34+TDR | *92MSN0601412A* | 23600 | 16 | 8.5 | 25000 | 22400 | 89.6% | 2.88 | 0 | 9 |  |  |  |  | R-410A | 1.9667 | Residential & Commercial | USHP
213821137 | Central HP <5.4 tons | TEMPSTAR | HRCU-A-CB (Split System: Heat Pump with Remote Outdoor Unit-Air-Source) | DLCURAH24AAK | ASPEN |  | D(A,C,E)30B34+TDR | *96MSN0802120A* | 23600 | 16 | 8.1 | 25000 | 22200 | 88.8% | 2.9 | 0 | 9 |  |  |  |  | R-410A | 1.9667 | Residential & Commercial | USHP
213821153 | Central HP <5.4 tons | TEMPSTAR | HRCU-A-CB (Split System: Heat Pump with Remote Outdoor Unit-Air-Source) | DLCURAH24AAK | ASPEN |  | D(A,C,E)30C44+TDR | *96VTN0601412B* | 23600 | 16 | 8.1 | 24800 | 22400 | 90.32% | 2.87 | 0 | 9 |  |  |  |  | R-410A | 1.9667 | Residential & Commercial | USHP
213821154 | Central HP <5.4 tons | TEMPSTAR | HRCU-A-CB (Split System: Heat Pump with Remote Outdoor Unit-Air-Source) | DLCURAH24AAK | ASPEN |  | D(A,C,E)36B34+TDR | *96VTN0601412B* | 23400 | 16 | 8.1 | 24800 | 22400 | 90.32% | 2.87 | 0 | 9.5 |  |  |  |  | R-410A | 1.95 | Residential & Commercial | USHP
214331762 | Central HP <5.4 tons | BOSCH | HRCU-A-CB (Split System: Heat Pump with Remote Outdoor Unit-Air-Source) | BOVA-60HDN1-M20G | ASPEN |  | D(A,C,E)60B4G+TXV+TDR | BGH96M080B3B | 41500 | 17 | 8.8 | 43500 | 39500 | 90.8% | 2.4 | 0 | 11.7 |  |  |  |  | R-410A | 3.4583 | Residential & Commercial | USHP | Ducted CEE Tier 1
214331929 | Central HP <5.4 tons | BOSCH | HRCU-A-CB (Split System: Heat Pump with Remote Outdoor Unit-Air-Source) | BOVB-60HDN1-M20G | ASPEN |  | D(A,C,E)48D4G+TXV+TDR | BGH96M080C4B | 41500 | 17 | 8.8 | 44500 | 39000 | 87.64% | 2.39 | 0 | 11.7 |  |  |  |  | R-410A | 3.4583 | Residential & Commercial | USHP | Ducted CEE Tier 1
213278579 | Central HP <5.4 tons | COLEMAN | HRCU-A-CB (Split System: Heat Pump with Remote Outdoor Unit-Air-Source) | HMH72B361 | ASPEN |  | D(A,C,E)36A44+JMET12BS2N1+TDR | 0 | 34000 | 18 | 8.1 | 36000 | 26000 | 72.22% | 2.8 | 0 | 8.9 |  |  |  |  | R-410A | 2.8333 | Residential & Commercial | USHP
210693338 | Central HP <5.4 tons | Liberty Heating & Air Conditioning | HRCU-A-CB (Split System: Heat Pump with Remote Outdoor Unit-Air-Source) | ASZV903610A* |  |  | CA*F3743*6D*+TXV | G*VM970804CNB* | 33600 | 19 | 8.2 | 34000 | 24400 | 71.76% | 1.8 | 0 | 12 |  |  |  |  | R-410A | 2.8 | Residential & Commercial | USHP | Ducted CEE Tier 1
210693354 | Central HP <5.4 tons | Liberty Heating & Air Conditioning | HRCU-A-CB (Split System: Heat Pump with Remote Outdoor Unit-Air-Source) | ASZV903610A* |  |  | CHPF3642C6C*+TXV | G*VS960805CUA* | 33400 | 18 | 8.2 | 34000 | 24400 | 71.76% | 1.8 | 0 | 11 |  |  |  |  | R-410A | 2.7833 | Residential & Commercial | USHP | Ducted CEE Tier 1
210693397 | Central HP <5.4 tons | Liberty Heating & Air Conditioning | HRCU-A-CB (Split System: Heat Pump with Remote Outdoor Unit-Air-Source) | ASZV903610A* |  |  | CSCF3642N6D*+TXV | G*VM970804CNB* | 33800 | 18.5 | 8.2 | 34000 | 24400 | 71.76% | 1.8 | 0 | 11.5 |  |  |  |  | R-410A | 2.8167 | Residential & Commercial | USHP | Ducted CEE Tier 1
210693322 | Central HP <5.4 tons | Liberty Heating & Air Conditioning | HRCU-A-CB (Split System: Heat Pump with Remote Outdoor Unit-Air-Source) | ASZV903610A* |  |  | CA*F3743*6D*+TXV | G*VS800604BUA* | 33600 | 18.5 | 8.2 | 34000 | 24400 | 71.76% | 1.8 | 0 | 12 |  |  |  |  | R-410A | 2.8 | Residential & Commercial | USHP | Ducted CEE Tier 1
214584490 | Central HP <5.4 tons | BOSCH | HRCU-A-C (Split System: Heat Pump with Remote Outdoor Unit with No Indoor Fan --Air Source) | BOVA-36HDN1-M20G | ASPEN |  | D(A,C,E)30C34+TDR | 0 | 21800 | 15.2 | 8.8 | 23800 | 17400 | 73.11% | 1.9 | 0 | 11.9 |  |  |  |  | R-410A | 1.8167 | Residential & Commercial | USHP | Ducted CEE Tier 1
215934587 | Central HP <5.4 tons | AIRQUEST | HRCU-A-CB (Split System: Heat Pump with Remote Outdoor Unit-Air-Source) | H5H3V48*K*AAA* |  |  | ESH5X60M12A*+WALLCON | *95CSU1002122B* | 45000 | 20.5 | 9 | 48500 | 36400 | 75.05% | 1.84 | 0 | 11.5 |  |  |  |  | R-454B | 3.75 | Residential & Commercial | USHP | Ducted CEE Tier 1
216764077 | Central HP <5.4 tons | TRANE | HRCU-A-CB (Split System: Heat Pump with Remote Outdoor Unit-Air-Source) | 5TWR7060A1 |  |  | 5PX*DD10AS3 | S9V2D120D5PSC | 51000 | 16 | 9 | 51000 | 38500 | 75.49% | 2.1 | 0 | 11 |  |  |  |  | R-454B | 4.25 | Residential & Commercial | USHP | Ducted CEE Tier 1
214063911 | Central HP <5.4 tons | BOSCH | HRCU-A-CB (Split System: Heat Pump with Remote Outdoor Unit-Air-Source) | BOVA-60HDN1-M20G | ASPEN |  | D(A,C,E)48B44+TDR | BGH96M080B3A | 40500 | 17 | 8.8 | 43500 | 39500 | 90.8% | 2.4 | 0 | 11 |  |  |  |  | R-410A | 3.375 | Residential & Commercial | USHP | Ducted CEE Tier 1
214063930 | Central HP <5.4 tons | BOSCH | HRCU-A-CB (Split System: Heat Pump with Remote Outdoor Unit-Air-Source) | BOVA-60HDN1-M20G | ASPEN |  | D(A,C,E)48A34+TDR | BGH96M100C5B | 41500 | 17.5 | 8.5 | 46000 | 38500 | 83.7% | 2.27 | 0 | 11.4 |  |  |  |  | R-410A | 3.4583 | Residential & Commercial | USHP | Ducted CEE Tier 1
214063945 | Central HP <5.4 tons | BOSCH | HRCU-A-CB (Split System: Heat Pump with Remote Outdoor Unit-Air-Source) | BOVA-60HDN1-M20G | ASPEN |  | D(A,C,E)60B44+TDR | BGH96M120D5A | 44000 | 17.5 | 9 | 47000 | 38500 | 81.91% | 2.32 | 0 | 11.7 |  |  |  |  | R-410A | 3.6667 | Residential & Commercial | USHP | Ducted CEE Tier 1
213885831 | Central HP <5.4 tons | BOSCH | HRCU-A-CB (Split System: Heat Pump with Remote Outdoor Unit-Air-Source) | BOVA-36HDN1-M20G | ASPEN |  | AE(D,N,U)+CM36B34+TDR | 0 | 22600 | 20 | 9.2 | 23800 | 27200 | 114.3% | 2.52 | 0 | 12.8 |  |  |  |  | R-410A | 1.8833 | Residential & Commercial | USHP | Ducted CEE Tier 1
213927952 | Central HP <5.4 tons | WESTINGHOUSE | HRCU-A-C (Split System: Heat Pump with Remote Outdoor Unit with No Indoor Fan --Air Source) | WHM36SZA21S | ASPEN |  | D(A,C,E)42A44+TDR | 0 | 28800 | 15.5 | 9.4 | 30000 | 24200 | 80.67% | 2.08 | 0 | 11.3 |  |  |  |  | R-410A | 2.4 | Residential & Commercial | USHP | Ducted CEE Tier 1
212989235 | Central HP <5.4 tons | TEMPSTAR | HRCU-A-CB (Split System: Heat Pump with Remote Outdoor Unit-Air-Source) | DLCURAH24ABK |  |  | EN(A,D)4X30L17** | *95MSU0601716A* | 23600 | 17 | 8.5 | 26400 | 24400 | 92.42% | 2.02 | 0 | 10.5 |  |  |  |  | R-410A | 1.9667 | Residential & Commercial | USHP | Ducted CEE Tier 1
213885829 | Central HP <5.4 tons | BOSCH | HRCU-A-CB (Split System: Heat Pump with Remote Outdoor Unit-Air-Source) | BOVA-36HDN1-M20G | ASPEN |  | AE(D,N,U)+CM36A34+TDR | 0 | 22200 | 19.9 | 8.9 | 23600 | 27000 | 114.4% | 2.45 | 0 | 12.7 |  |  |  |  | R-410A | 1.85 | Residential & Commercial | USHP | Ducted CEE Tier 1
214331954 | Central HP <5.4 tons | BOSCH | HRCU-A-CB (Split System: Heat Pump with Remote Outdoor Unit-Air-Source) | BOVB-60HDN1-M20G | ASPEN |  | D(A,C,E)60B4G+TXV+TDR | BGH96M120D5B | 44000 | 17.5 | 9 | 47000 | 38500 | 81.91% | 2.32 | 0 | 11.7 |  |  |  |  | R-410A | 3.6667 | Residential & Commercial | USHP | Ducted CEE Tier 1
214331755 | Central HP <5.4 tons | BOSCH | HRCU-A-CB (Split System: Heat Pump with Remote Outdoor Unit-Air-Source) | BOVA-60HDN1-M20G | ASPEN |  | D(A,C,E)48A3G+TXV+TDR | BGH96M080B3A | 39500 | 17 | 8.5 | 43000 | 39000 | 90.7% | 2.33 | 0 | 11.4 |  |  |  |  | R-410A | 3.2917 | Residential & Commercial | USHP | Ducted CEE Tier 1
215941233 | Central HP <5.4 tons | TEMPSTAR | HRCU-A-CB (Split System: Heat Pump with Remote Outdoor Unit-Air-Source) | T5H3V48*K*AAA* |  |  | ESH5X60M12A*+WALLCON | *97CTN0801716A* | 44000 | 19.5 | 9 | 49000 | 37400 | 76.33% | 1.8 | 0 | 10.5 |  |  |  |  | R-454B | 3.6667 | Residential & Commercial | USHP | Ducted CEE Tier 1
212970458 | Central HP <5.4 tons | AIRQUEST | HRCU-A-CB (Split System: Heat Pump with Remote Outdoor Unit-Air-Source) | DLCURAH36ABK |  |  | END4X42L17** | *80VSL0701716B* | 35600 | 15.5 | 8.1 | 38500 | 35000 | 90.91% | 1.94 | 0 | 10 |  |  |  |  | R-410A | 2.9667 | Residential & Commercial | USHP | Ducted CEE Tier 1
212971877 | Central HP <5.4 tons | AIRQUEST | HRCU-A-CB (Split System: Heat Pump with Remote Outdoor Unit-Air-Source) | DLCURAH36ABK |  |  | EA*4X48L21A* | *80VTL0701716B* | 35600 | 16 | 8.5 | 37800 | 34800 | 92.06% | 2.02 | 0 | 10 |  |  |  |  | R-410A | 2.9667 | Residential & Commercial | USHP | Ducted CEE Tier 1
212969788 | Central HP <5.4 tons | AIRQUEST | HRCU-A-CB (Split System: Heat Pump with Remote Outdoor Unit-Air-Source) | DLCURAH24ABK |  |  | EA*4X37L17A* | *80VSL0451412B* | 24200 | 17 | 8.5 | 25200 | 22000 | 87.3% | 1.84 | 0 | 10 |  |  |  |  | R-410A | 2.0167 | Residential & Commercial | USHP | Ducted CEE Tier 1
212971209 | Central HP <5.4 tons | AIRQUEST | HRCU-A-CB (Split System: Heat Pump with Remote Outdoor Unit-Air-Source) | DLCURAH24ABK |  |  | EN(A,D)4X24L17** | *80VTL0451412B* | 23400 | 17 | 8.5 | 27000 | 25000 | 92.59% | 2.08 | 0 | 10 |  |  |  |  | R-410A | 1.95 | Residential & Commercial | USHP | Ducted CEE Tier 1
214331943 | Central HP <5.4 tons | BOSCH | HRCU-A-CB (Split System: Heat Pump with Remote Outdoor Unit-Air-Source) | BOVB-60HDN1-M20G | ASPEN |  | D(A,C,E)48A3G+TXV+TDR | BGH96M100D5B | 42000 | 17.5 | 8.7 | 46500 | 38500 | 82.8% | 2.27 | 0 | 11.4 |  |  |  |  | R-410A | 3.5 | Residential & Commercial | USHP | Ducted CEE Tier 1
215057490 | Central HP <5.4 tons | BOSCH | HRCU-A-CB (Split System: Heat Pump with Remote Outdoor Unit-Air-Source) | BOVD-36HDN1-M20G | ASPEN |  | L(E,G)M24J4 | 0 | 23000 | 19 | 9 | 23200 | 17600 | 75.86% | 2 | 0 | 12.5 |  |  |  |  | R-410A | 1.9167 | Residential & Commercial | USHP | Ducted CEE Tier 1
214094160 | Central HP <5.4 tons | BOSCH | HRCU-A-CB (Split System: Heat Pump with Remote Outdoor Unit-Air-Source) | BOVB-60HDN1-M20G | ASPEN |  | DM59A44+TDR | BGH96M080C4A | 40500 | 17 | 8.8 | 44500 | 39000 | 87.64% | 2.39 | 0 | 11.5 |  |  |  |  | R-410A | 3.375 | Residential & Commercial | USHP | Ducted CEE Tier 1
214063910 | Central HP <5.4 tons | BOSCH | HRCU-A-CB (Split System: Heat Pump with Remote Outdoor Unit-Air-Source) | BOVA-60HDN1-M20G | ASPEN |  | D(A,C,E)48A34+TDR | BGH96M080B3A | 39500 | 17 | 8.5 | 43000 | 39000 | 90.7% | 2.33 | 0 | 11.4 |  |  |  |  | R-410A | 3.2917 | Residential & Commercial | USHP | Ducted CEE Tier 1
216763692 | Central HP <5.4 tons | TRANE | HRCU-A-C (Split System: Heat Pump with Remote Outdoor Unit with No Indoor Fan --Air Source) | 5TWR7036A1 |  |  | 5PX*C007AS3 | 0 | 33400 | 16 | 8.7 | 33200 | 24600 | 74.1% | 2.1 | 0 | 11.5 |  |  |  |  | R-454B | 2.7833 | Residential & Commercial | USHP | Ducted CEE Tier 1
214331946 | Central HP <5.4 tons | BOSCH | HRCU-A-CB (Split System: Heat Pump with Remote Outdoor Unit-Air-Source) | BOVB-60HDN1-M20G | ASPEN |  | D(A,C,E)60B4G+TXV+TDR | BGH96M100D5B | 44000 | 17.5 | 9 | 47000 | 38500 | 81.91% | 2.32 | 0 | 11.7 |  |  |  |  | R-410A | 3.6667 | Residential & Commercial | USHP | Ducted CEE Tier 1
214331947 | Central HP <5.4 tons | BOSCH | HRCU-A-CB (Split System: Heat Pump with Remote Outdoor Unit-Air-Source) | BOVB-60HDN1-M20G | ASPEN |  | D(A,C,E)48A3G+TXV+TDR | BGH96M120D5A | 42000 | 17.5 | 8.7 | 46500 | 38500 | 82.8% | 2.27 | 0 | 11.4 |  |  |  |  | R-410A | 3.5 | Residential & Commercial | USHP | Ducted CEE Tier 1
213785500 | Central HP <5.4 tons | CARRIER | HRCU-A-CB (Split System: Heat Pump with Remote Outdoor Unit-Air-Source) | 25VNA436A*031* |  |  | CAP**4821AL*+UI | 59TN6C080C17**14 | 33000 | 19 | 9 | 36600 | 26000 | 71.04% | 2.02 | 0 | 11.7 |  |  |  |  | R-410A | 2.75 | Residential & Commercial | USHP | Ducted CEE Tier 1
212675689 | Central HP <5.4 tons | BOSCH | HRCU-A-CB (Split System: Heat Pump with Remote Outdoor Unit-Air-Source) | BOVB-60HDN1-M20G | ASPEN |  | L(E,G)M60F4 | 0 | 52000 | 18 | 9.5 | 55000 | 48500 | 88.18% | 2.48 | 0 | 11.7 |  |  |  |  | R-410A | 4.3333 | Residential & Commercial | USHP | Ducted CEE Tier 1
214331777 | Central HP <5.4 tons | BOSCH | HRCU-A-CB (Split System: Heat Pump with Remote Outdoor Unit-Air-Source) | BOVA-60HDN1-M20G | ASPEN |  | D(A,C,E)48D4G+TXV+TDR | BGH96M100C5B | 44000 | 17.5 | 8.8 | 46500 | 39000 | 83.87% | 2.35 | 0 | 11.7 |  |  |  |  | R-410A | 3.6667 | Residential & Commercial | USHP | Ducted CEE Tier 1
214331780 | Central HP <5.4 tons | BOSCH | HRCU-A-CB (Split System: Heat Pump with Remote Outdoor Unit-Air-Source) | BOVA-60HDN1-M20G | ASPEN |  | D(A,C,E)48B4G+TXV+TDR | BGH96M100D5A | 43500 | 17.5 | 9 | 47000 | 38500 | 81.91% | 2.32 | 0 | 11.6 |  |  |  |  | R-410A | 3.625 | Residential & Commercial | USHP | Ducted CEE Tier 1
210693345 | Central HP <5.4 tons | Liberty Heating & Air Conditioning | HRCU-A-CB (Split System: Heat Pump with Remote Outdoor Unit-Air-Source) | ASZV903610A* |  |  | CHPF3642C6C*+TXV | G*VC800804C*A* | 33400 | 18 | 8.2 | 34000 | 24400 | 71.76% | 1.8 | 0 | 11 |  |  |  |  | R-410A | 2.7833 | Residential & Commercial | USHP | Ducted CEE Tier 1
210693347 | Central HP <5.4 tons | Liberty Heating & Air Conditioning | HRCU-A-CB (Split System: Heat Pump with Remote Outdoor Unit-Air-Source) | ASZV903610A* |  |  | CHPF3642C6C*+TXV | G*VC800805C*A* | 33400 | 18 | 8.2 | 34000 | 24400 | 71.76% | 1.8 | 0 | 11 |  |  |  |  | R-410A | 2.7833 | Residential & Commercial | USHP | Ducted CEE Tier 1
210693386 | Central HP <5.4 tons | Liberty Heating & Air Conditioning | HRCU-A-CB (Split System: Heat Pump with Remote Outdoor Unit-Air-Source) | ASZV903610A* |  |  | CSCF3642N6D*+TXV | G*VC801005C*A* | 33800 | 18.5 | 8.2 | 34000 | 24400 | 71.76% | 1.8 | 0 | 11.5 |  |  |  |  | R-410A | 2.8167 | Residential & Commercial | USHP | Ducted CEE Tier 1
214331765 | Central HP <5.4 tons | BOSCH | HRCU-A-CB (Split System: Heat Pump with Remote Outdoor Unit-Air-Source) | BOVA-60HDN1-M20G | ASPEN |  | D(A,C,E)48D4G+TXV+TDR | BGH96M080C4A | 41500 | 17 | 8.8 | 44500 | 39000 | 87.64% | 2.39 | 0 | 11.7 |  |  |  |  | R-410A | 3.4583 | Residential & Commercial | USHP | Ducted CEE Tier 1
214331774 | Central HP <5.4 tons | BOSCH | HRCU-A-CB (Split System: Heat Pump with Remote Outdoor Unit-Air-Source) | BOVA-60HDN1-M20G | ASPEN |  | D(A,C,E)60B4G+TXV+TDR | BGH96M100C5A | 43500 | 17.5 | 8.8 | 46500 | 39000 | 83.87% | 2.35 | 0 | 11.7 |  |  |  |  | R-410A | 3.625 | Residential & Commercial | USHP | Ducted CEE Tier 1
214331924 | Central HP <5.4 tons | BOSCH | HRCU-A-CB (Split System: Heat Pump with Remote Outdoor Unit-Air-Source) | BOVB-60HDN1-M20G | ASPEN |  | D(A,C,E)48B4G+TXV+TDR | BGH96M080C4A | 40500 | 17 | 8.8 | 44500 | 39000 | 87.64% | 2.39 | 0 | 11 |  |  |  |  | R-410A | 3.375 | Residential & Commercial | USHP | Ducted CEE Tier 1
212675688 | Central HP <5.4 tons | BOSCH | HRCU-A-CB (Split System: Heat Pump with Remote Outdoor Unit-Air-Source) | BOVB-60HDN1-M20G | ASPEN |  | L(E,G)M48G4 | 0 | 47000 | 18.5 | 9.5 | 48000 | 46000 | 95.83% | 2.48 | 0 | 12 |  |  |  |  | R-410A | 3.9167 | Residential & Commercial | USHP | Ducted CEE Tier 1
213782215 | Central HP <5.4 tons | CARRIER | HRCU-A-CB (Split System: Heat Pump with Remote Outdoor Unit-Air-Source) | 25VNA837A*031* |  |  | CSPH*6012AL*+UI | 58TN*B070C14**12 | 32800 | 16.5 | 8.1 | 32400 | 25600 | 79.01% | 2 | 0 | 11 |  |  |  |  | R-410A | 2.7333 | Residential & Commercial | USHP | Ducted CEE Tier 1
214331769 | Central HP <5.4 tons | BOSCH | HRCU-A-CB (Split System: Heat Pump with Remote Outdoor Unit-Air-Source) | BOVA-60HDN1-M20G | ASPEN |  | D(A,C,E)48D4G+TXV+TDR | BGH96M080C4B | 41500 | 17 | 8.8 | 44500 | 39000 | 87.64% | 2.39 | 0 | 11.7 |  |  |  |  | R-410A | 3.4583 | Residential & Commercial | USHP | Ducted CEE Tier 1
215942369 | Central HP <5.4 tons | TEMPSTAR | HRCU-A-CB (Split System: Heat Pump with Remote Outdoor Unit-Air-Source) | T5H3V36*K*AAA* |  |  | EVM5X44M21A*+WALLCON | *97CMN0601714B* | 35200 | 21 | 8.5 | 37400 | 28000 | 74.87% | 2.06 | 0 | 11.7 |  |  |  |  | R-454B | 2.9333 | Residential & Commercial | USHP | Ducted CEE Tier 1
215942469 | Central HP <5.4 tons | TEMPSTAR | HRCU-A-CB (Split System: Heat Pump with Remote Outdoor Unit-Air-Source) | T5H3V36*K*AAA* |  |  | EVD5X60M21A*+WALLCON | *96CTN0601714B* | 35200 | 21 | 8.5 | 37400 | 28000 | 74.87% | 2 | 0 | 11.7 |  |  |  |  | R-454B | 2.9333 | Residential & Commercial | USHP | Ducted CEE Tier 1
212479811 | Central HP <5.4 tons | CARRIER | HRCU-A-CB (Split System: Heat Pump with Remote Outdoor Unit-Air-Source) | 38MURAQ18AB3* | ADP |  | A24VBA+TXV | 58TP*A070V14**12 | 17600 | 16 | 8.5 | 16900 | 18700 | 110.7% | 2.3 | 0 | 10.5 |  |  |  |  | R-410A | 1.4667 | Residential & Commercial | USHP | Ducted CEE Tier 1
212614367 | Central HP <5.4 tons | DAY & NIGHT | HRCU-A-CB (Split System: Heat Pump with Remote Outdoor Unit-Air-Source) | DLCURAH30ABK | ADP |  | F,PE*E34930 | 0 | 30200 | 15.2 | 8.4 | 33400 | 27000 | 80.84% | 1.8 | 0 | 9 |  |  |  |  | R-410A | 2.5167 | Residential & Commercial | USHP
211206979 | Central HP <5.4 tons | LUXAIRE | HRCU-A-CB (Split System: Heat Pump with Remote Outdoor Unit-Air-Source) | HL20B4821 |  |  | XAMC48HE3N1+CC | TM8V100C16MP12 | 43500 | 19 | 9 | 44500 | 36200 | 81.35% | 2.14 | 0 | 12 |  |  |  |  | R-410A | 3.625 | Residential & Commercial | USHP | Ducted CEE Tier 1
214331784 | Central HP <5.4 tons | BOSCH | HRCU-A-CB (Split System: Heat Pump with Remote Outdoor Unit-Air-Source) | BOVA-60HDN1-M20G | ASPEN |  | D(A,C,E)48B4G+TXV+TDR | BGH96M100D5B | 43500 | 17.5 | 9 | 47000 | 38500 | 81.91% | 2.32 | 0 | 11.6 |  |  |  |  | R-410A | 3.625 | Residential & Commercial | USHP | Ducted CEE Tier 1
212851685 | Central HP <5.4 tons | BOSCH | HRCU-A-CB (Split System: Heat Pump with Remote Outdoor Unit-Air-Source) | BOVB-60HDN1-M20G | ASPEN |  | L(E,G)M48B4 | 0 | 46000 | 17.5 | 9 | 47000 | 44500 | 94.68% | 2.36 | 0 | 11.7 |  |  |  |  | R-410A | 3.8333 | Residential & Commercial | USHP | Ducted CEE Tier 1
213885833 | Central HP <5.4 tons | BOSCH | HRCU-A-CB (Split System: Heat Pump with Remote Outdoor Unit-Air-Source) | BOVA-60HDN1-M20G | ASPEN |  | AE(D,N,U)+CM60A34+TDR | 0 | 43000 | 18.2 | 8.8 | 47000 | 45500 | 96.81% | 2.45 | 0 | 11.6 |  |  |  |  | R-410A | 3.5833 | Residential & Commercial | USHP | Ducted CEE Tier 1
214320274 | Central HP <5.4 tons | BOREAL | HRCU-A-C (Split System: Heat Pump with Remote Outdoor Unit with No Indoor Fan --Air Source) | ENVBR60HPJ1OA | ASPEN |  | C(A,C,D,E)60A44+TDR | 0 | 50500 | 15.2 | 8.5 | 53000 | 37200 | 70.19% | 1.8 | 0 | 9.5 |  |  |  |  | R-410A | 4.2083 | Residential & Commercial | USHP
213780855 | Central HP <5.4 tons | CARRIER | HRCU-A-CB (Split System: Heat Pump with Remote Outdoor Unit-Air-Source) | 25VNA837A*031* |  |  | CAP**3721AL*+UI | 58TN*B070C17**16 | 32800 | 17 | 8.5 | 33000 | 25200 | 76.36% | 1.96 | 0 | 11 |  |  |  |  | R-410A | 2.7333 | Residential & Commercial | USHP | Ducted CEE Tier 1
211206975 | Central HP <5.4 tons | LUXAIRE | HRCU-A-CB (Split System: Heat Pump with Remote Outdoor Unit-Air-Source) | HL20B4821 |  |  | XAMC48HE3N1+CC | LPLC100C20MP13 | 43500 | 19 | 9 | 44500 | 36200 | 81.35% | 2.14 | 0 | 12 |  |  |  |  | R-410A | 3.625 | Residential & Commercial | USHP | Ducted CEE Tier 1
214331771 | Central HP <5.4 tons | BOSCH | HRCU-A-CB (Split System: Heat Pump with Remote Outdoor Unit-Air-Source) | BOVA-60HDN1-M20G | ASPEN |  | D(A,C,E)48A3G+TXV+TDR | BGH96M100C5A | 41500 | 17.5 | 8.5 | 46000 | 38500 | 83.7% | 2.27 | 0 | 11.4 |  |  |  |  | R-410A | 3.4583 | Residential & Commercial | USHP | Ducted CEE Tier 1
216763726 | Central HP <5.4 tons | TRANE | HRCU-A-C (Split System: Heat Pump with Remote Outdoor Unit with No Indoor Fan --Air Source) | 5TWR7036A1 |  |  | 5PX*CD07AS3 | 0 | 32800 | 16 | 8.5 | 33600 | 24800 | 73.81% | 2 | 0 | 11.5 |  |  |  |  | R-454B | 2.7333 | Residential & Commercial | USHP | Ducted CEE Tier 1
216763744 | Central HP <5.4 tons | TRANE | HRCU-A-C (Split System: Heat Pump with Remote Outdoor Unit with No Indoor Fan --Air Source) | 5TWR7036A1 |  |  | 5PX*D008AS3 | 0 | 33400 | 16 | 8.7 | 33200 | 24600 | 74.1% | 2.1 | 0 | 11.5 |  |  |  |  | R-454B | 2.7833 | Residential & Commercial | USHP | Ducted CEE Tier 1
214331710 | Central HP <5.4 tons | BOSCH | HRCU-A-CB (Split System: Heat Pump with Remote Outdoor Unit-Air-Source) | BOVA-36HDN1-M20G | ASPEN |  | D(A,C,E)36A3G+TXV+TDR | BGH96M100C5B | 29800 | 18.5 | 8.7 | 34000 | 27400 | 80.59% | 2.43 | 0 | 11 |  |  |  |  | R-410A | 2.4833 | Residential & Commercial | USHP | Ducted CEE Tier 1
214331712 | Central HP <5.4 tons | BOSCH | HRCU-A-CB (Split System: Heat Pump with Remote Outdoor Unit-Air-Source) | BOVA-36HDN1-M20G | ASPEN |  | D(A,C,E)36C4G+TXV+TDR | BGH96M100C5B | 31200 | 18.5 | 9 | 34200 | 27600 | 80.7% | 2.51 | 0 | 11.9 |  |  |  |  | R-410A | 2.6 | Residential & Commercial | USHP | Ducted CEE Tier 1
216764463 | Central HP <5.4 tons | TRANE | HRCU-A-C (Split System: Heat Pump with Remote Outdoor Unit with No Indoor Fan --Air Source) | 5TWX7048A1 |  |  | 5TXCC009AS3 | 0 | 43000 | 15.5 | 8.7 | 44500 | 32600 | 73.26% | 2.1 | 0 | 11.7 |  |  |  |  | R-454B | 3.5833 | Residential & Commercial | USHP | Ducted CEE Tier 1
212507782 | Central HP <5.4 tons | BOSCH | HRCU-A-CB (Split System: Heat Pump with Remote Outdoor Unit-Air-Source) | BOVA-60HDN1-M15G | ASPEN |  | L(E,G)M48A4 | 0 | 46500 | 15.2 | 8.1 | 46500 | 41500 | 89.25% | 2.31 | 0 | 10 |  |  |  |  | R-410A | 3.875 | Residential & Commercial | USHP | Ducted CEE Tier 1
216980135 | Central HP <5.4 tons | BOSCH | HRCU-A-CB (Split System: Heat Pump with Remote Outdoor Unit-Air-Source) | BOVA-36RTB-M20S | ASPEN |  | L(E,G)M24DJ | 0 | 21800 | 19 | 8.5 | 23400 | 17400 | 74.36% | 2 | 0 | 12.6 |  |  |  |  | R-454B | 1.8167 | Residential & Commercial | USHP | Ducted CEE Tier 1
214584515 | Central HP <5.4 tons | BOSCH | HRCU-A-C (Split System: Heat Pump with Remote Outdoor Unit with No Indoor Fan --Air Source) | BOVB-36HDN1-M20G | ASPEN |  | D(A,C,E)36C34+TDR | 0 | 22200 | 15.2 | 8.9 | 24000 | 29400 | 122.5% | 1.95 | 0 | 11.9 |  |  |  |  | R-410A | 1.85 | Residential & Commercial | USHP | Ducted CEE Tier 1
212614365 | Central HP <5.4 tons | DAY & NIGHT | HRCU-A-CB (Split System: Heat Pump with Remote Outdoor Unit-Air-Source) | DLCURAH30ABK | ADP |  | F,PE*G34936 | 0 | 30200 | 15.2 | 8.4 | 33400 | 27000 | 80.84% | 1.8 | 0 | 9 |  |  |  |  | R-410A | 2.5167 | Residential & Commercial | USHP
212608496 | Central HP <5.4 tons | DAY & NIGHT | HRCU-A-CB (Split System: Heat Pump with Remote Outdoor Unit-Air-Source) | DLCURAH30ABK | ADP |  | F,PE*SS9937 | 0 | 31200 | 15.2 | 8.5 | 33800 | 26400 | 78.11% | 1.86 | 0 | 9 |  |  |  |  | R-410A | 2.6 | Residential & Commercial | USHP
212972145 | Central HP <5.4 tons | AIRQUEST | HRCU-A-CB (Split System: Heat Pump with Remote Outdoor Unit-Air-Source) | DLCURAH24ABK |  |  | EN(A,D)4X36L21** | *80VTL0902120B* | 23400 | 17 | 8.5 | 26200 | 24600 | 93.89% | 2.06 | 0 | 10 |  |  |  |  | R-410A | 1.95 | Residential & Commercial | USHP | Ducted CEE Tier 1
212973564 | Central HP <5.4 tons | AIRQUEST | HRCU-A-CB (Split System: Heat Pump with Remote Outdoor Unit-Air-Source) | DLCURAH24ABK |  |  | EA*4X30L17A* | *96VSN0601412B* | 23400 | 16.5 | 8.5 | 26400 | 24800 | 93.94% | 2.06 | 0 | 10 |  |  |  |  | R-410A | 1.95 | Residential & Commercial | USHP | Ducted CEE Tier 1
214331756 | Central HP <5.4 tons | BOSCH | HRCU-A-CB (Split System: Heat Pump with Remote Outdoor Unit-Air-Source) | BOVA-60HDN1-M20G | ASPEN |  | D(A,C,E)48B4G+TXV+TDR | BGH96M080B3A | 40500 | 17 | 8.8 | 43500 | 39500 | 90.8% | 2.4 | 0 | 11 |  |  |  |  | R-410A | 3.375 | Residential & Commercial | USHP | Ducted CEE Tier 1
214331776 | Central HP <5.4 tons | BOSCH | HRCU-A-CB (Split System: Heat Pump with Remote Outdoor Unit-Air-Source) | BOVA-60HDN1-M20G | ASPEN |  | D(A,C,E)48B4G+TXV+TDR | BGH96M100C5B | 43000 | 17.5 | 8.8 | 46500 | 39000 | 83.87% | 2.35 | 0 | 11.6 |  |  |  |  | R-410A | 3.5833 | Residential & Commercial | USHP | Ducted CEE Tier 1
214331783 | Central HP <5.4 tons | BOSCH | HRCU-A-CB (Split System: Heat Pump with Remote Outdoor Unit-Air-Source) | BOVA-60HDN1-M20G | ASPEN |  | D(A,C,E)48A3G+TXV+TDR | BGH96M100D5B | 42000 | 17.5 | 8.7 | 46500 | 38500 | 82.8% | 2.27 | 0 | 11.4 |  |  |  |  | R-410A | 3.5 | Residential & Commercial | USHP | Ducted CEE Tier 1
214331933 | Central HP <5.4 tons | BOSCH | HRCU-A-CB (Split System: Heat Pump with Remote Outdoor Unit-Air-Source) | BOVB-60HDN1-M20G | ASPEN |  | D(A,C,E)48D4G+TXV+TDR | BGH96M100C5A | 44000 | 17.5 | 8.8 | 46500 | 39000 | 83.87% | 2.35 | 0 | 11.7 |  |  |  |  | R-410A | 3.6667 | Residential & Commercial | USHP | Ducted CEE Tier 1
214331935 | Central HP <5.4 tons | BOSCH | HRCU-A-CB (Split System: Heat Pump with Remote Outdoor Unit-Air-Source) | BOVB-60HDN1-M20G | ASPEN |  | D(A,C,E)48A3G+TXV+TDR | BGH96M100C5B | 41500 | 17.5 | 8.5 | 46000 | 38500 | 83.7% | 2.27 | 0 | 11.4 |  |  |  |  | R-410A | 3.4583 | Residential & Commercial | USHP | Ducted CEE Tier 1
214331952 | Central HP <5.4 tons | BOSCH | HRCU-A-CB (Split System: Heat Pump with Remote Outdoor Unit-Air-Source) | BOVB-60HDN1-M20G | ASPEN |  | D(A,C,E)48B4G+TXV+TDR | BGH96M120D5B | 43500 | 17.5 | 9 | 47000 | 38500 | 81.91% | 2.32 | 0 | 11.6 |  |  |  |  | R-410A | 3.625 | Residential & Commercial | USHP | Ducted CEE Tier 1
214331766 | Central HP <5.4 tons | BOSCH | HRCU-A-CB (Split System: Heat Pump with Remote Outdoor Unit-Air-Source) | BOVA-60HDN1-M20G | ASPEN |  | D(A,C,E)60B4G+TXV+TDR | BGH96M080C4A | 41500 | 17 | 8.8 | 44500 | 39000 | 87.64% | 2.39 | 0 | 11.7 |  |  |  |  | R-410A | 3.4583 | Residential & Commercial | USHP | Ducted CEE Tier 1
214331775 | Central HP <5.4 tons | BOSCH | HRCU-A-CB (Split System: Heat Pump with Remote Outdoor Unit-Air-Source) | BOVA-60HDN1-M20G | ASPEN |  | D(A,C,E)48A3G+TXV+TDR | BGH96M100C5B | 41500 | 17.5 | 8.5 | 46000 | 38500 | 83.7% | 2.27 | 0 | 11.4 |  |  |  |  | R-410A | 3.4583 | Residential & Commercial | USHP | Ducted CEE Tier 1
214331782 | Central HP <5.4 tons | BOSCH | HRCU-A-CB (Split System: Heat Pump with Remote Outdoor Unit-Air-Source) | BOVA-60HDN1-M20G | ASPEN |  | D(A,C,E)60B4G+TXV+TDR | BGH96M100D5A | 44000 | 17.5 | 9 | 47000 | 38500 | 81.91% | 2.32 | 0 | 11.7 |  |  |  |  | R-410A | 3.6667 | Residential & Commercial | USHP | Ducted CEE Tier 1
215406385 | Central HP <5.4 tons | BOSCH | HRCU-A-C (Split System: Heat Pump with Remote Outdoor Unit with No Indoor Fan --Air Source) | BOVD-36HDN1-M20G | ASPEN |  | CM36B34+TDR | 0 | 21800 | 15.2 | 8.8 | 23800 | 16900 | 71.01% | 1.97 | 0 | 11.9 |  |  |  |  | R-410A | 1.8167 | Residential & Commercial | USHP | Ducted CEE Tier 1
214331791 | Central HP <5.4 tons | BOSCH | HRCU-A-CB (Split System: Heat Pump with Remote Outdoor Unit-Air-Source) | BOVA-60HDN1-M20G | ASPEN |  | D(A,C,E)48A3G+TXV+TDR | BGH96M120D5B | 42000 | 17.5 | 8.7 | 46500 | 38500 | 82.8% | 2.27 | 0 | 11.4 |  |  |  |  | R-410A | 3.5 | Residential & Commercial | USHP | Ducted CEE Tier 1
214331945 | Central HP <5.4 tons | BOSCH | HRCU-A-CB (Split System: Heat Pump with Remote Outdoor Unit-Air-Source) | BOVB-60HDN1-M20G | ASPEN |  | D(A,C,E)48D4G+TXV+TDR | BGH96M100D5B | 44500 | 17.5 | 9 | 47000 | 38500 | 81.91% | 2.32 | 0 | 11.7 |  |  |  |  | R-410A | 3.7083 | Residential & Commercial | USHP | Ducted CEE Tier 1
215375404 | Central HP <5.4 tons | BOSCH | HRCU-A-CB (Split System: Heat Pump with Remote Outdoor Unit-Air-Source) | BOVA-60HDN1-M20G | ASPEN |  | D(A,C,E)60B36+TDR | BGH96M100C5B | 43000 | 17.5 | 8.7 | 46500 | 35600 | 76.56% | 2.32 | 0 | 11.6 |  |  |  |  | R-410A | 3.5833 | Residential & Commercial | USHP | Ducted CEE Tier 1
215375421 | Central HP <5.4 tons | BOSCH | HRCU-A-CB (Split System: Heat Pump with Remote Outdoor Unit-Air-Source) | BOVB-60HDN1-M20G | ASPEN |  | D(A,C,E)60B34+TDR | BGH96M120D5B | 43500 | 17.5 | 8.9 | 47000 | 35600 | 75.74% | 2.29 | 0 | 11.6 |  |  |  |  | R-410A | 3.625 | Residential & Commercial | USHP | Ducted CEE Tier 1
215375423 | Central HP <5.4 tons | BOSCH | HRCU-A-CB (Split System: Heat Pump with Remote Outdoor Unit-Air-Source) | BOVB-60HDN1-M20G | ASPEN |  | D(A,C,E)60B36+TDR | BGH96M080C4B | 41000 | 17 | 8.7 | 44500 | 35000 | 78.65% | 2.37 | 0 | 11.6 |  |  |  |  | R-410A | 3.4167 | Residential & Commercial | USHP | Ducted CEE Tier 1
212841770 | Central HP <5.4 tons | BOSCH | HRCU-A-CB (Split System: Heat Pump with Remote Outdoor Unit-Air-Source) | BOVB-36HDN1-M20G | ASPEN |  | A(E,F)M254+TDR | 0 | 23800 | 19.5 | 9 | 23800 | 26600 | 111.8% | 2.61 | 0 | 12.5 |  |  |  |  | R-410A | 1.9833 | Residential & Commercial | USHP | Ducted CEE Tier 1
214723126 | Central HP <5.4 tons | BOSCH | HRCU-A-CB (Split System: Heat Pump with Remote Outdoor Unit-Air-Source) | BOVA-36HDN1-M20G | ASPEN |  | L(E,F)W36A4 | 0 | 21200 | 18 | 8.5 | 23600 | 17600 | 74.58% | 2 | 0 | 11.7 |  |  |  |  | R-410A | 1.7667 | Residential & Commercial | USHP | Ducted CEE Tier 1
216035497 | Central HP <5.4 tons | COLEMAN | HRCU-A-CB (Split System: Heat Pump with Remote Outdoor Unit-Air-Source) | HH836E2S11 | ASPEN |  | AE*L+CM48A3J+TDR | 0 | 31600 | 19 | 9 | 31800 | 30200 | 94.97% | 2.66 | 0 | 11.7 |  |  |  |  | R-454B | 2.6333 | Residential & Commercial | USHP | Ducted CEE Tier 1
214331772 | Central HP <5.4 tons | BOSCH | HRCU-A-CB (Split System: Heat Pump with Remote Outdoor Unit-Air-Source) | BOVA-60HDN1-M20G | ASPEN |  | D(A,C,E)48B4G+TXV+TDR | BGH96M100C5A | 43000 | 17.5 | 8.8 | 46500 | 39000 | 83.87% | 2.35 | 0 | 11.6 |  |  |  |  | R-410A | 3.5833 | Residential & Commercial | USHP | Ducted CEE Tier 1
214331938 | Central HP <5.4 tons | BOSCH | HRCU-A-CB (Split System: Heat Pump with Remote Outdoor Unit-Air-Source) | BOVB-60HDN1-M20G | ASPEN |  | D(A,C,E)60B4G+TXV+TDR | BGH96M100C5B | 43500 | 17.5 | 8.8 | 46500 | 39000 | 83.87% | 2.35 | 0 | 11.7 |  |  |  |  | R-410A | 3.625 | Residential & Commercial | USHP | Ducted CEE Tier 1
214331939 | Central HP <5.4 tons | BOSCH | HRCU-A-CB (Split System: Heat Pump with Remote Outdoor Unit-Air-Source) | BOVB-60HDN1-M20G | ASPEN |  | D(A,C,E)48A3G+TXV+TDR | BGH96M100D5A | 42000 | 17.5 | 8.7 | 46500 | 38500 | 82.8% | 2.27 | 0 | 11.4 |  |  |  |  | R-410A | 3.5 | Residential & Commercial | USHP | Ducted CEE Tier 1
215375415 | Central HP <5.4 tons | BOSCH | HRCU-A-CB (Split System: Heat Pump with Remote Outdoor Unit-Air-Source) | BOVB-60HDN1-M20G | ASPEN |  | D(A,C,E)48A36+TDR | BGH96M080C4B | 39500 | 17 | 8.5 | 44000 | 34800 | 79.09% | 2.31 | 0 | 11.4 |  |  |  |  | R-410A | 3.2917 | Residential & Commercial | USHP | Ducted CEE Tier 1
210693315 | Central HP <5.4 tons | Liberty Heating & Air Conditioning | HRCU-A-CB (Split System: Heat Pump with Remote Outdoor Unit-Air-Source) | ASZV903610A* |  |  | CA*F3137*6A*+TXV | G*VC960403BNB* | 33600 | 18 | 8.2 | 34000 | 24400 | 71.76% | 1.8 | 0 | 11.5 |  |  |  |  | R-410A | 2.8 | Residential & Commercial | USHP | Ducted CEE Tier 1
210693316 | Central HP <5.4 tons | Liberty Heating & Air Conditioning | HRCU-A-CB (Split System: Heat Pump with Remote Outdoor Unit-Air-Source) | ASZV903610A* |  |  | CA*F3137*6A*+TXV | G*VS960603BUA* | 33600 | 18.5 | 8.2 | 34000 | 24400 | 71.76% | 1.8 | 0 | 11.5 |  |  |  |  | R-410A | 2.8 | Residential & Commercial | USHP | Ducted CEE Tier 1
215940213 | Central HP <5.4 tons | TEMPSTAR | HRCU-A-CB (Split System: Heat Pump with Remote Outdoor Unit-Air-Source) | T5H3V36*K*AAA* |  |  | ESH5X60M12A*+WALLCON | *97CTN0601716A* | 33800 | 18.5 | 9 | 35000 | 26800 | 76.57% | 1.92 | 0 | 11 |  |  |  |  | R-454B | 2.8167 | Residential & Commercial | USHP | Ducted CEE Tier 1
215940663 | Central HP <5.4 tons | TEMPSTAR | HRCU-A-CB (Split System: Heat Pump with Remote Outdoor Unit-Air-Source) | T5H3V36*K*AAA* |  |  | EVD5X42M21A*+WALLCON | *97CTN0801716A* | 34200 | 20.5 | 8.5 | 39000 | 28600 | 73.33% | 2.04 | 0 | 11.5 |  |  |  |  | R-454B | 2.85 | Residential & Commercial | USHP | Ducted CEE Tier 1
212626929 | Central HP <5.4 tons | COLEMAN | HRCU-A-CB (Split System: Heat Pump with Remote Outdoor Unit-Air-Source) | HMH72B341 | ASPEN |  | C(A,C,D,E)36B26+TDR | TMLE060A12MP11 | 29400 | 17.2 | 8.1 | 33800 | 27400 | 81.07% | 2.44 | 0 | 9.4 |  |  |  |  | R-410A | 2.45 | Residential & Commercial | USHP
212626952 | Central HP <5.4 tons | COLEMAN | HRCU-A-CB (Split System: Heat Pump with Remote Outdoor Unit-Air-Source) | HMH72B341 | ASPEN |  | C(A,C,D,E)36B26+TDR | TMLE100B12MP11 | 29400 | 17.2 | 8.1 | 33800 | 27400 | 81.07% | 2.44 | 0 | 9.4 |  |  |  |  | R-410A | 2.45 | Residential & Commercial | USHP
212626968 | Central HP <5.4 tons | COLEMAN | HRCU-A-CB (Split System: Heat Pump with Remote Outdoor Unit-Air-Source) | HMH72B341 | ASPEN |  | D(A,C,E)42D36+TDR | TMLE100B12MP11 | 33200 | 18 | 8.1 | 33800 | 27400 | 81.07% | 2.44 | 0 | 10 |  |  |  |  | R-410A | 2.7667 | Residential & Commercial | USHP | Ducted CEE Tier 1
212626979 | Central HP <5.4 tons | COLEMAN | HRCU-A-CB (Split System: Heat Pump with Remote Outdoor Unit-Air-Source) | HMH72B341 | ASPEN |  | C(A,C,D,E)36B36+TDR | TM8Y100C20MP11 | 33600 | 18 | 8.2 | 33800 | 30000 | 88.76% | 2.76 | 0 | 9.5 |  |  |  |  | R-410A | 2.8 | Residential & Commercial | USHP
214331840 | Central HP <5.4 tons | BOSCH | HRCU-A-CB (Split System: Heat Pump with Remote Outdoor Unit-Air-Source) | BOVB-36HDN1-M20G | ASPEN |  | D(A,C,E)48A3G+TXV+TDR | BGH96M060B3B | 30800 | 17.5 | 8.6 | 33600 | 26600 | 79.17% | 2.34 | 0 | 10.5 |  |  |  |  | R-410A | 2.5667 | Residential & Commercial | USHP | Ducted CEE Tier 1
214331842 | Central HP <5.4 tons | BOSCH | HRCU-A-CB (Split System: Heat Pump with Remote Outdoor Unit-Air-Source) | BOVB-36HDN1-M20G | ASPEN |  | D(A,C,E)30B3G+TXV+TDR | BGH96M080B3A | 22200 | 18 | 8.7 | 23800 | 22200 | 93.28% | 2.21 | 0 | 11.8 |  |  |  |  | R-410A | 1.85 | Residential & Commercial | USHP | Ducted CEE Tier 1
216797055 | Central HP <5.4 tons | TRANE | HRCU-A-CB (Split System: Heat Pump with Remote Outdoor Unit-Air-Source) | 5TWV8X24A1 | ASPEN |  | D(A,C,E)30A4J+TDR | S9V2B060U3VSB+LRP | 20400 | 18 | 8.5 | 24400 | 24400 | 100% | 3.04 | 0 | 11 |  |  |  |  | R-454B | 1.7 | Residential & Commercial | USHP | Ducted CEE Tier 1
212628119 | Central HP <5.4 tons | COLEMAN | HRCU-A-CB (Split System: Heat Pump with Remote Outdoor Unit-Air-Source) | HMH72B341 | ASPEN |  | C(A,C,D,E)36C36+TDR | TP9C100C20MP13 | 32400 | 17.5 | 8.1 | 34000 | 28400 | 83.53% | 2.46 | 0 | 9.5 |  |  |  |  | R-410A | 2.7 | Residential & Commercial | USHP
216055746 | Central HP <5.4 tons | CHAMPION HEATING AND COOLING | HRCU-A-CB (Split System: Heat Pump with Remote Outdoor Unit-Air-Source) | HH836E2S11 | ASPEN |  | C(A,C,D,E)48A3K+TDR | TM9Y080B12MP11 | 30800 | 18 | 8.1 | 31000 | 25400 | 81.94% | 2 | 0 | 10.5 |  |  |  |  | R-454B | 2.5667 | Residential & Commercial | USHP | Ducted CEE Tier 1
216055761 | Central HP <5.4 tons | CHAMPION HEATING AND COOLING | HRCU-A-CB (Split System: Heat Pump with Remote Outdoor Unit-Air-Source) | HH836E2S11 | ASPEN |  | C(A,C,D,E)48A3K+TDR | TMLE080C16MP11 | 31200 | 18 | 8.1 | 31000 | 25200 | 81.29% | 2 | 0 | 10.5 |  |  |  |  | R-454B | 2.6 | Residential & Commercial | USHP | Ducted CEE Tier 1
215375394 | Central HP <5.4 tons | BOSCH | HRCU-A-CB (Split System: Heat Pump with Remote Outdoor Unit-Air-Source) | BOVA-60HDN1-M20G | ASPEN |  | D(A,C,E)48A36+TDR | BGH96M080B3B | 39500 | 17 | 8.5 | 43000 | 34800 | 80.93% | 2.33 | 0 | 11.4 |  |  |  |  | R-410A | 3.2917 | Residential & Commercial | USHP | Ducted CEE Tier 1
213927958 | Central HP <5.4 tons | WESTINGHOUSE | HRCU-A-C (Split System: Heat Pump with Remote Outdoor Unit with No Indoor Fan --Air Source) | WHM48SZA21S | ASPEN |  | D(A,C,E)49D44+TDR | 0 | 41000 | 15.55 | 8.55 | 42000 | 34600 | 82.38% | 1.94 | 0 | 11.4 |  |  |  |  | R-410A | 3.4167 | Residential & Commercial | USHP | Ducted CEE Tier 1
214331916 | Central HP <5.4 tons | BOSCH | HRCU-A-CB (Split System: Heat Pump with Remote Outdoor Unit-Air-Source) | BOVB-60HDN1-M20G | ASPEN |  | D(A,C,E)48B4G+TXV+TDR | BGH96M080B3A | 40500 | 17 | 8.8 | 43500 | 39500 | 90.8% | 2.4 | 0 | 11 |  |  |  |  | R-410A | 3.375 | Residential & Commercial | USHP | Ducted CEE Tier 1
214064098 | Central HP <5.4 tons | BOSCH | HRCU-A-CB (Split System: Heat Pump with Remote Outdoor Unit-Air-Source) | BOVB-60HDN1-M20G | ASPEN |  | D(A,C,E)48A34+TDR | BGH96M100D5B | 42000 | 17.5 | 8.7 | 46500 | 38500 | 82.8% | 2.27 | 0 | 11.4 |  |  |  |  | R-410A | 3.5 | Residential & Commercial | USHP | Ducted CEE Tier 1
214063925 | Central HP <5.4 tons | BOSCH | HRCU-A-CB (Split System: Heat Pump with Remote Outdoor Unit-Air-Source) | BOVA-60HDN1-M20G | ASPEN |  | D(A,C,E)60B44+TDR | BGH96M080C4B | 41500 | 17 | 8.8 | 44500 | 39000 | 87.64% | 2.39 | 0 | 11.7 |  |  |  |  | R-410A | 3.4583 | Residential & Commercial | USHP | Ducted CEE Tier 1
214063932 | Central HP <5.4 tons | BOSCH | HRCU-A-CB (Split System: Heat Pump with Remote Outdoor Unit-Air-Source) | BOVA-60HDN1-M20G | ASPEN |  | D(A,C,E)48D44+TDR | BGH96M100C5B | 44000 | 17.5 | 8.8 | 46500 | 39000 | 83.87% | 2.35 | 0 | 11.7 |  |  |  |  | R-410A | 3.6667 | Residential & Commercial | USHP | Ducted CEE Tier 1
214064082 | Central HP <5.4 tons | BOSCH | HRCU-A-CB (Split System: Heat Pump with Remote Outdoor Unit-Air-Source) | BOVB-60HDN1-M20G | ASPEN |  | D(A,C,E)48A34+TDR | BGH96M080C4B | 39500 | 17 | 8.5 | 44000 | 38500 | 87.5% | 2.31 | 0 | 11.4 |  |  |  |  | R-410A | 3.2917 | Residential & Commercial | USHP | Ducted CEE Tier 1
214063916 | Central HP <5.4 tons | BOSCH | HRCU-A-CB (Split System: Heat Pump with Remote Outdoor Unit-Air-Source) | BOVA-60HDN1-M20G | ASPEN |  | D(A,C,E)48D44+TDR | BGH96M080B3B | 41500 | 17 | 8.8 | 43500 | 39500 | 90.8% | 2.4 | 0 | 11.7 |  |  |  |  | R-410A | 3.4583 | Residential & Commercial | USHP | Ducted CEE Tier 1
214723128 | Central HP <5.4 tons | BOSCH | HRCU-A-CB (Split System: Heat Pump with Remote Outdoor Unit-Air-Source) | BOVA-36HDN1-M20G | ASPEN |  | L(E,F)W30E4 | 0 | 21600 | 19 | 9 | 23600 | 17600 | 74.58% | 2 | 0 | 11.7 |  |  |  |  | R-410A | 1.8 | Residential & Commercial | USHP | Ducted CEE Tier 1
214094119 | Central HP <5.4 tons | BOSCH | HRCU-A-CB (Split System: Heat Pump with Remote Outdoor Unit-Air-Source) | BOVB-36HDN1-M20G | ASPEN |  | DM36A34+TDR | BGH96M080B3B | 29400 | 18 | 8.5 | 33800 | 27400 | 81.07% | 2.38 | 0 | 10.8 |  |  |  |  | R-410A | 2.45 | Residential & Commercial | USHP | Ducted CEE Tier 1
213927962 | Central HP <5.4 tons | WESTINGHOUSE | HRCU-A-C (Split System: Heat Pump with Remote Outdoor Unit with No Indoor Fan --Air Source) | WHM36SZA21S | ASPEN |  | D(A,C,E)37B44+TDR | 0 | 29600 | 15.5 | 9.4 | 30000 | 24200 | 80.67% | 2.08 | 0 | 11.3 |  |  |  |  | R-410A | 2.4667 | Residential & Commercial | USHP | Ducted CEE Tier 1
216687209 | Central HP <5.4 tons | FUJITSU | HRCU-A-CB (Split System: Heat Pump with Remote Outdoor Unit-Air-Source) | FOP1948MJAYCA |  |  | FCCA4821SYEA | FF97MV510021DH | 45500 | 19 | 10 | 45500 | 42000 | 92.31% | 2.1 | 0 | 12 |  |  |  |  | R-454B | 3.7917 | Residential & Commercial | USHP | Ducted CEE Tier 1
214063851 | Central HP <5.4 tons | BOSCH | HRCU-A-CB (Split System: Heat Pump with Remote Outdoor Unit-Air-Source) | BOVA-36HDN1-M20G | ASPEN |  | D(A,C,E)24B34+TDR | BGH96M080B3B | 21800 | 18 | 8.5 | 23800 | 22200 | 93.28% | 2.19 | 0 | 11 |  |  |  |  | R-410A | 1.8167 | Residential & Commercial | USHP | Ducted CEE Tier 1
214064004 | Central HP <5.4 tons | BOSCH | HRCU-A-CB (Split System: Heat Pump with Remote Outdoor Unit-Air-Source) | BOVB-36HDN1-M20G | ASPEN |  | D(A,C,E)30B34+TDR | BGH96M080B3B | 22200 | 18 | 8.7 | 23800 | 22200 | 93.28% | 2.21 | 0 | 11.8 |  |  |  |  | R-410A | 1.85 | Residential & Commercial | USHP | Ducted CEE Tier 1
214331763 | Central HP <5.4 tons | BOSCH | HRCU-A-CB (Split System: Heat Pump with Remote Outdoor Unit-Air-Source) | BOVA-60HDN1-M20G | ASPEN |  | D(A,C,E)48A3G+TXV+TDR | BGH96M080C4A | 39500 | 17 | 8.5 | 44000 | 38500 | 87.5% | 2.31 | 0 | 11.4 |  |  |  |  | R-410A | 3.2917 | Residential & Commercial | USHP | Ducted CEE Tier 1
214331778 | Central HP <5.4 tons | BOSCH | HRCU-A-CB (Split System: Heat Pump with Remote Outdoor Unit-Air-Source) | BOVA-60HDN1-M20G | ASPEN |  | D(A,C,E)60B4G+TXV+TDR | BGH96M100C5B | 43500 | 17.5 | 8.8 | 46500 | 39000 | 83.87% | 2.35 | 0 | 11.7 |  |  |  |  | R-410A | 3.625 | Residential & Commercial | USHP | Ducted CEE Tier 1
214331944 | Central HP <5.4 tons | BOSCH | HRCU-A-CB (Split System: Heat Pump with Remote Outdoor Unit-Air-Source) | BOVB-60HDN1-M20G | ASPEN |  | D(A,C,E)48B4G+TXV+TDR | BGH96M100D5B | 43500 | 17.5 | 9 | 47000 | 38500 | 81.91% | 2.32 | 0 | 11.6 |  |  |  |  | R-410A | 3.625 | Residential & Commercial | USHP | Ducted CEE Tier 1
215683928 | Central HP <5.4 tons | BRYANT HEATING AND COOLING SYSTEMS | HRCU-A-CB (Split System: Heat Pump with Remote Outdoor Unit-Air-Source) | 290VAN036**AA* |  |  | CAA**3721AM*+UI | 986TD42080C17*** | 34400 | 18 | 9 | 35400 | 25200 | 71.19% | 1.9 | 0 | 10 |  |  |  |  | R-454B | 2.8667 | Residential & Commercial | USHP | Ducted CEE Tier 1
215683942 | Central HP <5.4 tons | BRYANT HEATING AND COOLING SYSTEMS | HRCU-A-CB (Split System: Heat Pump with Remote Outdoor Unit-Air-Source) | 290VAN036**AA* |  |  | CAA**4221AM*+UI | 88*TB60070C21*** | 33000 | 17.5 | 9 | 35800 | 25600 | 71.51% | 1.86 | 0 | 10 |  |  |  |  | R-454B | 2.75 | Residential & Commercial | USHP | Ducted CEE Tier 1
212846384 | Central HP <5.4 tons | BOSCH | HRCU-A-CB (Split System: Heat Pump with Remote Outdoor Unit-Air-Source) | BOVA-60HDN1-M20G | ASPEN |  | L(E,G)M48B4 | 0 | 46000 | 17.5 | 8.5 | 47000 | 44500 | 94.68% | 2.4 | 0 | 11.7 |  |  |  |  | R-410A | 3.8333 | Residential & Commercial | USHP | Ducted CEE Tier 1
214723115 | Central HP <5.4 tons | BOSCH | HRCU-A-CB (Split System: Heat Pump with Remote Outdoor Unit-Air-Source) | BOVA-24HDN1-M15G | ASPEN |  | L(E,F)W30B4 | 0 | 16800 | 15.2 | 8.1 | 17900 | 12900 | 72.07% | 1.81 | 0 | 10.5 |  |  |  |  | R-410A | 1.4 | Residential & Commercial | USHP | Ducted CEE Tier 1
214331767 | Central HP <5.4 tons | BOSCH | HRCU-A-CB (Split System: Heat Pump with Remote Outdoor Unit-Air-Source) | BOVA-60HDN1-M20G | ASPEN |  | D(A,C,E)48A3G+TXV+TDR | BGH96M080C4B | 39500 | 17 | 8.5 | 44000 | 38500 | 87.5% | 2.31 | 0 | 11.4 |  |  |  |  | R-410A | 3.2917 | Residential & Commercial | USHP | Ducted CEE Tier 1
214331781 | Central HP <5.4 tons | BOSCH | HRCU-A-CB (Split System: Heat Pump with Remote Outdoor Unit-Air-Source) | BOVA-60HDN1-M20G | ASPEN |  | D(A,C,E)48D4G+TXV+TDR | BGH96M100D5A | 44500 | 17.5 | 9 | 47000 | 38500 | 81.91% | 2.32 | 0 | 11.7 |  |  |  |  | R-410A | 3.7083 | Residential & Commercial | USHP | Ducted CEE Tier 1
214331785 | Central HP <5.4 tons | BOSCH | HRCU-A-CB (Split System: Heat Pump with Remote Outdoor Unit-Air-Source) | BOVA-60HDN1-M20G | ASPEN |  | D(A,C,E)48D4G+TXV+TDR | BGH96M100D5B | 44500 | 17.5 | 9 | 47000 | 38500 | 81.91% | 2.32 | 0 | 11.7 |  |  |  |  | R-410A | 3.7083 | Residential & Commercial | USHP | Ducted CEE Tier 1
214331790 | Central HP <5.4 tons | BOSCH | HRCU-A-CB (Split System: Heat Pump with Remote Outdoor Unit-Air-Source) | BOVA-60HDN1-M20G | ASPEN |  | D(A,C,E)60B4G+TXV+TDR | BGH96M120D5A | 44000 | 17.5 | 9 | 47000 | 38500 | 81.91% | 2.32 | 0 | 11.7 |  |  |  |  | R-410A | 3.6667 | Residential & Commercial | USHP | Ducted CEE Tier 1
214331792 | Central HP <5.4 tons | BOSCH | HRCU-A-CB (Split System: Heat Pump with Remote Outdoor Unit-Air-Source) | BOVA-60HDN1-M20G | ASPEN |  | D(A,C,E)48B4G+TXV+TDR | BGH96M120D5B | 43500 | 17.5 | 9 | 47000 | 38500 | 81.91% | 2.32 | 0 | 11.6 |  |  |  |  | R-410A | 3.625 | Residential & Commercial | USHP | Ducted CEE Tier 1
211206971 | Central HP <5.4 tons | LUXAIRE | HRCU-A-CB (Split System: Heat Pump with Remote Outdoor Unit-Air-Source) | HL20B4821 |  |  | XAMC48HE3N1+CC | TPLC120C20MP13 | 43500 | 19 | 9 | 44500 | 36200 | 81.35% | 2.14 | 0 | 12 |  |  |  |  | R-410A | 3.625 | Residential & Commercial | USHP | Ducted CEE Tier 1
214331926 | Central HP <5.4 tons | BOSCH | HRCU-A-CB (Split System: Heat Pump with Remote Outdoor Unit-Air-Source) | BOVB-60HDN1-M20G | ASPEN |  | D(A,C,E)60B4G+TXV+TDR | BGH96M080C4A | 41500 | 17 | 8.8 | 44500 | 39000 | 87.64% | 2.39 | 0 | 11.7 |  |  |  |  | R-410A | 3.4583 | Residential & Commercial | USHP | Ducted CEE Tier 1
214331951 | Central HP <5.4 tons | BOSCH | HRCU-A-CB (Split System: Heat Pump with Remote Outdoor Unit-Air-Source) | BOVB-60HDN1-M20G | ASPEN |  | D(A,C,E)48A3G+TXV+TDR | BGH96M120D5B | 42000 | 17.5 | 8.7 | 46500 | 38500 | 82.8% | 2.27 | 0 | 11.4 |  |  |  |  | R-410A | 3.5 | Residential & Commercial | USHP | Ducted CEE Tier 1
214731135 | Central HP <5.4 tons | BRYANT HEATING AND COOLING SYSTEMS | HRCU-A-CB (Split System: Heat Pump with Remote Outdoor Unit-Air-Source) | 38MURAQ18AB3* | ADP |  | H,PG7J936 | 916SA48060M17*** | 16900 | 16 | 8.5 | 16500 | 19000 | 115.2% | 2.32 | 0 | 10 |  |  |  |  | R-410A | 1.4083 | Residential & Commercial | USHP | Ducted CEE Tier 1
214731144 | Central HP <5.4 tons | BRYANT HEATING AND COOLING SYSTEMS | HRCU-A-CB (Split System: Heat Pump with Remote Outdoor Unit-Air-Source) | 38MURAQ18AB3* | ADP |  | H,PG9J936 | 926TC36040V17*** | 17200 | 16 | 8.5 | 16600 | 19000 | 114.5% | 2.34 | 0 | 10.5 |  |  |  |  | R-410A | 1.4333 | Residential & Commercial | USHP | Ducted CEE Tier 1
214731153 | Central HP <5.4 tons | BRYANT HEATING AND COOLING SYSTEMS | HRCU-A-CB (Split System: Heat Pump with Remote Outdoor Unit-Air-Source) | 38MURAQ18AB3* | ADP |  | H,PG31930 | 926TC48080V17*** | 17100 | 15.2 | 8.5 | 17100 | 18700 | 109.4% | 2.3 | 0 | 10.5 |  |  |  |  | R-410A | 1.425 | Residential & Commercial | USHP | Ducted CEE Tier 1
214320277 | Central HP <5.4 tons | BOREAL | HRCU-A-C (Split System: Heat Pump with Remote Outdoor Unit with No Indoor Fan --Air Source) | ENVBR60HPJ1OA | ASPEN |  | D(A,C,E)60C44+TDR | 0 | 50500 | 15.2 | 8.5 | 53000 | 37200 | 70.19% | 1.8 | 0 | 9.5 |  |  |  |  | R-410A | 4.2083 | Residential & Commercial | USHP
214731210 | Central HP <5.4 tons | BRYANT HEATING AND COOLING SYSTEMS | HRCU-A-CB (Split System: Heat Pump with Remote Outdoor Unit-Air-Source) | 38MURAQ36AB3* | ADP |  | H,PG9J936 | 926TC48080V17*** | 34600 | 16 | 8.1 | 36200 | 34400 | 95.03% | 2 | 0 | 9.5 |  |  |  |  | R-410A | 2.8833 | Residential & Commercial | USHP
216687210 | Central HP <5.4 tons | FUJITSU | HRCU-A-CB (Split System: Heat Pump with Remote Outdoor Unit-Air-Source) | FOP1948MJAYCA |  |  | FCCA4821SYEA | FF98MV508521UP | 45500 | 19 | 10 | 45500 | 42000 | 92.31% | 2.1 | 0 | 12 |  |  |  |  | R-454B | 3.7917 | Residential & Commercial | USHP | Ducted CEE Tier 1
214063848 | Central HP <5.4 tons | BOSCH | HRCU-A-CB (Split System: Heat Pump with Remote Outdoor Unit-Air-Source) | BOVA-36HDN1-M20G | ASPEN |  | D(A,C,E)24B34+TDR | BGH96M080B3A | 21800 | 18 | 8.5 | 23800 | 22200 | 93.28% | 2.19 | 0 | 11 |  |  |  |  | R-410A | 1.8167 | Residential & Commercial | USHP | Ducted CEE Tier 1
214063850 | Central HP <5.4 tons | BOSCH | HRCU-A-CB (Split System: Heat Pump with Remote Outdoor Unit-Air-Source) | BOVA-36HDN1-M20G | ASPEN |  | D(A,C,E)36C44+TDR | BGH96M080B3A | 23200 | 18 | 9 | 24000 | 22200 | 92.5% | 2.28 | 0 | 12 |  |  |  |  | R-410A | 1.9333 | Residential & Commercial | USHP | Ducted CEE Tier 1
214063857 | Central HP <5.4 tons | BOSCH | HRCU-A-CB (Split System: Heat Pump with Remote Outdoor Unit-Air-Source) | BOVA-36HDN1-M20G | ASPEN |  | D(A,C,E)48A34+TDR | BGH96M080B3B | 31000 | 17.5 | 8.6 | 33600 | 26600 | 79.17% | 2.31 | 0 | 10.5 |  |  |  |  | R-410A | 2.5833 | Residential & Commercial | USHP | Ducted CEE Tier 1
214063859 | Central HP <5.4 tons | BOSCH | HRCU-A-CB (Split System: Heat Pump with Remote Outdoor Unit-Air-Source) | BOVA-36HDN1-M20G | ASPEN |  | D(A,C,E)36A34+TDR | BGH96M080C4B | 31000 | 17.5 | 8.6 | 33800 | 26400 | 78.11% | 2.41 | 0 | 10.7 |  |  |  |  | R-410A | 2.5833 | Residential & Commercial | USHP | Ducted CEE Tier 1
214063984 | Central HP <5.4 tons | BOSCH | HRCU-A-CB (Split System: Heat Pump with Remote Outdoor Unit-Air-Source) | BOVB-36HDN1-M20G | ASPEN |  | D(A,C,E)36A34+TDR | BGH96M060B3A | 22200 | 18 | 8.4 | 23600 | 22200 | 94.07% | 2.17 | 0 | 11.8 |  |  |  |  | R-410A | 1.85 | Residential & Commercial | USHP | Ducted CEE Tier 1
214064000 | Central HP <5.4 tons | BOSCH | HRCU-A-CB (Split System: Heat Pump with Remote Outdoor Unit-Air-Source) | BOVB-36HDN1-M20G | ASPEN |  | D(A,C,E)36C44+TDR | BGH96M080B3A | 23200 | 18 | 9 | 24000 | 22200 | 92.5% | 2.28 | 0 | 12 |  |  |  |  | R-410A | 1.9333 | Residential & Commercial | USHP | Ducted CEE Tier 1
215375428 | Central HP <5.4 tons | BOSCH | HRCU-A-CB (Split System: Heat Pump with Remote Outdoor Unit-Air-Source) | BOVD-36HDN1-M20G | ASPEN |  | D(A,C,E)30B36+TDR | BGH96M060B3B | 22400 | 18.4 | 8.7 | 19900 | 20000 | 100.5% | 2.9 | 0 | 11.8 |  |  |  |  | R-410A | 1.8667 | Residential & Commercial | USHP | Ducted CEE Tier 1
215472282 | Central HP <5.4 tons | TRANE | HRCU-A-CB (Split System: Heat Pump with Remote Outdoor Unit-Air-Source) | 4TWV0X36A1 | ASPEN |  | D(A,C,E)48C34+TDR | S9V2C080U5PSC+RP | 33400 | 19.5 | 8.7 | 34200 | 28200 | 82.46% | 2.59 | 0 | 12 |  |  |  |  | R-410A | 2.7833 | Residential & Commercial | USHP | Ducted CEE Tier 1
215057523 | Central HP <5.4 tons | BOSCH | HRCU-A-CB (Split System: Heat Pump with Remote Outdoor Unit-Air-Source) | BOVD-36HDN1-M20G | ASPEN |  | L(E,G)M48K4 | 0 | 30800 | 19 | 9.5 | 33000 | 24000 | 72.73% | 1.9 | 0 | 12 |  |  |  |  | R-410A | 2.5667 | Residential & Commercial | USHP | Ducted CEE Tier 1
214331853 | Central HP <5.4 tons | BOSCH | HRCU-A-CB (Split System: Heat Pump with Remote Outdoor Unit-Air-Source) | BOVB-36HDN1-M20G | ASPEN |  | D(A,C,E)36D3G+TXV+TDR | BGH96M080B3B | 23000 | 18 | 9 | 24000 | 22200 | 92.5% | 2.28 | 0 | 12 |  |  |  |  | R-410A | 1.9167 | Residential & Commercial | USHP | Ducted CEE Tier 1
214331919 | Central HP <5.4 tons | BOSCH | HRCU-A-CB (Split System: Heat Pump with Remote Outdoor Unit-Air-Source) | BOVB-60HDN1-M20G | ASPEN |  | D(A,C,E)48A3G+TXV+TDR | BGH96M080B3B | 39500 | 17 | 8.5 | 43000 | 39000 | 90.7% | 2.33 | 0 | 11.4 |  |  |  |  | R-410A | 3.2917 | Residential & Commercial | USHP | Ducted CEE Tier 1
214331921 | Central HP <5.4 tons | BOSCH | HRCU-A-CB (Split System: Heat Pump with Remote Outdoor Unit-Air-Source) | BOVB-60HDN1-M20G | ASPEN |  | D(A,C,E)48D4G+TXV+TDR | BGH96M080B3B | 41500 | 17 | 8.8 | 43500 | 39500 | 90.8% | 2.4 | 0 | 11.7 |  |  |  |  | R-410A | 3.4583 | Residential & Commercial | USHP | Ducted CEE Tier 1
214331936 | Central HP <5.4 tons | BOSCH | HRCU-A-CB (Split System: Heat Pump with Remote Outdoor Unit-Air-Source) | BOVB-60HDN1-M20G | ASPEN |  | D(A,C,E)48B4G+TXV+TDR | BGH96M100C5B | 43000 | 17.5 | 8.8 | 46500 | 39000 | 83.87% | 2.35 | 0 | 11.6 |  |  |  |  | R-410A | 3.5833 | Residential & Commercial | USHP | Ducted CEE Tier 1
215684078 | Central HP <5.4 tons | BRYANT HEATING AND COOLING SYSTEMS | HRCU-A-CB (Split System: Heat Pump with Remote Outdoor Unit-Air-Source) | 290VAN036**AA* |  |  | CSAH*4212AM*+UI | 935CB48060C17*** | 33800 | 16 | 8.5 | 35600 | 25400 | 71.35% | 1.78 | 0 | 9 |  |  |  |  | R-454B | 2.8167 | Residential & Commercial | USHP
213753864 | Central HP <5.4 tons | CARRIER | HRCU-A-CB (Split System: Heat Pump with Remote Outdoor Unit-Air-Source) | 38MURAQ36AB3* | ASPEN |  | D(A,C,E)36B34+TDR | 59TP6C080V21**20 | 33400 | 16.4 | 8.1 | 37800 | 31400 | 83.07% | 2.72 | 0 | 9.8 |  |  |  |  | R-410A | 2.7833 | Residential & Commercial | USHP
213780638 | Central HP <5.4 tons | AIRQUEST | HRCU-A-CB (Split System: Heat Pump with Remote Outdoor Unit-Air-Source) | HVH837GKA2* |  |  | EA*4X36L17A*+WALLCON | *80CTL0451712B* | 31200 | 16.5 | 8.1 | 33400 | 24600 | 73.65% | 1.8 | 0 | 10.5 |  |  |  |  | R-410A | 2.6 | Residential & Commercial | USHP | Ducted CEE Tier 1
213780708 | Central HP <5.4 tons | AIRQUEST | HRCU-A-CB (Split System: Heat Pump with Remote Outdoor Unit-Air-Source) | HVH837GKA2* |  |  | EA*4X36L17A*+WALLCON | *96CTN0601714B* | 31200 | 16.5 | 8.1 | 33400 | 24600 | 73.65% | 1.82 | 0 | 10.5 |  |  |  |  | R-410A | 2.6 | Residential & Commercial | USHP | Ducted CEE Tier 1
214331918 | Central HP <5.4 tons | BOSCH | HRCU-A-CB (Split System: Heat Pump with Remote Outdoor Unit-Air-Source) | BOVB-60HDN1-M20G | ASPEN |  | D(A,C,E)60B4G+TXV+TDR | BGH96M080B3A | 41500 | 17 | 8.8 | 43500 | 39500 | 90.8% | 2.4 | 0 | 11.7 |  |  |  |  | R-410A | 3.4583 | Residential & Commercial | USHP | Ducted CEE Tier 1
214331934 | Central HP <5.4 tons | BOSCH | HRCU-A-CB (Split System: Heat Pump with Remote Outdoor Unit-Air-Source) | BOVB-60HDN1-M20G | ASPEN |  | D(A,C,E)60B4G+TXV+TDR | BGH96M100C5A | 43500 | 17.5 | 8.8 | 46500 | 39000 | 83.87% | 2.35 | 0 | 11.7 |  |  |  |  | R-410A | 3.625 | Residential & Commercial | USHP | Ducted CEE Tier 1
214331948 | Central HP <5.4 tons | BOSCH | HRCU-A-CB (Split System: Heat Pump with Remote Outdoor Unit-Air-Source) | BOVB-60HDN1-M20G | ASPEN |  | D(A,C,E)48B4G+TXV+TDR | BGH96M120D5A | 43500 | 17.5 | 9 | 47000 | 38500 | 81.91% | 2.32 | 0 | 11.6 |  |  |  |  | R-410A | 3.625 | Residential & Commercial | USHP | Ducted CEE Tier 1
214723114 | Central HP <5.4 tons | BOSCH | HRCU-A-CB (Split System: Heat Pump with Remote Outdoor Unit-Air-Source) | BOVA-24HDN1-M15G | ASPEN |  | A(E,F)W184+TDR | 0 | 16700 | 15.2 | 8.1 | 17800 | 12900 | 72.47% | 1.81 | 0 | 11.5 |  |  |  |  | R-410A | 1.3917 | Residential & Commercial | USHP | Ducted CEE Tier 1
214331858 | Central HP <5.4 tons | BOSCH | HRCU-A-CB (Split System: Heat Pump with Remote Outdoor Unit-Air-Source) | BOVB-36HDN1-M20G | ASPEN |  | D(A,C,E)36D3G+TXV+TDR | BGH96M080C4A | 32200 | 17.5 | 8.9 | 34200 | 26600 | 77.78% | 2.5 | 0 | 11 |  |  |  |  | R-410A | 2.6833 | Residential & Commercial | USHP | Ducted CEE Tier 1
216055839 | Central HP <5.4 tons | CHAMPION HEATING AND COOLING | HRCU-A-CB (Split System: Heat Pump with Remote Outdoor Unit-Air-Source) | HH836E2S11 | ASPEN |  | C(A,C,D,E)48A3K+TDR | Z9ES080C20SMPS1 | 31400 | 18 | 8.1 | 31800 | 24200 | 76.1% | 2 | 0 | 10.5 |  |  |  |  | R-454B | 2.6167 | Residential & Commercial | USHP | Ducted CEE Tier 1
214331703 | Central HP <5.4 tons | BOSCH | HRCU-A-CB (Split System: Heat Pump with Remote Outdoor Unit-Air-Source) | BOVA-36HDN1-M20G | ASPEN |  | D(A,C,E)36C4G+TXV+TDR | BGH96M080C4A | 32600 | 17.5 | 9 | 34200 | 26600 | 77.78% | 2.51 | 0 | 11 |  |  |  |  | R-410A | 2.7167 | Residential & Commercial | USHP | Ducted CEE Tier 1
215375413 | Central HP <5.4 tons | BOSCH | HRCU-A-CB (Split System: Heat Pump with Remote Outdoor Unit-Air-Source) | BOVB-36HDN1-M20G | ASPEN |  | D(A,C,E)48A36+TDR | BGH96M100C5B | 30400 | 18.5 | 8.7 | 34000 | 25400 | 74.71% | 2.43 | 0 | 11.7 |  |  |  |  | R-410A | 2.5333 | Residential & Commercial | USHP | Ducted CEE Tier 1
213286673 | Central HP <5.4 tons | DAY & NIGHT | HRCU-A-CB (Split System: Heat Pump with Remote Outdoor Unit-Air-Source) | DLCURAH18ABK | ADP |  | CP1903A+TXV+TD | 0 | 17400 | 15.2 | 8.7 | 17000 | 19400 | 114.1% | 2.32 | 0 | 10.5 |  |  |  |  | R-410A | 1.45 | Residential & Commercial | USHP | Ducted CEE Tier 1
212675691 | Central HP <5.4 tons | BOSCH | HRCU-A-CB (Split System: Heat Pump with Remote Outdoor Unit-Air-Source) | BOVA-60HDN1-M20G | ASPEN |  | L(E,G)M60F4 | 0 | 52000 | 18 | 9.5 | 55000 | 48500 | 88.18% | 2.48 | 0 | 11.7 |  |  |  |  | R-410A | 4.3333 | Residential & Commercial | USHP | Ducted CEE Tier 1
214331760 | Central HP <5.4 tons | BOSCH | HRCU-A-CB (Split System: Heat Pump with Remote Outdoor Unit-Air-Source) | BOVA-60HDN1-M20G | ASPEN |  | D(A,C,E)48B4G+TXV+TDR | BGH96M080B3B | 40500 | 17 | 8.8 | 43500 | 39500 | 90.8% | 2.4 | 0 | 11 |  |  |  |  | R-410A | 3.375 | Residential & Commercial | USHP | Ducted CEE Tier 1
214331761 | Central HP <5.4 tons | BOSCH | HRCU-A-CB (Split System: Heat Pump with Remote Outdoor Unit-Air-Source) | BOVA-60HDN1-M20G | ASPEN |  | D(A,C,E)48D4G+TXV+TDR | BGH96M080B3B | 41500 | 17 | 8.8 | 43500 | 39500 | 90.8% | 2.4 | 0 | 11.7 |  |  |  |  | R-410A | 3.4583 | Residential & Commercial | USHP | Ducted CEE Tier 1
214331794 | Central HP <5.4 tons | BOSCH | HRCU-A-CB (Split System: Heat Pump with Remote Outdoor Unit-Air-Source) | BOVA-60HDN1-M20G | ASPEN |  | D(A,C,E)60B4G+TXV+TDR | BGH96M120D5B | 44000 | 17.5 | 9 | 47000 | 38500 | 81.91% | 2.32 | 0 | 11.7 |  |  |  |  | R-410A | 3.6667 | Residential & Commercial | USHP | Ducted CEE Tier 1
213885826 | Central HP <5.4 tons | BOSCH | HRCU-A-CB (Split System: Heat Pump with Remote Outdoor Unit-Air-Source) | BOVA-36HDN1-M20G | ASPEN |  | AE(D,N,U)+CM24A34+TDR | 0 | 21600 | 19.5 | 8.8 | 23600 | 27000 | 114.4% | 2.42 | 0 | 12.5 |  |  |  |  | R-410A | 1.8 | Residential & Commercial | USHP | Ducted CEE Tier 1
215057504 | Central HP <5.4 tons | BOSCH | HRCU-A-CB (Split System: Heat Pump with Remote Outdoor Unit-Air-Source) | BOVD-36HDN1-M20G | ASPEN |  | L(E,G)M36C4 | 0 | 31200 | 17 | 8.1 | 33000 | 24000 | 72.73% | 1.9 | 0 | 11 |  |  |  |  | R-410A | 2.6 | Residential & Commercial | USHP | Ducted CEE Tier 1
215057513 | Central HP <5.4 tons | BOSCH | HRCU-A-CB (Split System: Heat Pump with Remote Outdoor Unit-Air-Source) | BOVD-36HDN1-M20G | ASPEN |  | L(E,G)M36F4 | 0 | 32200 | 18 | 9 | 33200 | 24000 | 72.29% | 1.9 | 0 | 11.7 |  |  |  |  | R-410A | 2.6833 | Residential & Commercial | USHP | Ducted CEE Tier 1
213163582 | Central HP <5.4 tons | DAY & NIGHT | HRCU-A-CB (Split System: Heat Pump with Remote Outdoor Unit-Air-Source) | DLCURAH30ABK | ADP |  | H,FG32936+AEFE3A* | 0 | 29400 | 15.2 | 8.15 | 33200 | 27000 | 81.33% | 1.76 | 0 | 8.5 |  |  |  |  | R-410A | 2.45 | Residential & Commercial | USHP
214331920 | Central HP <5.4 tons | BOSCH | HRCU-A-CB (Split System: Heat Pump with Remote Outdoor Unit-Air-Source) | BOVB-60HDN1-M20G | ASPEN |  | D(A,C,E)48B4G+TXV+TDR | BGH96M080B3B | 40500 | 17 | 8.8 | 43500 | 39500 | 90.8% | 2.4 | 0 | 11 |  |  |  |  | R-410A | 3.375 | Residential & Commercial | USHP | Ducted CEE Tier 1
214331922 | Central HP <5.4 tons | BOSCH | HRCU-A-CB (Split System: Heat Pump with Remote Outdoor Unit-Air-Source) | BOVB-60HDN1-M20G | ASPEN |  | D(A,C,E)60B4G+TXV+TDR | BGH96M080B3B | 41500 | 17 | 8.8 | 43500 | 39500 | 90.8% | 2.4 | 0 | 11.7 |  |  |  |  | R-410A | 3.4583 | Residential & Commercial | USHP | Ducted CEE Tier 1
214331937 | Central HP <5.4 tons | BOSCH | HRCU-A-CB (Split System: Heat Pump with Remote Outdoor Unit-Air-Source) | BOVB-60HDN1-M20G | ASPEN |  | D(A,C,E)48D4G+TXV+TDR | BGH96M100C5B | 44000 | 17.5 | 8.8 | 46500 | 39000 | 83.87% | 2.35 | 0 | 11.7 |  |  |  |  | R-410A | 3.6667 | Residential & Commercial | USHP | Ducted CEE Tier 1
214331770 | Central HP <5.4 tons | BOSCH | HRCU-A-CB (Split System: Heat Pump with Remote Outdoor Unit-Air-Source) | BOVA-60HDN1-M20G | ASPEN |  | D(A,C,E)60B4G+TXV+TDR | BGH96M080C4B | 41500 | 17 | 8.8 | 44500 | 39000 | 87.64% | 2.39 | 0 | 11.7 |  |  |  |  | R-410A | 3.4583 | Residential & Commercial | USHP | Ducted CEE Tier 1
214331787 | Central HP <5.4 tons | BOSCH | HRCU-A-CB (Split System: Heat Pump with Remote Outdoor Unit-Air-Source) | BOVA-60HDN1-M20G | ASPEN |  | D(A,C,E)48A3G+TXV+TDR | BGH96M120D5A | 42000 | 17.5 | 8.7 | 46500 | 38500 | 82.8% | 2.27 | 0 | 11.4 |  |  |  |  | R-410A | 3.5 | Residential & Commercial | USHP | Ducted CEE Tier 1
215057510 | Central HP <5.4 tons | BOSCH | HRCU-A-CB (Split System: Heat Pump with Remote Outdoor Unit-Air-Source) | BOVD-36HDN1-M20G | ASPEN |  | L(E,G)M36E4 | 0 | 32200 | 17.5 | 8.5 | 33200 | 24000 | 72.29% | 1.9 | 0 | 11.5 |  |  |  |  | R-410A | 2.6833 | Residential & Commercial | USHP | Ducted CEE Tier 1
214320275 | Central HP <5.4 tons | BOREAL | HRCU-A-C (Split System: Heat Pump with Remote Outdoor Unit with No Indoor Fan --Air Source) | ENVBR60HPJ1OA | ASPEN |  | C(A,C,D,E)60B44+TDR | 0 | 50500 | 15.2 | 8.5 | 53000 | 37200 | 70.19% | 1.8 | 0 | 9.5 |  |  |  |  | R-410A | 4.2083 | Residential & Commercial | USHP
215375400 | Central HP <5.4 tons | BOSCH | HRCU-A-CB (Split System: Heat Pump with Remote Outdoor Unit-Air-Source) | BOVA-60HDN1-M20G | ASPEN |  | D(A,C,E)60B34+TDR | BGH96M100C5B | 43000 | 17.5 | 8.7 | 46500 | 35600 | 76.56% | 2.32 | 0 | 11.6 |  |  |  |  | R-410A | 3.5833 | Residential & Commercial | USHP | Ducted CEE Tier 1
214331758 | Central HP <5.4 tons | BOSCH | HRCU-A-CB (Split System: Heat Pump with Remote Outdoor Unit-Air-Source) | BOVA-60HDN1-M20G | ASPEN |  | D(A,C,E)60B4G+TXV+TDR | BGH96M080B3A | 41500 | 17 | 8.8 | 43500 | 39500 | 90.8% | 2.4 | 0 | 11.7 |  |  |  |  | R-410A | 3.4583 | Residential & Commercial | USHP | Ducted CEE Tier 1
214331915 | Central HP <5.4 tons | BOSCH | HRCU-A-CB (Split System: Heat Pump with Remote Outdoor Unit-Air-Source) | BOVB-60HDN1-M20G | ASPEN |  | D(A,C,E)48A3G+TXV+TDR | BGH96M080B3A | 39500 | 17 | 8.5 | 43000 | 39000 | 90.7% | 2.33 | 0 | 11.4 |  |  |  |  | R-410A | 3.2917 | Residential & Commercial | USHP | Ducted CEE Tier 1
215941763 | Central HP <5.4 tons | TEMPSTAR | HRCU-A-CB (Split System: Heat Pump with Remote Outdoor Unit-Air-Source) | T5H3V48*K*AAA* |  |  | EVD5X60M24A*+WALLCON | *97CTN1202422A* | 45500 | 20.5 | 8.1 | 52500 | 38000 | 72.38% | 1.95 | 0 | 11.5 |  |  |  |  | R-454B | 3.7917 | Residential & Commercial | USHP | Ducted CEE Tier 1
215057507 | Central HP <5.4 tons | BOSCH | HRCU-A-CB (Split System: Heat Pump with Remote Outdoor Unit-Air-Source) | BOVD-36HDN1-M20G | ASPEN |  | L(E,G)M36D4 | 0 | 31800 | 17 | 8.1 | 33000 | 24000 | 72.73% | 1.9 | 0 | 11 |  |  |  |  | R-410A | 2.65 | Residential & Commercial | USHP | Ducted CEE Tier 1
214331942 | Central HP <5.4 tons | BOSCH | HRCU-A-CB (Split System: Heat Pump with Remote Outdoor Unit-Air-Source) | BOVB-60HDN1-M20G | ASPEN |  | D(A,C,E)60B4G+TXV+TDR | BGH96M100D5A | 44000 | 17.5 | 9 | 47000 | 38500 | 81.91% | 2.32 | 0 | 11.7 |  |  |  |  | R-410A | 3.6667 | Residential & Commercial | USHP | Ducted CEE Tier 1
215940323 | Central HP <5.4 tons | TEMPSTAR | HRCU-A-CB (Split System: Heat Pump with Remote Outdoor Unit-Air-Source) | T5H3V36*K*AAA* |  |  | EVM5X44M21A*+WALLCON | *97CTN1002122A* | 35600 | 22 | 8.5 | 38000 | 28600 | 75.26% | 2.02 | 0 | 12.5 |  |  |  |  | R-454B | 2.9667 | Residential & Commercial | USHP | Ducted CEE Tier 1
215057520 | Central HP <5.4 tons | BOSCH | HRCU-A-CB (Split System: Heat Pump with Remote Outdoor Unit-Air-Source) | BOVD-36HDN1-M20G | ASPEN |  | L(E,G)M48B4 | 0 | 31600 | 19 | 9.5 | 33200 | 24000 | 72.29% | 1.9 | 0 | 12 |  |  |  |  | R-410A | 2.6333 | Residential & Commercial | USHP | Ducted CEE Tier 1
215683892 | Central HP <5.4 tons | BRYANT HEATING AND COOLING SYSTEMS | HRCU-A-CB (Split System: Heat Pump with Remote Outdoor Unit-Air-Source) | 290VAN036**AA* |  |  | CAA**3721AM*+UI | 83*CA36040C17*** | 34400 | 18 | 9 | 35200 | 25200 | 71.59% | 1.88 | 0 | 10 |  |  |  |  | R-454B | 2.8667 | Residential & Commercial | USHP | Ducted CEE Tier 1
212624413 | Central HP <5.4 tons | COLEMAN | HRCU-A-CB (Split System: Heat Pump with Remote Outdoor Unit-Air-Source) | HMH72B341 | ASPEN |  | D(A,C,E)42D24+TDR | TM9Y080C16MP11 | 30600 | 18.1 | 8.5 | 34000 | 28000 | 82.35% | 2.66 | 0 | 9 |  |  |  |  | R-410A | 2.55 | Residential & Commercial | USHP
214731219 | Central HP <5.4 tons | BRYANT HEATING AND COOLING SYSTEMS | HRCU-A-CB (Split System: Heat Pump with Remote Outdoor Unit-Air-Source) | 38MURAQ36AB3* | ADP |  | H,PG7J936 | 926TC60100V21*** | 35200 | 16 | 8.1 | 36800 | 34800 | 94.57% | 1.82 | 0 | 10 |  |  |  |  | R-410A | 2.9333 | Residential & Commercial | USHP | Ducted CEE Tier 1
215291864 | Central HP <5.4 tons | AIRQUEST | HRCU-A-CB (Split System: Heat Pump with Remote Outdoor Unit-Air-Source) | DLCURAH24ABK | ADP |  | H,GG32930 | *92MSN0401712A* | 23000 | 16 | 8.5 | 24800 | 23600 | 95.16% | 1.96 | 0 | 9.5 |  |  |  |  | R-410A | 1.9167 | Residential & Commercial | USHP
215291866 | Central HP <5.4 tons | AIRQUEST | HRCU-A-CB (Split System: Heat Pump with Remote Outdoor Unit-Air-Source) | DLCURAH24ABK | ADP |  | HG32924 | *92MSN0401712A* | 23000 | 16 | 8.5 | 24800 | 23600 | 95.16% | 1.96 | 0 | 9.5 |  |  |  |  | R-410A | 1.9167 | Residential & Commercial | USHP
215291880 | Central HP <5.4 tons | AIRQUEST | HRCU-A-CB (Split System: Heat Pump with Remote Outdoor Unit-Air-Source) | DLCURAH24ABK | ADP |  | HG35936 | *92MSN0401712A* | 23600 | 16 | 8.5 | 24800 | 23600 | 95.16% | 1.96 | 0 | 10 |  |  |  |  | R-410A | 1.9667 | Residential & Commercial | USHP | Ducted CEE Tier 1
214802756 | Central HP <5.4 tons | RHEEM | HRCU-A-CB (Split System: Heat Pump with Remote Outdoor Unit-Air-Source) | RP15AZ30AJ2N | ASPEN |  | D(A,C,E)36A34+TDR | R801V0754A17DZ | 27400 | 15.4 | 8.1 | 28400 | 20200 | 71.13% | 2.62 | 0 | 11.7 |  |  |  |  | R-410A | 2.2833 | Residential & Commercial | USHP | Ducted CEE Tier 1
213780875 | Central HP <5.4 tons | CARRIER | HRCU-A-CB (Split System: Heat Pump with Remote Outdoor Unit-Air-Source) | 25VNA837A*031* |  |  | CAP**3721AL*+UI | 58TN*B090C21**20 | 32800 | 17 | 8.5 | 33000 | 25000 | 75.76% | 1.98 | 0 | 11 |  |  |  |  | R-410A | 2.7333 | Residential & Commercial | USHP | Ducted CEE Tier 1
215683596 | Central HP <5.4 tons | BRYANT HEATING AND COOLING SYSTEMS | HRCU-A-CB (Split System: Heat Pump with Remote Outdoor Unit-Air-Source) | 290VAN024**AA* |  |  | CAA**2417AM*+UI | 986TD42060C17*** | 22800 | 16.5 | 9 | 24000 | 16900 | 70.42% | 1.94 | 0 | 10 |  |  |  |  | R-454B | 1.9 | Residential & Commercial | USHP | Ducted CEE Tier 1
215683698 | Central HP <5.4 tons | BRYANT HEATING AND COOLING SYSTEMS | HRCU-A-CB (Split System: Heat Pump with Remote Outdoor Unit-Air-Source) | 290VAN024**AA* |  |  | CAA**3721AM*+UI | 88*TB48090C17*** | 24000 | 17.5 | 9 | 23200 | 16300 | 70.26% | 2.02 | 0 | 10.5 |  |  |  |  | R-454B | 2 | Residential & Commercial | USHP | Ducted CEE Tier 1
214331931 | Central HP <5.4 tons | BOSCH | HRCU-A-CB (Split System: Heat Pump with Remote Outdoor Unit-Air-Source) | BOVB-60HDN1-M20G | ASPEN |  | D(A,C,E)48A3G+TXV+TDR | BGH96M100C5A | 41500 | 17.5 | 8.5 | 46000 | 38500 | 83.7% | 2.27 | 0 | 11.4 |  |  |  |  | R-410A | 3.4583 | Residential & Commercial | USHP | Ducted CEE Tier 1
215375422 | Central HP <5.4 tons | BOSCH | HRCU-A-CB (Split System: Heat Pump with Remote Outdoor Unit-Air-Source) | BOVB-60HDN1-M20G | ASPEN |  | D(A,C,E)60B36+TDR | BGH96M080B3B | 41000 | 17 | 8.7 | 43500 | 35000 | 80.46% | 2.38 | 0 | 11.6 |  |  |  |  | R-410A | 3.4167 | Residential & Commercial | USHP | Ducted CEE Tier 1
215375437 | Central HP <5.4 tons | BOSCH | HRCU-A-CB (Split System: Heat Pump with Remote Outdoor Unit-Air-Source) | BOVD-36HDN1-M20G | ASPEN |  | D(A,C,E)36C44+TDR | BGH96M080B3B | 23400 | 18.5 | 9 | 20000 | 20000 | 100% | 2.86 | 0 | 12 |  |  |  |  | R-410A | 1.95 | Residential & Commercial | USHP | Ducted CEE Tier 1
215375440 | Central HP <5.4 tons | BOSCH | HRCU-A-CB (Split System: Heat Pump with Remote Outdoor Unit-Air-Source) | BOVD-36HDN1-M20G | ASPEN |  | D(A,C,E)36C46+TDR | BGH96M080B3B | 23400 | 18.5 | 9 | 20000 | 20000 | 100% | 2.86 | 0 | 12 |  |  |  |  | R-410A | 1.95 | Residential & Commercial | USHP | Ducted CEE Tier 1
214063920 | Central HP <5.4 tons | BOSCH | HRCU-A-CB (Split System: Heat Pump with Remote Outdoor Unit-Air-Source) | BOVA-60HDN1-M20G | ASPEN |  | D(A,C,E)48D44+TDR | BGH96M080C4A | 41500 | 17 | 8.8 | 44500 | 39000 | 87.64% | 2.39 | 0 | 11.7 |  |  |  |  | R-410A | 3.4583 | Residential & Commercial | USHP | Ducted CEE Tier 1
214063937 | Central HP <5.4 tons | BOSCH | HRCU-A-CB (Split System: Heat Pump with Remote Outdoor Unit-Air-Source) | BOVA-60HDN1-M20G | ASPEN |  | D(A,C,E)60B44+TDR | BGH96M100D5A | 44000 | 17.5 | 9 | 47000 | 38500 | 81.91% | 2.32 | 0 | 11.7 |  |  |  |  | R-410A | 3.6667 | Residential & Commercial | USHP | Ducted CEE Tier 1
214064070 | Central HP <5.4 tons | BOSCH | HRCU-A-CB (Split System: Heat Pump with Remote Outdoor Unit-Air-Source) | BOVB-60HDN1-M20G | ASPEN |  | D(A,C,E)48A34+TDR | BGH96M080B3A | 39500 | 17 | 8.5 | 43000 | 39000 | 90.7% | 2.33 | 0 | 11.4 |  |  |  |  | R-410A | 3.2917 | Residential & Commercial | USHP | Ducted CEE Tier 1
214064071 | Central HP <5.4 tons | BOSCH | HRCU-A-CB (Split System: Heat Pump with Remote Outdoor Unit-Air-Source) | BOVB-60HDN1-M20G | ASPEN |  | D(A,C,E)48B44+TDR | BGH96M080B3A | 40500 | 17 | 8.8 | 43500 | 39500 | 90.8% | 2.4 | 0 | 11 |  |  |  |  | R-410A | 3.375 | Residential & Commercial | USHP | Ducted CEE Tier 1
214064087 | Central HP <5.4 tons | BOSCH | HRCU-A-CB (Split System: Heat Pump with Remote Outdoor Unit-Air-Source) | BOVB-60HDN1-M20G | ASPEN |  | D(A,C,E)48B44+TDR | BGH96M100C5A | 43000 | 17.5 | 8.8 | 46500 | 39000 | 83.87% | 2.35 | 0 | 11.6 |  |  |  |  | R-410A | 3.5833 | Residential & Commercial | USHP | Ducted CEE Tier 1
214064103 | Central HP <5.4 tons | BOSCH | HRCU-A-CB (Split System: Heat Pump with Remote Outdoor Unit-Air-Source) | BOVB-60HDN1-M20G | ASPEN |  | D(A,C,E)48B44+TDR | BGH96M120D5A | 43500 | 17.5 | 9 | 47000 | 38500 | 81.91% | 2.32 | 0 | 11.6 |  |  |  |  | R-410A | 3.625 | Residential & Commercial | USHP | Ducted CEE Tier 1
213885828 | Central HP <5.4 tons | BOSCH | HRCU-A-CB (Split System: Heat Pump with Remote Outdoor Unit-Air-Source) | BOVA-36HDN1-M20G | ASPEN |  | AE(D,N,U)+CM30B34+TDR | 0 | 22400 | 19.9 | 9.1 | 23800 | 26800 | 112.6% | 2.5 | 0 | 12.7 |  |  |  |  | R-410A | 1.8667 | Residential & Commercial | USHP | Ducted CEE Tier 1
214331691 | Central HP <5.4 tons | BOSCH | HRCU-A-CB (Split System: Heat Pump with Remote Outdoor Unit-Air-Source) | BOVA-36HDN1-M20G | ASPEN |  | D(A,C,E)36D3G+TXV+TDR | BGH96M060B3B | 23000 | 18 | 9 | 24000 | 22200 | 92.5% | 2.28 | 0 | 12 |  |  |  |  | R-410A | 1.9167 | Residential & Commercial | USHP | Ducted CEE Tier 1
214331707 | Central HP <5.4 tons | BOSCH | HRCU-A-CB (Split System: Heat Pump with Remote Outdoor Unit-Air-Source) | BOVA-36HDN1-M20G | ASPEN |  | D(A,C,E)36D3G+TXV+TDR | BGH96M080C4B | 32200 | 17.5 | 8.9 | 34200 | 26600 | 77.78% | 2.5 | 0 | 11 |  |  |  |  | R-410A | 2.6833 | Residential & Commercial | USHP | Ducted CEE Tier 1
214331832 | Central HP <5.4 tons | BOSCH | HRCU-A-CB (Split System: Heat Pump with Remote Outdoor Unit-Air-Source) | BOVB-36HDN1-M20G | ASPEN |  | D(A,C,E)36D3G+TXV+TDR | BGH96M060B3A | 23000 | 18 | 9 | 24000 | 22200 | 92.5% | 2.28 | 0 | 12 |  |  |  |  | R-410A | 1.9167 | Residential & Commercial | USHP | Ducted CEE Tier 1
215940373 | Central HP <5.4 tons | TEMPSTAR | HRCU-A-CB (Split System: Heat Pump with Remote Outdoor Unit-Air-Source) | T5H3V36*K*AAA* |  |  | EVM5X49M21A*+WALLCON | *97CTN0801716A* | 35400 | 21 | 8.5 | 38500 | 29000 | 75.32% | 2.02 | 0 | 12 |  |  |  |  | R-454B | 2.95 | Residential & Commercial | USHP | Ducted CEE Tier 1
215940493 | Central HP <5.4 tons | TEMPSTAR | HRCU-A-CB (Split System: Heat Pump with Remote Outdoor Unit-Air-Source) | T5H3V36*K*AAA* |  |  | EVM5X60M24A*+WALLCON | *97CTN1002122A* | 35600 | 22 | 8.5 | 38000 | 28400 | 74.74% | 2.04 | 0 | 12.5 |  |  |  |  | R-454B | 2.9667 | Residential & Commercial | USHP | Ducted CEE Tier 1
215942449 | Central HP <5.4 tons | TEMPSTAR | HRCU-A-CB (Split System: Heat Pump with Remote Outdoor Unit-Air-Source) | T5H3V36*K*AAA* |  |  | EVM5X61M24A*+WALLCON | *97CMN0802120B* | 36000 | 22 | 8.5 | 37400 | 28200 | 75.4% | 2.04 | 0 | 12.5 |  |  |  |  | R-454B | 3 | Residential & Commercial | USHP | Ducted CEE Tier 1
215942529 | Central HP <5.4 tons | TEMPSTAR | HRCU-A-CB (Split System: Heat Pump with Remote Outdoor Unit-Air-Source) | T5H3V36*K*AAA* |  |  | EVD5X61M21A*+WALLCON | *97CMN0802120B* | 35800 | 22 | 8.5 | 37400 | 28200 | 75.4% | 2.04 | 0 | 12.5 |  |  |  |  | R-454B | 2.9833 | Residential & Commercial | USHP | Ducted CEE Tier 1
215942479 | Central HP <5.4 tons | TEMPSTAR | HRCU-A-CB (Split System: Heat Pump with Remote Outdoor Unit-Air-Source) | T5H3V36*K*AAA* |  |  | EVD5X61M21A*+WALLCON | *80CSU0601716A* | 35800 | 22 | 8.5 | 37400 | 28400 | 75.94% | 2.04 | 0 | 12 |  |  |  |  | R-454B | 2.9833 | Residential & Commercial | USHP | Ducted CEE Tier 1
216980137 | Central HP <5.4 tons | BOSCH | HRCU-A-CB (Split System: Heat Pump with Remote Outdoor Unit-Air-Source) | BOVA-36RTB-M20S | ASPEN |  | L(E,G)M36FJ | 0 | 23400 | 19.6 | 9 | 24000 | 17400 | 72.5% | 2 | 0 | 13 |  |  |  |  | R-454B | 1.95 | Residential & Commercial | USHP | Ducted CEE Tier 1
215683878 | Central HP <5.4 tons | BRYANT HEATING AND COOLING SYSTEMS | HRCU-A-CB (Split System: Heat Pump with Remote Outdoor Unit-Air-Source) | 290VAN036**AA* |  |  | CAA**3717AM*+UI | 88*TB48090C17*** | 34000 | 17.5 | 9 | 35800 | 25400 | 70.95% | 1.88 | 0 | 9.5 |  |  |  |  | R-454B | 2.8333 | Residential & Commercial | USHP
215683898 | Central HP <5.4 tons | BRYANT HEATING AND COOLING SYSTEMS | HRCU-A-CB (Split System: Heat Pump with Remote Outdoor Unit-Air-Source) | 290VAN036**AA* |  |  | CAA**3721AM*+UI | 88*TB36045C17*** | 34000 | 17.5 | 9 | 35600 | 25400 | 71.35% | 1.86 | 0 | 9.5 |  |  |  |  | R-454B | 2.8333 | Residential & Commercial | USHP
214094141 | Central HP <5.4 tons | BOSCH | HRCU-A-CB (Split System: Heat Pump with Remote Outdoor Unit-Air-Source) | BOVA-60HDN1-M20G | ASPEN |  | DM59A44+TDR | BGH96M080C4B | 40500 | 17 | 8.8 | 44500 | 39000 | 87.64% | 2.39 | 0 | 11.5 |  |  |  |  | R-410A | 3.375 | Residential & Commercial | USHP | Ducted CEE Tier 1
214063939 | Central HP <5.4 tons | BOSCH | HRCU-A-CB (Split System: Heat Pump with Remote Outdoor Unit-Air-Source) | BOVA-60HDN1-M20G | ASPEN |  | D(A,C,E)48B44+TDR | BGH96M100D5B | 43500 | 17.5 | 9 | 47000 | 38500 | 81.91% | 2.32 | 0 | 11.6 |  |  |  |  | R-410A | 3.625 | Residential & Commercial | USHP | Ducted CEE Tier 1
207172522 | Central HP <5.4 tons | DUCANE | HRCU-A-CB (Split System: Heat Pump with Remote Outdoor Unit-Air-Source) | 4HP18V36P | ADP |  | 48BP**+TXV | 80G1UH070BE12 | 24000 | 19 | 8.5 | 22400 | 18900 | 84.38% | 2.22 | 13 | 12 |  |  |  |  | R-410A | 2 | Residential & Commercial | USHP | Ducted CEE Tier 1
214331949 | Central HP <5.4 tons | BOSCH | HRCU-A-CB (Split System: Heat Pump with Remote Outdoor Unit-Air-Source) | BOVB-60HDN1-M20G | ASPEN |  | D(A,C,E)48D4G+TXV+TDR | BGH96M120D5A | 44500 | 17.5 | 9 | 47000 | 38500 | 81.91% | 2.32 | 0 | 11.7 |  |  |  |  | R-410A | 3.7083 | Residential & Commercial | USHP | Ducted CEE Tier 1
210693389 | Central HP <5.4 tons | Liberty Heating & Air Conditioning | HRCU-A-CB (Split System: Heat Pump with Remote Outdoor Unit-Air-Source) | ASZV903610A* |  |  | CSCF3642N6D*+TXV | G*VC960603BNB* | 33800 | 18.5 | 8.2 | 34000 | 24400 | 71.76% | 1.8 | 0 | 11.5 |  |  |  |  | R-410A | 2.8167 | Residential & Commercial | USHP | Ducted CEE Tier 1
213885834 | Central HP <5.4 tons | BOSCH | HRCU-A-CB (Split System: Heat Pump with Remote Outdoor Unit-Air-Source) | BOVA-60HDN1-M20G | ASPEN |  | AE(D,N,U)+CM60B34+TDR | 0 | 43000 | 18.3 | 8.9 | 47000 | 45500 | 96.81% | 2.45 | 0 | 11.7 |  |  |  |  | R-410A | 3.5833 | Residential & Commercial | USHP | Ducted CEE Tier 1
215669233 | Central HP <5.4 tons | BRYANT HEATING AND COOLING SYSTEMS | HRCU-A-CB (Split System: Heat Pump with Remote Outdoor Unit-Air-Source) | 290VAN036**AA* |  |  | CAA**4821AM*+UI | 987MC42080C17*** | 33600 | 17.5 | 9 | 35200 | 25200 | 71.59% | 1.88 | 0 | 9.5 |  |  |  |  | R-454B | 2.8 | Residential & Commercial | USHP
212627002 | Central HP <5.4 tons | COLEMAN | HRCU-A-CB (Split System: Heat Pump with Remote Outdoor Unit-Air-Source) | HMH72B341 | ASPEN |  | D(A,C,E)36A36+TDR | TM9V080C16MP12 | 31600 | 17.5 | 8.4 | 33800 | 27400 | 81.07% | 2.64 | 0 | 9.8 |  |  |  |  | R-410A | 2.6333 | Residential & Commercial | USHP
214848951 | Central HP <5.4 tons | DAY & NIGHT | HRCU-A-CB (Split System: Heat Pump with Remote Outdoor Unit-Air-Source) | DLCURAH18ABK | ADP |  | F,PE*E34925 | 0 | 17800 | 17 | 9 | 17100 | 19400 | 113.5% | 2.4 | 0 | 11 |  |  |  |  | R-410A | 1.4833 | Residential & Commercial | USHP | Ducted CEE Tier 1
214331874 | Central HP <5.4 tons | BOSCH | HRCU-A-CB (Split System: Heat Pump with Remote Outdoor Unit-Air-Source) | BOVB-36HDN1-M20G | ASPEN |  | D(A,C,E)48A3G+TXV+TDR | BGH96M100C5B | 30400 | 18.5 | 8.7 | 34000 | 27400 | 80.59% | 2.43 | 0 | 11.7 |  |  |  |  | R-410A | 2.5333 | Residential & Commercial | USHP | Ducted CEE Tier 1
214063847 | Central HP <5.4 tons | BOSCH | HRCU-A-CB (Split System: Heat Pump with Remote Outdoor Unit-Air-Source) | BOVA-36HDN1-M20G | ASPEN |  | D(A,C,E)48A34+TDR | BGH96M060B3B | 30800 | 17.5 | 8.6 | 33600 | 26600 | 79.17% | 2.34 | 0 | 10.5 |  |  |  |  | R-410A | 2.5667 | Residential & Commercial | USHP | Ducted CEE Tier 1
214331843 | Central HP <5.4 tons | BOSCH | HRCU-A-CB (Split System: Heat Pump with Remote Outdoor Unit-Air-Source) | BOVB-36HDN1-M20G | ASPEN |  | D(A,C,E)36A3G+TXV+TDR | BGH96M080B3A | 22200 | 18 | 8.4 | 23600 | 22200 | 94.07% | 2.17 | 0 | 11.8 |  |  |  |  | R-410A | 1.85 | Residential & Commercial | USHP | Ducted CEE Tier 1
214331873 | Central HP <5.4 tons | BOSCH | HRCU-A-CB (Split System: Heat Pump with Remote Outdoor Unit-Air-Source) | BOVB-36HDN1-M20G | ASPEN |  | D(A,C,E)36D3G+TXV+TDR | BGH96M100C5B | 31000 | 18.5 | 9 | 34200 | 27600 | 80.7% | 2.51 | 0 | 11.8 |  |  |  |  | R-410A | 2.5833 | Residential & Commercial | USHP | Ducted CEE Tier 1
214331757 | Central HP <5.4 tons | BOSCH | HRCU-A-CB (Split System: Heat Pump with Remote Outdoor Unit-Air-Source) | BOVA-60HDN1-M20G | ASPEN |  | D(A,C,E)48D4G+TXV+TDR | BGH96M080B3A | 41500 | 17 | 8.8 | 43500 | 39500 | 90.8% | 2.4 | 0 | 11.7 |  |  |  |  | R-410A | 3.4583 | Residential & Commercial | USHP | Ducted CEE Tier 1
214331793 | Central HP <5.4 tons | BOSCH | HRCU-A-CB (Split System: Heat Pump with Remote Outdoor Unit-Air-Source) | BOVA-60HDN1-M20G | ASPEN |  | D(A,C,E)48D4G+TXV+TDR | BGH96M120D5B | 44500 | 17.5 | 9 | 47000 | 38500 | 81.91% | 2.32 | 0 | 11.7 |  |  |  |  | R-410A | 3.7083 | Residential & Commercial | USHP | Ducted CEE Tier 1
214331923 | Central HP <5.4 tons | BOSCH | HRCU-A-CB (Split System: Heat Pump with Remote Outdoor Unit-Air-Source) | BOVB-60HDN1-M20G | ASPEN |  | D(A,C,E)48A3G+TXV+TDR | BGH96M080C4A | 39500 | 17 | 8.5 | 44000 | 38500 | 87.5% | 2.31 | 0 | 11.4 |  |  |  |  | R-410A | 3.2917 | Residential & Commercial | USHP | Ducted CEE Tier 1
214331925 | Central HP <5.4 tons | BOSCH | HRCU-A-CB (Split System: Heat Pump with Remote Outdoor Unit-Air-Source) | BOVB-60HDN1-M20G | ASPEN |  | D(A,C,E)48D4G+TXV+TDR | BGH96M080C4A | 41500 | 17 | 8.8 | 44500 | 39000 | 87.64% | 2.39 | 0 | 11.7 |  |  |  |  | R-410A | 3.4583 | Residential & Commercial | USHP | Ducted CEE Tier 1
215683946 | Central HP <5.4 tons | BRYANT HEATING AND COOLING SYSTEMS | HRCU-A-CB (Split System: Heat Pump with Remote Outdoor Unit-Air-Source) | 290VAN036**AA* |  |  | CAA**4221AM*+UI | 88*TB60090C21*** | 33200 | 18 | 9 | 35800 | 25600 | 71.51% | 1.86 | 0 | 10 |  |  |  |  | R-454B | 2.7667 | Residential & Commercial | USHP | Ducted CEE Tier 1
215683964 | Central HP <5.4 tons | BRYANT HEATING AND COOLING SYSTEMS | HRCU-A-CB (Split System: Heat Pump with Remote Outdoor Unit-Air-Source) | 290VAN036**AA* |  |  | CAA**4221AM*+UI | 987MC66100C21*** | 33200 | 17.5 | 9 | 35800 | 25600 | 71.51% | 1.84 | 0 | 10 |  |  |  |  | R-454B | 2.7667 | Residential & Commercial | USHP | Ducted CEE Tier 1
210693372 | Central HP <5.4 tons | Liberty Heating & Air Conditioning | HRCU-A-CB (Split System: Heat Pump with Remote Outdoor Unit-Air-Source) | ASZV903610A* |  |  | CHPF3743C6B*+TXV | G*VC960804CNB* | 33400 | 18 | 8.2 | 34000 | 24400 | 71.76% | 1.8 | 0 | 11 |  |  |  |  | R-410A | 2.7833 | Residential & Commercial | USHP | Ducted CEE Tier 1
210693377 | Central HP <5.4 tons | Liberty Heating & Air Conditioning | HRCU-A-CB (Split System: Heat Pump with Remote Outdoor Unit-Air-Source) | ASZV903610A* |  |  | CHPF3743C6B*+TXV | G*VM970804CNB* | 33400 | 18 | 8.2 | 34000 | 24400 | 71.76% | 1.8 | 0 | 11 |  |  |  |  | R-410A | 2.7833 | Residential & Commercial | USHP | Ducted CEE Tier 1
214094133 | Central HP <5.4 tons | BOSCH | HRCU-A-CB (Split System: Heat Pump with Remote Outdoor Unit-Air-Source) | BOVB-36HDN1-M20G | ASPEN |  | DM42B34+TDR | BGH96M080C4B | 31600 | 17.5 | 8.6 | 33800 | 26400 | 78.11% | 2.42 | 0 | 10.9 |  |  |  |  | R-410A | 2.6333 | Residential & Commercial | USHP | Ducted CEE Tier 1
214063849 | Central HP <5.4 tons | BOSCH | HRCU-A-CB (Split System: Heat Pump with Remote Outdoor Unit-Air-Source) | BOVA-36HDN1-M20G | ASPEN |  | D(A,C,E)30B34+TDR | BGH96M080B3A | 22200 | 18 | 8.7 | 23800 | 22200 | 93.28% | 2.21 | 0 | 11.8 |  |  |  |  | R-410A | 1.85 | Residential & Commercial | USHP | Ducted CEE Tier 1
214063856 | Central HP <5.4 tons | BOSCH | HRCU-A-CB (Split System: Heat Pump with Remote Outdoor Unit-Air-Source) | BOVA-36HDN1-M20G | ASPEN |  | D(A,C,E)36D34+TDR | BGH96M080B3B | 23000 | 18 | 9 | 24000 | 22200 | 92.5% | 2.28 | 0 | 12 |  |  |  |  | R-410A | 1.9167 | Residential & Commercial | USHP | Ducted CEE Tier 1
214331788 | Central HP <5.4 tons | BOSCH | HRCU-A-CB (Split System: Heat Pump with Remote Outdoor Unit-Air-Source) | BOVA-60HDN1-M20G | ASPEN |  | D(A,C,E)48B4G+TXV+TDR | BGH96M120D5A | 43500 | 17.5 | 9 | 47000 | 38500 | 81.91% | 2.32 | 0 | 11.6 |  |  |  |  | R-410A | 3.625 | Residential & Commercial | USHP | Ducted CEE Tier 1
215375398 | Central HP <5.4 tons | BOSCH | HRCU-A-CB (Split System: Heat Pump with Remote Outdoor Unit-Air-Source) | BOVA-60HDN1-M20G | ASPEN |  | D(A,C,E)60B34+TDR | BGH96M080B3B | 41000 | 17 | 8.7 | 43500 | 35000 | 80.46% | 2.38 | 0 | 11.6 |  |  |  |  | R-410A | 3.4167 | Residential & Commercial | USHP | Ducted CEE Tier 1
216980141 | Central HP <5.4 tons | BOSCH | HRCU-A-CB (Split System: Heat Pump with Remote Outdoor Unit-Air-Source) | BOVA-60MTB-M19E | ASPEN |  | L(E,G)M48FJ | 0 | 46000 | 18.5 | 9.5 | 48000 | 48500 | 101% | 2.1 | 0 | 11.9 |  |  |  |  | R-454B | 3.8333 | Residential & Commercial | USHP | Ducted CEE Tier 1
213785013 | Central HP <5.4 tons | CARRIER | HRCU-A-CB (Split System: Heat Pump with Remote Outdoor Unit-Air-Source) | 25VNA424A*031* |  |  | CAP**2417AL*+UI | 58TN*B070C17**16 | 23000 | 19.5 | 10 | 27000 | 20200 | 74.81% | 2.28 | 0 | 12.5 |  |  |  |  | R-410A | 1.9167 | Residential & Commercial | USHP | Ducted CEE Tier 1
213785029 | Central HP <5.4 tons | CARRIER | HRCU-A-CB (Split System: Heat Pump with Remote Outdoor Unit-Air-Source) | 25VNA424A*031* |  |  | CAP**2517AL*+UI | 58TN*B070C14**12 | 23800 | 20 | 10.5 | 26400 | 19800 | 75% | 2.52 | 0 | 13 |  |  |  |  | R-410A | 1.9833 | Residential & Commercial | USHP | Ducted CEE Tier 1
213785031 | Central HP <5.4 tons | CARRIER | HRCU-A-CB (Split System: Heat Pump with Remote Outdoor Unit-Air-Source) | 25VNA424A*031* |  |  | CAP**2517AL*+UI | 58TN*B070C17**16 | 24000 | 20 | 10.5 | 26400 | 19800 | 75% | 2.5 | 0 | 13 |  |  |  |  | R-410A | 2 | Residential & Commercial | USHP | Ducted CEE Tier 1
213785047 | Central HP <5.4 tons | CARRIER | HRCU-A-CB (Split System: Heat Pump with Remote Outdoor Unit-Air-Source) | 25VNA424A*031* |  |  | CAP**3014AL*+UI | 59TN6C040C14**10 | 22800 | 17.5 | 9.5 | 27200 | 20600 | 75.74% | 2.26 | 0 | 11.5 |  |  |  |  | R-410A | 1.9 | Residential & Commercial | USHP | Ducted CEE Tier 1
213785097 | Central HP <5.4 tons | CARRIER | HRCU-A-CB (Split System: Heat Pump with Remote Outdoor Unit-Air-Source) | 25VNA424A*031* |  |  | CAP**3621AL*+UI | 59MN7C080C17**14 | 23200 | 20 | 10 | 26600 | 19900 | 74.81% | 2.4 | 0 | 12.5 |  |  |  |  | R-410A | 1.9333 | Residential & Commercial | USHP | Ducted CEE Tier 1
213785099 | Central HP <5.4 tons | CARRIER | HRCU-A-CB (Split System: Heat Pump with Remote Outdoor Unit-Air-Source) | 25VNA424A*031* |  |  | CAP**3621AL*+UI | 59MN7C100C21**22 | 23400 | 20 | 10 | 26600 | 19800 | 74.44% | 2.42 | 0 | 13 |  |  |  |  | R-410A | 1.95 | Residential & Commercial | USHP | Ducted CEE Tier 1
215375427 | Central HP <5.4 tons | BOSCH | HRCU-A-CB (Split System: Heat Pump with Remote Outdoor Unit-Air-Source) | BOVD-36HDN1-M20G | ASPEN |  | D(A,C,E)30B34+TDR | BGH96M080B3B | 22400 | 18.4 | 8.7 | 19900 | 20000 | 100.5% | 2.9 | 0 | 11.8 |  |  |  |  | R-410A | 1.8667 | Residential & Commercial | USHP | Ducted CEE Tier 1
215375434 | Central HP <5.4 tons | BOSCH | HRCU-A-CB (Split System: Heat Pump with Remote Outdoor Unit-Air-Source) | BOVD-36HDN1-M20G | ASPEN |  | D(A,C,E)36A36+TDR | BGH96M080B3B | 22400 | 18.4 | 8.5 | 19900 | 20000 | 100.5% | 2.92 | 0 | 11.8 |  |  |  |  | R-410A | 1.8667 | Residential & Commercial | USHP | Ducted CEE Tier 1
215375395 | Central HP <5.4 tons | BOSCH | HRCU-A-CB (Split System: Heat Pump with Remote Outdoor Unit-Air-Source) | BOVA-60HDN1-M20G | ASPEN |  | D(A,C,E)48A36+TDR | BGH96M080C4B | 39500 | 17 | 8.5 | 44000 | 34800 | 79.09% | 2.31 | 0 | 11.4 |  |  |  |  | R-410A | 3.2917 | Residential & Commercial | USHP | Ducted CEE Tier 1
215375416 | Central HP <5.4 tons | BOSCH | HRCU-A-CB (Split System: Heat Pump with Remote Outdoor Unit-Air-Source) | BOVB-60HDN1-M20G | ASPEN |  | D(A,C,E)48A36+TDR | BGH96M100C5B | 41500 | 17.5 | 8.5 | 46000 | 35400 | 76.96% | 2.27 | 0 | 11.4 |  |  |  |  | R-410A | 3.4583 | Residential & Commercial | USHP | Ducted CEE Tier 1
214063992 | Central HP <5.4 tons | BOSCH | HRCU-A-CB (Split System: Heat Pump with Remote Outdoor Unit-Air-Source) | BOVB-36HDN1-M20G | ASPEN |  | D(A,C,E)36B34+TDR | BGH96M060B3B | 22600 | 18 | 8.8 | 23800 | 22400 | 94.12% | 2.26 | 0 | 11.9 |  |  |  |  | R-410A | 1.8833 | Residential & Commercial | USHP | Ducted CEE Tier 1
214064015 | Central HP <5.4 tons | BOSCH | HRCU-A-CB (Split System: Heat Pump with Remote Outdoor Unit-Air-Source) | BOVB-36HDN1-M20G | ASPEN |  | D(A,C,E)36A34+TDR | BGH96M080C4B | 31000 | 17.5 | 8.6 | 33800 | 26400 | 78.11% | 2.41 | 0 | 10.7 |  |  |  |  | R-410A | 2.5833 | Residential & Commercial | USHP | Ducted CEE Tier 1
214064017 | Central HP <5.4 tons | BOSCH | HRCU-A-CB (Split System: Heat Pump with Remote Outdoor Unit-Air-Source) | BOVB-36HDN1-M20G | ASPEN |  | D(A,C,E)36C44+TDR | BGH96M080C4B | 32600 | 17.5 | 9 | 34200 | 26600 | 77.78% | 2.51 | 0 | 11 |  |  |  |  | R-410A | 2.7167 | Residential & Commercial | USHP | Ducted CEE Tier 1
215683578 | Central HP <5.4 tons | BRYANT HEATING AND COOLING SYSTEMS | HRCU-A-CB (Split System: Heat Pump with Remote Outdoor Unit-Air-Source) | 290VAN024**AA* |  |  | CAA**2417AM*+UI | 83*CA36040C17*** | 22800 | 16.5 | 9 | 24000 | 16800 | 70% | 1.96 | 0 | 10 |  |  |  |  | R-454B | 1.9 | Residential & Commercial | USHP | Ducted CEE Tier 1
215940713 | Central HP <5.4 tons | TEMPSTAR | HRCU-A-CB (Split System: Heat Pump with Remote Outdoor Unit-Air-Source) | T5H3V36*K*AAA* |  |  | EVD5X42M24A*+WALLCON | *97CTN1002122A* | 35600 | 22 | 8.5 | 38000 | 28400 | 74.74% | 2.04 | 0 | 12.5 |  |  |  |  | R-454B | 2.9667 | Residential & Commercial | USHP | Ducted CEE Tier 1
215939643 | Central HP <5.4 tons | TEMPSTAR | HRCU-A-CB (Split System: Heat Pump with Remote Outdoor Unit-Air-Source) | T5H3V36*K*AAA* |  |  | EA*5X36M17A*+WALLCON | *97CTN0801716A* | 32000 | 19 | 9.5 | 35600 | 27400 | 76.97% | 1.98 | 0 | 10.5 |  |  |  |  | R-454B | 2.6667 | Residential & Commercial | USHP | Ducted CEE Tier 1
215939693 | Central HP <5.4 tons | TEMPSTAR | HRCU-A-CB (Split System: Heat Pump with Remote Outdoor Unit-Air-Source) | T5H3V36*K*AAA* |  |  | EA*5X42M21A*+WALLCON | *97CTN0801716A* | 32400 | 19.5 | 9.5 | 35200 | 27200 | 77.27% | 2 | 0 | 11 |  |  |  |  | R-454B | 2.7 | Residential & Commercial | USHP | Ducted CEE Tier 1
215939743 | Central HP <5.4 tons | TEMPSTAR | HRCU-A-CB (Split System: Heat Pump with Remote Outdoor Unit-Air-Source) | T5H3V36*K*AAA* |  |  | EA*5X48M21A*+WALLCON | *80CSU0601716B* | 33400 | 20.5 | 9.5 | 34400 | 26200 | 76.16% | 2.04 | 0 | 11.7 |  |  |  |  | R-454B | 2.7833 | Residential & Commercial | USHP | Ducted CEE Tier 1
215932047 | Central HP <5.4 tons | AIRQUEST | HRCU-A-CB (Split System: Heat Pump with Remote Outdoor Unit-Air-Source) | H5H3V36*K*AAA* |  |  | EA*5X36M17A*+WALLCON | *80CSU0601716A* | 32200 | 19.5 | 9.5 | 35000 | 27000 | 77.14% | 2 | 0 | 11 |  |  |  |  | R-454B | 2.6833 | Residential & Commercial | USHP | Ducted CEE Tier 1
215932667 | Central HP <5.4 tons | AIRQUEST | HRCU-A-CB (Split System: Heat Pump with Remote Outdoor Unit-Air-Source) | H5H3V36*K*AAA* |  |  | EA*5X61M21A*+WALLCON | *80CSU0601716A* | 34400 | 20.5 | 9.5 | 34400 | 26000 | 75.58% | 2.06 | 0 | 11.7 |  |  |  |  | R-454B | 2.8667 | Residential & Commercial | USHP | Ducted CEE Tier 1
216980134 | Central HP <5.4 tons | BOSCH | HRCU-A-CB (Split System: Heat Pump with Remote Outdoor Unit-Air-Source) | BOVA-36RTB-M20S | ASPEN |  | L(E,G)M24BJ | 0 | 21000 | 18.7 | 8.1 | 23400 | 17400 | 74.36% | 2 | 0 | 12.4 |  |  |  |  | R-454B | 1.75 | Residential & Commercial | USHP | Ducted CEE Tier 1
213927966 | Central HP <5.4 tons | WESTINGHOUSE | HRCU-A-C (Split System: Heat Pump with Remote Outdoor Unit with No Indoor Fan --Air Source) | WHM36SZA21S | ASPEN |  | D(A,C,E)37E34+TDR | 0 | 29800 | 15.5 | 9.4 | 30000 | 24200 | 80.67% | 2.08 | 0 | 11.3 |  |  |  |  | R-410A | 2.4833 | Residential & Commercial | USHP | Ducted CEE Tier 1
215934987 | Central HP <5.4 tons | AIRQUEST | HRCU-A-CB (Split System: Heat Pump with Remote Outdoor Unit-Air-Source) | H5H3V36*K*AAA* |  |  | EVM5X49M21A*+WALLCON | *80CSU1002120A* | 35600 | 21.5 | 8.5 | 38000 | 28800 | 75.79% | 2.02 | 0 | 12 |  |  |  |  | R-454B | 2.9667 | Residential & Commercial | USHP | Ducted CEE Tier 1
215934837 | Central HP <5.4 tons | AIRQUEST | HRCU-A-CB (Split System: Heat Pump with Remote Outdoor Unit-Air-Source) | H5H3V36*K*AAA* |  |  | EVM5X44M21A*+WALLCON | *80CTL0901716B* | 35600 | 22 | 8.5 | 38000 | 28600 | 75.26% | 2.02 | 0 | 12 |  |  |  |  | R-454B | 2.9667 | Residential & Commercial | USHP | Ducted CEE Tier 1
215934957 | Central HP <5.4 tons | AIRQUEST | HRCU-A-CB (Split System: Heat Pump with Remote Outdoor Unit-Air-Source) | H5H3V36*K*AAA* |  |  | EVM5X48M21A*+WALLCON | *97CMN0601714B* | 34400 | 20.5 | 8.5 | 38000 | 27600 | 72.63% | 2.08 | 0 | 11 |  |  |  |  | R-454B | 2.8667 | Residential & Commercial | USHP | Ducted CEE Tier 1
215935057 | Central HP <5.4 tons | AIRQUEST | HRCU-A-CB (Split System: Heat Pump with Remote Outdoor Unit-Air-Source) | H5H3V36*K*AAA* |  |  | EVM5X49M21A*+WALLCON | *95CSU0601716B* | 35400 | 21.5 | 8.5 | 38500 | 29000 | 75.32% | 2.02 | 0 | 12 |  |  |  |  | R-454B | 2.95 | Residential & Commercial | USHP | Ducted CEE Tier 1
215292007 | Central HP <5.4 tons | AIRQUEST | HRCU-A-CB (Split System: Heat Pump with Remote Outdoor Unit-Air-Source) | DLCURAH24ABK | ADP |  | H,GG81936 | *92MSN0601714A* | 23600 | 17 | 8.5 | 24800 | 24000 | 96.77% | 2.02 | 0 | 10.5 |  |  |  |  | R-410A | 1.9667 | Residential & Commercial | USHP | Ducted CEE Tier 1
213785115 | Central HP <5.4 tons | CARRIER | HRCU-A-CB (Split System: Heat Pump with Remote Outdoor Unit-Air-Source) | 25VNA424A*031* |  |  | CAP**3721AL*+UI | 58TN*B110C21**20 | 24200 | 20 | 10.5 | 26400 | 19700 | 74.62% | 2.54 | 0 | 13 |  |  |  |  | R-410A | 2.0167 | Residential & Commercial | USHP | Ducted CEE Tier 1
215669495 | Central HP <5.4 tons | AIRQUEST | HRCU-A-CB (Split System: Heat Pump with Remote Outdoor Unit-Air-Source) | H5H0V36*K*AAA* |  |  | EA*5X61M21A*+WALLCON | *80CTL1102120B* | 35000 | 18.5 | 9 | 34400 | 24800 | 72.09% | 1.92 | 0 | 10.5 |  |  |  |  | R-454B | 2.9167 | Residential & Commercial | USHP | Ducted CEE Tier 1
215375429 | Central HP <5.4 tons | BOSCH | HRCU-A-CB (Split System: Heat Pump with Remote Outdoor Unit-Air-Source) | BOVD-36HDN1-M20G | ASPEN |  | D(A,C,E)30B36+TDR | BGH96M080B3B | 22400 | 18.4 | 8.7 | 19900 | 20000 | 100.5% | 2.9 | 0 | 11.8 |  |  |  |  | R-410A | 1.8667 | Residential & Commercial | USHP | Ducted CEE Tier 1
215375418 | Central HP <5.4 tons | BOSCH | HRCU-A-CB (Split System: Heat Pump with Remote Outdoor Unit-Air-Source) | BOVB-60HDN1-M20G | ASPEN |  | D(A,C,E)60B34+TDR | BGH96M080B3B | 41000 | 17 | 8.7 | 43500 | 35000 | 80.46% | 2.38 | 0 | 11.6 |  |  |  |  | R-410A | 3.4167 | Residential & Commercial | USHP | Ducted CEE Tier 1
214094140 | Central HP <5.4 tons | BOSCH | HRCU-A-CB (Split System: Heat Pump with Remote Outdoor Unit-Air-Source) | BOVA-60HDN1-M20G | ASPEN |  | DM59A44+TDR | BGH96M080C4A | 40500 | 17 | 8.8 | 44500 | 39000 | 87.64% | 2.39 | 0 | 11.5 |  |  |  |  | R-410A | 3.375 | Residential & Commercial | USHP | Ducted CEE Tier 1
214094142 | Central HP <5.4 tons | BOSCH | HRCU-A-CB (Split System: Heat Pump with Remote Outdoor Unit-Air-Source) | BOVA-60HDN1-M20G | ASPEN |  | DM59A44+TDR | BGH96M100C5A | 42500 | 17.5 | 8.8 | 46500 | 39000 | 83.87% | 2.35 | 0 | 11 |  |  |  |  | R-410A | 3.5417 | Residential & Commercial | USHP | Ducted CEE Tier 1
214064083 | Central HP <5.4 tons | BOSCH | HRCU-A-CB (Split System: Heat Pump with Remote Outdoor Unit-Air-Source) | BOVB-60HDN1-M20G | ASPEN |  | D(A,C,E)48B44+TDR | BGH96M080C4B | 40500 | 17 | 8.8 | 44500 | 39000 | 87.64% | 2.39 | 0 | 11 |  |  |  |  | R-410A | 3.375 | Residential & Commercial | USHP | Ducted CEE Tier 1
214064108 | Central HP <5.4 tons | BOSCH | HRCU-A-CB (Split System: Heat Pump with Remote Outdoor Unit-Air-Source) | BOVB-60HDN1-M20G | ASPEN |  | D(A,C,E)48D44+TDR | BGH96M120D5B | 44500 | 17.5 | 9 | 47000 | 38500 | 81.91% | 2.32 | 0 | 11.7 |  |  |  |  | R-410A | 3.7083 | Residential & Commercial | USHP | Ducted CEE Tier 1
213279292 | Central HP <5.4 tons | COLEMAN | HRCU-A-CB (Split System: Heat Pump with Remote Outdoor Unit-Air-Source) | THF2B48T21 | ASPEN |  | D(A,C,E)60A46+TDR | TPLC100C16MP13 | 43000 | 16 | 8.2 | 44000 | 31200 | 70.91% | 3.16 | 0 | 11.5 |  |  |  |  | R-410A | 3.5833 | Residential & Commercial | USHP | Ducted CEE Tier 1
215375409 | Central HP <5.4 tons | BOSCH | HRCU-A-CB (Split System: Heat Pump with Remote Outdoor Unit-Air-Source) | BOVB-36HDN1-M20G | ASPEN |  | D(A,C,E)36A36+TDR | BGH96M100C5B | 29800 | 18.5 | 8.7 | 34000 | 25400 | 74.71% | 2.43 | 0 | 11 |  |  |  |  | R-410A | 2.4833 | Residential & Commercial | USHP | Ducted CEE Tier 1
214063983 | Central HP <5.4 tons | BOSCH | HRCU-A-CB (Split System: Heat Pump with Remote Outdoor Unit-Air-Source) | BOVB-36HDN1-M20G | ASPEN |  | D(A,C,E)30B34+TDR | BGH96M060B3A | 22200 | 18 | 8.7 | 23800 | 22200 | 93.28% | 2.23 | 0 | 11.8 |  |  |  |  | R-410A | 1.85 | Residential & Commercial | USHP | Ducted CEE Tier 1
215291879 | Central HP <5.4 tons | AIRQUEST | HRCU-A-CB (Split System: Heat Pump with Remote Outdoor Unit-Air-Source) | DLCURAH24ABK | ADP |  | H,GG35936 | *92MSN0401712A* | 23600 | 16 | 8.5 | 24800 | 23600 | 95.16% | 1.96 | 0 | 10 |  |  |  |  | R-410A | 1.9667 | Residential & Commercial | USHP | Ducted CEE Tier 1
215291890 | Central HP <5.4 tons | AIRQUEST | HRCU-A-CB (Split System: Heat Pump with Remote Outdoor Unit-Air-Source) | DLCURAH24ABK | ADP |  | H,GE7J924 | *92MSN0401712A* | 23000 | 16 | 8.5 | 24800 | 23600 | 95.16% | 1.96 | 0 | 9.5 |  |  |  |  | R-410A | 1.9167 | Residential & Commercial | USHP
215291899 | Central HP <5.4 tons | AIRQUEST | HRCU-A-CB (Split System: Heat Pump with Remote Outdoor Unit-Air-Source) | DLCURAH24ABK | ADP |  | H,GG1K936 | *92MSN0401712A* | 23600 | 16 | 8.5 | 24800 | 23600 | 95.16% | 1.96 | 0 | 10 |  |  |  |  | R-410A | 1.9667 | Residential & Commercial | USHP | Ducted CEE Tier 1
215291938 | Central HP <5.4 tons | AIRQUEST | HRCU-A-CB (Split System: Heat Pump with Remote Outdoor Unit-Air-Source) | DLCURAH24ABK | ADP |  | H,GE30924 | *92MSN0601412A* | 23000 | 16 | 9 | 25400 | 25000 | 98.43% | 2.12 | 0 | 9.5 |  |  |  |  | R-410A | 1.9167 | Residential & Commercial | USHP
215291972 | Central HP <5.4 tons | AIRQUEST | HRCU-A-CB (Split System: Heat Pump with Remote Outdoor Unit-Air-Source) | DLCURAH24ABK | ADP |  | H,GE32930 | *92MSN0601714A* | 23400 | 17 | 8.5 | 25200 | 26000 | 103.2% | 2.24 | 0 | 10 |  |  |  |  | R-410A | 1.95 | Residential & Commercial | USHP | Ducted CEE Tier 1
215291990 | Central HP <5.4 tons | AIRQUEST | HRCU-A-CB (Split System: Heat Pump with Remote Outdoor Unit-Air-Source) | DLCURAH24ABK | ADP |  | H,GE30924 | *92MSN0601714A* | 22400 | 17 | 8.5 | 24600 | 23200 | 94.31% | 1.96 | 0 | 9.5 |  |  |  |  | R-410A | 1.8667 | Residential & Commercial | USHP
215375388 | Central HP <5.4 tons | BOSCH | HRCU-A-CB (Split System: Heat Pump with Remote Outdoor Unit-Air-Source) | BOVA-36HDN1-M20G | ASPEN |  | D(A,C,E)36A36+TDR | BGH96M080C4B | 31000 | 17.5 | 8.6 | 33800 | 24800 | 73.37% | 2.41 | 0 | 10.7 |  |  |  |  | R-410A | 2.5833 | Residential & Commercial | USHP | Ducted CEE Tier 1
215375390 | Central HP <5.4 tons | BOSCH | HRCU-A-CB (Split System: Heat Pump with Remote Outdoor Unit-Air-Source) | BOVA-36HDN1-M20G | ASPEN |  | D(A,C,E)48A36+TDR | BGH96M060B3B | 30800 | 17.5 | 8.6 | 33600 | 24800 | 73.81% | 2.34 | 0 | 10.5 |  |  |  |  | R-410A | 2.5667 | Residential & Commercial | USHP | Ducted CEE Tier 1
215375407 | Central HP <5.4 tons | BOSCH | HRCU-A-CB (Split System: Heat Pump with Remote Outdoor Unit-Air-Source) | BOVB-36HDN1-M20G | ASPEN |  | D(A,C,E)36A36+TDR | BGH96M080B3B | 22200 | 18 | 8.4 | 23600 | 19500 | 82.63% | 2.17 | 0 | 11.8 |  |  |  |  | R-410A | 1.85 | Residential & Commercial | USHP | Ducted CEE Tier 1
214595283 | Central HP <5.4 tons | BOSCH | HRCU-A-C (Split System: Heat Pump with Remote Outdoor Unit with No Indoor Fan --Air Source) | BOVA-36HDN1-M20G | ASPEN |  | CM36B36+TDR | 0 | 21800 | 15.2 | 8.8 | 23800 | 16900 | 71.01% | 1.97 | 0 | 11.9 |  |  |  |  | R-410A | 1.8167 | Residential & Commercial | USHP | Ducted CEE Tier 1
214595284 | Central HP <5.4 tons | BOSCH | HRCU-A-C (Split System: Heat Pump with Remote Outdoor Unit with No Indoor Fan --Air Source) | BOVB-36HDN1-M20G | ASPEN |  | CM36B36+TDR | 0 | 21800 | 15.2 | 8.8 | 23800 | 16900 | 71.01% | 1.75 | 0 | 11.9 |  |  |  |  | R-410A | 1.8167 | Residential & Commercial | USHP | Ducted CEE Tier 1
214595301 | Central HP <5.4 tons | BOSCH | HRCU-A-C (Split System: Heat Pump with Remote Outdoor Unit with No Indoor Fan --Air Source) | BOVA-36HDN1-M20G | ASPEN |  | D(A,C,E)36B46+TDR | 0 | 22000 | 15.2 | 8.8 | 23800 | 16900 | 71.01% | 1.99 | 0 | 11.9 |  |  |  |  | R-410A | 1.8333 | Residential & Commercial | USHP | Ducted CEE Tier 1
214595303 | Central HP <5.4 tons | BOSCH | HRCU-A-C (Split System: Heat Pump with Remote Outdoor Unit with No Indoor Fan --Air Source) | BOVA-36HDN1-M20G | ASPEN |  | D(A,C,E)36C36+TDR | 0 | 22200 | 15.2 | 8.9 | 24000 | 19400 | 80.83% | 1.98 | 0 | 11.9 |  |  |  |  | R-410A | 1.85 | Residential & Commercial | USHP | Ducted CEE Tier 1
210693333 | Central HP <5.4 tons | Liberty Heating & Air Conditioning | HRCU-A-CB (Split System: Heat Pump with Remote Outdoor Unit-Air-Source) | ASZV903610A* |  |  | CA*F3743*6D*+TXV | G*VS960805CUA* | 33600 | 18.5 | 8.2 | 34000 | 24400 | 71.76% | 1.8 | 0 | 12 |  |  |  |  | R-410A | 2.8 | Residential & Commercial | USHP | Ducted CEE Tier 1
210693350 | Central HP <5.4 tons | Liberty Heating & Air Conditioning | HRCU-A-CB (Split System: Heat Pump with Remote Outdoor Unit-Air-Source) | ASZV903610A* |  |  | CHPF3642C6C*+TXV | G*VS960603BUA* | 33400 | 18 | 8.2 | 34000 | 24400 | 71.76% | 1.8 | 0 | 11 |  |  |  |  | R-410A | 2.7833 | Residential & Commercial | USHP | Ducted CEE Tier 1
214094104 | Central HP <5.4 tons | BOSCH | HRCU-A-CB (Split System: Heat Pump with Remote Outdoor Unit-Air-Source) | BOVB-36HDN1-M20G | ASPEN |  | AE(D,N,U)+DM36A34+TDR | 0 | 22200 | 19.9 | 8.9 | 23600 | 27000 | 114.4% | 2.45 | 0 | 12.7 |  |  |  |  | R-410A | 1.85 | Residential & Commercial | USHP | Ducted CEE Tier 1
214094135 | Central HP <5.4 tons | BOSCH | HRCU-A-CB (Split System: Heat Pump with Remote Outdoor Unit-Air-Source) | BOVB-36HDN1-M20G | ASPEN |  | DM42B34+TDR | BGH96M100C5B | 30400 | 18.3 | 8.7 | 34000 | 27400 | 80.59% | 2.43 | 0 | 11.7 |  |  |  |  | R-410A | 2.5333 | Residential & Commercial | USHP | Ducted CEE Tier 1
214063986 | Central HP <5.4 tons | BOSCH | HRCU-A-CB (Split System: Heat Pump with Remote Outdoor Unit-Air-Source) | BOVB-36HDN1-M20G | ASPEN |  | D(A,C,E)36C44+TDR | BGH96M060B3A | 23200 | 18 | 9 | 24000 | 22200 | 92.5% | 2.28 | 0 | 12 |  |  |  |  | R-410A | 1.9333 | Residential & Commercial | USHP | Ducted CEE Tier 1
214064003 | Central HP <5.4 tons | BOSCH | HRCU-A-CB (Split System: Heat Pump with Remote Outdoor Unit-Air-Source) | BOVB-36HDN1-M20G | ASPEN |  | D(A,C,E)24B34+TDR | BGH96M080B3B | 21800 | 18 | 8.5 | 23800 | 22200 | 93.28% | 2.19 | 0 | 11 |  |  |  |  | R-410A | 1.8167 | Residential & Commercial | USHP | Ducted CEE Tier 1
216494154 | Central HP <5.4 tons | BRYANT HEATING AND COOLING SYSTEMS | HRCU-A-CB (Split System: Heat Pump with Remote Outdoor Unit-Air-Source) | 293VAN048**AA* | ADP |  | CE(P,V)4824G1K*+TXV | 88*TB36070C14*** | 43000 | 19 | 8.5 | 47000 | 35000 | 74.47% | 1.8 | 0 | 11 |  |  |  |  | R-454B | 3.5833 | Residential & Commercial | USHP | Ducted CEE Tier 1
213612072 | Central HP <5.4 tons | RUUD | HRCU-A-CB (Split System: Heat Pump with Remote Outdoor Unit-Air-Source) | RP15AZ42AJ2N | ASPEN |  | D(A,C,E)48B44+TDR | R802V1005A21DZ | 38500 | 15.4 | 8.1 | 40000 | 30000 | 75% | 2.93 | 0 | 11.7 |  |  |  |  | R-410A | 3.2083 | Residential & Commercial | USHP | Ducted CEE Tier 1
212675690 | Central HP <5.4 tons | BOSCH | HRCU-A-CB (Split System: Heat Pump with Remote Outdoor Unit-Air-Source) | BOVA-60HDN1-M20G | ASPEN |  | L(E,G)M48G4 | 0 | 47000 | 18.5 | 9.5 | 48000 | 46000 | 95.83% | 2.61 | 0 | 12 |  |  |  |  | R-410A | 3.9167 | Residential & Commercial | USHP | Ducted CEE Tier 1
215375424 | Central HP <5.4 tons | BOSCH | HRCU-A-CB (Split System: Heat Pump with Remote Outdoor Unit-Air-Source) | BOVB-60HDN1-M20G | ASPEN |  | D(A,C,E)60B36+TDR | BGH96M100C5B | 43000 | 17.5 | 8.7 | 46500 | 35600 | 76.56% | 2.32 | 0 | 11.6 |  |  |  |  | R-410A | 3.5833 | Residential & Commercial | USHP | Ducted CEE Tier 1
215669061 | Central HP <5.4 tons | AIRQUEST | HRCU-A-CB (Split System: Heat Pump with Remote Outdoor Unit-Air-Source) | H5H0V36*K*AAA* |  |  | EA*5X43M21A*+WALLCON | *97CMN0802120B* | 34600 | 18 | 9 | 35200 | 25000 | 71.02% | 1.88 | 0 | 10 |  |  |  |  | R-454B | 2.8833 | Residential & Commercial | USHP | Ducted CEE Tier 1
215669195 | Central HP <5.4 tons | AIRQUEST | HRCU-A-CB (Split System: Heat Pump with Remote Outdoor Unit-Air-Source) | H5H0V36*K*AAA* |  |  | EA*5X48M21A*+WALLCON | *95CSU0802120B* | 33800 | 17.5 | 9 | 35000 | 25000 | 71.43% | 1.88 | 0 | 9.5 |  |  |  |  | R-454B | 2.8167 | Residential & Commercial | USHP
215670079 | Central HP <5.4 tons | AIRQUEST | HRCU-A-CB (Split System: Heat Pump with Remote Outdoor Unit-Air-Source) | H5H0V36*K*AAA* |  |  | ESH5X42M12A*+WALLCON | *97CMN1202422B* | 34000 | 16.5 | 8.5 | 35600 | 25200 | 70.79% | 1.78 | 0 | 9.5 |  |  |  |  | R-454B | 2.8333 | Residential & Commercial | USHP
215670299 | Central HP <5.4 tons | AIRQUEST | HRCU-A-CB (Split System: Heat Pump with Remote Outdoor Unit-Air-Source) | H5H0V36*K*AAA* |  |  | ESH5X48M12A*+WALLCON | *97CMN0802120B* | 34200 | 16.5 | 8.5 | 35400 | 25200 | 71.19% | 1.88 | 0 | 9.5 |  |  |  |  | R-454B | 2.85 | Residential & Commercial | USHP
215670399 | Central HP <5.4 tons | AIRQUEST | HRCU-A-CB (Split System: Heat Pump with Remote Outdoor Unit-Air-Source) | H5H0V36*K*AAA* |  |  | ESH5X60M12A*+WALLCON | *80CTL0451712B* | 34200 | 16.5 | 8.5 | 35000 | 25200 | 72% | 1.78 | 0 | 9 |  |  |  |  | R-454B | 2.85 | Residential & Commercial | USHP
215670449 | Central HP <5.4 tons | AIRQUEST | HRCU-A-CB (Split System: Heat Pump with Remote Outdoor Unit-Air-Source) | H5H0V36*K*AAA* |  |  | ESH5X60M12A*+WALLCON | *80CTL0902120B* | 34600 | 17 | 8.5 | 34600 | 24800 | 71.68% | 1.92 | 0 | 10 |  |  |  |  | R-454B | 2.8833 | Residential & Commercial | USHP | Ducted CEE Tier 1
214064001 | Central HP <5.4 tons | BOSCH | HRCU-A-CB (Split System: Heat Pump with Remote Outdoor Unit-Air-Source) | BOVB-36HDN1-M20G | ASPEN |  | D(A,C,E)36D34+TDR | BGH96M080B3A | 23000 | 18 | 9 | 24000 | 22200 | 92.5% | 2.28 | 0 | 12 |  |  |  |  | R-410A | 1.9167 | Residential & Commercial | USHP | Ducted CEE Tier 1
214064024 | Central HP <5.4 tons | BOSCH | HRCU-A-CB (Split System: Heat Pump with Remote Outdoor Unit-Air-Source) | BOVB-36HDN1-M20G | ASPEN |  | D(A,C,E)48A34+TDR | BGH96M100C5A | 30400 | 18.5 | 8.7 | 34000 | 27400 | 80.59% | 2.43 | 0 | 11.7 |  |  |  |  | R-410A | 2.5333 | Residential & Commercial | USHP | Ducted CEE Tier 1
213160923 | Central HP <5.4 tons | DAY & NIGHT | HRCU-A-CB (Split System: Heat Pump with Remote Outdoor Unit-Air-Source) | DLCURAH18ABK | ADP |  | PL36H***P039+AEFE3A* | 0 | 17500 | 17 | 8.7 | 17000 | 19400 | 114.1% | 2.32 | 0 | 10.5 |  |  |  |  | R-410A | 1.4583 | Residential & Commercial | USHP | Ducted CEE Tier 1
213885827 | Central HP <5.4 tons | BOSCH | HRCU-A-CB (Split System: Heat Pump with Remote Outdoor Unit-Air-Source) | BOVA-24HDN1-M15G | ASPEN |  | AE(D,N,U)+CM30B24+TDR | 0 | 20800 | 15.6 | 8.5 | 23600 | 23400 | 99.15% | 2.48 | 0 | 11.2 |  |  |  |  | R-410A | 1.7333 | Residential & Commercial | USHP | Ducted CEE Tier 1
214063931 | Central HP <5.4 tons | BOSCH | HRCU-A-CB (Split System: Heat Pump with Remote Outdoor Unit-Air-Source) | BOVA-60HDN1-M20G | ASPEN |  | D(A,C,E)48B44+TDR | BGH96M100C5B | 43000 | 17.5 | 8.8 | 46500 | 39000 | 83.87% | 2.35 | 0 | 11.6 |  |  |  |  | R-410A | 3.5833 | Residential & Commercial | USHP | Ducted CEE Tier 1
214064074 | Central HP <5.4 tons | BOSCH | HRCU-A-CB (Split System: Heat Pump with Remote Outdoor Unit-Air-Source) | BOVB-60HDN1-M20G | ASPEN |  | D(A,C,E)48A34+TDR | BGH96M080B3B | 39500 | 17 | 8.5 | 43000 | 39000 | 90.7% | 2.33 | 0 | 11.4 |  |  |  |  | R-410A | 3.2917 | Residential & Commercial | USHP | Ducted CEE Tier 1
213206247 | Central HP <5.4 tons | CARRIER | HRCU-A-CB (Split System: Heat Pump with Remote Outdoor Unit-Air-Source) | 38MURAQ24AB3* | ASPEN |  | D(A,C,E)36C34+TDR | 58S(B,C)*A045E17**12 | 23800 | 17 | 8.1 | 26200 | 20200 | 77.1% | 2.97 | 0 | 10 |  |  |  |  | R-410A | 1.9833 | Residential & Commercial | USHP | Ducted CEE Tier 1
213206383 | Central HP <5.4 tons | CARRIER | HRCU-A-CB (Split System: Heat Pump with Remote Outdoor Unit-Air-Source) | 38MURAQ24AB3* | ASPEN |  | D(A,C,E)36B34+TDR | 58TP*A090V21**20 | 23000 | 16.9 | 8.1 | 25400 | 19800 | 77.95% | 2.97 | 0 | 10.3 |  |  |  |  | R-410A | 1.9167 | Residential & Commercial | USHP | Ducted CEE Tier 1
213206408 | Central HP <5.4 tons | CARRIER | HRCU-A-CB (Split System: Heat Pump with Remote Outdoor Unit-Air-Source) | 38MURAQ24AB3* | ASPEN |  | D(A,C,E)36C34+TDR | 59SC2D040E14**10 | 23600 | 15.5 | 8.1 | 26000 | 20400 | 78.46% | 2.89 | 0 | 9.9 |  |  |  |  | R-410A | 1.9667 | Residential & Commercial | USHP
213206474 | Central HP <5.4 tons | CARRIER | HRCU-A-CB (Split System: Heat Pump with Remote Outdoor Unit-Air-Source) | 38MURAQ24AB3* | ASPEN |  | D(A,C,E)30C44+TDR | 59SC2D100E21**20 | 23800 | 17 | 8.1 | 26000 | 20200 | 77.69% | 2.98 | 0 | 10.4 |  |  |  |  | R-410A | 1.9833 | Residential & Commercial | USHP | Ducted CEE Tier 1
213206531 | Central HP <5.4 tons | CARRIER | HRCU-A-CB (Split System: Heat Pump with Remote Outdoor Unit-Air-Source) | 38MURAQ24AB3* | ASPEN |  | D(A,C,E)30C44+TDR | 59SC5B060E17**14 | 23800 | 16.5 | 8.1 | 26000 | 20200 | 77.69% | 2.76 | 0 | 10.4 |  |  |  |  | R-410A | 1.9833 | Residential & Commercial | USHP | Ducted CEE Tier 1
213206606 | Central HP <5.4 tons | CARRIER | HRCU-A-CB (Split System: Heat Pump with Remote Outdoor Unit-Air-Source) | 38MURAQ24AB3* | ASPEN |  | D(A,C,E)36C34+TDR | 59TP6B060V17**14 | 23800 | 16.5 | 8.1 | 26200 | 20200 | 77.1% | 2.75 | 0 | 10 |  |  |  |  | R-410A | 1.9833 | Residential & Commercial | USHP | Ducted CEE Tier 1
215291999 | Central HP <5.4 tons | AIRQUEST | HRCU-A-CB (Split System: Heat Pump with Remote Outdoor Unit-Air-Source) | DLCURAH24ABK | ADP |  | HE8J936 | *92MSN0601714A* | 23400 | 17 | 8.5 | 24800 | 23800 | 95.97% | 2.02 | 0 | 10.5 |  |  |  |  | R-410A | 1.95 | Residential & Commercial | USHP | Ducted CEE Tier 1
215292008 | Central HP <5.4 tons | AIRQUEST | HRCU-A-CB (Split System: Heat Pump with Remote Outdoor Unit-Air-Source) | DLCURAH24ABK | ADP |  | HG81936 | *92MSN0601714A* | 23600 | 17 | 8.5 | 24800 | 24000 | 96.77% | 2.02 | 0 | 10.5 |  |  |  |  | R-410A | 1.9667 | Residential & Commercial | USHP | Ducted CEE Tier 1
215292013 | Central HP <5.4 tons | AIRQUEST | HRCU-A-CB (Split System: Heat Pump with Remote Outdoor Unit-Air-Source) | DLCURAH24ABK | ADP |  | H,GG31924 | *92MSN0801716A* | 22400 | 17 | 8.5 | 24600 | 24200 | 98.37% | 2.04 | 0 | 10 |  |  |  |  | R-410A | 1.8667 | Residential & Commercial | USHP | Ducted CEE Tier 1
215292022 | Central HP <5.4 tons | AIRQUEST | HRCU-A-CB (Split System: Heat Pump with Remote Outdoor Unit-Air-Source) | DLCURAH24ABK | ADP |  | HG32924 | *92MSN0801716A* | 23200 | 17 | 9 | 25200 | 26400 | 104.8% | 2.3 | 0 | 10 |  |  |  |  | R-410A | 1.9333 | Residential & Commercial | USHP | Ducted CEE Tier 1
213206249 | Central HP <5.4 tons | CARRIER | HRCU-A-CB (Split System: Heat Pump with Remote Outdoor Unit-Air-Source) | 38MURAQ24AB3* | ASPEN |  | D(A,C,E)24B44+TDR | 58S(B,C)*A070E14**12 | 23800 | 17 | 8.1 | 26200 | 20200 | 77.1% | 2.94 | 0 | 10 |  |  |  |  | R-410A | 1.9833 | Residential & Commercial | USHP | Ducted CEE Tier 1
214595155 | Central HP <5.4 tons | BRYANT HEATING AND COOLING SYSTEMS | HRCU-A-CB (Split System: Heat Pump with Remote Outdoor Unit-Air-Source) | 38MURAQ24AB3* | ASPEN |  | L(E,G)M24G4 | 0 | 23400 | 15.2 | 8.5 | 26400 | 23400 | 88.64% | 1.92 | 0 | 9.8 |  |  |  |  | R-410A | 1.95 | Residential & Commercial | USHP
212841209 | Central HP <5.4 tons | BOSCH | HRCU-A-CB (Split System: Heat Pump with Remote Outdoor Unit-Air-Source) | BOVB-60HDN1-M20G | ASPEN |  | A(E,F)M604+TDR | 0 | 46500 | 18 | 9 | 47500 | 45000 | 94.74% | 2.47 | 0 | 11.7 |  |  |  |  | R-410A | 3.875 | Residential & Commercial | USHP | Ducted CEE Tier 1
214731155 | Central HP <5.4 tons | BRYANT HEATING AND COOLING SYSTEMS | HRCU-A-CB (Split System: Heat Pump with Remote Outdoor Unit-Air-Source) | 38MURAQ18AB3* | ADP |  | H,PG7J936 | 926TC48080V17*** | 17500 | 16 | 8.5 | 17100 | 18700 | 109.4% | 2.3 | 0 | 10.5 |  |  |  |  | R-410A | 1.4583 | Residential & Commercial | USHP | Ducted CEE Tier 1
215375431 | Central HP <5.4 tons | BOSCH | HRCU-A-CB (Split System: Heat Pump with Remote Outdoor Unit-Air-Source) | BOVD-36HDN1-M20G | ASPEN |  | D(A,C,E)36A34+TDR | BGH96M080B3B | 22400 | 18.4 | 8.5 | 19900 | 20000 | 100.5% | 2.92 | 0 | 11.8 |  |  |  |  | R-410A | 1.8667 | Residential & Commercial | USHP | Ducted CEE Tier 1
215375432 | Central HP <5.4 tons | BOSCH | HRCU-A-CB (Split System: Heat Pump with Remote Outdoor Unit-Air-Source) | BOVD-36HDN1-M20G | ASPEN |  | D(A,C,E)36A34+TDR | BGH96M100C5B | 29800 | 18 | 8.7 | 25400 | 25600 | 100.8% | 3.03 | 0 | 11 |  |  |  |  | R-410A | 2.4833 | Residential & Commercial | USHP | Ducted CEE Tier 1
210693351 | Central HP <5.4 tons | Liberty Heating & Air Conditioning | HRCU-A-CB (Split System: Heat Pump with Remote Outdoor Unit-Air-Source) | ASZV903610A* |  |  | CHPF3642C6C*+TXV | G*VC960603BNB* | 33400 | 18 | 8.2 | 34000 | 24400 | 71.76% | 1.8 | 0 | 11 |  |  |  |  | R-410A | 2.7833 | Residential & Commercial | USHP | Ducted CEE Tier 1
214802757 | Central HP <5.4 tons | RHEEM | HRCU-A-CB (Split System: Heat Pump with Remote Outdoor Unit-Air-Source) | RP15AZ30AJ2N | ASPEN |  | D(A,C,E)30B34+TDR | R801V0754A17UH | 27400 | 15.4 | 8.1 | 28400 | 20000 | 70.42% | 2.62 | 0 | 11.7 |  |  |  |  | R-410A | 2.2833 | Residential & Commercial | USHP | Ducted CEE Tier 1
214064026 | Central HP <5.4 tons | BOSCH | HRCU-A-CB (Split System: Heat Pump with Remote Outdoor Unit-Air-Source) | BOVB-36HDN1-M20G | ASPEN |  | D(A,C,E)36B34+TDR | BGH96M100C5B | 30200 | 18.5 | 8.8 | 34000 | 27800 | 81.76% | 2.49 | 0 | 11 |  |  |  |  | R-410A | 2.5167 | Residential & Commercial | USHP | Ducted CEE Tier 1
214584500 | Central HP <5.4 tons | BOSCH | HRCU-A-C (Split System: Heat Pump with Remote Outdoor Unit with No Indoor Fan --Air Source) | BOVA-36HDN1-M20G | ASPEN |  | D(A,C,E)36D34+TDR | 0 | 22400 | 15.2 | 9 | 24000 | 22600 | 94.17% | 2 | 0 | 12 |  |  |  |  | R-410A | 1.8667 | Residential & Commercial | USHP | Ducted CEE Tier 1
215375420 | Central HP <5.4 tons | BOSCH | HRCU-A-CB (Split System: Heat Pump with Remote Outdoor Unit-Air-Source) | BOVB-60HDN1-M20G | ASPEN |  | D(A,C,E)60B34+TDR | BGH96M100C5B | 43000 | 17.5 | 8.7 | 46500 | 35600 | 76.56% | 2.32 | 0 | 11.6 |  |  |  |  | R-410A | 3.5833 | Residential & Commercial | USHP | Ducted CEE Tier 1
214063915 | Central HP <5.4 tons | BOSCH | HRCU-A-CB (Split System: Heat Pump with Remote Outdoor Unit-Air-Source) | BOVA-60HDN1-M20G | ASPEN |  | D(A,C,E)48B44+TDR | BGH96M080B3B | 40500 | 17 | 8.8 | 43500 | 39500 | 90.8% | 2.4 | 0 | 11 |  |  |  |  | R-410A | 3.375 | Residential & Commercial | USHP | Ducted CEE Tier 1
215292105 | Central HP <5.4 tons | AIRQUEST | HRCU-A-CB (Split System: Heat Pump with Remote Outdoor Unit-Air-Source) | DLCURAH24ABK | ADP |  | HG9J936 | *92MSN0802120A* | 23400 | 17 | 8.5 | 24600 | 24400 | 99.19% | 2.08 | 0 | 10.5 |  |  |  |  | R-410A | 1.95 | Residential & Commercial | USHP | Ducted CEE Tier 1
215292123 | Central HP <5.4 tons | AIRQUEST | HRCU-A-CB (Split System: Heat Pump with Remote Outdoor Unit-Air-Source) | DLCURAH24ABK | ADP |  | HE31930 | *92MSN1002120A* | 22600 | 17 | 8.5 | 24800 | 23800 | 95.97% | 2.02 | 0 | 10 |  |  |  |  | R-410A | 1.8833 | Residential & Commercial | USHP | Ducted CEE Tier 1
215292130 | Central HP <5.4 tons | AIRQUEST | HRCU-A-CB (Split System: Heat Pump with Remote Outdoor Unit-Air-Source) | DLCURAH24ABK | ADP |  | HE32936 | *92MSN1002120A* | 23000 | 17 | 8.5 | 24800 | 23800 | 95.97% | 2.02 | 0 | 10 |  |  |  |  | R-410A | 1.9167 | Residential & Commercial | USHP | Ducted CEE Tier 1
215292189 | Central HP <5.4 tons | AIRQUEST | HRCU-A-CB (Split System: Heat Pump with Remote Outdoor Unit-Air-Source) | DLCURAH24ABK | ADP |  | H,GE34936 | *96MSN0261410A* | 23400 | 16 | 8.5 | 24800 | 24200 | 97.58% | 2.04 | 0 | 10 |  |  |  |  | R-410A | 1.95 | Residential & Commercial | USHP | Ducted CEE Tier 1
215292214 | Central HP <5.4 tons | AIRQUEST | HRCU-A-CB (Split System: Heat Pump with Remote Outdoor Unit-Air-Source) | DLCURAH24ABK | ADP |  | HG80936 | *96MSN0261410A* | 23400 | 16 | 8.5 | 24800 | 24200 | 97.58% | 2.04 | 0 | 10 |  |  |  |  | R-410A | 1.95 | Residential & Commercial | USHP | Ducted CEE Tier 1
215292241 | Central HP <5.4 tons | AIRQUEST | HRCU-A-CB (Split System: Heat Pump with Remote Outdoor Unit-Air-Source) | DLCURAH24ABK | ADP |  | H,GE34936 | *96MSN0401410A* | 23600 | 16 | 8.5 | 24600 | 23600 | 95.93% | 1.98 | 0 | 10 |  |  |  |  | R-410A | 1.9667 | Residential & Commercial | USHP | Ducted CEE Tier 1
215292257 | Central HP <5.4 tons | AIRQUEST | HRCU-A-CB (Split System: Heat Pump with Remote Outdoor Unit-Air-Source) | DLCURAH24ABK | ADP |  | HG8J936 | *96MSN0401410A* | 23400 | 16 | 8.5 | 24600 | 23600 | 95.93% | 1.98 | 0 | 10 |  |  |  |  | R-410A | 1.95 | Residential & Commercial | USHP | Ducted CEE Tier 1
215292273 | Central HP <5.4 tons | AIRQUEST | HRCU-A-CB (Split System: Heat Pump with Remote Outdoor Unit-Air-Source) | DLCURAH24ABK | ADP |  | H,GG31924 | *96MSN0401712A* | 22800 | 15.2 | 8.5 | 25600 | 24400 | 95.31% | 2.04 | 0 | 9.5 |  |  |  |  | R-410A | 1.9 | Residential & Commercial | USHP
215375414 | Central HP <5.4 tons | BOSCH | HRCU-A-CB (Split System: Heat Pump with Remote Outdoor Unit-Air-Source) | BOVB-60HDN1-M20G | ASPEN |  | D(A,C,E)48A36+TDR | BGH96M080B3B | 39500 | 17 | 8.5 | 43000 | 34800 | 80.93% | 2.33 | 0 | 11.4 |  |  |  |  | R-410A | 3.2917 | Residential & Commercial | USHP | Ducted CEE Tier 1
214063918 | Central HP <5.4 tons | BOSCH | HRCU-A-CB (Split System: Heat Pump with Remote Outdoor Unit-Air-Source) | BOVA-60HDN1-M20G | ASPEN |  | D(A,C,E)48A34+TDR | BGH96M080C4A | 39500 | 17 | 8.5 | 44000 | 38500 | 87.5% | 2.31 | 0 | 11.4 |  |  |  |  | R-410A | 3.2917 | Residential & Commercial | USHP | Ducted CEE Tier 1
214063921 | Central HP <5.4 tons | BOSCH | HRCU-A-CB (Split System: Heat Pump with Remote Outdoor Unit-Air-Source) | BOVA-60HDN1-M20G | ASPEN |  | D(A,C,E)60B44+TDR | BGH96M080C4A | 41500 | 17 | 8.8 | 44500 | 39000 | 87.64% | 2.39 | 0 | 11.7 |  |  |  |  | R-410A | 3.4583 | Residential & Commercial | USHP | Ducted CEE Tier 1
214063936 | Central HP <5.4 tons | BOSCH | HRCU-A-CB (Split System: Heat Pump with Remote Outdoor Unit-Air-Source) | BOVA-60HDN1-M20G | ASPEN |  | D(A,C,E)48D44+TDR | BGH96M100D5A | 44500 | 17.5 | 9 | 47000 | 38500 | 81.91% | 2.32 | 0 | 11.7 |  |  |  |  | R-410A | 3.7083 | Residential & Commercial | USHP | Ducted CEE Tier 1
216980136 | Central HP <5.4 tons | BOSCH | HRCU-A-CB (Split System: Heat Pump with Remote Outdoor Unit-Air-Source) | BOVA-36RTB-M20S | ASPEN |  | L(E,G)M24JJ | 0 | 23000 | 19.5 | 9 | 23800 | 17400 | 73.11% | 2 | 0 | 13 |  |  |  |  | R-454B | 1.9167 | Residential & Commercial | USHP | Ducted CEE Tier 1
216687200 | Central HP <5.4 tons | FUJITSU | HRCU-A-CB (Split System: Heat Pump with Remote Outdoor Unit-Air-Source) | FOP1936MJAYCA |  |  | FCCA3621MYEA | FF97MV510021DH | 34200 | 21 | 10 | 34200 | 29400 | 85.96% | 2 | 0 | 12 |  |  |  |  | R-454B | 2.85 | Residential & Commercial | USHP | Ducted CEE Tier 1
214063942 | Central HP <5.4 tons | BOSCH | HRCU-A-CB (Split System: Heat Pump with Remote Outdoor Unit-Air-Source) | BOVA-60HDN1-M20G | ASPEN |  | D(A,C,E)48A34+TDR | BGH96M120D5A | 42000 | 17.5 | 8.7 | 46500 | 38500 | 82.8% | 2.27 | 0 | 11.4 |  |  |  |  | R-410A | 3.5 | Residential & Commercial | USHP | Ducted CEE Tier 1
214063949 | Central HP <5.4 tons | BOSCH | HRCU-A-CB (Split System: Heat Pump with Remote Outdoor Unit-Air-Source) | BOVA-60HDN1-M20G | ASPEN |  | D(A,C,E)60B44+TDR | BGH96M120D5B | 44000 | 17.5 | 9 | 47000 | 38500 | 81.91% | 2.32 | 0 | 11.7 |  |  |  |  | R-410A | 3.6667 | Residential & Commercial | USHP | Ducted CEE Tier 1
214064081 | Central HP <5.4 tons | BOSCH | HRCU-A-CB (Split System: Heat Pump with Remote Outdoor Unit-Air-Source) | BOVB-60HDN1-M20G | ASPEN |  | D(A,C,E)60B44+TDR | BGH96M080C4A | 41500 | 17 | 8.8 | 44500 | 39000 | 87.64% | 2.39 | 0 | 11.7 |  |  |  |  | R-410A | 3.4583 | Residential & Commercial | USHP | Ducted CEE Tier 1
214063845 | Central HP <5.4 tons | BOSCH | HRCU-A-CB (Split System: Heat Pump with Remote Outdoor Unit-Air-Source) | BOVA-36HDN1-M20G | ASPEN |  | D(A,C,E)36C44+TDR | BGH96M060B3B | 23200 | 18 | 9 | 24000 | 22200 | 92.5% | 2.28 | 0 | 12 |  |  |  |  | R-410A | 1.9333 | Residential & Commercial | USHP | Ducted CEE Tier 1
214063861 | Central HP <5.4 tons | BOSCH | HRCU-A-CB (Split System: Heat Pump with Remote Outdoor Unit-Air-Source) | BOVA-36HDN1-M20G | ASPEN |  | D(A,C,E)36C44+TDR | BGH96M080C4B | 32600 | 17.5 | 9 | 34200 | 26600 | 77.78% | 2.51 | 0 | 11 |  |  |  |  | R-410A | 2.7167 | Residential & Commercial | USHP | Ducted CEE Tier 1
214063995 | Central HP <5.4 tons | BOSCH | HRCU-A-CB (Split System: Heat Pump with Remote Outdoor Unit-Air-Source) | BOVB-36HDN1-M20G | ASPEN |  | D(A,C,E)48A34+TDR | BGH96M060B3B | 30800 | 17.5 | 8.6 | 33600 | 26600 | 79.17% | 2.34 | 0 | 10.5 |  |  |  |  | R-410A | 2.5667 | Residential & Commercial | USHP | Ducted CEE Tier 1
214063996 | Central HP <5.4 tons | BOSCH | HRCU-A-CB (Split System: Heat Pump with Remote Outdoor Unit-Air-Source) | BOVB-36HDN1-M20G | ASPEN |  | D(A,C,E)24B34+TDR | BGH96M080B3A | 21800 | 18 | 8.5 | 23800 | 22200 | 93.28% | 2.19 | 0 | 11 |  |  |  |  | R-410A | 1.8167 | Residential & Commercial | USHP | Ducted CEE Tier 1
214063997 | Central HP <5.4 tons | BOSCH | HRCU-A-CB (Split System: Heat Pump with Remote Outdoor Unit-Air-Source) | BOVB-36HDN1-M20G | ASPEN |  | D(A,C,E)30B34+TDR | BGH96M080B3A | 22200 | 18 | 8.7 | 23800 | 22200 | 93.28% | 2.21 | 0 | 11.8 |  |  |  |  | R-410A | 1.85 | Residential & Commercial | USHP | Ducted CEE Tier 1
214064010 | Central HP <5.4 tons | BOSCH | HRCU-A-CB (Split System: Heat Pump with Remote Outdoor Unit-Air-Source) | BOVB-36HDN1-M20G | ASPEN |  | D(A,C,E)36A34+TDR | BGH96M080C4A | 31000 | 17.5 | 8.6 | 33800 | 26400 | 78.11% | 2.41 | 0 | 10.7 |  |  |  |  | R-410A | 2.5833 | Residential & Commercial | USHP | Ducted CEE Tier 1
214063927 | Central HP <5.4 tons | BOSCH | HRCU-A-CB (Split System: Heat Pump with Remote Outdoor Unit-Air-Source) | BOVA-60HDN1-M20G | ASPEN |  | D(A,C,E)48B44+TDR | BGH96M100C5A | 43000 | 17.5 | 8.8 | 46500 | 39000 | 83.87% | 2.35 | 0 | 11.6 |  |  |  |  | R-410A | 3.5833 | Residential & Commercial | USHP | Ducted CEE Tier 1
214064077 | Central HP <5.4 tons | BOSCH | HRCU-A-CB (Split System: Heat Pump with Remote Outdoor Unit-Air-Source) | BOVB-60HDN1-M20G | ASPEN |  | D(A,C,E)60B44+TDR | BGH96M080B3B | 41500 | 17 | 8.8 | 43500 | 39500 | 90.8% | 2.4 | 0 | 11.7 |  |  |  |  | R-410A | 3.4583 | Residential & Commercial | USHP | Ducted CEE Tier 1
214094144 | Central HP <5.4 tons | BOSCH | HRCU-A-CB (Split System: Heat Pump with Remote Outdoor Unit-Air-Source) | BOVA-60HDN1-M20G | ASPEN |  | DM59A44+TDR | BGH96M100D5A | 43000 | 17.5 | 9 | 47000 | 38500 | 81.91% | 2.32 | 0 | 11.6 |  |  |  |  | R-410A | 3.5833 | Residential & Commercial | USHP | Ducted CEE Tier 1
214094146 | Central HP <5.4 tons | BOSCH | HRCU-A-CB (Split System: Heat Pump with Remote Outdoor Unit-Air-Source) | BOVA-60HDN1-M20G | ASPEN |  | DM59A44+TDR | BGH96M120D5A | 43000 | 17.5 | 9 | 47000 | 38500 | 81.91% | 2.32 | 0 | 11.6 |  |  |  |  | R-410A | 3.5833 | Residential & Commercial | USHP | Ducted CEE Tier 1
214094159 | Central HP <5.4 tons | BOSCH | HRCU-A-CB (Split System: Heat Pump with Remote Outdoor Unit-Air-Source) | BOVB-60HDN1-M20G | ASPEN |  | DM59A44+TDR | BGH96M080B3B | 40500 | 17 | 8.8 | 43500 | 39500 | 90.8% | 2.4 | 0 | 11.5 |  |  |  |  | R-410A | 3.375 | Residential & Commercial | USHP | Ducted CEE Tier 1
214094161 | Central HP <5.4 tons | BOSCH | HRCU-A-CB (Split System: Heat Pump with Remote Outdoor Unit-Air-Source) | BOVB-60HDN1-M20G | ASPEN |  | DM59A44+TDR | BGH96M080C4B | 40500 | 17 | 8.8 | 44500 | 39000 | 87.64% | 2.39 | 0 | 11.5 |  |  |  |  | R-410A | 3.375 | Residential & Commercial | USHP | Ducted CEE Tier 1
214064078 | Central HP <5.4 tons | BOSCH | HRCU-A-CB (Split System: Heat Pump with Remote Outdoor Unit-Air-Source) | BOVB-60HDN1-M20G | ASPEN |  | D(A,C,E)48A34+TDR | BGH96M080C4A | 39500 | 17 | 8.5 | 44000 | 38500 | 87.5% | 2.31 | 0 | 11.4 |  |  |  |  | R-410A | 3.2917 | Residential & Commercial | USHP | Ducted CEE Tier 1
214064096 | Central HP <5.4 tons | BOSCH | HRCU-A-CB (Split System: Heat Pump with Remote Outdoor Unit-Air-Source) | BOVB-60HDN1-M20G | ASPEN |  | D(A,C,E)48D44+TDR | BGH96M100D5A | 44500 | 17.5 | 9 | 47000 | 38500 | 81.91% | 2.32 | 0 | 11.7 |  |  |  |  | R-410A | 3.7083 | Residential & Commercial | USHP | Ducted CEE Tier 1
210693376 | Central HP <5.4 tons | Liberty Heating & Air Conditioning | HRCU-A-CB (Split System: Heat Pump with Remote Outdoor Unit-Air-Source) | ASZV903610A* |  |  | CHPF3743C6B*+TXV | G*VM970803BNB* | 33400 | 18 | 8.2 | 34000 | 24400 | 71.76% | 1.8 | 0 | 11 |  |  |  |  | R-410A | 2.7833 | Residential & Commercial | USHP | Ducted CEE Tier 1
210693373 | Central HP <5.4 tons | Liberty Heating & Air Conditioning | HRCU-A-CB (Split System: Heat Pump with Remote Outdoor Unit-Air-Source) | ASZV903610A* |  |  | CHPF3743C6B*+TXV | G*VS960805CUA* | 33400 | 18 | 8.2 | 34000 | 24400 | 71.76% | 1.8 | 0 | 11 |  |  |  |  | R-410A | 2.7833 | Residential & Commercial | USHP | Ducted CEE Tier 1
214723116 | Central HP <5.4 tons | BOSCH | HRCU-A-CB (Split System: Heat Pump with Remote Outdoor Unit-Air-Source) | BOVA-24HDN1-M15G | ASPEN |  | L(E,F)W30D4 | 0 | 17100 | 15.2 | 8.1 | 17900 | 12900 | 72.07% | 1.81 | 0 | 10.5 |  |  |  |  | R-410A | 1.425 | Residential & Commercial | USHP | Ducted CEE Tier 1
213785648 | Central HP <5.4 tons | CARRIER | HRCU-A-CB (Split System: Heat Pump with Remote Outdoor Unit-Air-Source) | 25VNA436A*031* |  |  | CSPH*3612AL*+UI | 59CU5B060C17**16 | 33000 | 18 | 8.5 | 37200 | 26400 | 70.97% | 2 | 0 | 11 |  |  |  |  | R-410A | 2.75 | Residential & Commercial | USHP | Ducted CEE Tier 1
213785682 | Central HP <5.4 tons | CARRIER | HRCU-A-CB (Split System: Heat Pump with Remote Outdoor Unit-Air-Source) | 25VNA436A*031* |  |  | CSPH*4212AL*+UI | 59MN7C060C17**14 | 33000 | 18 | 8.5 | 37000 | 26200 | 70.81% | 2 | 0 | 11 |  |  |  |  | R-410A | 2.75 | Residential & Commercial | USHP | Ducted CEE Tier 1
213785684 | Central HP <5.4 tons | CARRIER | HRCU-A-CB (Split System: Heat Pump with Remote Outdoor Unit-Air-Source) | 25VNA436A*031* |  |  | CSPH*4212AL*+UI | 59MN7C080C17**14 | 33200 | 18 | 8.5 | 36800 | 26200 | 71.2% | 2 | 0 | 11.5 |  |  |  |  | R-410A | 2.7667 | Residential & Commercial | USHP | Ducted CEE Tier 1
213785714 | Central HP <5.4 tons | CARRIER | HRCU-A-CB (Split System: Heat Pump with Remote Outdoor Unit-Air-Source) | 25VNA436A*031* |  |  | CSPH*4812AL*+UI | 59MN7C060C17**14 | 33200 | 18 | 8.5 | 36800 | 26200 | 71.2% | 2 | 0 | 11 |  |  |  |  | R-410A | 2.7667 | Residential & Commercial | USHP | Ducted CEE Tier 1
213927972 | Central HP <5.4 tons | WESTINGHOUSE | HRCU-A-C (Split System: Heat Pump with Remote Outdoor Unit with No Indoor Fan --Air Source) | WHM48SZA21S | ASPEN |  | D(A,C,E)49C44+TDR | 0 | 40500 | 15.55 | 8.55 | 42000 | 34600 | 82.38% | 1.94 | 0 | 11.4 |  |  |  |  | R-410A | 3.375 | Residential & Commercial | USHP | Ducted CEE Tier 1
214331927 | Central HP <5.4 tons | BOSCH | HRCU-A-CB (Split System: Heat Pump with Remote Outdoor Unit-Air-Source) | BOVB-60HDN1-M20G | ASPEN |  | D(A,C,E)48A3G+TXV+TDR | BGH96M080C4B | 39500 | 17 | 8.5 | 44000 | 38500 | 87.5% | 2.31 | 0 | 11.4 |  |  |  |  | R-410A | 3.2917 | Residential & Commercial | USHP | Ducted CEE Tier 1
214331932 | Central HP <5.4 tons | BOSCH | HRCU-A-CB (Split System: Heat Pump with Remote Outdoor Unit-Air-Source) | BOVB-60HDN1-M20G | ASPEN |  | D(A,C,E)48B4G+TXV+TDR | BGH96M100C5A | 43000 | 17.5 | 8.8 | 46500 | 39000 | 83.87% | 2.35 | 0 | 11.6 |  |  |  |  | R-410A | 3.5833 | Residential & Commercial | USHP | Ducted CEE Tier 1
213753062 | Central HP <5.4 tons | CARRIER | HRCU-A-CB (Split System: Heat Pump with Remote Outdoor Unit-Air-Source) | 38MURAQ24AB3* | ASPEN |  | D(A,C,E)36B34+TDR | 59TP6C100V21**22 | 23800 | 17.5 | 8.5 | 26400 | 20200 | 76.52% | 2.94 | 0 | 10 |  |  |  |  | R-410A | 1.9833 | Residential & Commercial | USHP | Ducted CEE Tier 1
213206305 | Central HP <5.4 tons | CARRIER | HRCU-A-CB (Split System: Heat Pump with Remote Outdoor Unit-Air-Source) | 38MURAQ24AB3* | ASPEN |  | D(A,C,E)36C34+TDR | 58S(B,C)*A090E17**14 | 23800 | 17 | 8.1 | 25800 | 20000 | 77.52% | 3 | 0 | 10.3 |  |  |  |  | R-410A | 1.9833 | Residential & Commercial | USHP | Ducted CEE Tier 1
213779168 | Central HP <5.4 tons | AIRQUEST | HRCU-A-CB (Split System: Heat Pump with Remote Outdoor Unit-Air-Source) | HVH837GKA** |  |  | EA*4X42L21A*+WALLCON | *96CTN1002122B* | 31800 | 17 | 8.1 | 32800 | 24400 | 74.39% | 1.88 | 0 | 11 |  |  |  |  | R-410A | 2.65 | Residential & Commercial | USHP | Ducted CEE Tier 1
213779318 | Central HP <5.4 tons | AIRQUEST | HRCU-A-CB (Split System: Heat Pump with Remote Outdoor Unit-Air-Source) | HVH837GKA** |  |  | EA*4X43L21A*+WALLCON | *97CMN0801714B* | 32800 | 17 | 8.1 | 33000 | 25200 | 76.36% | 1.96 | 0 | 11 |  |  |  |  | R-410A | 2.7333 | Residential & Commercial | USHP | Ducted CEE Tier 1
213779368 | Central HP <5.4 tons | AIRQUEST | HRCU-A-CB (Split System: Heat Pump with Remote Outdoor Unit-Air-Source) | HVH837GKA** |  |  | EA*4X48L21A*+WALLCON | *80CTL0451712B* | 32000 | 16.5 | 8.1 | 32800 | 25200 | 76.83% | 1.92 | 0 | 10.5 |  |  |  |  | R-410A | 2.6667 | Residential & Commercial | USHP | Ducted CEE Tier 1
213779418 | Central HP <5.4 tons | AIRQUEST | HRCU-A-CB (Split System: Heat Pump with Remote Outdoor Unit-Air-Source) | HVH837GKA** |  |  | EA*4X48L21A*+WALLCON | *95CSU0601716B* | 32200 | 17 | 8.1 | 32600 | 25000 | 76.69% | 1.94 | 0 | 11 |  |  |  |  | R-410A | 2.6833 | Residential & Commercial | USHP | Ducted CEE Tier 1
215292280 | Central HP <5.4 tons | AIRQUEST | HRCU-A-CB (Split System: Heat Pump with Remote Outdoor Unit-Air-Source) | DLCURAH24ABK | ADP |  | H,GG32930 | *96MSN0401712A* | 22600 | 16 | 8.5 | 24800 | 24600 | 99.19% | 2.08 | 0 | 9 |  |  |  |  | R-410A | 1.8833 | Residential & Commercial | USHP
215292307 | Central HP <5.4 tons | AIRQUEST | HRCU-A-CB (Split System: Heat Pump with Remote Outdoor Unit-Air-Source) | DLCURAH24ABK | ADP |  | H,GE7J936 | *96MSN0401712A* | 22800 | 16 | 8.5 | 24600 | 23800 | 96.75% | 2 | 0 | 9 |  |  |  |  | R-410A | 1.9 | Residential & Commercial | USHP
215292339 | Central HP <5.4 tons | AIRQUEST | HRCU-A-CB (Split System: Heat Pump with Remote Outdoor Unit-Air-Source) | DLCURAH24ABK | ADP |  | H,GG33936 | *96MSN0601412A* | 23400 | 16 | 8.5 | 24600 | 23800 | 96.75% | 2 | 0 | 10 |  |  |  |  | R-410A | 1.95 | Residential & Commercial | USHP | Ducted CEE Tier 1
212480167 | Central HP <5.4 tons | CARRIER | HRCU-A-CB (Split System: Heat Pump with Remote Outdoor Unit-Air-Source) | 38MURAQ24AB3* | ADP |  | PL36H210P749 | 59TP6B080V17**16 | 24200 | 16 | 8.1 | 24600 | 22600 | 91.87% | 1.9 | 0 | 10.5 |  |  |  |  | R-410A | 2.0167 | Residential & Commercial | USHP | Ducted CEE Tier 1
213613380 | Central HP <5.4 tons | CARRIER | HRCU-A-CB (Split System: Heat Pump with Remote Outdoor Unit-Air-Source) | 38MURAQ24AB3* | ASPEN |  | L(E,G)M24C4 | 0 | 23400 | 16 | 9 | 26400 | 20400 | 77.27% | 2.88 | 0 | 10 |  |  |  |  | R-410A | 1.95 | Residential & Commercial | USHP | Ducted CEE Tier 1
213613391 | Central HP <5.4 tons | CARRIER | HRCU-A-CB (Split System: Heat Pump with Remote Outdoor Unit-Air-Source) | 38MURAQ24AB3* | ASPEN |  | L(E,G)M36C4 | 0 | 23800 | 15.2 | 8.5 | 26400 | 23400 | 88.64% | 1.92 | 0 | 9.8 |  |  |  |  | R-410A | 1.9833 | Residential & Commercial | USHP
212479861 | Central HP <5.4 tons | CARRIER | HRCU-A-CB (Split System: Heat Pump with Remote Outdoor Unit-Air-Source) | 38MURAQ24AB3* | ADP |  | A36VCA+TXV | 58S(B,C)*A070E17**16 | 24800 | 16 | 8.1 | 25200 | 21800 | 86.51% | 1.82 | 0 | 10.5 |  |  |  |  | R-410A | 2.0667 | Residential & Commercial | USHP | Ducted CEE Tier 1
212479878 | Central HP <5.4 tons | CARRIER | HRCU-A-CB (Split System: Heat Pump with Remote Outdoor Unit-Air-Source) | 38MURAQ24AB3* | ADP |  | C36A***L159 | 58S(B,C)*A070E17**16 | 24800 | 16 | 8.1 | 25200 | 21800 | 86.51% | 1.82 | 0 | 10.5 |  |  |  |  | R-410A | 2.0667 | Residential & Commercial | USHP | Ducted CEE Tier 1
212479927 | Central HP <5.4 tons | CARRIER | HRCU-A-CB (Split System: Heat Pump with Remote Outdoor Unit-Air-Source) | 38MURAQ24AB3* | ADP |  | V,C36H175P149 | 58SP*A070V17**16 | 24000 | 17 | 8.5 | 24400 | 22400 | 91.8% | 1.9 | 0 | 10 |  |  |  |  | R-410A | 2 | Residential & Commercial | USHP | Ducted CEE Tier 1
212479961 | Central HP <5.4 tons | CARRIER | HRCU-A-CB (Split System: Heat Pump with Remote Outdoor Unit-Air-Source) | 38MURAQ24AB3* | ADP |  | V,C36H175P139 | 58SU*A060E17**16 | 25000 | 17 | 8.5 | 25000 | 21400 | 85.6% | 1.82 | 0 | 10.5 |  |  |  |  | R-410A | 2.0833 | Residential & Commercial | USHP | Ducted CEE Tier 1
212479980 | Central HP <5.4 tons | CARRIER | HRCU-A-CB (Split System: Heat Pump with Remote Outdoor Unit-Air-Source) | 38MURAQ24AB3* | ADP |  | PL36H175P159 | 58TP*A070V17**16 | 24200 | 17 | 8.1 | 24600 | 22600 | 91.87% | 1.9 | 0 | 10.5 |  |  |  |  | R-410A | 2.0167 | Residential & Commercial | USHP | Ducted CEE Tier 1
214584495 | Central HP <5.4 tons | BOSCH | HRCU-A-C (Split System: Heat Pump with Remote Outdoor Unit with No Indoor Fan --Air Source) | BOVA-36HDN1-M20G | ASPEN |  | D(A,C,E)36B44+TDR | 0 | 22000 | 15.2 | 8.8 | 23800 | 16900 | 71.01% | 1.99 | 0 | 11.9 |  |  |  |  | R-410A | 1.8333 | Residential & Commercial | USHP | Ducted CEE Tier 1
214584496 | Central HP <5.4 tons | BOSCH | HRCU-A-C (Split System: Heat Pump with Remote Outdoor Unit with No Indoor Fan --Air Source) | BOVA-36HDN1-M20G | ASPEN |  | D(A,C,E)30D34+TDR | 0 | 22200 | 15.2 | 8.9 | 24000 | 22400 | 93.33% | 2 | 0 | 11.9 |  |  |  |  | R-410A | 1.85 | Residential & Commercial | USHP | Ducted CEE Tier 1
214584497 | Central HP <5.4 tons | BOSCH | HRCU-A-C (Split System: Heat Pump with Remote Outdoor Unit with No Indoor Fan --Air Source) | BOVA-36HDN1-M20G | ASPEN |  | D(A,C,E)36C34+TDR | 0 | 22200 | 15.2 | 8.9 | 24000 | 19400 | 80.83% | 1.98 | 0 | 11.9 |  |  |  |  | R-410A | 1.85 | Residential & Commercial | USHP | Ducted CEE Tier 1
216687167 | Central HP <5.4 tons | FUJITSU | HRCU-A-CB (Split System: Heat Pump with Remote Outdoor Unit-Air-Source) | FOP1924MJAYCA |  |  | FCCA2421HYEA | FF95SV306017M4 | 22800 | 21 | 10 | 22800 | 18600 | 81.58% | 1.8 | 0 | 13 |  |  |  |  | R-454B | 1.9 | Residential & Commercial | USHP | Ducted CEE Tier 1
213927954 | Central HP <5.4 tons | WESTINGHOUSE | HRCU-A-C (Split System: Heat Pump with Remote Outdoor Unit with No Indoor Fan --Air Source) | WHM36SZA21S | ASPEN |  | D(A,C,E)42D34+TDR | 0 | 29600 | 15.5 | 9.4 | 30000 | 24200 | 80.67% | 2.08 | 0 | 11.3 |  |  |  |  | R-410A | 2.4667 | Residential & Commercial | USHP | Ducted CEE Tier 1
213206547 | Central HP <5.4 tons | CARRIER | HRCU-A-CB (Split System: Heat Pump with Remote Outdoor Unit-Air-Source) | 38MURAQ24AB3* | ASPEN |  | D(A,C,E)36C34+TDR | 59SC5B080E17**16 | 23800 | 16 | 8.1 | 26200 | 20200 | 77.1% | 2.71 | 0 | 9.8 |  |  |  |  | R-410A | 1.9833 | Residential & Commercial | USHP
214584514 | Central HP <5.4 tons | BOSCH | HRCU-A-C (Split System: Heat Pump with Remote Outdoor Unit with No Indoor Fan --Air Source) | BOVB-36HDN1-M20G | ASPEN |  | D(A,C,E)30D34+TDR | 0 | 22200 | 15.2 | 8.9 | 24000 | 29600 | 123.3% | 1.96 | 0 | 11.9 |  |  |  |  | R-410A | 1.85 | Residential & Commercial | USHP | Ducted CEE Tier 1
215939893 | Central HP <5.4 tons | TEMPSTAR | HRCU-A-CB (Split System: Heat Pump with Remote Outdoor Unit-Air-Source) | T5H3V36*K*AAA* |  |  | EA*5X61M21A*+WALLCON | *97CTN1002122A* | 34400 | 20.5 | 9.5 | 34200 | 26000 | 76.02% | 2.06 | 0 | 12 |  |  |  |  | R-454B | 2.8667 | Residential & Commercial | USHP | Ducted CEE Tier 1
213613383 | Central HP <5.4 tons | CARRIER | HRCU-A-CB (Split System: Heat Pump with Remote Outdoor Unit-Air-Source) | 38MURAQ24AB3* | ASPEN |  | L(E,G)M24F4 | 0 | 22800 | 15.2 | 8.5 | 26400 | 23400 | 88.64% | 1.92 | 0 | 9.8 |  |  |  |  | R-410A | 1.9 | Residential & Commercial | USHP
214064090 | Central HP <5.4 tons | BOSCH | HRCU-A-CB (Split System: Heat Pump with Remote Outdoor Unit-Air-Source) | BOVB-60HDN1-M20G | ASPEN |  | D(A,C,E)48A34+TDR | BGH96M100C5B | 41500 | 17.5 | 8.5 | 46000 | 38500 | 83.7% | 2.27 | 0 | 11.4 |  |  |  |  | R-410A | 3.4583 | Residential & Commercial | USHP | Ducted CEE Tier 1
213752804 | Central HP <5.4 tons | CARRIER | HRCU-A-CB (Split System: Heat Pump with Remote Outdoor Unit-Air-Source) | 38MURAQ24AB3* | ASPEN |  | D(A,C,E)24B44+TDR | 59SC2E060M17**14 | 23400 | 17.5 | 8.5 | 26200 | 20200 | 77.1% | 2.9 | 0 | 10 |  |  |  |  | R-410A | 1.95 | Residential & Commercial | USHP | Ducted CEE Tier 1
213752845 | Central HP <5.4 tons | CARRIER | HRCU-A-CB (Split System: Heat Pump with Remote Outdoor Unit-Air-Source) | 38MURAQ24AB3* | ASPEN |  | D(A,C,E)24B44+TDR | 59SC6A026M14**10 | 23200 | 16.5 | 8.5 | 27000 | 20600 | 76.3% | 2.86 | 0 | 10 |  |  |  |  | R-410A | 1.9333 | Residential & Commercial | USHP | Ducted CEE Tier 1
213752865 | Central HP <5.4 tons | CARRIER | HRCU-A-CB (Split System: Heat Pump with Remote Outdoor Unit-Air-Source) | 38MURAQ24AB3* | ASPEN |  | D(A,C,E)24B44+TDR | 59SC6A040M17**12 | 23200 | 16 | 8.5 | 26400 | 20400 | 77.27% | 2.84 | 0 | 9.5 |  |  |  |  | R-410A | 1.9333 | Residential & Commercial | USHP
213752870 | Central HP <5.4 tons | CARRIER | HRCU-A-CB (Split System: Heat Pump with Remote Outdoor Unit-Air-Source) | 38MURAQ24AB3* | ASPEN |  | D(A,C,E)30C44+TDR | 59SC6A040M17**12 | 23200 | 16 | 8.5 | 26400 | 20400 | 77.27% | 2.84 | 0 | 9.5 |  |  |  |  | R-410A | 1.9333 | Residential & Commercial | USHP
213752956 | Central HP <5.4 tons | CARRIER | HRCU-A-CB (Split System: Heat Pump with Remote Outdoor Unit-Air-Source) | 38MURAQ24AB3* | ASPEN |  | D(A,C,E)36B34+TDR | 59SP6A080V17**16 | 23000 | 16.9 | 8.5 | 25600 | 19900 | 77.73% | 2.98 | 0 | 10.3 |  |  |  |  | R-410A | 1.9167 | Residential & Commercial | USHP | Ducted CEE Tier 1
213206258 | Central HP <5.4 tons | CARRIER | HRCU-A-CB (Split System: Heat Pump with Remote Outdoor Unit-Air-Source) | 38MURAQ24AB3* | ASPEN |  | D(A,C,E)36C34+TDR | 58S(B,C)*A070E14**12 | 23800 | 17 | 8.1 | 26200 | 20200 | 77.1% | 2.94 | 0 | 10 |  |  |  |  | R-410A | 1.9833 | Residential & Commercial | USHP | Ducted CEE Tier 1
213206267 | Central HP <5.4 tons | CARRIER | HRCU-A-CB (Split System: Heat Pump with Remote Outdoor Unit-Air-Source) | 38MURAQ24AB3* | ASPEN |  | D(A,C,E)36B34+TDR | 58S(B,C)*A070E17**12 | 23200 | 17 | 8.1 | 25600 | 20000 | 78.12% | 2.94 | 0 | 10 |  |  |  |  | R-410A | 1.9333 | Residential & Commercial | USHP | Ducted CEE Tier 1
213206510 | Central HP <5.4 tons | CARRIER | HRCU-A-CB (Split System: Heat Pump with Remote Outdoor Unit-Air-Source) | 38MURAQ24AB3* | ASPEN |  | D(A,C,E)36B34+TDR | 59SC5B040E17**12 | 23800 | 15.2 | 8.1 | 26400 | 20400 | 77.27% | 2.85 | 0 | 9.5 |  |  |  |  | R-410A | 1.9833 | Residential & Commercial | USHP
215289856 | Central HP <5.4 tons | AIRQUEST | HRCU-A-CB (Split System: Heat Pump with Remote Outdoor Unit-Air-Source) | DLCURAH18ABK | ADP |  | H,GG30924 | *96MSN0401712A* | 16300 | 15.2 | 8.5 | 16700 | 19000 | 113.8% | 2.32 | 0 | 9.5 |  |  |  |  | R-410A | 1.3583 | Residential & Commercial | USHP
215289870 | Central HP <5.4 tons | AIRQUEST | HRCU-A-CB (Split System: Heat Pump with Remote Outdoor Unit-Air-Source) | DLCURAH18ABK | ADP |  | H,GG80936 | *96MSN0401712A* | 17500 | 15.2 | 8.5 | 17100 | 18800 | 109.9% | 2.3 | 0 | 10.5 |  |  |  |  | R-410A | 1.4583 | Residential & Commercial | USHP | Ducted CEE Tier 1
215289871 | Central HP <5.4 tons | AIRQUEST | HRCU-A-CB (Split System: Heat Pump with Remote Outdoor Unit-Air-Source) | DLCURAH18ABK | ADP |  | HG80936 | *96MSN0401712A* | 17500 | 15.2 | 8.5 | 17100 | 18800 | 109.9% | 2.3 | 0 | 10.5 |  |  |  |  | R-410A | 1.4583 | Residential & Commercial | USHP | Ducted CEE Tier 1
215289886 | Central HP <5.4 tons | AIRQUEST | HRCU-A-CB (Split System: Heat Pump with Remote Outdoor Unit-Air-Source) | DLCURAH18ABK | ADP |  | HG32936 | *96MSN0601412A* | 17400 | 16 | 8.5 | 17000 | 19400 | 114.1% | 2.38 | 0 | 10.5 |  |  |  |  | R-410A | 1.45 | Residential & Commercial | USHP | Ducted CEE Tier 1
215289888 | Central HP <5.4 tons | AIRQUEST | HRCU-A-CB (Split System: Heat Pump with Remote Outdoor Unit-Air-Source) | DLCURAH18ABK | ADP |  | H,GE32936 | *96MSN0601412A* | 17400 | 16 | 8.5 | 17000 | 19400 | 114.1% | 2.38 | 0 | 10.5 |  |  |  |  | R-410A | 1.45 | Residential & Commercial | USHP | Ducted CEE Tier 1
215289920 | Central HP <5.4 tons | AIRQUEST | HRCU-A-CB (Split System: Heat Pump with Remote Outdoor Unit-Air-Source) | DLCURAH18ABK | ADP |  | H,GE24936 | *96MSN0601716A* | 17200 | 16 | 8.5 | 16500 | 19000 | 115.2% | 2.32 | 0 | 10.5 |  |  |  |  | R-410A | 1.4333 | Residential & Commercial | USHP | Ducted CEE Tier 1
215289938 | Central HP <5.4 tons | AIRQUEST | HRCU-A-CB (Split System: Heat Pump with Remote Outdoor Unit-Air-Source) | DLCURAH18ABK | ADP |  | HE33936 | *96MSN0601716A* | 17100 | 16 | 8.5 | 16500 | 19000 | 115.2% | 2.32 | 0 | 10.5 |  |  |  |  | R-410A | 1.425 | Residential & Commercial | USHP | Ducted CEE Tier 1
215289939 | Central HP <5.4 tons | AIRQUEST | HRCU-A-CB (Split System: Heat Pump with Remote Outdoor Unit-Air-Source) | DLCURAH18ABK | ADP |  | H,GG34936 | *96MSN0601716A* | 17200 | 16 | 8.5 | 16500 | 19000 | 115.2% | 2.32 | 0 | 10.5 |  |  |  |  | R-410A | 1.4333 | Residential & Commercial | USHP | Ducted CEE Tier 1
215289940 | Central HP <5.4 tons | AIRQUEST | HRCU-A-CB (Split System: Heat Pump with Remote Outdoor Unit-Air-Source) | DLCURAH18ABK | ADP |  | HG34936 | *96MSN0601716A* | 17200 | 16 | 8.5 | 16500 | 19000 | 115.2% | 2.32 | 0 | 10.5 |  |  |  |  | R-410A | 1.4333 | Residential & Commercial | USHP | Ducted CEE Tier 1
215289973 | Central HP <5.4 tons | AIRQUEST | HRCU-A-CB (Split System: Heat Pump with Remote Outdoor Unit-Air-Source) | DLCURAH18ABK | ADP |  | H,GG32930 | *96MSN0801716A* | 17300 | 16 | 8.5 | 17000 | 18700 | 110% | 2.3 | 0 | 10.5 |  |  |  |  | R-410A | 1.4417 | Residential & Commercial | USHP | Ducted CEE Tier 1
215289987 | Central HP <5.4 tons | AIRQUEST | HRCU-A-CB (Split System: Heat Pump with Remote Outdoor Unit-Air-Source) | DLCURAH18ABK | ADP |  | HE34936 | *96MSN0801716A* | 17600 | 16 | 8.5 | 17000 | 18700 | 110% | 2.3 | 0 | 11 |  |  |  |  | R-410A | 1.4667 | Residential & Commercial | USHP | Ducted CEE Tier 1
215290023 | Central HP <5.4 tons | AIRQUEST | HRCU-A-CB (Split System: Heat Pump with Remote Outdoor Unit-Air-Source) | DLCURAH18ABK | ADP |  | HE32936 | *96VTN0401410A* | 17100 | 16 | 8.5 | 16700 | 18800 | 112.6% | 2.3 | 0 | 10 |  |  |  |  | R-410A | 1.425 | Residential & Commercial | USHP | Ducted CEE Tier 1
215290038 | Central HP <5.4 tons | AIRQUEST | HRCU-A-CB (Split System: Heat Pump with Remote Outdoor Unit-Air-Source) | DLCURAH18ABK | ADP |  | H,GE7J924 | *96VTN0401410A* | 17200 | 16 | 8.5 | 16700 | 18800 | 112.6% | 2.3 | 0 | 10 |  |  |  |  | R-410A | 1.4333 | Residential & Commercial | USHP | Ducted CEE Tier 1
215290105 | Central HP <5.4 tons | AIRQUEST | HRCU-A-CB (Split System: Heat Pump with Remote Outdoor Unit-Air-Source) | DLCURAH18ABK | ADP |  | HG32924 | *96VTN0401712A* | 17500 | 15.2 | 8.5 | 17100 | 18700 | 109.4% | 2.28 | 0 | 10 |  |  |  |  | R-410A | 1.4583 | Residential & Commercial | USHP | Ducted CEE Tier 1
215290106 | Central HP <5.4 tons | AIRQUEST | HRCU-A-CB (Split System: Heat Pump with Remote Outdoor Unit-Air-Source) | DLCURAH18ABK | ADP |  | HG32936 | *96VTN0401712A* | 17500 | 15.2 | 8.5 | 17100 | 18700 | 109.4% | 2.28 | 0 | 10 |  |  |  |  | R-410A | 1.4583 | Residential & Commercial | USHP | Ducted CEE Tier 1
215290120 | Central HP <5.4 tons | AIRQUEST | HRCU-A-CB (Split System: Heat Pump with Remote Outdoor Unit-Air-Source) | DLCURAH18ABK | ADP |  | H,GG30924 | *96VTN0401712A* | 16900 | 15.2 | 8.5 | 17100 | 18400 | 107.6% | 2.26 | 0 | 10 |  |  |  |  | R-410A | 1.4083 | Residential & Commercial | USHP | Ducted CEE Tier 1
215290156 | Central HP <5.4 tons | AIRQUEST | HRCU-A-CB (Split System: Heat Pump with Remote Outdoor Unit-Air-Source) | DLCURAH18ABK | ADP |  | H,GG34936 | *96VTN0401712B* | 17200 | 16 | 8.5 | 16600 | 19000 | 114.5% | 2.34 | 0 | 10.5 |  |  |  |  | R-410A | 1.4333 | Residential & Commercial | USHP | Ducted CEE Tier 1
215290171 | Central HP <5.4 tons | AIRQUEST | HRCU-A-CB (Split System: Heat Pump with Remote Outdoor Unit-Air-Source) | DLCURAH18ABK | ADP |  | HG8J936 | *96VTN0401712B* | 17200 | 16 | 8.5 | 16600 | 19000 | 114.5% | 2.34 | 0 | 10.5 |  |  |  |  | R-410A | 1.4333 | Residential & Commercial | USHP | Ducted CEE Tier 1
215290172 | Central HP <5.4 tons | AIRQUEST | HRCU-A-CB (Split System: Heat Pump with Remote Outdoor Unit-Air-Source) | DLCURAH18ABK | ADP |  | H,GE8J936 | *96VTN0401712B* | 17200 | 16 | 8.5 | 16600 | 19000 | 114.5% | 2.34 | 0 | 10.5 |  |  |  |  | R-410A | 1.4333 | Residential & Commercial | USHP | Ducted CEE Tier 1
215290221 | Central HP <5.4 tons | AIRQUEST | HRCU-A-CB (Split System: Heat Pump with Remote Outdoor Unit-Air-Source) | DLCURAH18ABK | ADP |  | H,GE23936 | *96VTN0601412B* | 17300 | 16 | 8.5 | 16900 | 19400 | 114.8% | 2.38 | 0 | 10.5 |  |  |  |  | R-410A | 1.4417 | Residential & Commercial | USHP | Ducted CEE Tier 1
215290237 | Central HP <5.4 tons | AIRQUEST | HRCU-A-CB (Split System: Heat Pump with Remote Outdoor Unit-Air-Source) | DLCURAH18ABK | ADP |  | HE32936 | *96VTN0601412B* | 17200 | 16 | 8.5 | 16900 | 19400 | 114.8% | 2.38 | 0 | 10.5 |  |  |  |  | R-410A | 1.4333 | Residential & Commercial | USHP | Ducted CEE Tier 1
215290240 | Central HP <5.4 tons | AIRQUEST | HRCU-A-CB (Split System: Heat Pump with Remote Outdoor Unit-Air-Source) | DLCURAH18ABK | ADP |  | H,GE33936 | *96VTN0601412B* | 17400 | 16 | 8.5 | 16900 | 18800 | 111.2% | 2.3 | 0 | 10.5 |  |  |  |  | R-410A | 1.45 | Residential & Commercial | USHP | Ducted CEE Tier 1
215290271 | Central HP <5.4 tons | AIRQUEST | HRCU-A-CB (Split System: Heat Pump with Remote Outdoor Unit-Air-Source) | DLCURAH18ABK | ADP |  | H,GE31924 | *96VTN0601714A* | 17100 | 15.2 | 8.5 | 17000 | 18700 | 110% | 2.3 | 0 | 10 |  |  |  |  | R-410A | 1.425 | Residential & Commercial | USHP | Ducted CEE Tier 1
215375411 | Central HP <5.4 tons | BOSCH | HRCU-A-CB (Split System: Heat Pump with Remote Outdoor Unit-Air-Source) | BOVB-36HDN1-M20G | ASPEN |  | D(A,C,E)48A36+TDR | BGH96M080B3B | 31000 | 17.5 | 8.6 | 33600 | 24800 | 73.81% | 2.31 | 0 | 10.5 |  |  |  |  | R-410A | 2.5833 | Residential & Commercial | USHP | Ducted CEE Tier 1
214063938 | Central HP <5.4 tons | BOSCH | HRCU-A-CB (Split System: Heat Pump with Remote Outdoor Unit-Air-Source) | BOVA-60HDN1-M20G | ASPEN |  | D(A,C,E)48A34+TDR | BGH96M100D5B | 42000 | 17.5 | 8.7 | 46500 | 38500 | 82.8% | 2.27 | 0 | 11.4 |  |  |  |  | R-410A | 3.5 | Residential & Commercial | USHP | Ducted CEE Tier 1
214064072 | Central HP <5.4 tons | BOSCH | HRCU-A-CB (Split System: Heat Pump with Remote Outdoor Unit-Air-Source) | BOVB-60HDN1-M20G | ASPEN |  | D(A,C,E)48D44+TDR | BGH96M080B3A | 41500 | 17 | 8.8 | 43500 | 39500 | 90.8% | 2.4 | 0 | 11.7 |  |  |  |  | R-410A | 3.4583 | Residential & Commercial | USHP | Ducted CEE Tier 1
214731162 | Central HP <5.4 tons | BRYANT HEATING AND COOLING SYSTEMS | HRCU-A-CB (Split System: Heat Pump with Remote Outdoor Unit-Air-Source) | 38MURAQ24AB3* | ADP |  | H,PG31930 | 926TC30040V14*** | 22600 | 16 | 8.5 | 25400 | 26800 | 105.5% | 2.3 | 0 | 9 |  |  |  |  | R-410A | 1.8833 | Residential & Commercial | USHP
214731178 | Central HP <5.4 tons | BRYANT HEATING AND COOLING SYSTEMS | HRCU-A-CB (Split System: Heat Pump with Remote Outdoor Unit-Air-Source) | 38MURAQ24AB3* | ADP |  | H,PG35936 | 926TC48060V17*** | 24000 | 16 | 9 | 24400 | 22800 | 93.44% | 1.92 | 0 | 10.5 |  |  |  |  | R-410A | 2 | Residential & Commercial | USHP | Ducted CEE Tier 1
210693346 | Central HP <5.4 tons | Liberty Heating & Air Conditioning | HRCU-A-CB (Split System: Heat Pump with Remote Outdoor Unit-Air-Source) | ASZV903610A* |  |  | CHPF3642C6C*+TXV | G*VS800805CUA* | 33400 | 18 | 8.2 | 34000 | 24400 | 71.76% | 1.8 | 0 | 11 |  |  |  |  | R-410A | 2.7833 | Residential & Commercial | USHP | Ducted CEE Tier 1
214331789 | Central HP <5.4 tons | BOSCH | HRCU-A-CB (Split System: Heat Pump with Remote Outdoor Unit-Air-Source) | BOVA-60HDN1-M20G | ASPEN |  | D(A,C,E)48D4G+TXV+TDR | BGH96M120D5A | 44500 | 17.5 | 9 | 47000 | 38500 | 81.91% | 2.32 | 0 | 11.7 |  |  |  |  | R-410A | 3.7083 | Residential & Commercial | USHP | Ducted CEE Tier 1
215375397 | Central HP <5.4 tons | BOSCH | HRCU-A-CB (Split System: Heat Pump with Remote Outdoor Unit-Air-Source) | BOVA-60HDN1-M20G | ASPEN |  | D(A,C,E)48A36+TDR | BGH96M120D5B | 42000 | 17.5 | 8.7 | 46500 | 35400 | 76.13% | 2.27 | 0 | 11.4 |  |  |  |  | R-410A | 3.5 | Residential & Commercial | USHP | Ducted CEE Tier 1
213286708 | Central HP <5.4 tons | DAY & NIGHT | HRCU-A-CB (Split System: Heat Pump with Remote Outdoor Unit-Air-Source) | DLCURAH30ABK | ADP |  | CE3005C+TXV | 0 | 29800 | 15.2 | 8.2 | 33200 | 27000 | 81.33% | 1.78 | 0 | 8.5 |  |  |  |  | R-410A | 2.4833 | Residential & Commercial | USHP
212509291 | Central HP <5.4 tons | CARRIER | HRCU-A-CB (Split System: Heat Pump with Remote Outdoor Unit-Air-Source) | 25VNA424A*031* | ADP |  | C24A***L039 | 58TN*A070C14**12 | 22600 | 21 | 9 | 25400 | 19600 | 77.17% | 2.32 | 0 | 12.5 |  |  |  |  | R-410A | 1.8833 | Residential & Commercial | USHP | Ducted CEE Tier 1
215684060 | Central HP <5.4 tons | BRYANT HEATING AND COOLING SYSTEMS | HRCU-A-CB (Split System: Heat Pump with Remote Outdoor Unit-Air-Source) | 290VAN036**AA* |  |  | CSAH*4212AM*+UI | 83*CA60100C21*** | 34000 | 16 | 8.5 | 35600 | 25400 | 71.35% | 1.78 | 0 | 9.5 |  |  |  |  | R-454B | 2.8333 | Residential & Commercial | USHP
215290274 | Central HP <5.4 tons | AIRQUEST | HRCU-A-CB (Split System: Heat Pump with Remote Outdoor Unit-Air-Source) | DLCURAH18ABK | ADP |  | HE31930 | *96VTN0601714A* | 17100 | 15.2 | 8.5 | 17000 | 18700 | 110% | 2.3 | 0 | 10 |  |  |  |  | R-410A | 1.425 | Residential & Commercial | USHP | Ducted CEE Tier 1
215290337 | Central HP <5.4 tons | AIRQUEST | HRCU-A-CB (Split System: Heat Pump with Remote Outdoor Unit-Air-Source) | DLCURAH18ABK | ADP |  | HE30924 | *96VTN0601716B* | 16600 | 15.2 | 8.5 | 16800 | 19100 | 113.7% | 2.34 | 0 | 10 |  |  |  |  | R-410A | 1.3833 | Residential & Commercial | USHP | Ducted CEE Tier 1
215290354 | Central HP <5.4 tons | AIRQUEST | HRCU-A-CB (Split System: Heat Pump with Remote Outdoor Unit-Air-Source) | DLCURAH18ABK | ADP |  | H,GE24936 | *96VTN0801716A* | 17400 | 16 | 8.5 | 16700 | 18800 | 112.6% | 2.3 | 0 | 10.5 |  |  |  |  | R-410A | 1.45 | Residential & Commercial | USHP | Ducted CEE Tier 1
215290372 | Central HP <5.4 tons | AIRQUEST | HRCU-A-CB (Split System: Heat Pump with Remote Outdoor Unit-Air-Source) | DLCURAH18ABK | ADP |  | H,GG34936 | *96VTN0801716A* | 17400 | 16 | 8.5 | 16700 | 18800 | 112.6% | 2.3 | 0 | 10.5 |  |  |  |  | R-410A | 1.45 | Residential & Commercial | USHP | Ducted CEE Tier 1
215290391 | Central HP <5.4 tons | AIRQUEST | HRCU-A-CB (Split System: Heat Pump with Remote Outdoor Unit-Air-Source) | DLCURAH18ABK | ADP |  | HG80936 | *96VTN0801716A* | 17500 | 16 | 8.5 | 16500 | 18200 | 110.3% | 2.24 | 0 | 10.5 |  |  |  |  | R-410A | 1.4583 | Residential & Commercial | USHP | Ducted CEE Tier 1
215290404 | Central HP <5.4 tons | AIRQUEST | HRCU-A-CB (Split System: Heat Pump with Remote Outdoor Unit-Air-Source) | DLCURAH18ABK | ADP |  | H,GG32936 | *96VTN0801716B* | 17400 | 16 | 8.5 | 17100 | 18700 | 109.4% | 2.3 | 0 | 10.5 |  |  |  |  | R-410A | 1.45 | Residential & Commercial | USHP | Ducted CEE Tier 1
215290424 | Central HP <5.4 tons | AIRQUEST | HRCU-A-CB (Split System: Heat Pump with Remote Outdoor Unit-Air-Source) | DLCURAH18ABK | ADP |  | HG7J924 | *96VTN0801716B* | 17500 | 16 | 8.5 | 17100 | 18700 | 109.4% | 2.3 | 0 | 10.5 |  |  |  |  | R-410A | 1.4583 | Residential & Commercial | USHP | Ducted CEE Tier 1
214331917 | Central HP <5.4 tons | BOSCH | HRCU-A-CB (Split System: Heat Pump with Remote Outdoor Unit-Air-Source) | BOVB-60HDN1-M20G | ASPEN |  | D(A,C,E)48D4G+TXV+TDR | BGH96M080B3A | 41500 | 17 | 8.8 | 43500 | 39500 | 90.8% | 2.4 | 0 | 11.7 |  |  |  |  | R-410A | 3.4583 | Residential & Commercial | USHP | Ducted CEE Tier 1
214331940 | Central HP <5.4 tons | BOSCH | HRCU-A-CB (Split System: Heat Pump with Remote Outdoor Unit-Air-Source) | BOVB-60HDN1-M20G | ASPEN |  | D(A,C,E)48B4G+TXV+TDR | BGH96M100D5A | 43500 | 17.5 | 9 | 47000 | 38500 | 81.91% | 2.32 | 0 | 11.6 |  |  |  |  | R-410A | 3.625 | Residential & Commercial | USHP | Ducted CEE Tier 1
215375425 | Central HP <5.4 tons | BOSCH | HRCU-A-CB (Split System: Heat Pump with Remote Outdoor Unit-Air-Source) | BOVB-60HDN1-M20G | ASPEN |  | D(A,C,E)60B36+TDR | BGH96M120D5B | 43500 | 17.5 | 8.9 | 47000 | 35600 | 75.74% | 2.29 | 0 | 11.6 |  |  |  |  | R-410A | 3.625 | Residential & Commercial | USHP | Ducted CEE Tier 1
215375402 | Central HP <5.4 tons | BOSCH | HRCU-A-CB (Split System: Heat Pump with Remote Outdoor Unit-Air-Source) | BOVA-60HDN1-M20G | ASPEN |  | D(A,C,E)60B36+TDR | BGH96M080B3B | 41000 | 17 | 8.7 | 43500 | 35000 | 80.46% | 2.38 | 0 | 11.6 |  |  |  |  | R-410A | 3.4167 | Residential & Commercial | USHP | Ducted CEE Tier 1
212480062 | Central HP <5.4 tons | CARRIER | HRCU-A-CB (Split System: Heat Pump with Remote Outdoor Unit-Air-Source) | 38MURAQ24AB3* | ADP |  | C36A***L129 | 59SC5B080E17**16 | 24600 | 15.2 | 8.5 | 25200 | 21600 | 85.71% | 1.8 | 0 | 10 |  |  |  |  | R-410A | 2.05 | Residential & Commercial | USHP | Ducted CEE Tier 1
210693318 | Central HP <5.4 tons | Liberty Heating & Air Conditioning | HRCU-A-CB (Split System: Heat Pump with Remote Outdoor Unit-Air-Source) | ASZV903610A* |  |  | CA*F3137*6A*+TXV | G*VC960803BNB* | 33600 | 18.5 | 8.2 | 34000 | 24400 | 71.76% | 1.8 | 0 | 11.5 |  |  |  |  | R-410A | 2.8 | Residential & Commercial | USHP | Ducted CEE Tier 1
210693366 | Central HP <5.4 tons | Liberty Heating & Air Conditioning | HRCU-A-CB (Split System: Heat Pump with Remote Outdoor Unit-Air-Source) | ASZV903610A* |  |  | CHPF3743C6B*+TXV | G*VC800805C*A* | 33400 | 18 | 8.2 | 34000 | 24400 | 71.76% | 1.8 | 0 | 11 |  |  |  |  | R-410A | 2.7833 | Residential & Commercial | USHP | Ducted CEE Tier 1
214063941 | Central HP <5.4 tons | BOSCH | HRCU-A-CB (Split System: Heat Pump with Remote Outdoor Unit-Air-Source) | BOVA-60HDN1-M20G | ASPEN |  | D(A,C,E)60B44+TDR | BGH96M100D5B | 44000 | 17.5 | 9 | 47000 | 38500 | 81.91% | 2.32 | 0 | 11.7 |  |  |  |  | R-410A | 3.6667 | Residential & Commercial | USHP | Ducted CEE Tier 1
214064084 | Central HP <5.4 tons | BOSCH | HRCU-A-CB (Split System: Heat Pump with Remote Outdoor Unit-Air-Source) | BOVB-60HDN1-M20G | ASPEN |  | D(A,C,E)48D44+TDR | BGH96M080C4B | 41500 | 17 | 8.8 | 44500 | 39000 | 87.64% | 2.39 | 0 | 11.7 |  |  |  |  | R-410A | 3.4583 | Residential & Commercial | USHP | Ducted CEE Tier 1
214064091 | Central HP <5.4 tons | BOSCH | HRCU-A-CB (Split System: Heat Pump with Remote Outdoor Unit-Air-Source) | BOVB-60HDN1-M20G | ASPEN |  | D(A,C,E)48B44+TDR | BGH96M100C5B | 43000 | 17.5 | 8.8 | 46500 | 39000 | 83.87% | 2.35 | 0 | 11.6 |  |  |  |  | R-410A | 3.5833 | Residential & Commercial | USHP | Ducted CEE Tier 1
214064093 | Central HP <5.4 tons | BOSCH | HRCU-A-CB (Split System: Heat Pump with Remote Outdoor Unit-Air-Source) | BOVB-60HDN1-M20G | ASPEN |  | D(A,C,E)60B44+TDR | BGH96M100C5B | 43500 | 17.5 | 8.8 | 46500 | 39000 | 83.87% | 2.35 | 0 | 11.7 |  |  |  |  | R-410A | 3.625 | Residential & Commercial | USHP | Ducted CEE Tier 1
216734698 | Central HP <5.4 tons | DAY & NIGHT | HRCU-A-CB (Split System: Heat Pump with Remote Outdoor Unit-Air-Source) | D5CUHAH24AAK |  |  | EA*5X36M17A* | *96VSN0401712B* | 22200 | 15.5 | 8.1 | 20800 | 18700 | 89.9% | 1.85 | 0 | 10.5 |  |  |  |  | R-454B | 1.85 | Residential & Commercial | USHP | Ducted CEE Tier 1
215290423 | Central HP <5.4 tons | AIRQUEST | HRCU-A-CB (Split System: Heat Pump with Remote Outdoor Unit-Air-Source) | DLCURAH18ABK | ADP |  | HE30924 | *96VTN0801716B* | 16800 | 15.2 | 8.5 | 17100 | 18700 | 109.4% | 2.3 | 0 | 10.5 |  |  |  |  | R-410A | 1.4 | Residential & Commercial | USHP | Ducted CEE Tier 1
215669403 | Central HP <5.4 tons | BRYANT HEATING AND COOLING SYSTEMS | HRCU-A-CB (Split System: Heat Pump with Remote Outdoor Unit-Air-Source) | 290VAN036**AA* |  |  | CAA**6024AM*+UI | 986TD66100C21*** | 34400 | 18 | 9 | 34200 | 24800 | 72.51% | 1.9 | 0 | 10.5 |  |  |  |  | R-454B | 2.8667 | Residential & Commercial | USHP | Ducted CEE Tier 1
216980132 | Central HP <5.4 tons | BOSCH | HRCU-A-CB (Split System: Heat Pump with Remote Outdoor Unit-Air-Source) | BOVA-24RXB-M15S | ASPEN |  | L(E,G)M24AJ | 0 | 16600 | 15.3 | 8.1 | 18000 | 12900 | 71.67% | 1.81 | 0 | 11.4 |  |  |  |  | R-454B | 1.3833 | Residential & Commercial | USHP | Ducted CEE Tier 1
214723130 | Central HP <5.4 tons | BOSCH | HRCU-A-CB (Split System: Heat Pump with Remote Outdoor Unit-Air-Source) | BOVA-36HDN1-M20G | ASPEN |  | L(E,F)W36B4 | 0 | 21800 | 18 | 8.5 | 23600 | 17600 | 74.58% | 2 | 0 | 11.7 |  |  |  |  | R-410A | 1.8167 | Residential & Commercial | USHP | Ducted CEE Tier 1
210693317 | Central HP <5.4 tons | Liberty Heating & Air Conditioning | HRCU-A-CB (Split System: Heat Pump with Remote Outdoor Unit-Air-Source) | ASZV903610A* |  |  | CA*F3137*6A*+TXV | G*VC960603BNB* | 33600 | 18 | 8.2 | 34000 | 24400 | 71.76% | 1.8 | 0 | 11.5 |  |  |  |  | R-410A | 2.8 | Residential & Commercial | USHP | Ducted CEE Tier 1
210693349 | Central HP <5.4 tons | Liberty Heating & Air Conditioning | HRCU-A-CB (Split System: Heat Pump with Remote Outdoor Unit-Air-Source) | ASZV903610A* |  |  | CHPF3642C6C*+TXV | G*VC960403BNB* | 33400 | 18 | 8.2 | 34000 | 24400 | 71.76% | 1.8 | 0 | 11 |  |  |  |  | R-410A | 2.7833 | Residential & Commercial | USHP | Ducted CEE Tier 1
214595317 | Central HP <5.4 tons | BOSCH | HRCU-A-C (Split System: Heat Pump with Remote Outdoor Unit with No Indoor Fan --Air Source) | BOVB-36HDN1-M20G | ASPEN |  | D(A,C,E)24C46+TDR | 0 | 22000 | 15.2 | 8.8 | 24000 | 28000 | 116.7% | 1.9 | 0 | 11.9 |  |  |  |  | R-410A | 1.8333 | Residential & Commercial | USHP | Ducted CEE Tier 1
214331764 | Central HP <5.4 tons | BOSCH | HRCU-A-CB (Split System: Heat Pump with Remote Outdoor Unit-Air-Source) | BOVA-60HDN1-M20G | ASPEN |  | D(A,C,E)48B4G+TXV+TDR | BGH96M080C4A | 40500 | 17 | 8.8 | 44500 | 39000 | 87.64% | 2.39 | 0 | 11 |  |  |  |  | R-410A | 3.375 | Residential & Commercial | USHP | Ducted CEE Tier 1
214331779 | Central HP <5.4 tons | BOSCH | HRCU-A-CB (Split System: Heat Pump with Remote Outdoor Unit-Air-Source) | BOVA-60HDN1-M20G | ASPEN |  | D(A,C,E)48A3G+TXV+TDR | BGH96M100D5A | 42000 | 17.5 | 8.7 | 46500 | 38500 | 82.8% | 2.27 | 0 | 11.4 |  |  |  |  | R-410A | 3.5 | Residential & Commercial | USHP | Ducted CEE Tier 1
214331928 | Central HP <5.4 tons | BOSCH | HRCU-A-CB (Split System: Heat Pump with Remote Outdoor Unit-Air-Source) | BOVB-60HDN1-M20G | ASPEN |  | D(A,C,E)48B4G+TXV+TDR | BGH96M080C4B | 40500 | 17 | 8.8 | 44500 | 39000 | 87.64% | 2.39 | 0 | 11 |  |  |  |  | R-410A | 3.375 | Residential & Commercial | USHP | Ducted CEE Tier 1
214331930 | Central HP <5.4 tons | BOSCH | HRCU-A-CB (Split System: Heat Pump with Remote Outdoor Unit-Air-Source) | BOVB-60HDN1-M20G | ASPEN |  | D(A,C,E)60B4G+TXV+TDR | BGH96M080C4B | 41500 | 17 | 8.8 | 44500 | 39000 | 87.64% | 2.39 | 0 | 11.7 |  |  |  |  | R-410A | 3.4583 | Residential & Commercial | USHP | Ducted CEE Tier 1
213779438 | Central HP <5.4 tons | AIRQUEST | HRCU-A-CB (Split System: Heat Pump with Remote Outdoor Unit-Air-Source) | HVH837GKA** |  |  | EA*4X48L21A*+WALLCON | *97CMN0801714B* | 32200 | 17 | 8.1 | 32600 | 25000 | 76.69% | 1.94 | 0 | 11 |  |  |  |  | R-410A | 2.6833 | Residential & Commercial | USHP | Ducted CEE Tier 1
213779488 | Central HP <5.4 tons | AIRQUEST | HRCU-A-CB (Split System: Heat Pump with Remote Outdoor Unit-Air-Source) | HVH837GKA** |  |  | EA*4X48L24A*+WALLCON | *80CTL0902120B* | 32400 | 17 | 8.5 | 32200 | 24800 | 77.02% | 1.98 | 0 | 11.5 |  |  |  |  | R-410A | 2.7 | Residential & Commercial | USHP | Ducted CEE Tier 1
213779518 | Central HP <5.4 tons | AIRQUEST | HRCU-A-CB (Split System: Heat Pump with Remote Outdoor Unit-Air-Source) | HVH837GKA** |  |  | EA*4X48L24A*+WALLCON | *97CMN1002122B* | 32400 | 17 | 8.5 | 32200 | 24800 | 77.02% | 1.98 | 0 | 11 |  |  |  |  | R-410A | 2.7 | Residential & Commercial | USHP | Ducted CEE Tier 1
213779538 | Central HP <5.4 tons | AIRQUEST | HRCU-A-CB (Split System: Heat Pump with Remote Outdoor Unit-Air-Source) | HVH837GKA** |  |  | EA*4X48L24A*+WALLCON | *96CTN1002122B* | 32400 | 17 | 8.5 | 32200 | 24800 | 77.02% | 1.98 | 0 | 11 |  |  |  |  | R-410A | 2.7 | Residential & Commercial | USHP | Ducted CEE Tier 1
213779588 | Central HP <5.4 tons | AIRQUEST | HRCU-A-CB (Split System: Heat Pump with Remote Outdoor Unit-Air-Source) | HVH837GKA** |  |  | EA*4X60L24A*+WALLCON | *97CMN1002122B* | 32800 | 17.5 | 8.1 | 31800 | 24600 | 77.36% | 1.98 | 0 | 11.5 |  |  |  |  | R-410A | 2.7333 | Residential & Commercial | USHP | Ducted CEE Tier 1
213779718 | Central HP <5.4 tons | AIRQUEST | HRCU-A-CB (Split System: Heat Pump with Remote Outdoor Unit-Air-Source) | HVH837GKA** |  |  | EA*4X61L21A*+WALLCON | *96CTN0601714B* | 33000 | 17 | 8.1 | 32200 | 25000 | 77.64% | 1.96 | 0 | 11 |  |  |  |  | R-410A | 2.75 | Residential & Commercial | USHP | Ducted CEE Tier 1
215683630 | Central HP <5.4 tons | BRYANT HEATING AND COOLING SYSTEMS | HRCU-A-CB (Split System: Heat Pump with Remote Outdoor Unit-Air-Source) | 290VAN024**AA* |  |  | CAA**3017AM*+UI | 88*TB48070C17*** | 23000 | 17 | 9 | 23800 | 16700 | 70.17% | 1.96 | 0 | 10 |  |  |  |  | R-454B | 1.9167 | Residential & Commercial | USHP | Ducted CEE Tier 1
215683662 | Central HP <5.4 tons | BRYANT HEATING AND COOLING SYSTEMS | HRCU-A-CB (Split System: Heat Pump with Remote Outdoor Unit-Air-Source) | 290VAN024**AA* |  |  | CAA**3617AM*+UI | 986TD42060C17*** | 23000 | 17 | 9 | 23800 | 16700 | 70.17% | 1.96 | 0 | 10 |  |  |  |  | R-454B | 1.9167 | Residential & Commercial | USHP | Ducted CEE Tier 1
212675693 | Central HP <5.4 tons | BOSCH | HRCU-A-CB (Split System: Heat Pump with Remote Outdoor Unit-Air-Source) | BOVA-60HDN1-M15G | ASPEN |  | L(E,G)M48G4 | 0 | 47000 | 15.5 | 8.2 | 47000 | 41000 | 87.23% | 2.3 | 0 | 10 |  |  |  |  | R-410A | 3.9167 | Residential & Commercial | USHP | Ducted CEE Tier 1
207455353 | Central HP <5.4 tons | LENNOX | HRCU-A-CB (Split System: Heat Pump with Remote Outdoor Unit-Air-Source) | SL25XPV-048-230A** | ADP |  | LH40/61W9 | EL296UH110XV60C* | 45000 | 20 | 9.2 | 43500 | 37000 | 85.06% | 1.82 | 12 | 12 |  |  |  |  | R-410A | 3.75 | Residential & Commercial | USHP | Ducted CEE Tier 1
214731160 | Central HP <5.4 tons | BRYANT HEATING AND COOLING SYSTEMS | HRCU-A-CB (Split System: Heat Pump with Remote Outdoor Unit-Air-Source) | 38MURAQ24AB3* | ADP |  | H,PG9J936 | 916SA48060M17*** | 23600 | 17 | 9 | 24200 | 23200 | 95.87% | 1.96 | 0 | 10 |  |  |  |  | R-410A | 1.9667 | Residential & Commercial | USHP | Ducted CEE Tier 1
210693367 | Central HP <5.4 tons | Liberty Heating & Air Conditioning | HRCU-A-CB (Split System: Heat Pump with Remote Outdoor Unit-Air-Source) | ASZV903610A* |  |  | CHPF3743C6B*+TXV | G*VC801005C*A* | 33400 | 18 | 8.2 | 34000 | 24400 | 71.76% | 1.8 | 0 | 11 |  |  |  |  | R-410A | 2.7833 | Residential & Commercial | USHP | Ducted CEE Tier 1
215683896 | Central HP <5.4 tons | BRYANT HEATING AND COOLING SYSTEMS | HRCU-A-CB (Split System: Heat Pump with Remote Outdoor Unit-Air-Source) | 290VAN036**AA* |  |  | CAA**3721AM*+UI | 83*CA60100C21*** | 34400 | 17.5 | 9 | 35400 | 25200 | 71.19% | 1.9 | 0 | 9.5 |  |  |  |  | R-454B | 2.8667 | Residential & Commercial | USHP
215683980 | Central HP <5.4 tons | BRYANT HEATING AND COOLING SYSTEMS | HRCU-A-CB (Split System: Heat Pump with Remote Outdoor Unit-Air-Source) | 290VAN036**AA* |  |  | CAA**4321AM*+UI | 88*TB48070C17*** | 34400 | 18 | 8.1 | 35400 | 25200 | 71.19% | 1.9 | 0 | 10 |  |  |  |  | R-454B | 2.8667 | Residential & Commercial | USHP | Ducted CEE Tier 1
215684062 | Central HP <5.4 tons | BRYANT HEATING AND COOLING SYSTEMS | HRCU-A-CB (Split System: Heat Pump with Remote Outdoor Unit-Air-Source) | 290VAN036**AA* |  |  | CSAH*4212AM*+UI | 88*TB36045C17*** | 33600 | 16 | 8.5 | 35800 | 25600 | 71.51% | 1.76 | 0 | 9 |  |  |  |  | R-454B | 2.8 | Residential & Commercial | USHP
215684064 | Central HP <5.4 tons | BRYANT HEATING AND COOLING SYSTEMS | HRCU-A-CB (Split System: Heat Pump with Remote Outdoor Unit-Air-Source) | 290VAN036**AA* |  |  | CSAH*4212AM*+UI | 88*TB36070C14*** | 33800 | 16.5 | 8.5 | 35800 | 25400 | 70.95% | 1.78 | 0 | 9 |  |  |  |  | R-454B | 2.8167 | Residential & Commercial | USHP
215684098 | Central HP <5.4 tons | BRYANT HEATING AND COOLING SYSTEMS | HRCU-A-CB (Split System: Heat Pump with Remote Outdoor Unit-Air-Source) | 290VAN036**AA* |  |  | CSAH*4212AM*+UI | 986TD42080C17*** | 33800 | 16.5 | 8.5 | 35600 | 25400 | 71.35% | 1.78 | 0 | 9.5 |  |  |  |  | R-454B | 2.8167 | Residential & Commercial | USHP
212480143 | Central HP <5.4 tons | CARRIER | HRCU-A-CB (Split System: Heat Pump with Remote Outdoor Unit-Air-Source) | 38MURAQ24AB3* | ADP |  | A36VCA+TXV | 59TP6B040V17**12 | 23200 | 16 | 8.5 | 24200 | 23200 | 95.87% | 1.94 | 0 | 10 |  |  |  |  | R-410A | 1.9333 | Residential & Commercial | USHP | Ducted CEE Tier 1
214595153 | Central HP <5.4 tons | BRYANT HEATING AND COOLING SYSTEMS | HRCU-A-CB (Split System: Heat Pump with Remote Outdoor Unit-Air-Source) | 38MURAQ24AB3* | ASPEN |  | L(E,G)M24E4 | 0 | 22600 | 15.2 | 8.1 | 26200 | 23400 | 89.31% | 1.92 | 0 | 9.5 |  |  |  |  | R-410A | 1.8833 | Residential & Commercial | USHP
210693382 | Central HP <5.4 tons | Liberty Heating & Air Conditioning | HRCU-A-CB (Split System: Heat Pump with Remote Outdoor Unit-Air-Source) | ASZV903610A* |  |  | CSCF3642N6D*+TXV | G*VC800604B*A* | 33800 | 18.5 | 8.2 | 34000 | 24400 | 71.76% | 1.8 | 0 | 11.5 |  |  |  |  | R-410A | 2.8167 | Residential & Commercial | USHP | Ducted CEE Tier 1
210693314 | Central HP <5.4 tons | Liberty Heating & Air Conditioning | HRCU-A-CB (Split System: Heat Pump with Remote Outdoor Unit-Air-Source) | ASZV903610A* |  |  | CA*F3137*6A*+TXV | G*VC800604B*A* | 33600 | 18.5 | 8.2 | 34000 | 24400 | 71.76% | 1.8 | 0 | 12 |  |  |  |  | R-410A | 2.8 | Residential & Commercial | USHP | Ducted CEE Tier 1
210693332 | Central HP <5.4 tons | Liberty Heating & Air Conditioning | HRCU-A-CB (Split System: Heat Pump with Remote Outdoor Unit-Air-Source) | ASZV903610A* |  |  | CA*F3743*6D*+TXV | G*VC960804CNB* | 33600 | 19 | 8.2 | 34000 | 24400 | 71.76% | 1.8 | 0 | 12 |  |  |  |  | R-410A | 2.8 | Residential & Commercial | USHP | Ducted CEE Tier 1
210693368 | Central HP <5.4 tons | Liberty Heating & Air Conditioning | HRCU-A-CB (Split System: Heat Pump with Remote Outdoor Unit-Air-Source) | ASZV903610A* |  |  | CHPF3743C6B*+TXV | G*VC960403BNB* | 33400 | 18 | 8.2 | 34000 | 24400 | 71.76% | 1.8 | 0 | 11 |  |  |  |  | R-410A | 2.7833 | Residential & Commercial | USHP | Ducted CEE Tier 1
210693398 | Central HP <5.4 tons | Liberty Heating & Air Conditioning | HRCU-A-CB (Split System: Heat Pump with Remote Outdoor Unit-Air-Source) | ASZV903610A* |  |  | CSCF3642N6D*+TXV | G*VM971005CNB* | 33800 | 18.5 | 8.2 | 34000 | 24400 | 71.76% | 1.8 | 0 | 11.5 |  |  |  |  | R-410A | 2.8167 | Residential & Commercial | USHP | Ducted CEE Tier 1
216794592 | Central HP <5.4 tons | TRANE | HRCU-A-CB (Split System: Heat Pump with Remote Outdoor Unit-Air-Source) | 5TWV0X48A1 | ASPEN |  | D(A,C,E)60C3J+TDR | S9V2D120D5VSB+LRP | 40500 | 20 | 9 | 45500 | 41500 | 91.21% | 2.63 | 0 | 11.7 |  |  |  |  | R-454B | 3.375 | Residential & Commercial | USHP | Ducted CEE Tier 1
210693362 | Central HP <5.4 tons | Liberty Heating & Air Conditioning | HRCU-A-CB (Split System: Heat Pump with Remote Outdoor Unit-Air-Source) | ASZV903610A* |  |  | CHPF3743C6B*+TXV | G*VS800604BUA* | 33400 | 18 | 8.2 | 34000 | 24400 | 71.76% | 1.8 | 0 | 11 |  |  |  |  | R-410A | 2.7833 | Residential & Commercial | USHP | Ducted CEE Tier 1
212674056 | Central HP <5.4 tons | CHAMPION HEATING AND COOLING | HRCU-A-CB (Split System: Heat Pump with Remote Outdoor Unit-Air-Source) | HMH72B361 | ASPEN |  | L(E,G)M48B4 | 0 | 34400 | 18 | 8.1 | 36000 | 26400 | 73.33% | 2.81 | 0 | 9 |  |  |  |  | R-410A | 2.8667 | Residential & Commercial | USHP
210693312 | Central HP <5.4 tons | Liberty Heating & Air Conditioning | HRCU-A-CB (Split System: Heat Pump with Remote Outdoor Unit-Air-Source) | ASZV903610A* |  |  | CA*F3137*6A*+MBVC1201**-1A*+TXV | 0 | 34000 | 18.5 | 8.2 | 34000 | 24400 | 71.76% | 1.8 | 0 | 12 |  |  |  |  | R-410A | 2.8333 | Residential & Commercial | USHP | Ducted CEE Tier 1
210693319 | Central HP <5.4 tons | Liberty Heating & Air Conditioning | HRCU-A-CB (Split System: Heat Pump with Remote Outdoor Unit-Air-Source) | ASZV903610A* |  |  | CA*F3137*6A*+TXV | G*VM970603BNB* | 33600 | 18.5 | 8.2 | 34000 | 24400 | 71.76% | 1.8 | 0 | 11.5 |  |  |  |  | R-410A | 2.8 | Residential & Commercial | USHP | Ducted CEE Tier 1
210693328 | Central HP <5.4 tons | Liberty Heating & Air Conditioning | HRCU-A-CB (Split System: Heat Pump with Remote Outdoor Unit-Air-Source) | ASZV903610A* |  |  | CA*F3743*6D*+TXV | G*VC960403BNB* | 33600 | 18.5 | 8.2 | 34000 | 24400 | 71.76% | 1.8 | 0 | 11.5 |  |  |  |  | R-410A | 2.8 | Residential & Commercial | USHP | Ducted CEE Tier 1
210693369 | Central HP <5.4 tons | Liberty Heating & Air Conditioning | HRCU-A-CB (Split System: Heat Pump with Remote Outdoor Unit-Air-Source) | ASZV903610A* |  |  | CHPF3743C6B*+TXV | G*VS960603BUA* | 33400 | 18 | 8.2 | 34000 | 24400 | 71.76% | 1.8 | 0 | 11 |  |  |  |  | R-410A | 2.7833 | Residential & Commercial | USHP | Ducted CEE Tier 1
210693387 | Central HP <5.4 tons | Liberty Heating & Air Conditioning | HRCU-A-CB (Split System: Heat Pump with Remote Outdoor Unit-Air-Source) | ASZV903610A* |  |  | CSCF3642N6D*+TXV | G*VC960403BNB* | 33800 | 18.5 | 8.2 | 34000 | 24400 | 71.76% | 1.8 | 0 | 11.5 |  |  |  |  | R-410A | 2.8167 | Residential & Commercial | USHP | Ducted CEE Tier 1
210693326 | Central HP <5.4 tons | Liberty Heating & Air Conditioning | HRCU-A-CB (Split System: Heat Pump with Remote Outdoor Unit-Air-Source) | ASZV903610A* |  |  | CA*F3743*6D*+TXV | G*VC800805C*A* | 33600 | 19 | 8.2 | 34000 | 24400 | 71.76% | 1.8 | 0 | 12 |  |  |  |  | R-410A | 2.8 | Residential & Commercial | USHP | Ducted CEE Tier 1
210693399 | Central HP <5.4 tons | Liberty Heating & Air Conditioning | HRCU-A-CB (Split System: Heat Pump with Remote Outdoor Unit-Air-Source) | ASZV903610A* |  |  | CSCF3642N6D*+TXV | G*VM971205DNB* | 33800 | 18.5 | 8.2 | 34000 | 24400 | 71.76% | 1.8 | 0 | 11.5 |  |  |  |  | R-410A | 2.8167 | Residential & Commercial | USHP | Ducted CEE Tier 1
213206483 | Central HP <5.4 tons | CARRIER | HRCU-A-CB (Split System: Heat Pump with Remote Outdoor Unit-Air-Source) | 38MURAQ24AB3* | ASPEN |  | D(A,C,E)30B34+TDR | 59SC5B026E14**10 | 23000 | 16.5 | 8.1 | 25800 | 20000 | 77.52% | 2.86 | 0 | 10 |  |  |  |  | R-410A | 1.9167 | Residential & Commercial | USHP | Ducted CEE Tier 1
213206506 | Central HP <5.4 tons | CARRIER | HRCU-A-CB (Split System: Heat Pump with Remote Outdoor Unit-Air-Source) | 38MURAQ24AB3* | ASPEN |  | D(A,C,E)30B34+TDR | 59SC5B040E17**12 | 23800 | 15.2 | 8.1 | 26400 | 20400 | 77.27% | 2.85 | 0 | 9.5 |  |  |  |  | R-410A | 1.9833 | Residential & Commercial | USHP
213206508 | Central HP <5.4 tons | CARRIER | HRCU-A-CB (Split System: Heat Pump with Remote Outdoor Unit-Air-Source) | 38MURAQ24AB3* | ASPEN |  | D(A,C,E)30C44+TDR | 59SC5B040E17**12 | 23800 | 15.2 | 8.1 | 26400 | 20400 | 77.27% | 2.85 | 0 | 9.5 |  |  |  |  | R-410A | 1.9833 | Residential & Commercial | USHP
214389571 | Central HP <5.4 tons | CARRIER | HRCU-A-CB (Split System: Heat Pump with Remote Outdoor Unit-Air-Source) | 38MURAQ24AB3* | ASPEN |  | AEW254+TDR | 0 | 23000 | 16 | 8.5 | 26000 | 23400 | 90% | 2.77 | 0 | 10 |  |  |  |  | R-410A | 1.9167 | Residential & Commercial | USHP | Ducted CEE Tier 1
213785129 | Central HP <5.4 tons | CARRIER | HRCU-A-CB (Split System: Heat Pump with Remote Outdoor Unit-Air-Source) | 25VNA424A*031* |  |  | CAP**4221AL*+UI | 58TN*B045C17**12 | 23400 | 19.5 | 10 | 26600 | 20000 | 75.19% | 2.4 | 0 | 12.5 |  |  |  |  | R-410A | 1.95 | Residential & Commercial | USHP | Ducted CEE Tier 1
213785163 | Central HP <5.4 tons | CARRIER | HRCU-A-CB (Split System: Heat Pump with Remote Outdoor Unit-Air-Source) | 25VNA424A*031* |  |  | CAP**4321AL*+UI | 58TN*B045C17**12 | 24000 | 19.5 | 10.5 | 26600 | 19900 | 74.81% | 2.5 | 0 | 13 |  |  |  |  | R-410A | 2 | Residential & Commercial | USHP | Ducted CEE Tier 1
213785181 | Central HP <5.4 tons | CARRIER | HRCU-A-CB (Split System: Heat Pump with Remote Outdoor Unit-Air-Source) | 25VNA424A*031* |  |  | CAP**4321AL*+UI | 59TN6C080C17**14 | 24000 | 20 | 10.5 | 26400 | 19800 | 75% | 2.52 | 0 | 13 |  |  |  |  | R-410A | 2 | Residential & Commercial | USHP | Ducted CEE Tier 1
213785215 | Central HP <5.4 tons | CARRIER | HRCU-A-CB (Split System: Heat Pump with Remote Outdoor Unit-Air-Source) | 25VNA424A*031* |  |  | CSPH*3612AL*+UI | 58TN*B045C17**12 | 23600 | 18.5 | 9 | 26800 | 20000 | 74.63% | 2.44 | 0 | 12.5 |  |  |  |  | R-410A | 1.9667 | Residential & Commercial | USHP | Ducted CEE Tier 1
215291859 | Central HP <5.4 tons | AIRQUEST | HRCU-A-CB (Split System: Heat Pump with Remote Outdoor Unit-Air-Source) | DLCURAH24ABK | ADP |  | HG31930 | *92MSN0401712A* | 22600 | 15.2 | 8.5 | 24800 | 23600 | 95.16% | 1.96 | 0 | 9.5 |  |  |  |  | R-410A | 1.8833 | Residential & Commercial | USHP
215291860 | Central HP <5.4 tons | AIRQUEST | HRCU-A-CB (Split System: Heat Pump with Remote Outdoor Unit-Air-Source) | DLCURAH24ABK | ADP |  | H,GE31924 | *92MSN0401712A* | 22600 | 15.2 | 8.5 | 24800 | 23600 | 95.16% | 1.96 | 0 | 9.5 |  |  |  |  | R-410A | 1.8833 | Residential & Commercial | USHP
215291875 | Central HP <5.4 tons | AIRQUEST | HRCU-A-CB (Split System: Heat Pump with Remote Outdoor Unit-Air-Source) | DLCURAH24ABK | ADP |  | H,GG34936 | *92MSN0401712A* | 23600 | 16 | 8.5 | 24800 | 23600 | 95.16% | 1.96 | 0 | 10 |  |  |  |  | R-410A | 1.9667 | Residential & Commercial | USHP | Ducted CEE Tier 1
215291877 | Central HP <5.4 tons | AIRQUEST | HRCU-A-CB (Split System: Heat Pump with Remote Outdoor Unit-Air-Source) | DLCURAH24ABK | ADP |  | H,GE34936 | *92MSN0401712A* | 23600 | 16 | 8.5 | 24800 | 23600 | 95.16% | 1.96 | 0 | 10 |  |  |  |  | R-410A | 1.9667 | Residential & Commercial | USHP | Ducted CEE Tier 1
215291878 | Central HP <5.4 tons | AIRQUEST | HRCU-A-CB (Split System: Heat Pump with Remote Outdoor Unit-Air-Source) | DLCURAH24ABK | ADP |  | HE34936 | *92MSN0401712A* | 23600 | 16 | 8.5 | 24800 | 23600 | 95.16% | 1.96 | 0 | 10 |  |  |  |  | R-410A | 1.9667 | Residential & Commercial | USHP | Ducted CEE Tier 1
215291912 | Central HP <5.4 tons | AIRQUEST | HRCU-A-CB (Split System: Heat Pump with Remote Outdoor Unit-Air-Source) | DLCURAH24ABK | ADP |  | H,GE31924 | *92MSN0601412A* | 22800 | 16 | 8.5 | 24800 | 23400 | 94.35% | 1.98 | 0 | 10 |  |  |  |  | R-410A | 1.9 | Residential & Commercial | USHP | Ducted CEE Tier 1
213785382 | Central HP <5.4 tons | CARRIER | HRCU-A-CB (Split System: Heat Pump with Remote Outdoor Unit-Air-Source) | 25VNA436A*031* |  |  | CAP**3717AL*+UI | 58TN*B090C17**16 | 33400 | 19 | 9 | 36800 | 26000 | 70.65% | 2.02 | 0 | 11.7 |  |  |  |  | R-410A | 2.7833 | Residential & Commercial | USHP | Ducted CEE Tier 1
213785400 | Central HP <5.4 tons | CARRIER | HRCU-A-CB (Split System: Heat Pump with Remote Outdoor Unit-Air-Source) | 25VNA436A*031* |  |  | CAP**3721AL*+UI | 58TN*B090C21**20 | 33800 | 19 | 9 | 36400 | 25600 | 70.33% | 2.04 | 0 | 12 |  |  |  |  | R-410A | 2.8167 | Residential & Commercial | USHP | Ducted CEE Tier 1
210693363 | Central HP <5.4 tons | Liberty Heating & Air Conditioning | HRCU-A-CB (Split System: Heat Pump with Remote Outdoor Unit-Air-Source) | ASZV903610A* |  |  | CHPF3743C6B*+TXV | G*VC800604B*A* | 33400 | 18 | 8.2 | 34000 | 24400 | 71.76% | 1.8 | 0 | 11 |  |  |  |  | R-410A | 2.7833 | Residential & Commercial | USHP | Ducted CEE Tier 1
207455382 | Central HP <5.4 tons | LENNOX | HRCU-A-CB (Split System: Heat Pump with Remote Outdoor Unit-Air-Source) | SL25XPV-048-230A** | ADP |  | LH42/62W9 | SL280UH080NV60C* | 46000 | 20 | 9.4 | 41500 | 35800 | 86.27% | 1.9 | 12.5 | 12.5 |  |  |  |  | R-410A | 3.8333 | Residential & Commercial | USHP | Ducted CEE Tier 1
207455430 | Central HP <5.4 tons | LENNOX | HRCU-A-CB (Split System: Heat Pump with Remote Outdoor Unit-Air-Source) | SL25XPV-048-230A** | ADP |  | LH42/62W9 | SL297UH080NV60C* | 45500 | 20 | 9.4 | 42000 | 36000 | 85.71% | 1.88 | 12.5 | 12 |  |  |  |  | R-410A | 3.7917 | Residential & Commercial | USHP | Ducted CEE Tier 1
210609974 | Central HP <5.4 tons | Liberty Heating & Air Conditioning | HRCU-A-CB (Split System: Heat Pump with Remote Outdoor Unit-Air-Source) | ASZV903610A* |  |  | AMVE36CP1400A* | 0 | 33600 | 18.5 | 8.2 | 34000 | 24400 | 71.76% | 1.8 | 0 | 11.5 |  |  |  |  | R-410A | 2.8 | Residential & Commercial | USHP | Ducted CEE Tier 1
215683912 | Central HP <5.4 tons | BRYANT HEATING AND COOLING SYSTEMS | HRCU-A-CB (Split System: Heat Pump with Remote Outdoor Unit-Air-Source) | 290VAN036**AA* |  |  | CAA**3721AM*+UI | 935CB60080C21*** | 34400 | 17.5 | 9 | 35400 | 25200 | 71.19% | 1.9 | 0 | 10 |  |  |  |  | R-454B | 2.8667 | Residential & Commercial | USHP | Ducted CEE Tier 1
215683930 | Central HP <5.4 tons | BRYANT HEATING AND COOLING SYSTEMS | HRCU-A-CB (Split System: Heat Pump with Remote Outdoor Unit-Air-Source) | 290VAN036**AA* |  |  | CAA**3721AM*+UI | 986TD66100C21*** | 34600 | 18 | 9 | 35200 | 25000 | 71.02% | 1.9 | 0 | 10 |  |  |  |  | R-454B | 2.8833 | Residential & Commercial | USHP | Ducted CEE Tier 1
215683996 | Central HP <5.4 tons | BRYANT HEATING AND COOLING SYSTEMS | HRCU-A-CB (Split System: Heat Pump with Remote Outdoor Unit-Air-Source) | 290VAN036**AA* |  |  | CAA**4321AM*+UI | 987MC42060C17*** | 34200 | 17.5 | 9 | 35600 | 25400 | 71.35% | 1.88 | 0 | 9.5 |  |  |  |  | R-454B | 2.85 | Residential & Commercial | USHP
215684080 | Central HP <5.4 tons | BRYANT HEATING AND COOLING SYSTEMS | HRCU-A-CB (Split System: Heat Pump with Remote Outdoor Unit-Air-Source) | 290VAN036**AA* |  |  | CSAH*4212AM*+UI | 935CB60080C21*** | 34000 | 16 | 8.5 | 35600 | 25400 | 71.35% | 1.78 | 0 | 9.5 |  |  |  |  | R-454B | 2.8333 | Residential & Commercial | USHP
215684096 | Central HP <5.4 tons | BRYANT HEATING AND COOLING SYSTEMS | HRCU-A-CB (Split System: Heat Pump with Remote Outdoor Unit-Air-Source) | 290VAN036**AA* |  |  | CSAH*4212AM*+UI | 986TD42060C17*** | 33600 | 16.5 | 8.5 | 35800 | 25600 | 71.51% | 1.76 | 0 | 9 |  |  |  |  | R-454B | 2.8 | Residential & Commercial | USHP
214838454 | Central HP <5.4 tons | BOSCH | HRCU-A-CB (Split System: Heat Pump with Remote Outdoor Unit-Air-Source) | BOVB-60HDN1-M18M | ASPEN |  | L(E,G)M36E4 | 0 | 34800 | 17 | 8.1 | 34800 | 31000 | 89.08% | 1.9 | 0 | 10.2 |  |  |  |  | R-410A | 2.9 | Residential & Commercial | USHP | Ducted CEE Tier 1
215941603 | Central HP <5.4 tons | TEMPSTAR | HRCU-A-CB (Split System: Heat Pump with Remote Outdoor Unit-Air-Source) | T5H3V48*K*AAA* |  |  | EVD5X48M24A*+WALLCON | *97CTN0802120A* | 44500 | 20 | 8.1 | 52000 | 38000 | 73.08% | 1.9 | 0 | 11 |  |  |  |  | R-454B | 3.7083 | Residential & Commercial | USHP | Ducted CEE Tier 1
212479917 | Central HP <5.4 tons | CARRIER | HRCU-A-CB (Split System: Heat Pump with Remote Outdoor Unit-Air-Source) | 38MURAQ24AB3* | ADP |  | PL36H210P299 | 58SP*A070V17**16 | 24600 | 17 | 8.5 | 23800 | 20800 | 87.39% | 1.78 | 0 | 10.5 |  |  |  |  | R-410A | 2.05 | Residential & Commercial | USHP | Ducted CEE Tier 1
212479933 | Central HP <5.4 tons | CARRIER | HRCU-A-CB (Split System: Heat Pump with Remote Outdoor Unit-Air-Source) | 38MURAQ24AB3* | ADP |  | PL36H210P749 | 58SP*A070V17**16 | 24000 | 17 | 8.5 | 24400 | 22400 | 91.8% | 1.9 | 0 | 10 |  |  |  |  | R-410A | 2 | Residential & Commercial | USHP | Ducted CEE Tier 1
212479974 | Central HP <5.4 tons | CARRIER | HRCU-A-CB (Split System: Heat Pump with Remote Outdoor Unit-Air-Source) | 38MURAQ24AB3* | ADP |  | C36A***L139 | 58TP*A070V17**16 | 24000 | 17 | 8.1 | 24600 | 22600 | 91.87% | 1.9 | 0 | 10.5 |  |  |  |  | R-410A | 2 | Residential & Commercial | USHP | Ducted CEE Tier 1
212480035 | Central HP <5.4 tons | CARRIER | HRCU-A-CB (Split System: Heat Pump with Remote Outdoor Unit-Air-Source) | 38MURAQ24AB3* | ADP |  | PL36H175P159 | 59SC2D080E17**16 | 24200 | 17 | 8.1 | 24600 | 22400 | 91.06% | 1.88 | 0 | 10.5 |  |  |  |  | R-410A | 2.0167 | Residential & Commercial | USHP | Ducted CEE Tier 1
212480158 | Central HP <5.4 tons | CARRIER | HRCU-A-CB (Split System: Heat Pump with Remote Outdoor Unit-Air-Source) | 38MURAQ24AB3* | ADP |  | PL36H175P149 | 59TP6B080V17**16 | 24200 | 16 | 8.1 | 24600 | 22600 | 91.87% | 1.9 | 0 | 10.5 |  |  |  |  | R-410A | 2.0167 | Residential & Commercial | USHP | Ducted CEE Tier 1
213927956 | Central HP <5.4 tons | WESTINGHOUSE | HRCU-A-C (Split System: Heat Pump with Remote Outdoor Unit with No Indoor Fan --Air Source) | WHM48SZA21S | ASPEN |  | D(A,C,E)60B44+TDR | 0 | 40000 | 15.55 | 8.5 | 42000 | 34600 | 82.38% | 1.94 | 0 | 11.4 |  |  |  |  | R-410A | 3.3333 | Residential & Commercial | USHP | Ducted CEE Tier 1
214625033 | Central HP <5.4 tons | BRYANT | HRCU-A-C (Split System: Heat Pump with Remote Outdoor Unit with No Indoor Fan --Air Source) | 38MURAQ36AB3 | ASPEN |  | D(A,C,E)42D24+TDR | 0 | 33800 | 15.2 | 8.6 | 27600 | 31600 | 114.5% | 1.85 | 0 | 10 |  |  |  |  | R-410A | 2.8167 | Residential & Commercial | USHP | Ducted CEE Tier 1
214731157 | Central HP <5.4 tons | BRYANT HEATING AND COOLING SYSTEMS | HRCU-A-CB (Split System: Heat Pump with Remote Outdoor Unit-Air-Source) | 38MURAQ24AB3* | ADP |  | H,PG31930 | 916SA48060M17*** | 23200 | 16 | 9.5 | 25000 | 24400 | 97.6% | 2.04 | 0 | 9.5 |  |  |  |  | R-410A | 1.9333 | Residential & Commercial | USHP
214731174 | Central HP <5.4 tons | BRYANT HEATING AND COOLING SYSTEMS | HRCU-A-CB (Split System: Heat Pump with Remote Outdoor Unit-Air-Source) | 38MURAQ24AB3* | ADP |  | H,PG7J936 | 926TC36060V14*** | 23000 | 17 | 8.5 | 24600 | 23600 | 95.93% | 2 | 0 | 9.5 |  |  |  |  | R-410A | 1.9167 | Residential & Commercial | USHP
213927948 | Central HP <5.4 tons | WESTINGHOUSE | HRCU-A-C (Split System: Heat Pump with Remote Outdoor Unit with No Indoor Fan --Air Source) | WHM36SZA21S | ASPEN |  | D(A,C,E)30C44+TDR | 0 | 29200 | 15.5 | 9.4 | 30000 | 24200 | 80.67% | 2.08 | 0 | 11.3 |  |  |  |  | R-410A | 2.4333 | Residential & Commercial | USHP | Ducted CEE Tier 1
213796970 | Central HP <5.4 tons | BRYANT HEATING AND COOLING SYSTEMS | HRCU-A-CB (Split System: Heat Pump with Remote Outdoor Unit-Air-Source) | 38MURAQ24AB3* | ADP |  | V,C36H***P429+CBPE3A* | 0 | 23600 | 16 | 8.7 | 24800 | 22600 | 91.13% | 1.86 | 0 | 10 |  |  |  |  | R-410A | 1.9667 | Residential & Commercial | USHP | Ducted CEE Tier 1
214731169 | Central HP <5.4 tons | BRYANT HEATING AND COOLING SYSTEMS | HRCU-A-CB (Split System: Heat Pump with Remote Outdoor Unit-Air-Source) | 38MURAQ24AB3* | ADP |  | H,PG7J936 | 926TC36040V17*** | 23400 | 16 | 8.5 | 25400 | 25800 | 101.6% | 2.18 | 0 | 9.5 |  |  |  |  | R-410A | 1.95 | Residential & Commercial | USHP
214731176 | Central HP <5.4 tons | BRYANT HEATING AND COOLING SYSTEMS | HRCU-A-CB (Split System: Heat Pump with Remote Outdoor Unit-Air-Source) | 38MURAQ24AB3* | ADP |  | H,PG81936 | 926TC36060V14*** | 23600 | 17 | 8.5 | 24600 | 23600 | 95.93% | 2 | 0 | 10 |  |  |  |  | R-410A | 1.9667 | Residential & Commercial | USHP | Ducted CEE Tier 1
214731196 | Central HP <5.4 tons | BRYANT HEATING AND COOLING SYSTEMS | HRCU-A-CB (Split System: Heat Pump with Remote Outdoor Unit-Air-Source) | 38MURAQ24AB3* | ADP |  | H,PG81936 | 926TC60100V21*** | 23600 | 17 | 8.5 | 24600 | 24200 | 98.37% | 2.04 | 0 | 10.5 |  |  |  |  | R-410A | 1.9667 | Residential & Commercial | USHP | Ducted CEE Tier 1
211871491 | Central HP <5.4 tons | CARRIER | HRCU-A-CB (Split System: Heat Pump with Remote Outdoor Unit-Air-Source) | 38MURAQ24AB3* | ADP |  | H,PE31(1,2)30+TXV | 59SC2D080E17**16 | 23800 | 17 | 8.5 | 25200 | 23800 | 94.44% | 1.96 | 0 | 10 |  |  |  |  | R-410A | 1.9833 | Residential & Commercial | USHP | Ducted CEE Tier 1
215669263 | Central HP <5.4 tons | BRYANT HEATING AND COOLING SYSTEMS | HRCU-A-CB (Split System: Heat Pump with Remote Outdoor Unit-Air-Source) | 290VAN036**AA* |  |  | CAA**4821AM*+UI | 986TD42060C17*** | 33600 | 17.5 | 9 | 35200 | 25400 | 72.16% | 1.88 | 0 | 9.5 |  |  |  |  | R-454B | 2.8 | Residential & Commercial | USHP
214064076 | Central HP <5.4 tons | BOSCH | HRCU-A-CB (Split System: Heat Pump with Remote Outdoor Unit-Air-Source) | BOVB-60HDN1-M20G | ASPEN |  | D(A,C,E)48D44+TDR | BGH96M080B3B | 41500 | 17 | 8.8 | 43500 | 39500 | 90.8% | 2.4 | 0 | 11.7 |  |  |  |  | R-410A | 3.4583 | Residential & Commercial | USHP | Ducted CEE Tier 1
215375441 | Central HP <5.4 tons | BOSCH | HRCU-A-CB (Split System: Heat Pump with Remote Outdoor Unit-Air-Source) | BOVD-36HDN1-M20G | ASPEN |  | D(A,C,E)36C46+TDR | BGH96M100C5B | 31200 | 18.5 | 9 | 25600 | 25600 | 100% | 2.98 | 0 | 11.9 |  |  |  |  | R-410A | 2.6 | Residential & Commercial | USHP | Ducted CEE Tier 1
216735087 | Central HP <5.4 tons | DAY & NIGHT | HRCU-A-CB (Split System: Heat Pump with Remote Outdoor Unit-Air-Source) | D5CUHAH24AAK |  |  | EA*5X37M17A* | *95CSU0601716B* | 22800 | 16 | 8.5 | 20800 | 18500 | 88.94% | 1.98 | 0 | 11 |  |  |  |  | R-454B | 1.9 | Residential & Commercial | USHP | Ducted CEE Tier 1
212507769 | Central HP <5.4 tons | BOSCH | HRCU-A-CB (Split System: Heat Pump with Remote Outdoor Unit-Air-Source) | BOVA-60HDN1-M20G | ASPEN |  | L(E,G)M48A4 | 0 | 45500 | 17 | 8.5 | 47000 | 44500 | 94.68% | 2.4 | 0 | 11.2 |  |  |  |  | R-410A | 3.7917 | Residential & Commercial | USHP | Ducted CEE Tier 1
215375417 | Central HP <5.4 tons | BOSCH | HRCU-A-CB (Split System: Heat Pump with Remote Outdoor Unit-Air-Source) | BOVB-60HDN1-M20G | ASPEN |  | D(A,C,E)48A36+TDR | BGH96M120D5B | 42000 | 17.5 | 8.7 | 46500 | 35400 | 76.13% | 2.27 | 0 | 11.4 |  |  |  |  | R-410A | 3.5 | Residential & Commercial | USHP | Ducted CEE Tier 1
216770088 | Central HP <5.4 tons | TRANE | HRCU-A-CB (Split System: Heat Pump with Remote Outdoor Unit-Air-Source) | 5TWX7024A1 |  |  | 5PX*C009AS3 | *UHMC100CCV4 | 23800 | 17.5 | 9 | 21400 | 16900 | 78.97% | 2.08 | 0 | 13 |  |  |  |  | R-454B | 1.9833 | Residential & Commercial | USHP | Ducted CEE Tier 1
216734472 | Central HP <5.4 tons | DAY & NIGHT | HRCU-A-CB (Split System: Heat Pump with Remote Outdoor Unit-Air-Source) | D5CUHAH24AAK |  |  | EA*5X36M17A* | *80MSU0601716A* | 22400 | 16.5 | 8.5 | 20800 | 18600 | 89.42% | 1.96 | 0 | 11 |  |  |  |  | R-454B | 1.8667 | Residential & Commercial | USHP | Ducted CEE Tier 1
215350396 | Central HP <5.4 tons | BOSCH | HRCU-A-CB (Split System: Heat Pump with Remote Outdoor Unit-Air-Source) | BOVA-60HDN1-M20G | ASPEN |  | AE*L+DM59A44+TDR | 0 | 43000 | 18.2 | 9.1 | 47500 | 46000 | 96.84% | 2.5 | 0 | 11 |  |  |  |  | R-410A | 3.5833 | Residential & Commercial | USHP | Ducted CEE Tier 1
214864385 | Central HP <5.4 tons | COLEMAN | HRCU-A-CB (Split System: Heat Pump with Remote Outdoor Unit-Air-Source) | HMH72B341 | ASPEN |  | AE*L+CM36A34+TDR | 0 | 31400 | 18.3 | 8.4 | 33000 | 23200 | 70.3% | 2.1 | 0 | 10.3 |  |  |  |  | R-410A | 2.6167 | Residential & Commercial | USHP | Ducted CEE Tier 1
214595140 | Central HP <5.4 tons | BRYANT HEATING AND COOLING SYSTEMS | HRCU-A-CB (Split System: Heat Pump with Remote Outdoor Unit-Air-Source) | 38MURAQ18AB3* | ASPEN |  | A(E,F)M194+TDR | 0 | 17500 | 15.2 | 8.2 | 19300 | 18300 | 94.82% | 2.2 | 0 | 9.8 |  |  |  |  | R-410A | 1.4583 | Residential & Commercial | USHP
212851681 | Central HP <5.4 tons | BOSCH | HRCU-A-CB (Split System: Heat Pump with Remote Outdoor Unit-Air-Source) | BOVB-60HDN1-M18M | ASPEN |  | L(E,G)M48B4 | 0 | 45000 | 17 | 8.5 | 46500 | 41500 | 89.25% | 2.45 | 0 | 10 |  |  |  |  | R-410A | 3.75 | Residential & Commercial | USHP | Ducted CEE Tier 1
214094152 | Central HP <5.4 tons | BOSCH | HRCU-A-CB (Split System: Heat Pump with Remote Outdoor Unit-Air-Source) | BOVB-60HDN1-M18M | ASPEN |  | DM59A44+TDR | BGH96M100C5A | 42000 | 17.5 | 8.1 | 47000 | 36000 | 76.6% | 2.48 | 0 | 10 |  |  |  |  | R-410A | 3.5 | Residential & Commercial | USHP | Ducted CEE Tier 1
214094153 | Central HP <5.4 tons | BOSCH | HRCU-A-CB (Split System: Heat Pump with Remote Outdoor Unit-Air-Source) | BOVB-60HDN1-M18M | ASPEN |  | DM59A44+TDR | BGH96M100C5B | 42000 | 17.5 | 8.1 | 47000 | 36000 | 76.6% | 2.48 | 0 | 10 |  |  |  |  | R-410A | 3.5 | Residential & Commercial | USHP | Ducted CEE Tier 1
215289578 | Central HP <5.4 tons | AIRQUEST | HRCU-A-CB (Split System: Heat Pump with Remote Outdoor Unit-Air-Source) | DLCURAH18ABK | ADP |  | HE33936 | *92MSN0401712A* | 17100 | 15.2 | 8.5 | 16700 | 19000 | 113.8% | 2.32 | 0 | 10 |  |  |  |  | R-410A | 1.425 | Residential & Commercial | USHP | Ducted CEE Tier 1
214094157 | Central HP <5.4 tons | BOSCH | HRCU-A-CB (Split System: Heat Pump with Remote Outdoor Unit-Air-Source) | BOVB-60HDN1-M18M | ASPEN |  | DM59A44+TDR | BGH96M120D5B | 42500 | 17.5 | 8.1 | 47000 | 36200 | 77.02% | 2.48 | 0 | 10.9 |  |  |  |  | R-410A | 3.5417 | Residential & Commercial | USHP | Ducted CEE Tier 1
215669125 | Central HP <5.4 tons | AIRQUEST | HRCU-A-CB (Split System: Heat Pump with Remote Outdoor Unit-Air-Source) | H5H0V36*K*AAA* |  |  | EA*5X48M21A*+WALLCON | *80CTL0451712B* | 33400 | 17.5 | 9 | 35200 | 25400 | 72.16% | 1.88 | 0 | 9.5 |  |  |  |  | R-454B | 2.7833 | Residential & Commercial | USHP
215669225 | Central HP <5.4 tons | AIRQUEST | HRCU-A-CB (Split System: Heat Pump with Remote Outdoor Unit-Air-Source) | H5H0V36*K*AAA* |  |  | EA*5X48M21A*+WALLCON | *97CMN0602120B* | 33600 | 17.5 | 9 | 35200 | 25200 | 71.59% | 1.9 | 0 | 9.5 |  |  |  |  | R-454B | 2.8 | Residential & Commercial | USHP
215669255 | Central HP <5.4 tons | AIRQUEST | HRCU-A-CB (Split System: Heat Pump with Remote Outdoor Unit-Air-Source) | H5H0V36*K*AAA* |  |  | EA*5X48M21A*+WALLCON | *97CMN1002122B* | 33800 | 18 | 9 | 35000 | 25000 | 71.43% | 1.9 | 0 | 10 |  |  |  |  | R-454B | 2.8167 | Residential & Commercial | USHP | Ducted CEE Tier 1
215669405 | Central HP <5.4 tons | AIRQUEST | HRCU-A-CB (Split System: Heat Pump with Remote Outdoor Unit-Air-Source) | H5H0V36*K*AAA* |  |  | EA*5X60M24A*+WALLCON | *96CTN1002122B* | 34400 | 18 | 9 | 34200 | 24800 | 72.51% | 1.9 | 0 | 10.5 |  |  |  |  | R-454B | 2.8667 | Residential & Commercial | USHP | Ducted CEE Tier 1
212841205 | Central HP <5.4 tons | BOSCH | HRCU-A-CB (Split System: Heat Pump with Remote Outdoor Unit-Air-Source) | BOVB-60HDN1-M20G | ASPEN |  | AFM474+TDR | 0 | 46500 | 18 | 9 | 47500 | 45000 | 94.74% | 2.47 | 0 | 11.7 |  |  |  |  | R-410A | 3.875 | Residential & Commercial | USHP | Ducted CEE Tier 1
214331689 | Central HP <5.4 tons | BOSCH | HRCU-A-CB (Split System: Heat Pump with Remote Outdoor Unit-Air-Source) | BOVA-36HDN1-M20G | ASPEN |  | D(A,C,E)36B3G+TXV+TDR | BGH96M060B3B | 22600 | 18 | 8.8 | 23800 | 22400 | 94.12% | 2.26 | 0 | 11.9 |  |  |  |  | R-410A | 1.8833 | Residential & Commercial | USHP | Ducted CEE Tier 1
214331693 | Central HP <5.4 tons | BOSCH | HRCU-A-CB (Split System: Heat Pump with Remote Outdoor Unit-Air-Source) | BOVA-36HDN1-M20G | ASPEN |  | D(A,C,E)24B3G+TXV+TDR | BGH96M080B3A | 21800 | 18 | 8.5 | 23800 | 22200 | 93.28% | 2.19 | 0 | 11 |  |  |  |  | R-410A | 1.8167 | Residential & Commercial | USHP | Ducted CEE Tier 1
214331857 | Central HP <5.4 tons | BOSCH | HRCU-A-CB (Split System: Heat Pump with Remote Outdoor Unit-Air-Source) | BOVB-36HDN1-M20G | ASPEN |  | D(A,C,E)36C4G+TXV+TDR | BGH96M080C4A | 32600 | 17.5 | 9 | 34200 | 26600 | 77.78% | 2.51 | 0 | 11 |  |  |  |  | R-410A | 2.7167 | Residential & Commercial | USHP | Ducted CEE Tier 1
214331866 | Central HP <5.4 tons | BOSCH | HRCU-A-CB (Split System: Heat Pump with Remote Outdoor Unit-Air-Source) | BOVB-36HDN1-M20G | ASPEN |  | D(A,C,E)36B3G+TXV+TDR | BGH96M100C5A | 30200 | 18.5 | 8.8 | 34000 | 27800 | 81.76% | 2.49 | 0 | 11 |  |  |  |  | R-410A | 2.5167 | Residential & Commercial | USHP | Ducted CEE Tier 1
214331941 | Central HP <5.4 tons | BOSCH | HRCU-A-CB (Split System: Heat Pump with Remote Outdoor Unit-Air-Source) | BOVB-60HDN1-M20G | ASPEN |  | D(A,C,E)48D4G+TXV+TDR | BGH96M100D5A | 44500 | 17.5 | 9 | 47000 | 38500 | 81.91% | 2.32 | 0 | 11.7 |  |  |  |  | R-410A | 3.7083 | Residential & Commercial | USHP | Ducted CEE Tier 1
212498514 | Central HP <5.4 tons | CARRIER | HRCU-A-CB (Split System: Heat Pump with Remote Outdoor Unit-Air-Source) | 38MURAQ24AB3* | ADP |  | CE2403C+TXV | 0 | 23800 | 17 | 8.85 | 25600 | 25400 | 99.22% | 2.14 | 0 | 10 |  |  |  |  | R-410A | 1.9833 | Residential & Commercial | USHP | Ducted CEE Tier 1
214094154 | Central HP <5.4 tons | BOSCH | HRCU-A-CB (Split System: Heat Pump with Remote Outdoor Unit-Air-Source) | BOVB-60HDN1-M18M | ASPEN |  | DM59A44+TDR | BGH96M100D5A | 42500 | 17.5 | 8.1 | 47000 | 36200 | 77.02% | 2.48 | 0 | 10.9 |  |  |  |  | R-410A | 3.5417 | Residential & Commercial | USHP | Ducted CEE Tier 1
215669385 | Central HP <5.4 tons | AIRQUEST | HRCU-A-CB (Split System: Heat Pump with Remote Outdoor Unit-Air-Source) | H5H0V36*K*AAA* |  |  | EA*5X60M24A*+WALLCON | *97CMN1002122B* | 34400 | 18 | 9 | 34200 | 24800 | 72.51% | 1.9 | 0 | 10.5 |  |  |  |  | R-454B | 2.8667 | Residential & Commercial | USHP | Ducted CEE Tier 1
215669485 | Central HP <5.4 tons | AIRQUEST | HRCU-A-CB (Split System: Heat Pump with Remote Outdoor Unit-Air-Source) | H5H0V36*K*AAA* |  |  | EA*5X61M21A*+WALLCON | *80CTL0901716B* | 34800 | 18.5 | 9 | 34400 | 24800 | 72.09% | 1.92 | 0 | 10 |  |  |  |  | R-454B | 2.9 | Residential & Commercial | USHP | Ducted CEE Tier 1
215375399 | Central HP <5.4 tons | BOSCH | HRCU-A-CB (Split System: Heat Pump with Remote Outdoor Unit-Air-Source) | BOVA-60HDN1-M20G | ASPEN |  | D(A,C,E)60B34+TDR | BGH96M080C4B | 41000 | 17 | 8.7 | 44500 | 35000 | 78.65% | 2.37 | 0 | 11.6 |  |  |  |  | R-410A | 3.4167 | Residential & Commercial | USHP | Ducted CEE Tier 1
214723127 | Central HP <5.4 tons | BOSCH | HRCU-A-CB (Split System: Heat Pump with Remote Outdoor Unit-Air-Source) | BOVA-36HDN1-M20G | ASPEN |  | L(E,F)W30D4 | 0 | 21400 | 18 | 8.5 | 23600 | 17600 | 74.58% | 2 | 0 | 11.7 |  |  |  |  | R-410A | 1.7833 | Residential & Commercial | USHP | Ducted CEE Tier 1
214331950 | Central HP <5.4 tons | BOSCH | HRCU-A-CB (Split System: Heat Pump with Remote Outdoor Unit-Air-Source) | BOVB-60HDN1-M20G | ASPEN |  | D(A,C,E)60B4G+TXV+TDR | BGH96M120D5A | 44000 | 17.5 | 9 | 47000 | 38500 | 81.91% | 2.32 | 0 | 11.7 |  |  |  |  | R-410A | 3.6667 | Residential & Commercial | USHP | Ducted CEE Tier 1
214331759 | Central HP <5.4 tons | BOSCH | HRCU-A-CB (Split System: Heat Pump with Remote Outdoor Unit-Air-Source) | BOVA-60HDN1-M20G | ASPEN |  | D(A,C,E)48A3G+TXV+TDR | BGH96M080B3B | 39500 | 17 | 8.5 | 43000 | 39000 | 90.7% | 2.33 | 0 | 11.4 |  |  |  |  | R-410A | 3.2917 | Residential & Commercial | USHP | Ducted CEE Tier 1
215375392 | Central HP <5.4 tons | BOSCH | HRCU-A-CB (Split System: Heat Pump with Remote Outdoor Unit-Air-Source) | BOVA-36HDN1-M20G | ASPEN |  | D(A,C,E)48A36+TDR | BGH96M080C4B | 31600 | 17.5 | 8.6 | 33800 | 24800 | 73.37% | 2.42 | 0 | 10.9 |  |  |  |  | R-410A | 2.6333 | Residential & Commercial | USHP | Ducted CEE Tier 1
215375410 | Central HP <5.4 tons | BOSCH | HRCU-A-CB (Split System: Heat Pump with Remote Outdoor Unit-Air-Source) | BOVB-36HDN1-M20G | ASPEN |  | D(A,C,E)48A36+TDR | BGH96M060B3B | 30800 | 17.5 | 8.6 | 33600 | 24800 | 73.81% | 2.34 | 0 | 10.5 |  |  |  |  | R-410A | 2.5667 | Residential & Commercial | USHP | Ducted CEE Tier 1
216687219 | Central HP <5.4 tons | FUJITSU | HRCU-A-CB (Split System: Heat Pump with Remote Outdoor Unit-Air-Source) | FOP1960MJAYCA |  |  | FCCA6021SYEA | FF80TV507521UH | 53500 | 17 | 10 | 53500 | 48500 | 90.65% | 2 | 0 | 10 |  |  |  |  | R-454B | 4.4583 | Residential & Commercial | USHP | Ducted CEE Tier 1
216687218 | Central HP <5.4 tons | FUJITSU | HRCU-A-CB (Split System: Heat Pump with Remote Outdoor Unit-Air-Source) | FOP1960MJAYCA |  |  | FCCA6021SYEA | FF96TV507021M4 | 53500 | 16 | 10 | 53500 | 49000 | 91.59% | 2 | 0 | 10 |  |  |  |  | R-454B | 4.4583 | Residential & Commercial | USHP | Ducted CEE Tier 1
213782155 | Central HP <5.4 tons | CARRIER | HRCU-A-CB (Split System: Heat Pump with Remote Outdoor Unit-Air-Source) | 25VNA837A*031* |  |  | CSPH*4812AL*+UI | 59MN7C120C24**22 | 32600 | 16.5 | 8.1 | 33000 | 24800 | 75.15% | 1.96 | 0 | 11 |  |  |  |  | R-410A | 2.7167 | Residential & Commercial | USHP | Ducted CEE Tier 1
216735033 | Central HP <5.4 tons | DAY & NIGHT | HRCU-A-CB (Split System: Heat Pump with Remote Outdoor Unit-Air-Source) | D5CUHAH24AAK |  |  | EA*5X37M17A* | *80CTL0701412B* | 22800 | 16.5 | 8.5 | 20600 | 18400 | 89.32% | 1.96 | 0 | 11 |  |  |  |  | R-454B | 1.9 | Residential & Commercial | USHP | Ducted CEE Tier 1
216734716 | Central HP <5.4 tons | DAY & NIGHT | HRCU-A-CB (Split System: Heat Pump with Remote Outdoor Unit-Air-Source) | D5CUHAH24AAK |  |  | EA*5X36M17A* | *96VSN0601716B* | 22400 | 16 | 8.5 | 20800 | 18700 | 89.9% | 1.96 | 0 | 10.5 |  |  |  |  | R-454B | 1.8667 | Residential & Commercial | USHP | Ducted CEE Tier 1
214731175 | Central HP <5.4 tons | BRYANT HEATING AND COOLING SYSTEMS | HRCU-A-CB (Split System: Heat Pump with Remote Outdoor Unit-Air-Source) | 38MURAQ24AB3* | ADP |  | H,PG9J936 | 926TC36060V14*** | 23600 | 17 | 8.5 | 24600 | 23600 | 95.93% | 2 | 0 | 10 |  |  |  |  | R-410A | 1.9667 | Residential & Commercial | USHP | Ducted CEE Tier 1
214731188 | Central HP <5.4 tons | BRYANT HEATING AND COOLING SYSTEMS | HRCU-A-CB (Split System: Heat Pump with Remote Outdoor Unit-Air-Source) | 38MURAQ24AB3* | ADP |  | H,PG35936 | 926TC60080V21*** | 23800 | 17 | 8.5 | 24800 | 23600 | 95.16% | 1.98 | 0 | 10.5 |  |  |  |  | R-410A | 1.9833 | Residential & Commercial | USHP | Ducted CEE Tier 1
213278308 | Central HP <5.4 tons | COLEMAN | HRCU-A-CB (Split System: Heat Pump with Remote Outdoor Unit-Air-Source) | THF2B48T21 | ASPEN |  | D(A,C,E)60A44+JMET16CS2N1+TDR | 0 | 43000 | 16 | 8.2 | 44000 | 31200 | 70.91% | 3.19 | 0 | 11.8 |  |  |  |  | R-410A | 3.5833 | Residential & Commercial | USHP | Ducted CEE Tier 1
214331768 | Central HP <5.4 tons | BOSCH | HRCU-A-CB (Split System: Heat Pump with Remote Outdoor Unit-Air-Source) | BOVA-60HDN1-M20G | ASPEN |  | D(A,C,E)48B4G+TXV+TDR | BGH96M080C4B | 40500 | 17 | 8.8 | 44500 | 39000 | 87.64% | 2.39 | 0 | 11 |  |  |  |  | R-410A | 3.375 | Residential & Commercial | USHP | Ducted CEE Tier 1
214331773 | Central HP <5.4 tons | BOSCH | HRCU-A-CB (Split System: Heat Pump with Remote Outdoor Unit-Air-Source) | BOVA-60HDN1-M20G | ASPEN |  | D(A,C,E)48D4G+TXV+TDR | BGH96M100C5A | 44000 | 17.5 | 8.8 | 46500 | 39000 | 83.87% | 2.35 | 0 | 11.7 |  |  |  |  | R-410A | 3.6667 | Residential & Commercial | USHP | Ducted CEE Tier 1
215375401 | Central HP <5.4 tons | BOSCH | HRCU-A-CB (Split System: Heat Pump with Remote Outdoor Unit-Air-Source) | BOVA-60HDN1-M20G | ASPEN |  | D(A,C,E)60B34+TDR | BGH96M120D5B | 43500 | 17.5 | 8.9 | 47000 | 35600 | 75.74% | 2.29 | 0 | 11.6 |  |  |  |  | R-410A | 3.625 | Residential & Commercial | USHP | Ducted CEE Tier 1
215375419 | Central HP <5.4 tons | BOSCH | HRCU-A-CB (Split System: Heat Pump with Remote Outdoor Unit-Air-Source) | BOVB-60HDN1-M20G | ASPEN |  | D(A,C,E)60B34+TDR | BGH96M080C4B | 41000 | 17 | 8.7 | 44500 | 35000 | 78.65% | 2.37 | 0 | 11.6 |  |  |  |  | R-410A | 3.4167 | Residential & Commercial | USHP | Ducted CEE Tier 1
214625036 | Central HP <5.4 tons | MIDEA | HRCU-A-C (Split System: Heat Pump with Remote Outdoor Unit with No Indoor Fan --Air Source) | 38MURAQ30AB3 | ASPEN |  | D(A,C,E)30A34+TDR | 0 | 28200 | 15.2 | 9.5 | 22600 | 27000 | 119.5% | 1.85 | 0 | 10.3 |  |  |  |  | R-410A | 2.35 | Residential & Commercial | USHP | Ducted CEE Tier 1
211871490 | Central HP <5.4 tons | CARRIER | HRCU-A-CB (Split System: Heat Pump with Remote Outdoor Unit-Air-Source) | 38MURAQ24AB3* | ADP |  | H,PE31(1,2)30+TXV | 59SC2D060E17**14 | 23800 | 16 | 8.5 | 25200 | 23800 | 94.44% | 1.96 | 0 | 10 |  |  |  |  | R-410A | 1.9833 | Residential & Commercial | USHP | Ducted CEE Tier 1
212614353 | Central HP <5.4 tons | DAY & NIGHT | HRCU-A-CB (Split System: Heat Pump with Remote Outdoor Unit-Air-Source) | DLCURAH18ABK | ADP |  | F,PE*G31925 | 0 | 17500 | 17 | 8.8 | 17100 | 19400 | 113.5% | 2.36 | 0 | 10.5 |  |  |  |  | R-410A | 1.4583 | Residential & Commercial | USHP | Ducted CEE Tier 1
212846387 | Central HP <5.4 tons | BOSCH | HRCU-A-CB (Split System: Heat Pump with Remote Outdoor Unit-Air-Source) | BOVA-60HDN1-M15G | ASPEN |  | L(E,G)M48B4 | 0 | 47000 | 15.5 | 8.2 | 47000 | 41000 | 87.23% | 2.29 | 0 | 10 |  |  |  |  | R-410A | 3.9167 | Residential & Commercial | USHP | Ducted CEE Tier 1
214625061 | Central HP <5.4 tons | PAYNE | HRCU-A-C (Split System: Heat Pump with Remote Outdoor Unit with No Indoor Fan --Air Source) | 38MURAQ36AB3 | ASPEN |  | D(A,C,E)42D24+TDR | 0 | 33800 | 15.2 | 8.6 | 27600 | 31600 | 114.5% | 1.85 | 0 | 10 |  |  |  |  | R-410A | 2.8167 | Residential & Commercial | USHP | Ducted CEE Tier 1
213781075 | Central HP <5.4 tons | CARRIER | HRCU-A-CB (Split System: Heat Pump with Remote Outdoor Unit-Air-Source) | 25VNA837A*031* |  |  | CAP**4221AL*+UI | 59TN6C100C21**22 | 31800 | 17 | 8.1 | 33000 | 24400 | 73.94% | 1.88 | 0 | 11 |  |  |  |  | R-410A | 2.65 | Residential & Commercial | USHP | Ducted CEE Tier 1
213781225 | Central HP <5.4 tons | CARRIER | HRCU-A-CB (Split System: Heat Pump with Remote Outdoor Unit-Air-Source) | 25VNA837A*031* |  |  | CAP**4321AL*+UI | 59MN7C080C17**14 | 32800 | 17 | 8.1 | 33000 | 25200 | 76.36% | 1.96 | 0 | 11 |  |  |  |  | R-410A | 2.7333 | Residential & Commercial | USHP | Ducted CEE Tier 1
213752485 | Central HP <5.4 tons | CARRIER | HRCU-A-CB (Split System: Heat Pump with Remote Outdoor Unit-Air-Source) | 38MURAQ24AA3* | ASPEN |  | D(A,C,E)36B34+TDR | 59SC6A080M21**20 | 23800 | 16 | 8.1 | 25000 | 22200 | 88.8% | 2.9 | 0 | 9.5 |  |  |  |  | R-410A | 1.9833 | Residential & Commercial | USHP
214595097 | Central HP <5.4 tons | CARRIER | HRCU-A-CB (Split System: Heat Pump with Remote Outdoor Unit-Air-Source) | 38MURAQ24AB3* | ASPEN |  | A(E,F)M364+TDR | 0 | 24000 | 15.2 | 9 | 26400 | 23400 | 88.64% | 1.92 | 0 | 10 |  |  |  |  | R-410A | 2 | Residential & Commercial | USHP | Ducted CEE Tier 1
213781925 | Central HP <5.4 tons | CARRIER | HRCU-A-CB (Split System: Heat Pump with Remote Outdoor Unit-Air-Source) | 25VNA837A*031* |  |  | CSPH*4212AL*+UI | 58TN*B090C21**20 | 32400 | 16.5 | 8.1 | 32800 | 24600 | 75% | 1.94 | 0 | 11 |  |  |  |  | R-410A | 2.7 | Residential & Commercial | USHP | Ducted CEE Tier 1
213781995 | Central HP <5.4 tons | CARRIER | HRCU-A-CB (Split System: Heat Pump with Remote Outdoor Unit-Air-Source) | 25VNA837A*031* |  |  | CSPH*4212AL*+UI | 59MN7C120C24**22 | 32400 | 16.5 | 8.1 | 32800 | 24800 | 75.61% | 1.94 | 0 | 11 |  |  |  |  | R-410A | 2.7 | Residential & Commercial | USHP | Ducted CEE Tier 1
214064105 | Central HP <5.4 tons | BOSCH | HRCU-A-CB (Split System: Heat Pump with Remote Outdoor Unit-Air-Source) | BOVB-60HDN1-M20G | ASPEN |  | D(A,C,E)60B44+TDR | BGH96M120D5A | 44000 | 17.5 | 9 | 47000 | 38500 | 81.91% | 2.32 | 0 | 11.7 |  |  |  |  | R-410A | 3.6667 | Residential & Commercial | USHP | Ducted CEE Tier 1
215375405 | Central HP <5.4 tons | BOSCH | HRCU-A-CB (Split System: Heat Pump with Remote Outdoor Unit-Air-Source) | BOVA-60HDN1-M20G | ASPEN |  | D(A,C,E)60B36+TDR | BGH96M120D5B | 43500 | 17.5 | 8.9 | 47000 | 35600 | 75.74% | 2.29 | 0 | 11.6 |  |  |  |  | R-410A | 3.625 | Residential & Commercial | USHP | Ducted CEE Tier 1
215669603 | Central HP <5.4 tons | BRYANT HEATING AND COOLING SYSTEMS | HRCU-A-CB (Split System: Heat Pump with Remote Outdoor Unit-Air-Source) | 290VAN036**AA* |  |  | CAA**6121AM*+UI | 986TD66100C21*** | 34800 | 18.5 | 9 | 34400 | 24800 | 72.09% | 1.92 | 0 | 10.5 |  |  |  |  | R-454B | 2.9 | Residential & Commercial | USHP | Ducted CEE Tier 1
215669203 | Central HP <5.4 tons | BRYANT HEATING AND COOLING SYSTEMS | HRCU-A-CB (Split System: Heat Pump with Remote Outdoor Unit-Air-Source) | 290VAN036**AA* |  |  | CAA**4821AM*+UI | 935CB66100C21*** | 33800 | 18 | 9 | 35000 | 25000 | 71.43% | 1.9 | 0 | 10 |  |  |  |  | R-454B | 2.8167 | Residential & Commercial | USHP | Ducted CEE Tier 1
214595158 | Central HP <5.4 tons | BRYANT HEATING AND COOLING SYSTEMS | HRCU-A-CB (Split System: Heat Pump with Remote Outdoor Unit-Air-Source) | 38MURAQ24AB3* | ASPEN |  | L(E,G)M24J4 | 0 | 24000 | 16 | 9 | 26400 | 23400 | 88.64% | 1.92 | 0 | 10 |  |  |  |  | R-410A | 2 | Residential & Commercial | USHP | Ducted CEE Tier 1
212970957 | Central HP <5.4 tons | AIRQUEST | HRCU-A-CB (Split System: Heat Pump with Remote Outdoor Unit-Air-Source) | DLCURAH18ABK |  |  | EN(A,D)4X30L17** | *80VTL0451412B* | 17400 | 16.5 | 8.1 | 17900 | 18600 | 103.9% | 2.24 | 0 | 11 |  |  |  |  | R-410A | 1.45 | Residential & Commercial | USHP | Ducted CEE Tier 1
212972744 | Central HP <5.4 tons | AIRQUEST | HRCU-A-CB (Split System: Heat Pump with Remote Outdoor Unit-Air-Source) | DLCURAH18ABK |  |  | EN(A,D)4X24L17** | *96VSN0401410B* | 17400 | 15.5 | 8.5 | 18500 | 19200 | 103.8% | 2.3 | 0 | 10.5 |  |  |  |  | R-410A | 1.45 | Residential & Commercial | USHP | Ducted CEE Tier 1
214731212 | Central HP <5.4 tons | BRYANT HEATING AND COOLING SYSTEMS | HRCU-A-CB (Split System: Heat Pump with Remote Outdoor Unit-Air-Source) | 38MURAQ36AB3* | ADP |  | H,PG35936 | 926TC60080V21*** | 35600 | 16 | 8.1 | 36800 | 34800 | 94.57% | 1.9 | 0 | 10 |  |  |  |  | R-410A | 2.9667 | Residential & Commercial | USHP | Ducted CEE Tier 1
215792888 | Central HP <5.4 tons | BRYANT HEATING AND COOLING SYSTEMS | HRCU-A-CB (Split System: Heat Pump with Remote Outdoor Unit-Air-Source) | 38MURAQ36AB3* | ADP |  | CDP36C15P | 926TC48060V17*** | 34600 | 15.2 | 8.5 | 36800 | 34600 | 94.02% | 1.94 | 0 | 9.5 |  |  |  |  | R-410A | 2.8833 | Residential & Commercial | USHP
215669555 | Central HP <5.4 tons | AIRQUEST | HRCU-A-CB (Split System: Heat Pump with Remote Outdoor Unit-Air-Source) | H5H0V36*K*AAA* |  |  | EA*5X61M21A*+WALLCON | *97CMN0801714B* | 34600 | 18 | 9 | 34600 | 25000 | 72.25% | 1.9 | 0 | 10 |  |  |  |  | R-454B | 2.8833 | Residential & Commercial | USHP | Ducted CEE Tier 1
215669435 | Central HP <5.4 tons | AIRQUEST | HRCU-A-CB (Split System: Heat Pump with Remote Outdoor Unit-Air-Source) | H5H0V36*K*AAA* |  |  | EA*5X61M21A*+WALLCON | *80CSU0601716A* | 34800 | 18 | 9 | 34400 | 24800 | 72.09% | 1.9 | 0 | 10 |  |  |  |  | R-454B | 2.9 | Residential & Commercial | USHP | Ducted CEE Tier 1
215669655 | Central HP <5.4 tons | AIRQUEST | HRCU-A-CB (Split System: Heat Pump with Remote Outdoor Unit-Air-Source) | H5H0V36*K*AAA* |  |  | EA*5X61M24A*+WALLCON | *80CTL1352422B* | 35000 | 18.5 | 9 | 34400 | 24600 | 71.51% | 1.92 | 0 | 10.5 |  |  |  |  | R-454B | 2.9167 | Residential & Commercial | USHP | Ducted CEE Tier 1
215668957 | Central HP <5.4 tons | AIRQUEST | HRCU-A-CB (Split System: Heat Pump with Remote Outdoor Unit-Air-Source) | H5H0V36*K*AAA* |  |  | EA*5X43M21A*+WALLCON | *80CSU0601716A* | 34400 | 18 | 9 | 35400 | 25200 | 71.19% | 1.9 | 0 | 9.5 |  |  |  |  | R-454B | 2.8667 | Residential & Commercial | USHP
214731142 | Central HP <5.4 tons | BRYANT HEATING AND COOLING SYSTEMS | HRCU-A-CB (Split System: Heat Pump with Remote Outdoor Unit-Air-Source) | 38MURAQ18AB3* | ADP |  | H,PG35936 | 926TC36040V17*** | 17300 | 16 | 8.5 | 16400 | 18400 | 112.2% | 2.24 | 0 | 10.5 |  |  |  |  | R-410A | 1.4417 | Residential & Commercial | USHP | Ducted CEE Tier 1
215683576 | Central HP <5.4 tons | BRYANT HEATING AND COOLING SYSTEMS | HRCU-A-CB (Split System: Heat Pump with Remote Outdoor Unit-Air-Source) | 290VAN024**AA* |  |  | CAA**2414AM*+UI | 986TD30040C14*** | 22400 | 15.5 | 8.5 | 24600 | 17300 | 70.33% | 1.82 | 0 | 9 |  |  |  |  | R-454B | 1.8667 | Residential & Commercial | USHP
216735428 | Central HP <5.4 tons | DAY & NIGHT | HRCU-A-CB (Split System: Heat Pump with Remote Outdoor Unit-Air-Source) | D5CUHAH24AAK |  |  | EA*5X37M21A* | *80CSU0601716A* | 23800 | 17 | 8.5 | 21000 | 18700 | 89.05% | 1.96 | 0 | 11 |  |  |  |  | R-454B | 1.9833 | Residential & Commercial | USHP | Ducted CEE Tier 1
216735246 | Central HP <5.4 tons | DAY & NIGHT | HRCU-A-CB (Split System: Heat Pump with Remote Outdoor Unit-Air-Source) | D5CUHAH24AAK |  |  | EA*5X37M17A* | *96VSN0601716B* | 22800 | 16 | 8.5 | 20600 | 18400 | 89.32% | 1.96 | 0 | 11 |  |  |  |  | R-454B | 1.9 | Residential & Commercial | USHP | Ducted CEE Tier 1
215669029 | Central HP <5.4 tons | AIRQUEST | HRCU-A-CB (Split System: Heat Pump with Remote Outdoor Unit-Air-Source) | H5H0V36*K*AAA* |  |  | EA*5X43M21A*+WALLCON | *95CSU0802120B* | 34400 | 17.5 | 9 | 35400 | 25200 | 71.19% | 1.88 | 0 | 9.5 |  |  |  |  | R-454B | 2.8667 | Residential & Commercial | USHP
215669215 | Central HP <5.4 tons | AIRQUEST | HRCU-A-CB (Split System: Heat Pump with Remote Outdoor Unit-Air-Source) | H5H0V36*K*AAA* |  |  | EA*5X48M21A*+WALLCON | *97CMN0601714B* | 33400 | 17.5 | 9 | 35200 | 25400 | 72.16% | 1.88 | 0 | 9.5 |  |  |  |  | R-454B | 2.7833 | Residential & Commercial | USHP
215669315 | Central HP <5.4 tons | AIRQUEST | HRCU-A-CB (Split System: Heat Pump with Remote Outdoor Unit-Air-Source) | H5H0V36*K*AAA* |  |  | EA*5X60M24A*+WALLCON | *80CTL0902120B* | 34400 | 18.5 | 9 | 34200 | 24600 | 71.93% | 1.92 | 0 | 10.5 |  |  |  |  | R-454B | 2.8667 | Residential & Commercial | USHP | Ducted CEE Tier 1
212498508 | Central HP <5.4 tons | CARRIER | HRCU-A-CB (Split System: Heat Pump with Remote Outdoor Unit-Air-Source) | 38MURAQ18AB3* | ADP |  | CE2403A+TXV | 0 | 17700 | 17 | 8.7 | 17000 | 19400 | 114.1% | 2.32 | 0 | 11 |  |  |  |  | R-410A | 1.475 | Residential & Commercial | USHP | Ducted CEE Tier 1
215668989 | Central HP <5.4 tons | AIRQUEST | HRCU-A-CB (Split System: Heat Pump with Remote Outdoor Unit-Air-Source) | H5H0V36*K*AAA* |  |  | EA*5X43M21A*+WALLCON | *80CTL0702120B* | 34400 | 18 | 9 | 35400 | 25200 | 71.19% | 1.88 | 0 | 10 |  |  |  |  | R-454B | 2.8667 | Residential & Commercial | USHP | Ducted CEE Tier 1
207172512 | Central HP <5.4 tons | DUCANE | HRCU-A-CB (Split System: Heat Pump with Remote Outdoor Unit-Air-Source) | 4HP18V36P | ADP |  | 48BP**+TXV | 80G2UH090BE12 | 23600 | 19 | 8.5 | 22400 | 19100 | 85.27% | 2.22 | 13 | 12 |  |  |  |  | R-410A | 1.9667 | Residential & Commercial | USHP | Ducted CEE Tier 1
214731208 | Central HP <5.4 tons | BRYANT HEATING AND COOLING SYSTEMS | HRCU-A-CB (Split System: Heat Pump with Remote Outdoor Unit-Air-Source) | 38MURAQ36AB3* | ADP |  | H,PG48936 | 926TC48080V17*** | 35600 | 16 | 8.1 | 36800 | 34600 | 94.02% | 1.98 | 0 | 10 |  |  |  |  | R-410A | 2.9667 | Residential & Commercial | USHP | Ducted CEE Tier 1
216734915 | Central HP <5.4 tons | DAY & NIGHT | HRCU-A-CB (Split System: Heat Pump with Remote Outdoor Unit-Air-Source) | D5CUHAH24AAK |  |  | EA*5X37M17A* | *80MS(N,L)0451714A* | 22800 | 15.5 | 8.1 | 20800 | 18500 | 88.94% | 1.9 | 0 | 11 |  |  |  |  | R-454B | 1.9 | Residential & Commercial | USHP | Ducted CEE Tier 1
216734966 | Central HP <5.4 tons | DAY & NIGHT | HRCU-A-CB (Split System: Heat Pump with Remote Outdoor Unit-Air-Source) | D5CUHAH24AAK |  |  | EA*5X37M17A* | *80VSL0451412B* | 23000 | 16.5 | 8.5 | 20800 | 18500 | 88.94% | 1.96 | 0 | 11 |  |  |  |  | R-454B | 1.9167 | Residential & Commercial | USHP | Ducted CEE Tier 1
215669847 | Central HP <5.4 tons | AIRQUEST | HRCU-A-CB (Split System: Heat Pump with Remote Outdoor Unit-Air-Source) | H5H0V36*K*AAA* |  |  | ESH5X36M12A*+WALLCON | *95CSU1002122B* | 33800 | 16.5 | 8.5 | 35800 | 25400 | 70.95% | 1.76 | 0 | 9.5 |  |  |  |  | R-454B | 2.8167 | Residential & Commercial | USHP
214731189 | Central HP <5.4 tons | BRYANT HEATING AND COOLING SYSTEMS | HRCU-A-CB (Split System: Heat Pump with Remote Outdoor Unit-Air-Source) | 38MURAQ24AB3* | ADP |  | H,PG7J936 | 926TC60080V21*** | 23400 | 17 | 8.5 | 24800 | 23600 | 95.16% | 1.98 | 0 | 10 |  |  |  |  | R-410A | 1.95 | Residential & Commercial | USHP | Ducted CEE Tier 1
214063844 | Central HP <5.4 tons | BOSCH | HRCU-A-CB (Split System: Heat Pump with Remote Outdoor Unit-Air-Source) | BOVA-36HDN1-M20G | ASPEN |  | D(A,C,E)36B34+TDR | BGH96M060B3B | 22600 | 18 | 8.8 | 23800 | 22400 | 94.12% | 2.26 | 0 | 11.9 |  |  |  |  | R-410A | 1.8833 | Residential & Commercial | USHP | Ducted CEE Tier 1
214094155 | Central HP <5.4 tons | BOSCH | HRCU-A-CB (Split System: Heat Pump with Remote Outdoor Unit-Air-Source) | BOVB-60HDN1-M18M | ASPEN |  | DM59A44+TDR | BGH96M100D5B | 42500 | 17.5 | 8.1 | 47000 | 36200 | 77.02% | 2.48 | 0 | 10.9 |  |  |  |  | R-410A | 3.5417 | Residential & Commercial | USHP | Ducted CEE Tier 1
213780338 | Central HP <5.4 tons | AIRQUEST | HRCU-A-CB (Split System: Heat Pump with Remote Outdoor Unit-Air-Source) | HVH837GKA** |  |  | EHD4X60AAL+WALLCON | *80CTL0902120B* | 33000 | 16.5 | 8.1 | 32200 | 24800 | 77.02% | 2 | 0 | 11.5 |  |  |  |  | R-410A | 2.75 | Residential & Commercial | USHP | Ducted CEE Tier 1
212978088 | Central HP <5.4 tons | TEMPSTAR | HRCU-A-CB (Split System: Heat Pump with Remote Outdoor Unit-Air-Source) | DLCURAH24ABK |  |  | EA*4X24L14A* | *80MS(N,L)0701412A* | 23200 | 17 | 9 | 26800 | 26800 | 100% | 2.28 | 0 | 10 |  |  |  |  | R-410A | 1.9333 | Residential & Commercial | USHP | Ducted CEE Tier 1
212979510 | Central HP <5.4 tons | TEMPSTAR | HRCU-A-CB (Split System: Heat Pump with Remote Outdoor Unit-Air-Source) | DLCURAH24ABK |  |  | EA*4X37L21A* | *80MS(N,L)0702116A* | 24400 | 17 | 8.5 | 25200 | 24000 | 95.24% | 2 | 0 | 10.5 |  |  |  |  | R-410A | 2.0333 | Residential & Commercial | USHP | Ducted CEE Tier 1
212979855 | Central HP <5.4 tons | TEMPSTAR | HRCU-A-CB (Split System: Heat Pump with Remote Outdoor Unit-Air-Source) | DLCURAH24ABK |  |  | EA*4X36L17A* | *80MS(N,L)0901714A* | 23800 | 17 | 8.5 | 26200 | 23800 | 90.84% | 1.98 | 0 | 10 |  |  |  |  | R-410A | 1.9833 | Residential & Commercial | USHP | Ducted CEE Tier 1
212981734 | Central HP <5.4 tons | TEMPSTAR | HRCU-A-CB (Split System: Heat Pump with Remote Outdoor Unit-Air-Source) | DLCURAH24ABK |  |  | EA*4X36L17A* | *80MSU1002120A* | 23400 | 17 | 8.5 | 26000 | 24400 | 93.85% | 2.02 | 0 | 10 |  |  |  |  | R-410A | 1.95 | Residential & Commercial | USHP | Ducted CEE Tier 1
212980705 | Central HP <5.4 tons | TEMPSTAR | HRCU-A-CB (Split System: Heat Pump with Remote Outdoor Unit-Air-Source) | DLCURAH30ABK |  |  | EA*4X42L24A* | *80MS(N,L)0902420A* | 30200 | 15.2 | 8.1 | 34400 | 28400 | 82.56% | 1.96 | 0 | 9 |  |  |  |  | R-410A | 2.5167 | Residential & Commercial | USHP
214595164 | Central HP <5.4 tons | BRYANT HEATING AND COOLING SYSTEMS | HRCU-A-CB (Split System: Heat Pump with Remote Outdoor Unit-Air-Source) | 38MURAQ24AB3* | ASPEN |  | L(E,G)M36E4 | 0 | 24000 | 16 | 9 | 26400 | 23400 | 88.64% | 1.92 | 0 | 10 |  |  |  |  | R-410A | 2 | Residential & Commercial | USHP | Ducted CEE Tier 1
211912012 | Central HP <5.4 tons | CARRIER | HRCU-A-CB (Split System: Heat Pump with Remote Outdoor Unit-Air-Source) | 38MURAQ24AB3* | ADP |  | CDP23H13P+TXV | 59SC2D080E17**16 | 23400 | 17 | 8.5 | 25200 | 23800 | 94.44% | 1.96 | 0 | 9.5 |  |  |  |  | R-410A | 1.95 | Residential & Commercial | USHP
215683580 | Central HP <5.4 tons | BRYANT HEATING AND COOLING SYSTEMS | HRCU-A-CB (Split System: Heat Pump with Remote Outdoor Unit-Air-Source) | 290VAN024**AA* |  |  | CAA**2417AM*+UI | 83*CA48060C17*** | 22800 | 16.5 | 9 | 24000 | 16800 | 70% | 1.96 | 0 | 10 |  |  |  |  | R-454B | 1.9 | Residential & Commercial | USHP | Ducted CEE Tier 1
214320273 | Central HP <5.4 tons | BOREAL | HRCU-A-C (Split System: Heat Pump with Remote Outdoor Unit with No Indoor Fan --Air Source) | ENVBR60HPJ1OA | ASPEN |  | D(A,C,E)60D44+TDR | 0 | 50500 | 15.2 | 8.5 | 53000 | 37200 | 70.19% | 1.8 | 0 | 9.5 |  |  |  |  | R-410A | 4.2083 | Residential & Commercial | USHP
216735219 | Central HP <5.4 tons | DAY & NIGHT | HRCU-A-CB (Split System: Heat Pump with Remote Outdoor Unit-Air-Source) | D5CUHAH24AAK |  |  | EA*5X37M17A* | *96VSN0401410B* | 22600 | 15.5 | 8.1 | 20800 | 18500 | 88.94% | 1.85 | 0 | 10.5 |  |  |  |  | R-454B | 1.8833 | Residential & Commercial | USHP | Ducted CEE Tier 1
216735228 | Central HP <5.4 tons | DAY & NIGHT | HRCU-A-CB (Split System: Heat Pump with Remote Outdoor Unit-Air-Source) | D5CUHAH24AAK |  |  | EA*5X37M17A* | *96VSN0401712B* | 22800 | 16 | 8.5 | 20800 | 18600 | 89.42% | 1.96 | 0 | 10.5 |  |  |  |  | R-454B | 1.9 | Residential & Commercial | USHP | Ducted CEE Tier 1
214731146 | Central HP <5.4 tons | BRYANT HEATING AND COOLING SYSTEMS | HRCU-A-CB (Split System: Heat Pump with Remote Outdoor Unit-Air-Source) | 38MURAQ18AB3* | ADP |  | H,PG35936 | 926TC36060V14*** | 17500 | 16 | 8.5 | 16900 | 18800 | 111.2% | 2.3 | 0 | 10.5 |  |  |  |  | R-410A | 1.4583 | Residential & Commercial | USHP | Ducted CEE Tier 1
215669791 | Central HP <5.4 tons | AIRQUEST | HRCU-A-CB (Split System: Heat Pump with Remote Outdoor Unit-Air-Source) | H5H0V36*K*AAA* |  |  | ESH5X36M12A*+WALLCON | *80CTL0702120B* | 33600 | 16.5 | 8.5 | 35800 | 25400 | 70.95% | 1.76 | 0 | 9.5 |  |  |  |  | R-454B | 2.8 | Residential & Commercial | USHP
215669823 | Central HP <5.4 tons | AIRQUEST | HRCU-A-CB (Split System: Heat Pump with Remote Outdoor Unit-Air-Source) | H5H0V36*K*AAA* |  |  | ESH5X36M12A*+WALLCON | *80CTL1352422B* | 33800 | 16 | 8.5 | 35600 | 25400 | 71.35% | 1.76 | 0 | 9.5 |  |  |  |  | R-454B | 2.8167 | Residential & Commercial | USHP
215669959 | Central HP <5.4 tons | AIRQUEST | HRCU-A-CB (Split System: Heat Pump with Remote Outdoor Unit-Air-Source) | H5H0V36*K*AAA* |  |  | ESH5X42M12A*+WALLCON | *80CTL0451712B* | 33600 | 16 | 8.5 | 35800 | 25600 | 71.51% | 1.76 | 0 | 9 |  |  |  |  | R-454B | 2.8 | Residential & Commercial | USHP
215669975 | Central HP <5.4 tons | AIRQUEST | HRCU-A-CB (Split System: Heat Pump with Remote Outdoor Unit-Air-Source) | H5H0V36*K*AAA* |  |  | ESH5X42M12A*+WALLCON | *80CTL0701716B* | 33800 | 16.5 | 8.5 | 35600 | 25400 | 71.35% | 1.78 | 0 | 9.5 |  |  |  |  | R-454B | 2.8167 | Residential & Commercial | USHP
215669991 | Central HP <5.4 tons | AIRQUEST | HRCU-A-CB (Split System: Heat Pump with Remote Outdoor Unit-Air-Source) | H5H0V36*K*AAA* |  |  | ESH5X42M12A*+WALLCON | *80CTL0901716B* | 34000 | 16.5 | 8.5 | 35600 | 25400 | 71.35% | 1.76 | 0 | 9.5 |  |  |  |  | R-454B | 2.8333 | Residential & Commercial | USHP
214385796 | Central HP <5.4 tons | COMFORTMAKER | HRCU-A-CB (Split System: Heat Pump with Remote Outdoor Unit-Air-Source) | DLCURAH24ABK | ADP |  | H,YE21924 | *95MSU0401712A* | 22000 | 16 | 8.45 | 25400 | 25800 | 101.6% | 2.2 | 0 | 9 |  |  |  |  | R-410A | 1.8333 | Residential & Commercial | USHP
212973064 | Central HP <5.4 tons | AIRQUEST | HRCU-A-CB (Split System: Heat Pump with Remote Outdoor Unit-Air-Source) | DLCURAH18ABK |  |  | EN(A,D)4X30L17** | *96VSN0401712B* | 17300 | 16 | 8.1 | 17900 | 18600 | 103.9% | 2.22 | 0 | 10.5 |  |  |  |  | R-410A | 1.4417 | Residential & Commercial | USHP | Ducted CEE Tier 1
215669919 | Central HP <5.4 tons | AIRQUEST | HRCU-A-CB (Split System: Heat Pump with Remote Outdoor Unit-Air-Source) | H5H0V36*K*AAA* |  |  | ESH5X36M12A*+WALLCON | *96CTN1002122B* | 33800 | 16.5 | 8.5 | 35800 | 25400 | 70.95% | 1.76 | 0 | 9.5 |  |  |  |  | R-454B | 2.8167 | Residential & Commercial | USHP
214064106 | Central HP <5.4 tons | BOSCH | HRCU-A-CB (Split System: Heat Pump with Remote Outdoor Unit-Air-Source) | BOVB-60HDN1-M20G | ASPEN |  | D(A,C,E)48A34+TDR | BGH96M120D5B | 42000 | 17.5 | 8.7 | 46500 | 38500 | 82.8% | 2.27 | 0 | 11.4 |  |  |  |  | R-410A | 3.5 | Residential & Commercial | USHP | Ducted CEE Tier 1
215669113 | Central HP <5.4 tons | BRYANT HEATING AND COOLING SYSTEMS | HRCU-A-CB (Split System: Heat Pump with Remote Outdoor Unit-Air-Source) | 290VAN036**AA* |  |  | CAA**4821AM*+UI | 83*CA60100C21*** | 33800 | 17.5 | 9 | 35000 | 25200 | 72% | 1.88 | 0 | 9.5 |  |  |  |  | R-454B | 2.8167 | Residential & Commercial | USHP
215935307 | Central HP <5.4 tons | AIRQUEST | HRCU-A-CB (Split System: Heat Pump with Remote Outdoor Unit-Air-Source) | H5H3V36*K*AAA* |  |  | EVM5X60M21A*+WALLCON | *96CTN0801714B* | 35400 | 21.5 | 8.5 | 38000 | 28800 | 75.79% | 2.02 | 0 | 12 |  |  |  |  | R-454B | 2.95 | Residential & Commercial | USHP | Ducted CEE Tier 1
216734329 | Central HP <5.4 tons | BRYANT HEATING AND COOLING SYSTEMS | HRCU-A-CB (Split System: Heat Pump with Remote Outdoor Unit-Air-Source) | 37MUHAQ24AA3 |  |  | CAA**3017AM* | OVMAAB042112 | 22600 | 15.5 | 8.5 | 21400 | 19100 | 89.25% | 1.96 | 0 | 10.5 |  |  |  |  | R-454B | 1.8833 | Residential & Commercial | USHP | Ducted CEE Tier 1
213785414 | Central HP <5.4 tons | CARRIER | HRCU-A-CB (Split System: Heat Pump with Remote Outdoor Unit-Air-Source) | 25VNA436A*031* |  |  | CAP**3721AL*+UI | 59TN6C080C17**14 | 33800 | 19 | 9 | 36600 | 25800 | 70.49% | 2.02 | 0 | 11.7 |  |  |  |  | R-410A | 2.8167 | Residential & Commercial | USHP | Ducted CEE Tier 1
213785430 | Central HP <5.4 tons | CARRIER | HRCU-A-CB (Split System: Heat Pump with Remote Outdoor Unit-Air-Source) | 25VNA436A*031* |  |  | CAP**4221AL*+UI | 59MN7C060C17**14 | 32200 | 18.5 | 9 | 38000 | 26800 | 70.53% | 1.96 | 0 | 11 |  |  |  |  | R-410A | 2.6833 | Residential & Commercial | USHP | Ducted CEE Tier 1
215669013 | Central HP <5.4 tons | AIRQUEST | HRCU-A-CB (Split System: Heat Pump with Remote Outdoor Unit-Air-Source) | H5H0V36*K*AAA* |  |  | EA*5X43M21A*+WALLCON | *80CTL1102120B* | 34600 | 18 | 9 | 35200 | 25000 | 71.02% | 1.9 | 0 | 10 |  |  |  |  | R-454B | 2.8833 | Residential & Commercial | USHP | Ducted CEE Tier 1
207455051 | Central HP <5.4 tons | LENNOX | HRCU-A-CB (Split System: Heat Pump with Remote Outdoor Unit-Air-Source) | SL25XPV-036-230A** | ADP |  | L*35/36U9 | EL296UH090XV60C* | 33600 | 21 | 8.6 | 32800 | 26200 | 79.88% | 1.8 | 14 | 13 |  |  |  |  | R-410A | 2.8 | Residential & Commercial | USHP | Ducted CEE Tier 1
207455065 | Central HP <5.4 tons | LENNOX | HRCU-A-CB (Split System: Heat Pump with Remote Outdoor Unit-Air-Source) | SL25XPV-036-230A** | ADP |  | LH35/38X9 | EL296UH110XV60C* | 34000 | 21 | 8.8 | 34000 | 27000 | 79.41% | 1.82 | 14 | 13.5 |  |  |  |  | R-410A | 2.8333 | Residential & Commercial | USHP | Ducted CEE Tier 1
207455118 | Central HP <5.4 tons | LENNOX | HRCU-A-CB (Split System: Heat Pump with Remote Outdoor Unit-Air-Source) | SL25XPV-036-230A** | ADP |  | L*23/37Z9 | SL280UH080NV48B* | 34600 | 21 | 8.8 | 32600 | 25800 | 79.14% | 1.82 | 14 | 13 |  |  |  |  | R-410A | 2.8833 | Residential & Commercial | USHP | Ducted CEE Tier 1
207455150 | Central HP <5.4 tons | LENNOX | HRCU-A-CB (Split System: Heat Pump with Remote Outdoor Unit-Air-Source) | SL25XPV-036-230A** | ADP |  | L*23/37Z9 | SL280UH090V60C* | 34000 | 21 | 8.8 | 33800 | 27000 | 79.88% | 1.84 | 14 | 13.5 |  |  |  |  | R-410A | 2.8333 | Residential & Commercial | USHP | Ducted CEE Tier 1
207455166 | Central HP <5.4 tons | LENNOX | HRCU-A-CB (Split System: Heat Pump with Remote Outdoor Unit-Air-Source) | SL25XPV-036-230A** | ADP |  | L*23/37Z9 | SL280UH090XV60C* | 34000 | 21 | 8.8 | 33800 | 27000 | 79.88% | 1.84 | 14 | 13.5 |  |  |  |  | R-410A | 2.8333 | Residential & Commercial | USHP | Ducted CEE Tier 1
207455217 | Central HP <5.4 tons | LENNOX | HRCU-A-CB (Split System: Heat Pump with Remote Outdoor Unit-Air-Source) | SL25XPV-036-230A** | ADP |  | LH35/38F9 | SL297UH080NV60C* | 33600 | 21 | 8.6 | 32800 | 26200 | 79.88% | 1.8 | 14 | 13 |  |  |  |  | R-410A | 2.8 | Residential & Commercial | USHP | Ducted CEE Tier 1
215668973 | Central HP <5.4 tons | AIRQUEST | HRCU-A-CB (Split System: Heat Pump with Remote Outdoor Unit-Air-Source) | H5H0V36*K*AAA* |  |  | EA*5X43M21A*+WALLCON | *80CTL0451712B* | 34000 | 17.5 | 9 | 35600 | 25400 | 71.35% | 1.86 | 0 | 9.5 |  |  |  |  | R-454B | 2.8333 | Residential & Commercial | USHP
215669333 | Central HP <5.4 tons | BRYANT HEATING AND COOLING SYSTEMS | HRCU-A-CB (Split System: Heat Pump with Remote Outdoor Unit-Air-Source) | 290VAN036**AA* |  |  | CAA**6024AM*+UI | 88*TB66135C24*** | 34400 | 18.5 | 9 | 34200 | 24600 | 71.93% | 1.92 | 0 | 10.5 |  |  |  |  | R-454B | 2.8667 | Residential & Commercial | USHP | Ducted CEE Tier 1
215669433 | Central HP <5.4 tons | BRYANT HEATING AND COOLING SYSTEMS | HRCU-A-CB (Split System: Heat Pump with Remote Outdoor Unit-Air-Source) | 290VAN036**AA* |  |  | CAA**6121AM*+UI | 83*CA48060C17*** | 34800 | 18 | 9 | 34400 | 24800 | 72.09% | 1.9 | 0 | 10 |  |  |  |  | R-454B | 2.9 | Residential & Commercial | USHP | Ducted CEE Tier 1
216734513 | Central HP <5.4 tons | BRYANT HEATING AND COOLING SYSTEMS | HRCU-A-CB (Split System: Heat Pump with Remote Outdoor Unit-Air-Source) | 37MUHAQ24AA3 |  |  | CAA**3617AM* | 82*TB36045V14*** | 22200 | 16.5 | 8.5 | 20800 | 18700 | 89.9% | 1.94 | 0 | 10.5 |  |  |  |  | R-454B | 1.85 | Residential & Commercial | USHP | Ducted CEE Tier 1
216734597 | Central HP <5.4 tons | BRYANT HEATING AND COOLING SYSTEMS | HRCU-A-CB (Split System: Heat Pump with Remote Outdoor Unit-Air-Source) | 37MUHAQ24AA3 |  |  | CAA**3617AM* | 912SE42060M17*** | 22400 | 16 | 8.1 | 20800 | 18700 | 89.9% | 1.9 | 0 | 10.5 |  |  |  |  | R-454B | 1.8667 | Residential & Commercial | USHP | Ducted CEE Tier 1
216734657 | Central HP <5.4 tons | DAY & NIGHT | HRCU-A-CB (Split System: Heat Pump with Remote Outdoor Unit-Air-Source) | D5CUHAH24AAK |  |  | EA*5X36M17A* | *96MSN0601412A* | 22400 | 15.5 | 8.1 | 20800 | 18800 | 90.38% | 1.9 | 0 | 10.5 |  |  |  |  | R-454B | 1.8667 | Residential & Commercial | USHP | Ducted CEE Tier 1
215941263 | Central HP <5.4 tons | TEMPSTAR | HRCU-A-CB (Split System: Heat Pump with Remote Outdoor Unit-Air-Source) | T5H3V48*K*AAA* |  |  | ESH5X60M12A*+WALLCON | *97CTN1202422A* | 45000 | 20.5 | 9 | 48500 | 36400 | 75.05% | 1.82 | 0 | 11 |  |  |  |  | R-454B | 3.75 | Residential & Commercial | USHP | Ducted CEE Tier 1
214573974 | Central HP <5.4 tons | DAY & NIGHT | HRCU-A-CB (Split System: Heat Pump with Remote Outdoor Unit-Air-Source) | CVH837GKA2* |  |  | EA*4X48L24A*+WALLCON | *80CTL0702120B* | 32400 | 17.5 | 8.5 | 32400 | 25000 | 77.16% | 1.98 | 0 | 11 |  |  |  |  | R-410A | 2.7 | Residential & Commercial | USHP | Ducted CEE Tier 1
214573754 | Central HP <5.4 tons | DAY & NIGHT | HRCU-A-CB (Split System: Heat Pump with Remote Outdoor Unit-Air-Source) | CVH837GKA2* |  |  | EA*4X42L21A*+WALLCON | *95CSU1002122B* | 31800 | 17.5 | 8.5 | 32800 | 24400 | 74.39% | 1.9 | 0 | 11 |  |  |  |  | R-410A | 2.65 | Residential & Commercial | USHP | Ducted CEE Tier 1
214574004 | Central HP <5.4 tons | DAY & NIGHT | HRCU-A-CB (Split System: Heat Pump with Remote Outdoor Unit-Air-Source) | CVH837GKA2* |  |  | EA*4X48L24A*+WALLCON | *97CMN0602120B* | 32200 | 17 | 8.5 | 32600 | 25200 | 77.3% | 1.96 | 0 | 11 |  |  |  |  | R-410A | 2.6833 | Residential & Commercial | USHP | Ducted CEE Tier 1
215292072 | Central HP <5.4 tons | AIRQUEST | HRCU-A-CB (Split System: Heat Pump with Remote Outdoor Unit-Air-Source) | DLCURAH24ABK | ADP |  | H,GG32930 | *92MSN0802120A* | 22800 | 17 | 8.5 | 24400 | 23600 | 96.72% | 2.02 | 0 | 9.5 |  |  |  |  | R-410A | 1.9 | Residential & Commercial | USHP
212985058 | Central HP <5.4 tons | TEMPSTAR | HRCU-A-CB (Split System: Heat Pump with Remote Outdoor Unit-Air-Source) | DLCURAH24ABK |  |  | EN(A,D)4X36L21** | *92MSN0802120A* | 23400 | 17 | 8.5 | 26200 | 28600 | 109.2% | 1.96 | 0 | 10.5 |  |  |  |  | R-410A | 1.95 | Residential & Commercial | USHP | Ducted CEE Tier 1
215669743 | Central HP <5.4 tons | AIRQUEST | HRCU-A-CB (Split System: Heat Pump with Remote Outdoor Unit-Air-Source) | H5H0V36*K*AAA* |  |  | ESH5X36M12A*+WALLCON | *80CSU0401712A* | 33600 | 16.5 | 8.5 | 35800 | 25400 | 70.95% | 1.76 | 0 | 9.5 |  |  |  |  | R-454B | 2.8 | Residential & Commercial | USHP
212986185 | Central HP <5.4 tons | TEMPSTAR | HRCU-A-CB (Split System: Heat Pump with Remote Outdoor Unit-Air-Source) | DLCURAH24ABK |  |  | EA*4X30L17A* | *96MSN0401410A* | 23400 | 16 | 8.5 | 26400 | 24600 | 93.18% | 2.04 | 0 | 10 |  |  |  |  | R-410A | 1.95 | Residential & Commercial | USHP | Ducted CEE Tier 1
211206944 | Central HP <5.4 tons | LUXAIRE | HRCU-A-CB (Split System: Heat Pump with Remote Outdoor Unit-Air-Source) | HL20B4821 |  |  | XAMC48HE3N1+CC | TP9C080C16MP13 | 43500 | 18 | 8.5 | 45500 | 36800 | 80.88% | 2.14 | 0 | 11 |  |  |  |  | R-410A | 3.625 | Residential & Commercial | USHP | Ducted CEE Tier 1
214573764 | Central HP <5.4 tons | DAY & NIGHT | HRCU-A-CB (Split System: Heat Pump with Remote Outdoor Unit-Air-Source) | CVH837GKA2* |  |  | EA*4X42L21A*+WALLCON | *97CMN0602120B* | 31600 | 17 | 8.1 | 33200 | 24800 | 74.7% | 1.88 | 0 | 10.5 |  |  |  |  | R-410A | 2.6333 | Residential & Commercial | USHP | Ducted CEE Tier 1
215375439 | Central HP <5.4 tons | BOSCH | HRCU-A-CB (Split System: Heat Pump with Remote Outdoor Unit-Air-Source) | BOVD-36HDN1-M20G | ASPEN |  | D(A,C,E)36C46+TDR | BGH96M060B3B | 23400 | 18.5 | 9 | 20000 | 20000 | 100% | 2.86 | 0 | 12 |  |  |  |  | R-410A | 1.95 | Residential & Commercial | USHP | Ducted CEE Tier 1
215669799 | Central HP <5.4 tons | AIRQUEST | HRCU-A-CB (Split System: Heat Pump with Remote Outdoor Unit-Air-Source) | H5H0V36*K*AAA* |  |  | ESH5X36M12A*+WALLCON | *80CTL0901716B* | 33600 | 16 | 8.5 | 35800 | 25400 | 70.95% | 1.76 | 0 | 9.5 |  |  |  |  | R-454B | 2.8 | Residential & Commercial | USHP
215669999 | Central HP <5.4 tons | AIRQUEST | HRCU-A-CB (Split System: Heat Pump with Remote Outdoor Unit-Air-Source) | H5H0V36*K*AAA* |  |  | ESH5X42M12A*+WALLCON | *80CTL0902120B* | 34000 | 16.5 | 8.5 | 35600 | 25200 | 70.79% | 1.78 | 0 | 9.5 |  |  |  |  | R-454B | 2.8333 | Residential & Commercial | USHP
215670015 | Central HP <5.4 tons | AIRQUEST | HRCU-A-CB (Split System: Heat Pump with Remote Outdoor Unit-Air-Source) | H5H0V36*K*AAA* |  |  | ESH5X42M12A*+WALLCON | *80CTL1352422B* | 34000 | 16.5 | 8.5 | 35600 | 25200 | 70.79% | 1.78 | 0 | 9.5 |  |  |  |  | R-454B | 2.8333 | Residential & Commercial | USHP
213206122 | Central HP <5.4 tons | CARRIER | HRCU-A-CB (Split System: Heat Pump with Remote Outdoor Unit-Air-Source) | 38MURAQ24AA3* | ASPEN |  | D(A,C,E)30B34+TDR | 59SC5B080E21**20 | 23800 | 15.5 | 8.5 | 26000 | 22600 | 86.92% | 2.88 | 0 | 9.5 |  |  |  |  | R-410A | 1.9833 | Residential & Commercial | USHP
215942549 | Central HP <5.4 tons | TEMPSTAR | HRCU-A-CB (Split System: Heat Pump with Remote Outdoor Unit-Air-Source) | T5H3V36*K*AAA* |  |  | EVD5X61M21A*+WALLCON | *96CTN1002122B* | 36000 | 22 | 8.5 | 37400 | 28200 | 75.4% | 2.04 | 0 | 12.5 |  |  |  |  | R-454B | 3 | Residential & Commercial | USHP | Ducted CEE Tier 1
215942579 | Central HP <5.4 tons | TEMPSTAR | HRCU-A-CB (Split System: Heat Pump with Remote Outdoor Unit-Air-Source) | T5H3V36*K*AAA* |  |  | EVD5X61M24A*+WALLCON | *95CSU0802120B* | 36000 | 22 | 8.5 | 37400 | 28200 | 75.4% | 2.04 | 0 | 12.5 |  |  |  |  | R-454B | 3 | Residential & Commercial | USHP | Ducted CEE Tier 1
212987818 | Central HP <5.4 tons | TEMPSTAR | HRCU-A-CB (Split System: Heat Pump with Remote Outdoor Unit-Air-Source) | DLCURAH24ABK |  |  | EA*4X37L21A* | *96MSN0802120A* | 24200 | 17.5 | 8.5 | 25200 | 24200 | 96.03% | 2.02 | 0 | 10 |  |  |  |  | R-410A | 2.0167 | Residential & Commercial | USHP | Ducted CEE Tier 1
212988659 | Central HP <5.4 tons | TEMPSTAR | HRCU-A-CB (Split System: Heat Pump with Remote Outdoor Unit-Air-Source) | DLCURAH24ABK |  |  | EA*4X25L17A* | *95MSU0401712A* | 24200 | 16.5 | 8.5 | 25200 | 21800 | 86.51% | 1.82 | 0 | 10 |  |  |  |  | R-410A | 2.0167 | Residential & Commercial | USHP | Ducted CEE Tier 1
212989163 | Central HP <5.4 tons | TEMPSTAR | HRCU-A-CB (Split System: Heat Pump with Remote Outdoor Unit-Air-Source) | DLCURAH24ABK |  |  | EA*4X30L17A* | *95MSU0601716A* | 23600 | 17 | 8.5 | 26400 | 24600 | 93.18% | 2.04 | 0 | 10 |  |  |  |  | R-410A | 1.9667 | Residential & Commercial | USHP | Ducted CEE Tier 1
212989631 | Central HP <5.4 tons | TEMPSTAR | HRCU-A-CB (Split System: Heat Pump with Remote Outdoor Unit-Air-Source) | DLCURAH24ABK |  |  | EN(A,D)4X36L21** | *95MSU0802120A* | 23400 | 17 | 8.5 | 26200 | 24600 | 93.89% | 2.04 | 0 | 10.5 |  |  |  |  | R-410A | 1.95 | Residential & Commercial | USHP | Ducted CEE Tier 1
216734365 | Central HP <5.4 tons | TEMPSTAR | HRCU-A-CB (Split System: Heat Pump with Remote Outdoor Unit-Air-Source) | D5CUHAH24AAK |  |  | EA*5X36M17A* | *80MS(N,L)0451412A* | 22400 | 16 | 8.5 | 20800 | 18700 | 89.9% | 1.96 | 0 | 11 |  |  |  |  | R-454B | 1.8667 | Residential & Commercial | USHP | Ducted CEE Tier 1
213782325 | Central HP <5.4 tons | CARRIER | HRCU-A-CB (Split System: Heat Pump with Remote Outdoor Unit-Air-Source) | 25VNA837A*031* |  |  | CSPH*6012AL*+UI | 59TN6C060C17**14 | 32800 | 16.5 | 8.1 | 32400 | 25000 | 77.16% | 1.96 | 0 | 11 |  |  |  |  | R-410A | 2.7333 | Residential & Commercial | USHP | Ducted CEE Tier 1
216734749 | Central HP <5.4 tons | TEMPSTAR | HRCU-A-CB (Split System: Heat Pump with Remote Outdoor Unit-Air-Source) | D5CUHAH24AAK |  |  | EA*5X36M17A* | *95MSU0601716A* | 22400 | 16.5 | 8.5 | 20800 | 18700 | 89.9% | 1.96 | 0 | 10.5 |  |  |  |  | R-454B | 1.8667 | Residential & Commercial | USHP | Ducted CEE Tier 1
216735749 | Central HP <5.4 tons | TEMPSTAR | HRCU-A-CB (Split System: Heat Pump with Remote Outdoor Unit-Air-Source) | D5CUHAH24AAK |  |  | EA*5X37M21A* | *97CMN1002122B* | 23400 | 16 | 8.5 | 20800 | 18500 | 88.94% | 1.98 | 0 | 11 |  |  |  |  | R-454B | 1.95 | Residential & Commercial | USHP | Ducted CEE Tier 1
216734798 | Central HP <5.4 tons | TEMPSTAR | HRCU-A-CB (Split System: Heat Pump with Remote Outdoor Unit-Air-Source) | D5CUHAH24AAK |  |  | EA*5X36M17A* | *96VTN0401712B* | 22200 | 15.5 | 8.1 | 20800 | 18700 | 89.9% | 1.85 | 0 | 10.5 |  |  |  |  | R-454B | 1.85 | Residential & Commercial | USHP | Ducted CEE Tier 1
216679531 | Central HP <5.4 tons | BRYANT HEATING AND COOLING SYSTEMS | HRCU-A-CB (Split System: Heat Pump with Remote Outdoor Unit-Air-Source) | 38MURAQ24AB3* |  |  | CNPV*3621AL* | 927TA48060V17*** | 23600 | 16.5 | 9 | 25800 | 23600 | 91.47% | 1.76 | 0 | 10 |  |  |  |  | R-410A | 1.9667 | Residential & Commercial | USHP | Ducted CEE Tier 1
215670087 | Central HP <5.4 tons | AIRQUEST | HRCU-A-CB (Split System: Heat Pump with Remote Outdoor Unit-Air-Source) | H5H0V36*K*AAA* |  |  | ESH5X42M12A*+WALLCON | *96CTN0401410B* | 32600 | 15.2 | 8.5 | 36000 | 25600 | 71.11% | 1.76 | 0 | 9 |  |  |  |  | R-454B | 2.7167 | Residential & Commercial | USHP
215670189 | Central HP <5.4 tons | AIRQUEST | HRCU-A-CB (Split System: Heat Pump with Remote Outdoor Unit-Air-Source) | H5H0V36*K*AAA* |  |  | ESH5X48M12A*+WALLCON | *80CTL0702120B* | 34200 | 17 | 8.5 | 35400 | 25200 | 71.19% | 1.88 | 0 | 9.5 |  |  |  |  | R-454B | 2.85 | Residential & Commercial | USHP
212973364 | Central HP <5.4 tons | AIRQUEST | HRCU-A-CB (Split System: Heat Pump with Remote Outdoor Unit-Air-Source) | DLCURAH18ABK |  |  | EN(A,D)4X24L14** | *96VSN0601412B* | 17500 | 16 | 8.5 | 18500 | 19200 | 103.8% | 2.3 | 0 | 10.5 |  |  |  |  | R-410A | 1.4583 | Residential & Commercial | USHP | Ducted CEE Tier 1
216735410 | Central HP <5.4 tons | DAY & NIGHT | HRCU-A-CB (Split System: Heat Pump with Remote Outdoor Unit-Air-Source) | D5CUHAH24AAK |  |  | EA*5X37M17A* | OMV112K14A | 23400 | 15.5 | 8.5 | 21400 | 18900 | 88.32% | 1.96 | 0 | 10.5 |  |  |  |  | R-454B | 1.95 | Residential & Commercial | USHP | Ducted CEE Tier 1
216735530 | Central HP <5.4 tons | DAY & NIGHT | HRCU-A-CB (Split System: Heat Pump with Remote Outdoor Unit-Air-Source) | D5CUHAH24AAK |  |  | EA*5X37M21A* | *80VSL0901716B* | 22800 | 16 | 8.5 | 20400 | 18300 | 89.71% | 1.98 | 0 | 11 |  |  |  |  | R-454B | 1.9 | Residential & Commercial | USHP | Ducted CEE Tier 1
215669283 | Central HP <5.4 tons | BRYANT HEATING AND COOLING SYSTEMS | HRCU-A-CB (Split System: Heat Pump with Remote Outdoor Unit-Air-Source) | 290VAN036**AA* |  |  | CAA**4821AM*+UI | 986TD66100C21*** | 33800 | 18 | 9 | 35000 | 25000 | 71.43% | 1.9 | 0 | 10 |  |  |  |  | R-454B | 2.8167 | Residential & Commercial | USHP | Ducted CEE Tier 1
216735539 | Central HP <5.4 tons | DAY & NIGHT | HRCU-A-CB (Split System: Heat Pump with Remote Outdoor Unit-Air-Source) | D5CUHAH24AAK |  |  | EA*5X37M21A* | *80VSL0902120B* | 23400 | 16 | 8.5 | 20800 | 18600 | 89.42% | 1.98 | 0 | 11 |  |  |  |  | R-454B | 1.95 | Residential & Commercial | USHP | Ducted CEE Tier 1
215940943 | Central HP <5.4 tons | TEMPSTAR | HRCU-A-CB (Split System: Heat Pump with Remote Outdoor Unit-Air-Source) | T5H3V48*K*AAA* |  |  | EA*5X48M21A*+WALLCON | *96CTN0802120B* | 43500 | 20.5 | 9.5 | 48000 | 36600 | 76.25% | 2 | 0 | 10.5 |  |  |  |  | R-454B | 3.625 | Residential & Commercial | USHP | Ducted CEE Tier 1
215375387 | Central HP <5.4 tons | BOSCH | HRCU-A-CB (Split System: Heat Pump with Remote Outdoor Unit-Air-Source) | BOVA-36HDN1-M20G | ASPEN |  | D(A,C,E)36A36+TDR | BGH96M080B3B | 22200 | 18 | 8.4 | 23600 | 19500 | 82.63% | 2.17 | 0 | 11.8 |  |  |  |  | R-410A | 1.85 | Residential & Commercial | USHP | Ducted CEE Tier 1
216687202 | Central HP <5.4 tons | FUJITSU | HRCU-A-CB (Split System: Heat Pump with Remote Outdoor Unit-Air-Source) | FOP1948MJAYCA |  |  | FCCA4821SYEA | FF80TV407517UH | 45500 | 19 | 10 | 45500 | 42000 | 92.31% | 2.1 | 0 | 12 |  |  |  |  | R-454B | 3.7917 | Residential & Commercial | USHP | Ducted CEE Tier 1
207455219 | Central HP <5.4 tons | LENNOX | HRCU-A-CB (Split System: Heat Pump with Remote Outdoor Unit-Air-Source) | SL25XPV-036-230A** | ADP |  | L*35/36S9 | SL297UH080NV60C* | 33600 | 21 | 8.6 | 32800 | 26200 | 79.88% | 1.8 | 14 | 13 |  |  |  |  | R-410A | 2.8 | Residential & Commercial | USHP | Ducted CEE Tier 1
207455250 | Central HP <5.4 tons | LENNOX | HRCU-A-CB (Split System: Heat Pump with Remote Outdoor Unit-Air-Source) | SL25XPV-036-230A** | ADP |  | L*35/36S9 | SLP99UH090XV36C* | 34000 | 22 | 8.8 | 34000 | 27200 | 80% | 1.82 | 14 | 13 |  |  |  |  | R-410A | 2.8333 | Residential & Commercial | USHP | Ducted CEE Tier 1
216735348 | Central HP <5.4 tons | TEMPSTAR | HRCU-A-CB (Split System: Heat Pump with Remote Outdoor Unit-Air-Source) | D5CUHAH24AAK |  |  | EA*5X37M17A* | *96VTN0601716B* | 22800 | 16 | 8.5 | 20600 | 18400 | 89.32% | 1.96 | 0 | 11 |  |  |  |  | R-454B | 1.9 | Residential & Commercial | USHP | Ducted CEE Tier 1
215683582 | Central HP <5.4 tons | BRYANT HEATING AND COOLING SYSTEMS | HRCU-A-CB (Split System: Heat Pump with Remote Outdoor Unit-Air-Source) | 290VAN024**AA* |  |  | CAA**2417AM*+UI | 88*TB36045C17*** | 22600 | 16.5 | 9 | 24200 | 17000 | 70.25% | 1.94 | 0 | 9.5 |  |  |  |  | R-454B | 1.8833 | Residential & Commercial | USHP
215683616 | Central HP <5.4 tons | BRYANT HEATING AND COOLING SYSTEMS | HRCU-A-CB (Split System: Heat Pump with Remote Outdoor Unit-Air-Source) | 290VAN024**AA* |  |  | CAA**2517AM*+UI | 986TD42080C17*** | 24000 | 17.5 | 9 | 23400 | 16400 | 70.09% | 2 | 0 | 10.5 |  |  |  |  | R-454B | 2 | Residential & Commercial | USHP | Ducted CEE Tier 1
215683718 | Central HP <5.4 tons | BRYANT HEATING AND COOLING SYSTEMS | HRCU-A-CB (Split System: Heat Pump with Remote Outdoor Unit-Air-Source) | 290VAN024**AA* |  |  | CAA**3721AM*+UI | 986TD66100C21*** | 24000 | 17.5 | 9 | 23200 | 16300 | 70.26% | 2.02 | 0 | 10.5 |  |  |  |  | R-454B | 2 | Residential & Commercial | USHP | Ducted CEE Tier 1
213369388 | Central HP <5.4 tons | CARRIER | HRCU-A-CB (Split System: Heat Pump with Remote Outdoor Unit-Air-Source) | 38MURAQ18AB3* | ADP |  | H,PG7J936 | 59TP6C040V17**12 | 16900 | 16 | 8.5 | 16600 | 19000 | 114.5% | 2.34 | 0 | 10 |  |  |  |  | R-410A | 1.4083 | Residential & Commercial | USHP | Ducted CEE Tier 1
213780438 | Central HP <5.4 tons | AIRQUEST | HRCU-A-CB (Split System: Heat Pump with Remote Outdoor Unit-Air-Source) | HVH837GKA** |  |  | EHD4X60AAL+WALLCON | *96CTN1002122B* | 33000 | 16.5 | 8.1 | 32200 | 24800 | 77.02% | 2 | 0 | 11.5 |  |  |  |  | R-410A | 2.75 | Residential & Commercial | USHP | Ducted CEE Tier 1
212978256 | Central HP <5.4 tons | TEMPSTAR | HRCU-A-CB (Split System: Heat Pump with Remote Outdoor Unit-Air-Source) | DLCURAH18ABK |  |  | EA*4X24L17A* | *80MS(N,L)0701412A* | 17600 | 16.5 | 8.5 | 18500 | 19400 | 104.9% | 2.34 | 0 | 10.5 |  |  |  |  | R-410A | 1.4667 | Residential & Commercial | USHP | Ducted CEE Tier 1
210693394 | Central HP <5.4 tons | Liberty Heating & Air Conditioning | HRCU-A-CB (Split System: Heat Pump with Remote Outdoor Unit-Air-Source) | ASZV903610A* |  |  | CSCF3642N6D*+TXV | G*VC961205DNB* | 33800 | 18.5 | 8.2 | 34000 | 24400 | 71.76% | 1.8 | 0 | 11.5 |  |  |  |  | R-410A | 2.8167 | Residential & Commercial | USHP | Ducted CEE Tier 1
212980696 | Central HP <5.4 tons | TEMPSTAR | HRCU-A-CB (Split System: Heat Pump with Remote Outdoor Unit-Air-Source) | DLCURAH36ABK |  |  | EA*4X48L24A* | *80MS(N,L)0902420A* | 36000 | 16.5 | 8.5 | 37800 | 34800 | 92.06% | 2.02 | 0 | 10 |  |  |  |  | R-410A | 3 | Residential & Commercial | USHP | Ducted CEE Tier 1
212982166 | Central HP <5.4 tons | TEMPSTAR | HRCU-A-CB (Split System: Heat Pump with Remote Outdoor Unit-Air-Source) | DLCURAH30ABK |  |  | EA*4X42L21A* | *80MSU0401712A* | 30000 | 15.2 | 8.5 | 33800 | 27400 | 81.07% | 1.78 | 0 | 9 |  |  |  |  | R-410A | 2.5 | Residential & Commercial | USHP
215935494 | Central HP <5.4 tons | CARRIER | HRCU-A-CB (Split System: Heat Pump with Remote Outdoor Unit-Air-Source) | 27VNA336A*030* |  |  | CVAMA6124XMA*+UI | 59MN7C060C21**20 | 35800 | 21.5 | 8.5 | 38000 | 28600 | 75.26% | 2.06 | 0 | 12 |  |  |  |  | R-454B | 2.9833 | Residential & Commercial | USHP | Ducted CEE Tier 1
215674057 | Central HP <5.4 tons | AIRQUEST | HRCU-A-CB (Split System: Heat Pump with Remote Outdoor Unit-Air-Source) | H5H0V48*K*AAA* |  |  | EA*5X48M21A*+WALLCON | *80CTL0902120B* | 44500 | 18 | 9 | 48500 | 34000 | 70.1% | 2.06 | 0 | 9.5 |  |  |  |  | R-454B | 3.7083 | Residential & Commercial | USHP
213785514 | Central HP <5.4 tons | CARRIER | HRCU-A-CB (Split System: Heat Pump with Remote Outdoor Unit-Air-Source) | 25VNA436A*031* |  |  | CAP**4824AL*+UI | 59TN6C100C21**22 | 33200 | 19.5 | 9 | 36400 | 25800 | 70.88% | 2.04 | 0 | 12 |  |  |  |  | R-410A | 2.7667 | Residential & Commercial | USHP | Ducted CEE Tier 1
213785532 | Central HP <5.4 tons | CARRIER | HRCU-A-CB (Split System: Heat Pump with Remote Outdoor Unit-Air-Source) | 25VNA436A*031* |  |  | CAP**6121AL*+UI | 58TN*B045C17**12 | 33800 | 19 | 9 | 36200 | 25400 | 70.17% | 1.98 | 0 | 11.7 |  |  |  |  | R-410A | 2.8167 | Residential & Commercial | USHP | Ducted CEE Tier 1
214320264 | Central HP <5.4 tons | BOREAL | HRCU-A-C (Split System: Heat Pump with Remote Outdoor Unit with No Indoor Fan --Air Source) | ENVBR36HPJ1OA | ASPEN |  | D(A,C,E)24C34+TDR | 0 | 23000 | 15.2 | 8.5 | 24000 | 21600 | 90% | 1.8 | 0 | 11 |  |  |  |  | R-410A | 1.9167 | Residential & Commercial | USHP | Ducted CEE Tier 1
215674107 | Central HP <5.4 tons | AIRQUEST | HRCU-A-CB (Split System: Heat Pump with Remote Outdoor Unit-Air-Source) | H5H0V48*K*AAA* |  |  | EA*5X48M21A*+WALLCON | *97CMN0801714B* | 44000 | 17 | 9 | 49000 | 34600 | 70.61% | 2.04 | 0 | 9 |  |  |  |  | R-454B | 3.6667 | Residential & Commercial | USHP
216643546 | Central HP <5.4 tons | DAY & NIGHT | HRCU-A-CB (Split System: Heat Pump with Remote Outdoor Unit-Air-Source) | D5CUHAH18AAK |  |  | EA*5X25M17A* | *80MSU0401712A* | 18300 | 15.5 | 9.5 | 20000 | 17600 | 88% | 2 | 0 | 11 |  |  |  |  | R-454B | 1.525 | Residential & Commercial | USHP | Ducted CEE Tier 1
212982274 | Central HP <5.4 tons | TEMPSTAR | HRCU-A-CB (Split System: Heat Pump with Remote Outdoor Unit-Air-Source) | DLCURAH24ABK |  |  | EA*4X30L17A* | *80MSU0401712A* | 23800 | 16.5 | 8.5 | 25800 | 24000 | 93.02% | 2 | 0 | 10 |  |  |  |  | R-410A | 1.9833 | Residential & Commercial | USHP | Ducted CEE Tier 1
212982706 | Central HP <5.4 tons | TEMPSTAR | HRCU-A-CB (Split System: Heat Pump with Remote Outdoor Unit-Air-Source) | DLCURAH24ABK |  |  | EA*4X36L21A* | *80MSU0601716A* | 23800 | 17.5 | 8.5 | 25600 | 23400 | 91.41% | 1.96 | 0 | 10 |  |  |  |  | R-410A | 1.9833 | Residential & Commercial | USHP | Ducted CEE Tier 1
213205871 | Central HP <5.4 tons | CARRIER | HRCU-A-CB (Split System: Heat Pump with Remote Outdoor Unit-Air-Source) | 38MURAQ24AA3* | ASPEN |  | D(A,C,E)36C34+TDR | 58S(B,C)*A070E21**16 | 23800 | 16 | 8.1 | 25400 | 22600 | 88.98% | 2.97 | 0 | 9.5 |  |  |  |  | R-410A | 1.9833 | Residential & Commercial | USHP
212983193 | Central HP <5.4 tons | TEMPSTAR | HRCU-A-CB (Split System: Heat Pump with Remote Outdoor Unit-Air-Source) | DLCURAH24ABK |  |  | EA*4X37L17A* | *92MSN0401712A* | 23800 | 16 | 8.5 | 25800 | 22600 | 87.6% | 1.86 | 0 | 10 |  |  |  |  | R-410A | 1.9833 | Residential & Commercial | USHP | Ducted CEE Tier 1
212986149 | Central HP <5.4 tons | TEMPSTAR | HRCU-A-CB (Split System: Heat Pump with Remote Outdoor Unit-Air-Source) | DLCURAH24ABK |  |  | EA*4X24L17A* | *96MSN0401410A* | 23200 | 16 | 8.5 | 27000 | 26400 | 97.78% | 2.2 | 0 | 9.5 |  |  |  |  | R-410A | 1.9333 | Residential & Commercial | USHP
212986582 | Central HP <5.4 tons | TEMPSTAR | HRCU-A-CB (Split System: Heat Pump with Remote Outdoor Unit-Air-Source) | DLCURAH24ABK |  |  | EA*4X36L21A* | *96MSN0401712A* | 23400 | 16 | 8.5 | 26200 | 22200 | 84.73% | 1.82 | 0 | 9.5 |  |  |  |  | R-410A | 1.95 | Residential & Commercial | USHP
212987421 | Central HP <5.4 tons | TEMPSTAR | HRCU-A-CB (Split System: Heat Pump with Remote Outdoor Unit-Air-Source) | DLCURAH24ABK |  |  | EA*4X36L21A* | *96MSN0801716A* | 23400 | 17 | 8.5 | 26000 | 24200 | 93.08% | 2.02 | 0 | 10 |  |  |  |  | R-410A | 1.95 | Residential & Commercial | USHP | Ducted CEE Tier 1
212988755 | Central HP <5.4 tons | TEMPSTAR | HRCU-A-CB (Split System: Heat Pump with Remote Outdoor Unit-Air-Source) | DLCURAH24ABK |  |  | EN(A,D,W)4X36L17** | *95MSU0401712A* | 23600 | 16.5 | 8.1 | 26400 | 24200 | 91.67% | 2.02 | 0 | 10 |  |  |  |  | R-410A | 1.9667 | Residential & Commercial | USHP | Ducted CEE Tier 1
215683658 | Central HP <5.4 tons | BRYANT HEATING AND COOLING SYSTEMS | HRCU-A-CB (Split System: Heat Pump with Remote Outdoor Unit-Air-Source) | 290VAN024**AA* |  |  | CAA**3617AM*+UI | 987MC42080C17*** | 23000 | 17 | 9 | 23800 | 16700 | 70.17% | 1.98 | 0 | 10 |  |  |  |  | R-454B | 1.9167 | Residential & Commercial | USHP | Ducted CEE Tier 1
216681769 | Central HP <5.4 tons | CARRIER | HRCU-A-CB (Split System: Heat Pump with Remote Outdoor Unit-Air-Source) | 38MURAQ36AB3* |  |  | CAP**3721AL* | 59TP7A100V21**20 | 36200 | 16.5 | 9 | 38000 | 34400 | 90.53% | 1.96 | 0 | 10 |  |  |  |  | R-410A | 3.0167 | Residential & Commercial | USHP | Ducted CEE Tier 1
215674047 | Central HP <5.4 tons | AIRQUEST | HRCU-A-CB (Split System: Heat Pump with Remote Outdoor Unit-Air-Source) | H5H0V48*K*AAA* |  |  | EA*5X48M21A*+WALLCON | *80CTL0901716B* | 44000 | 17.5 | 9 | 48500 | 34200 | 70.52% | 2.06 | 0 | 9.5 |  |  |  |  | R-454B | 3.6667 | Residential & Commercial | USHP
214331862 | Central HP <5.4 tons | BOSCH | HRCU-A-CB (Split System: Heat Pump with Remote Outdoor Unit-Air-Source) | BOVB-36HDN1-M20G | ASPEN |  | D(A,C,E)36C4G+TXV+TDR | BGH96M080C4B | 32600 | 17.5 | 9 | 34200 | 26600 | 77.78% | 2.51 | 0 | 11 |  |  |  |  | R-410A | 2.7167 | Residential & Commercial | USHP | Ducted CEE Tier 1
215674067 | Central HP <5.4 tons | AIRQUEST | HRCU-A-CB (Split System: Heat Pump with Remote Outdoor Unit-Air-Source) | H5H0V48*K*AAA* |  |  | EA*5X48M21A*+WALLCON | *80CTL1102120B* | 44500 | 18 | 9 | 48500 | 34000 | 70.1% | 2.06 | 0 | 9.5 |  |  |  |  | R-454B | 3.7083 | Residential & Commercial | USHP
215674147 | Central HP <5.4 tons | AIRQUEST | HRCU-A-CB (Split System: Heat Pump with Remote Outdoor Unit-Air-Source) | H5H0V48*K*AAA* |  |  | EA*5X48M21A*+WALLCON | *96CTN1002122B* | 44000 | 17.5 | 9 | 48500 | 34000 | 70.1% | 2.04 | 0 | 9.5 |  |  |  |  | R-454B | 3.6667 | Residential & Commercial | USHP
215674177 | Central HP <5.4 tons | AIRQUEST | HRCU-A-CB (Split System: Heat Pump with Remote Outdoor Unit-Air-Source) | H5H0V48*K*AAA* |  |  | EA*5X60M24A*+WALLCON | *80CTL0702120B* | 45000 | 18 | 9 | 47500 | 33600 | 70.74% | 2.08 | 0 | 10 |  |  |  |  | R-454B | 3.75 | Residential & Commercial | USHP | Ducted CEE Tier 1
216734826 | Central HP <5.4 tons | DAY & NIGHT | HRCU-A-CB (Split System: Heat Pump with Remote Outdoor Unit-Air-Source) | D5CUHAH24AAK |  |  | EA*5X36M17A* | *96VTN0801716B* | 22200 | 16 | 8.1 | 20800 | 18700 | 89.9% | 1.85 | 0 | 10.5 |  |  |  |  | R-454B | 1.85 | Residential & Commercial | USHP | Ducted CEE Tier 1
216734876 | Central HP <5.4 tons | DAY & NIGHT | HRCU-A-CB (Split System: Heat Pump with Remote Outdoor Unit-Air-Source) | D5CUHAH24AAK |  |  | EA*5X36M17A* | OMV112K14A | 22800 | 16 | 8.5 | 21200 | 19000 | 89.62% | 1.96 | 0 | 10.5 |  |  |  |  | R-454B | 1.9 | Residential & Commercial | USHP | Ducted CEE Tier 1
215683932 | Central HP <5.4 tons | BRYANT HEATING AND COOLING SYSTEMS | HRCU-A-CB (Split System: Heat Pump with Remote Outdoor Unit-Air-Source) | 290VAN036**AA* |  |  | CAA**4221AM*+UI | 83*CA36040C17*** | 33000 | 17.5 | 9 | 35800 | 25600 | 71.51% | 1.86 | 0 | 9.5 |  |  |  |  | R-454B | 2.75 | Residential & Commercial | USHP
215674347 | Central HP <5.4 tons | AIRQUEST | HRCU-A-CB (Split System: Heat Pump with Remote Outdoor Unit-Air-Source) | H5H0V48*K*AAA* |  |  | EA*5X61M21A*+WALLCON | *80CTL0702120B* | 46000 | 18 | 9 | 48000 | 33800 | 70.42% | 2.06 | 0 | 10 |  |  |  |  | R-454B | 3.8333 | Residential & Commercial | USHP | Ducted CEE Tier 1
213206206 | Central HP <5.4 tons | CARRIER | HRCU-A-CB (Split System: Heat Pump with Remote Outdoor Unit-Air-Source) | 38MURAQ24AA3* | ASPEN |  | D(A,C,E)30C44+TDR | 59TP6B100V21**20 | 23800 | 16 | 8.1 | 25000 | 22400 | 89.6% | 2.96 | 0 | 9.5 |  |  |  |  | R-410A | 1.9833 | Residential & Commercial | USHP
216687214 | Central HP <5.4 tons | FUJITSU | HRCU-A-CB (Split System: Heat Pump with Remote Outdoor Unit-Air-Source) | FOP1960MJAYCA |  |  | FCCA6021SYEA | FF97MV510021DH | 53500 | 17 | 10 | 53500 | 48500 | 90.65% | 2 | 0 | 10 |  |  |  |  | R-454B | 4.4583 | Residential & Commercial | USHP | Ducted CEE Tier 1
216687221 | Central HP <5.4 tons | FUJITSU | HRCU-A-CB (Split System: Heat Pump with Remote Outdoor Unit-Air-Source) | FOP1960MJAYCA |  |  | FCCA6021SYEA | FF98MV510021UP | 53500 | 17 | 10 | 53500 | 49000 | 91.59% | 2 | 0 | 10 |  |  |  |  | R-454B | 4.4583 | Residential & Commercial | USHP | Ducted CEE Tier 1
214574054 | Central HP <5.4 tons | DAY & NIGHT | HRCU-A-CB (Split System: Heat Pump with Remote Outdoor Unit-Air-Source) | CVH837GKA2* |  |  | EA*4X60L24A*+WALLCON | *95CSU1002122B* | 32800 | 17.5 | 8.5 | 31600 | 24800 | 78.48% | 2 | 0 | 11.5 |  |  |  |  | R-410A | 2.7333 | Residential & Commercial | USHP | Ducted CEE Tier 1
214595163 | Central HP <5.4 tons | BRYANT HEATING AND COOLING SYSTEMS | HRCU-A-CB (Split System: Heat Pump with Remote Outdoor Unit-Air-Source) | 38MURAQ24AB3* | ASPEN |  | L(E,G)M36D4 | 0 | 24000 | 16 | 9 | 26400 | 23400 | 88.64% | 1.92 | 0 | 10 |  |  |  |  | R-410A | 2 | Residential & Commercial | USHP | Ducted CEE Tier 1
212984767 | Central HP <5.4 tons | TEMPSTAR | HRCU-A-CB (Split System: Heat Pump with Remote Outdoor Unit-Air-Source) | DLCURAH18ABK |  |  | EN(A,D)4X30L17** | *92MSN0801716A* | 17400 | 16.5 | 8.1 | 17900 | 18600 | 103.9% | 2.24 | 0 | 11 |  |  |  |  | R-410A | 1.45 | Residential & Commercial | USHP | Ducted CEE Tier 1
212986389 | Central HP <5.4 tons | TEMPSTAR | HRCU-A-CB (Split System: Heat Pump with Remote Outdoor Unit-Air-Source) | DLCURAH18ABK |  |  | EN(A,D)4X30L17** | *96MSN0401410A* | 17600 | 16 | 8.1 | 18200 | 18700 | 102.7% | 2.24 | 0 | 11 |  |  |  |  | R-410A | 1.4667 | Residential & Commercial | USHP | Ducted CEE Tier 1
212988779 | Central HP <5.4 tons | TEMPSTAR | HRCU-A-CB (Split System: Heat Pump with Remote Outdoor Unit-Air-Source) | DLCURAH18ABK |  |  | EA*4X19L17A* | *95MSU0401712A* | 17700 | 16.5 | 8.1 | 17700 | 17900 | 101.1% | 2.16 | 0 | 10.5 |  |  |  |  | R-410A | 1.475 | Residential & Commercial | USHP | Ducted CEE Tier 1
212988827 | Central HP <5.4 tons | TEMPSTAR | HRCU-A-CB (Split System: Heat Pump with Remote Outdoor Unit-Air-Source) | DLCURAH18ABK |  |  | EN(A,D)4X24L17** | *95MSU0401712A* | 17600 | 16 | 8.5 | 18700 | 19100 | 102.1% | 2.3 | 0 | 10.5 |  |  |  |  | R-410A | 1.4667 | Residential & Commercial | USHP | Ducted CEE Tier 1
212984599 | Central HP <5.4 tons | TEMPSTAR | HRCU-A-CB (Split System: Heat Pump with Remote Outdoor Unit-Air-Source) | DLCURAH24ABK |  |  | EA*4X30L17A* | *92MSN0801716A* | 23400 | 17.5 | 8.5 | 26200 | 24800 | 94.66% | 2.08 | 0 | 10 |  |  |  |  | R-410A | 1.95 | Residential & Commercial | USHP | Ducted CEE Tier 1
212984683 | Central HP <5.4 tons | TEMPSTAR | HRCU-A-CB (Split System: Heat Pump with Remote Outdoor Unit-Air-Source) | DLCURAH24ABK |  |  | EN(A,D,W)4X36L17** | *92MSN0801716A* | 23600 | 17.5 | 8.5 | 26200 | 24600 | 93.89% | 2.04 | 0 | 10.5 |  |  |  |  | R-410A | 1.9667 | Residential & Commercial | USHP | Ducted CEE Tier 1
215942439 | Central HP <5.4 tons | TEMPSTAR | HRCU-A-CB (Split System: Heat Pump with Remote Outdoor Unit-Air-Source) | T5H3V36*K*AAA* |  |  | EVM5X61M24A*+WALLCON | *80CTL0702120B* | 35800 | 22 | 8.5 | 37400 | 28200 | 75.4% | 2.04 | 0 | 12.5 |  |  |  |  | R-454B | 2.9833 | Residential & Commercial | USHP | Ducted CEE Tier 1
215942589 | Central HP <5.4 tons | TEMPSTAR | HRCU-A-CB (Split System: Heat Pump with Remote Outdoor Unit-Air-Source) | T5H3V36*K*AAA* |  |  | EVD5X61M24A*+WALLCON | *97CMN0802120B* | 36000 | 22 | 8.5 | 37400 | 28200 | 75.4% | 2.04 | 0 | 12.5 |  |  |  |  | R-454B | 3 | Residential & Commercial | USHP | Ducted CEE Tier 1
215673997 | Central HP <5.4 tons | AIRQUEST | HRCU-A-CB (Split System: Heat Pump with Remote Outdoor Unit-Air-Source) | H5H0V48*K*AAA* |  |  | EA*5X48M21A*+WALLCON | *80CSU0802120A* | 44500 | 18 | 9 | 48500 | 34000 | 70.1% | 2.06 | 0 | 9.5 |  |  |  |  | R-454B | 3.7083 | Residential & Commercial | USHP
215674267 | Central HP <5.4 tons | AIRQUEST | HRCU-A-CB (Split System: Heat Pump with Remote Outdoor Unit-Air-Source) | H5H0V48*K*AAA* |  |  | EA*5X60M24A*+WALLCON | *97CMN1202422B* | 45000 | 18 | 9 | 47500 | 33600 | 70.74% | 2.06 | 0 | 10 |  |  |  |  | R-454B | 3.75 | Residential & Commercial | USHP | Ducted CEE Tier 1
215674367 | Central HP <5.4 tons | AIRQUEST | HRCU-A-CB (Split System: Heat Pump with Remote Outdoor Unit-Air-Source) | H5H0V48*K*AAA* |  |  | EA*5X61M21A*+WALLCON | *80CTL0902120B* | 46000 | 18.5 | 9 | 47500 | 33600 | 70.74% | 2.06 | 0 | 10 |  |  |  |  | R-454B | 3.8333 | Residential & Commercial | USHP | Ducted CEE Tier 1
215683872 | Central HP <5.4 tons | BRYANT HEATING AND COOLING SYSTEMS | HRCU-A-CB (Split System: Heat Pump with Remote Outdoor Unit-Air-Source) | 290VAN036**AA* |  |  | CAA**3717AM*+UI | 88*TB36045C17*** | 33600 | 17 | 9 | 36000 | 25800 | 71.67% | 1.86 | 0 | 9 |  |  |  |  | R-454B | 2.8 | Residential & Commercial | USHP
215683904 | Central HP <5.4 tons | BRYANT HEATING AND COOLING SYSTEMS | HRCU-A-CB (Split System: Heat Pump with Remote Outdoor Unit-Air-Source) | 290VAN036**AA* |  |  | CAA**3721AM*+UI | 88*TB48090C17*** | 34400 | 18 | 9 | 35400 | 25200 | 71.19% | 1.88 | 0 | 10 |  |  |  |  | R-454B | 2.8667 | Residential & Commercial | USHP | Ducted CEE Tier 1
215683920 | Central HP <5.4 tons | BRYANT HEATING AND COOLING SYSTEMS | HRCU-A-CB (Split System: Heat Pump with Remote Outdoor Unit-Air-Source) | 290VAN036**AA* |  |  | CAA**3721AM*+UI | 987MC42080C17*** | 34200 | 17.5 | 9 | 35400 | 25400 | 71.75% | 1.88 | 0 | 9.5 |  |  |  |  | R-454B | 2.85 | Residential & Commercial | USHP
214570654 | Central HP <5.4 tons | DAY & NIGHT | HRCU-A-CB (Split System: Heat Pump with Remote Outdoor Unit-Air-Source) | CVH825GKA3* |  |  | EA*4X43L21A*+WALLCON | *97CMN0802120B* | 24400 | 16.5 | 8.5 | 21200 | 16600 | 78.3% | 2.04 | 0 | 11 |  |  |  |  | R-410A | 2.0333 | Residential & Commercial | USHP | Ducted CEE Tier 1
214570704 | Central HP <5.4 tons | DAY & NIGHT | HRCU-A-CB (Split System: Heat Pump with Remote Outdoor Unit-Air-Source) | CVH825GKA3* |  |  | EA*4X48L21A*+WALLCON | *97CMN0602120B* | 24000 | 16.5 | 8.5 | 21000 | 16600 | 79.05% | 2 | 0 | 10.5 |  |  |  |  | R-410A | 2 | Residential & Commercial | USHP | Ducted CEE Tier 1
207455369 | Central HP <5.4 tons | LENNOX | HRCU-A-CB (Split System: Heat Pump with Remote Outdoor Unit-Air-Source) | SL25XPV-048-230A** | ADP |  | LD42/61Z9 | SL280DF090V60C* | 45500 | 20 | 9.1 | 41500 | 34800 | 83.86% | 1.86 | 12.5 | 12 |  |  |  |  | R-410A | 3.7917 | Residential & Commercial | USHP | Ducted CEE Tier 1
215683622 | Central HP <5.4 tons | BRYANT HEATING AND COOLING SYSTEMS | HRCU-A-CB (Split System: Heat Pump with Remote Outdoor Unit-Air-Source) | 290VAN024**AA* |  |  | CAA**3017AM*+UI | 83*CA36040C17*** | 23000 | 17 | 9 | 23600 | 16600 | 70.34% | 1.98 | 0 | 10 |  |  |  |  | R-454B | 1.9167 | Residential & Commercial | USHP | Ducted CEE Tier 1
214571104 | Central HP <5.4 tons | DAY & NIGHT | HRCU-A-CB (Split System: Heat Pump with Remote Outdoor Unit-Air-Source) | CVH825GKA3* |  |  | EN(A,D)4X36L21**+WALLCON | *95CSU0802120B* | 23400 | 16.5 | 8.1 | 21600 | 16700 | 77.31% | 1.92 | 0 | 11 |  |  |  |  | R-410A | 1.95 | Residential & Commercial | USHP | Ducted CEE Tier 1
212989547 | Central HP <5.4 tons | TEMPSTAR | HRCU-A-CB (Split System: Heat Pump with Remote Outdoor Unit-Air-Source) | DLCURAH30ABK |  |  | EA*4X42L21A* | *95MSU0802120A* | 30000 | 15.2 | 8.1 | 34200 | 27600 | 80.7% | 1.8 | 0 | 9 |  |  |  |  | R-410A | 2.5 | Residential & Commercial | USHP
215683708 | Central HP <5.4 tons | BRYANT HEATING AND COOLING SYSTEMS | HRCU-A-CB (Split System: Heat Pump with Remote Outdoor Unit-Air-Source) | 290VAN024**AA* |  |  | CAA**3721AM*+UI | 987MC60060C21*** | 24000 | 17 | 9 | 23400 | 16400 | 70.09% | 2.02 | 0 | 10.5 |  |  |  |  | R-454B | 2 | Residential & Commercial | USHP | Ducted CEE Tier 1
212983292 | Central HP <5.4 tons | TEMPSTAR | HRCU-A-CB (Split System: Heat Pump with Remote Outdoor Unit-Air-Source) | DLCURAH18ABK |  |  | EA*4X30L17A* | *92MSN0401712A* | 17300 | 15.5 | 8.5 | 18100 | 18800 | 103.9% | 2.24 | 0 | 10.5 |  |  |  |  | R-410A | 1.4417 | Residential & Commercial | USHP | Ducted CEE Tier 1
215684004 | Central HP <5.4 tons | BRYANT HEATING AND COOLING SYSTEMS | HRCU-A-CB (Split System: Heat Pump with Remote Outdoor Unit-Air-Source) | 290VAN036**AA* |  |  | CAA**4321AM*+UI | 986TD42080C17*** | 34400 | 18 | 8.1 | 35400 | 25200 | 71.19% | 1.9 | 0 | 10 |  |  |  |  | R-454B | 2.8667 | Residential & Commercial | USHP | Ducted CEE Tier 1
215684040 | Central HP <5.4 tons | BRYANT HEATING AND COOLING SYSTEMS | HRCU-A-CB (Split System: Heat Pump with Remote Outdoor Unit-Air-Source) | 290VAN036**AA* |  |  | CSAH*3612AM*+UI | 987MC42080C17*** | 33400 | 16 | 8.5 | 35800 | 25600 | 71.51% | 1.76 | 0 | 9 |  |  |  |  | R-454B | 2.7833 | Residential & Commercial | USHP
207683537 | Central HP <5.4 tons | LENNOX | HRCU-A-CB (Split System: Heat Pump with Remote Outdoor Unit-Air-Source) | SL25XPV-048-230A** | ADP |  | LP42/62W9 | EL296UH110XV48C* | 45500 | 20 | 9.4 | 42000 | 36000 | 85.71% | 1.88 | 12.5 | 12 |  |  |  |  | R-410A | 3.7917 | Residential & Commercial | USHP | Ducted CEE Tier 1
215674037 | Central HP <5.4 tons | AIRQUEST | HRCU-A-CB (Split System: Heat Pump with Remote Outdoor Unit-Air-Source) | H5H0V48*K*AAA* |  |  | EA*5X48M21A*+WALLCON | *80CTL0702120B* | 44000 | 17.5 | 9 | 48500 | 34200 | 70.52% | 2.06 | 0 | 9.5 |  |  |  |  | R-454B | 3.6667 | Residential & Commercial | USHP
216735866 | Central HP <5.4 tons | TEMPSTAR | HRCU-A-CB (Split System: Heat Pump with Remote Outdoor Unit-Air-Source) | D5CUHAH24AAK |  |  | EA*5X37M21A* | *96VSN0401712B* | 23000 | 16 | 8.5 | 20800 | 18500 | 88.94% | 1.96 | 0 | 10.5 |  |  |  |  | R-454B | 1.9167 | Residential & Commercial | USHP | Ducted CEE Tier 1
216736016 | Central HP <5.4 tons | TEMPSTAR | HRCU-A-CB (Split System: Heat Pump with Remote Outdoor Unit-Air-Source) | D5CUHAH24AAK |  |  | EA*5X37M21A* | *96VTN0801716B* | 23200 | 16.5 | 8.5 | 20800 | 18500 | 88.94% | 1.96 | 0 | 11 |  |  |  |  | R-454B | 1.9333 | Residential & Commercial | USHP | Ducted CEE Tier 1
216736351 | Central HP <5.4 tons | TEMPSTAR | HRCU-A-CB (Split System: Heat Pump with Remote Outdoor Unit-Air-Source) | D5CUHAH24AAK |  |  | ESH5X24M12A* | *80MSU0601716A* | 22600 | 16 | 8.1 | 21200 | 19000 | 89.62% | 1.85 | 0 | 10.5 |  |  |  |  | R-454B | 1.8833 | Residential & Commercial | USHP | Ducted CEE Tier 1
216736870 | Central HP <5.4 tons | TEMPSTAR | HRCU-A-CB (Split System: Heat Pump with Remote Outdoor Unit-Air-Source) | D5CUHAH24AAK |  |  | ESH5X24M12A* | *96VTN0802120B* | 22200 | 15.2 | 8.1 | 21000 | 19000 | 90.48% | 1.9 | 0 | 10.5 |  |  |  |  | R-454B | 1.85 | Residential & Commercial | USHP | Ducted CEE Tier 1
215674337 | Central HP <5.4 tons | AIRQUEST | HRCU-A-CB (Split System: Heat Pump with Remote Outdoor Unit-Air-Source) | H5H0V48*K*AAA* |  |  | EA*5X61M21A*+WALLCON | *80CTL0701716B* | 45500 | 17.5 | 9 | 48000 | 34000 | 70.83% | 2.06 | 0 | 9.5 |  |  |  |  | R-454B | 3.7917 | Residential & Commercial | USHP
215674437 | Central HP <5.4 tons | AIRQUEST | HRCU-A-CB (Split System: Heat Pump with Remote Outdoor Unit-Air-Source) | H5H0V48*K*AAA* |  |  | EA*5X61M21A*+WALLCON | *96CTN0801714B* | 45500 | 17.5 | 9 | 48000 | 33600 | 70% | 2.08 | 0 | 9.5 |  |  |  |  | R-454B | 3.7917 | Residential & Commercial | USHP
212982154 | Central HP <5.4 tons | TEMPSTAR | HRCU-A-CB (Split System: Heat Pump with Remote Outdoor Unit-Air-Source) | DLCURAH30ABK |  |  | EA*4X37L21A* | *80MSU0401712A* | 30400 | 15.2 | 8.1 | 33400 | 26200 | 78.44% | 1.86 | 0 | 9 |  |  |  |  | R-410A | 2.5333 | Residential & Commercial | USHP
212982958 | Central HP <5.4 tons | TEMPSTAR | HRCU-A-CB (Split System: Heat Pump with Remote Outdoor Unit-Air-Source) | DLCURAH30ABK |  |  | EA*4X42L21A* | *80MSU0802120A* | 29600 | 15.5 | 8.5 | 33600 | 27600 | 82.14% | 1.78 | 0 | 9 |  |  |  |  | R-410A | 2.4667 | Residential & Commercial | USHP
213785650 | Central HP <5.4 tons | CARRIER | HRCU-A-CB (Split System: Heat Pump with Remote Outdoor Unit-Air-Source) | 25VNA436A*031* |  |  | CSPH*3612AL*+UI | 59MN7C060C17**14 | 32800 | 17.5 | 8.5 | 37400 | 26400 | 70.59% | 1.98 | 0 | 11 |  |  |  |  | R-410A | 2.7333 | Residential & Commercial | USHP | Ducted CEE Tier 1
215684074 | Central HP <5.4 tons | BRYANT HEATING AND COOLING SYSTEMS | HRCU-A-CB (Split System: Heat Pump with Remote Outdoor Unit-Air-Source) | 290VAN036**AA* |  |  | CSAH*4212AM*+UI | 88*TB60110C21*** | 34000 | 16.5 | 8.5 | 35600 | 25200 | 70.79% | 1.78 | 0 | 9.5 |  |  |  |  | R-454B | 2.8333 | Residential & Commercial | USHP
215683606 | Central HP <5.4 tons | BRYANT HEATING AND COOLING SYSTEMS | HRCU-A-CB (Split System: Heat Pump with Remote Outdoor Unit-Air-Source) | 290VAN024**AA* |  |  | CAA**2517AM*+UI | 88*TB48090C17*** | 24000 | 17.5 | 9 | 23200 | 16400 | 70.69% | 2 | 0 | 10.5 |  |  |  |  | R-454B | 2 | Residential & Commercial | USHP | Ducted CEE Tier 1
215683672 | Central HP <5.4 tons | BRYANT HEATING AND COOLING SYSTEMS | HRCU-A-CB (Split System: Heat Pump with Remote Outdoor Unit-Air-Source) | 290VAN024**AA* |  |  | CAA**3717AM*+UI | 88*TB36070C14*** | 23800 | 17.5 | 9 | 23400 | 16500 | 70.51% | 2 | 0 | 10.5 |  |  |  |  | R-454B | 1.9833 | Residential & Commercial | USHP | Ducted CEE Tier 1
213785009 | Central HP <5.4 tons | CARRIER | HRCU-A-CB (Split System: Heat Pump with Remote Outdoor Unit-Air-Source) | 25VNA424A*031* |  |  | CAP**2417AL*+UI | 58TN*B045C17**12 | 22800 | 19 | 9.5 | 27200 | 20400 | 75% | 2.26 | 0 | 12 |  |  |  |  | R-410A | 1.9 | Residential & Commercial | USHP | Ducted CEE Tier 1
215941093 | Central HP <5.4 tons | TEMPSTAR | HRCU-A-CB (Split System: Heat Pump with Remote Outdoor Unit-Air-Source) | T5H3V48*K*AAA* |  |  | EA*5X61M21A*+WALLCON | *97CTN1002122A* | 45500 | 21 | 9.5 | 48500 | 36800 | 75.88% | 2 | 0 | 11 |  |  |  |  | R-454B | 3.7917 | Residential & Commercial | USHP | Ducted CEE Tier 1
215941593 | Central HP <5.4 tons | TEMPSTAR | HRCU-A-CB (Split System: Heat Pump with Remote Outdoor Unit-Air-Source) | T5H3V48*K*AAA* |  |  | EVD5X48M24A*+WALLCON | *96CTN0802120B* | 44500 | 20 | 8.1 | 52000 | 38000 | 73.08% | 1.9 | 0 | 11 |  |  |  |  | R-454B | 3.7083 | Residential & Commercial | USHP | Ducted CEE Tier 1
213782095 | Central HP <5.4 tons | CARRIER | HRCU-A-CB (Split System: Heat Pump with Remote Outdoor Unit-Air-Source) | 25VNA837A*031* |  |  | CSPH*4812AL*+UI | 58TN*B110C21**20 | 32600 | 16.5 | 8.1 | 32800 | 24800 | 75.61% | 1.96 | 0 | 11 |  |  |  |  | R-410A | 2.7167 | Residential & Commercial | USHP | Ducted CEE Tier 1
214573624 | Central HP <5.4 tons | DAY & NIGHT | HRCU-A-CB (Split System: Heat Pump with Remote Outdoor Unit-Air-Source) | CVH837GKA2* |  |  | EA*4X36L21A*+WALLCON | *95CSU0802120B* | 31400 | 17 | 8.1 | 33000 | 24200 | 73.33% | 1.86 | 0 | 11 |  |  |  |  | R-410A | 2.6167 | Residential & Commercial | USHP | Ducted CEE Tier 1
214573674 | Central HP <5.4 tons | DAY & NIGHT | HRCU-A-CB (Split System: Heat Pump with Remote Outdoor Unit-Air-Source) | CVH837GKA2* |  |  | EA*4X37L21A*+WALLCON | *80CTL0702120B* | 32800 | 17.5 | 8.5 | 32800 | 25200 | 76.83% | 2 | 0 | 11 |  |  |  |  | R-410A | 2.7333 | Residential & Commercial | USHP | Ducted CEE Tier 1
215666930 | Central HP <5.4 tons | AIRQUEST | HRCU-A-CB (Split System: Heat Pump with Remote Outdoor Unit-Air-Source) | H5H0V24*K*AAA* |  |  | EA*5X24M14A*+WALLCON | *80CTL0701412B* | 22800 | 17 | 9 | 24000 | 16900 | 70.42% | 1.94 | 0 | 10 |  |  |  |  | R-454B | 1.9 | Residential & Commercial | USHP | Ducted CEE Tier 1
215666946 | Central HP <5.4 tons | AIRQUEST | HRCU-A-CB (Split System: Heat Pump with Remote Outdoor Unit-Air-Source) | H5H0V24*K*AAA* |  |  | EA*5X24M14A*+WALLCON | *96CTN0401410B* | 22400 | 15.5 | 8.5 | 24600 | 17300 | 70.33% | 1.82 | 0 | 9 |  |  |  |  | R-454B | 1.8667 | Residential & Commercial | USHP
213785043 | Central HP <5.4 tons | CARRIER | HRCU-A-CB (Split System: Heat Pump with Remote Outdoor Unit-Air-Source) | 25VNA424A*031* |  |  | CAP**2517AL*+UI | 59TN6C080C17**14 | 24000 | 20 | 10.5 | 26600 | 19800 | 74.44% | 2.5 | 0 | 13 |  |  |  |  | R-410A | 2 | Residential & Commercial | USHP | Ducted CEE Tier 1
215667254 | Central HP <5.4 tons | AIRQUEST | HRCU-A-CB (Split System: Heat Pump with Remote Outdoor Unit-Air-Source) | H5H0V24*K*AAA* |  |  | EA*5X25M17A*+WALLCON | *97CMN0801714B* | 23800 | 17 | 9 | 23400 | 16400 | 70.09% | 2 | 0 | 10.5 |  |  |  |  | R-454B | 1.9833 | Residential & Commercial | USHP | Ducted CEE Tier 1
215464925 | Central HP <5.4 tons | ARMSTRONG AIR | HRCU-A-CB (Split System: Heat Pump with Remote Outdoor Unit-Air-Source) | 4SHP18LX136P | ADP |  | H,A,DP44(1,2)36+TXV | A96DS2V070B16 | 23600 | 18 | 8.5 | 22400 | 16200 | 72.32% | 2.16 | 0 | 12 |  |  |  |  | R-410A | 1.9667 | Residential & Commercial | USHP | Ducted CEE Tier 1
215683688 | Central HP <5.4 tons | BRYANT HEATING AND COOLING SYSTEMS | HRCU-A-CB (Split System: Heat Pump with Remote Outdoor Unit-Air-Source) | 290VAN024**AA* |  |  | CAA**3721AM*+UI | 83*CA36040C17*** | 24000 | 18 | 9 | 23200 | 16300 | 70.26% | 2.02 | 0 | 10.5 |  |  |  |  | R-454B | 2 | Residential & Commercial | USHP | Ducted CEE Tier 1
215684056 | Central HP <5.4 tons | BRYANT HEATING AND COOLING SYSTEMS | HRCU-A-CB (Split System: Heat Pump with Remote Outdoor Unit-Air-Source) | 290VAN036**AA* |  |  | CSAH*4212AM*+UI | 83*CA36040C17*** | 34000 | 16.5 | 8.5 | 35600 | 25400 | 71.35% | 1.76 | 0 | 9.5 |  |  |  |  | R-454B | 2.8333 | Residential & Commercial | USHP
215792884 | Central HP <5.4 tons | BRYANT HEATING AND COOLING SYSTEMS | HRCU-A-CB (Split System: Heat Pump with Remote Outdoor Unit-Air-Source) | 38MURAQ36AB3* | ADP |  | H,PE32936 | 926TC48060V17*** | 33600 | 15.2 | 8.5 | 36800 | 34600 | 94.02% | 1.94 | 0 | 9.5 |  |  |  |  | R-410A | 2.8 | Residential & Commercial | USHP
216687199 | Central HP <5.4 tons | FUJITSU | HRCU-A-CB (Split System: Heat Pump with Remote Outdoor Unit-Air-Source) | FOP1936MJAYCA |  |  | FCCA3621MYEA | FF98MV510021UP | 34200 | 21 | 10 | 34200 | 29400 | 85.96% | 2 | 0 | 12 |  |  |  |  | R-454B | 2.85 | Residential & Commercial | USHP | Ducted CEE Tier 1
216687184 | Central HP <5.4 tons | FUJITSU | HRCU-A-CB (Split System: Heat Pump with Remote Outdoor Unit-Air-Source) | FOP1924MJAYCA |  |  | FCCA2421HYEA | FF80TV407517UH | 22800 | 21 | 10 | 22800 | 18400 | 80.7% | 1.8 | 0 | 13 |  |  |  |  | R-454B | 1.9 | Residential & Commercial | USHP | Ducted CEE Tier 1
215941203 | Central HP <5.4 tons | TEMPSTAR | HRCU-A-CB (Split System: Heat Pump with Remote Outdoor Unit-Air-Source) | T5H3V48*K*AAA* |  |  | ESH5X48M12A*+WALLCON | *97CTN1202422A* | 44500 | 20 | 9 | 48500 | 36400 | 75.05% | 1.82 | 0 | 10.5 |  |  |  |  | R-454B | 3.7083 | Residential & Commercial | USHP | Ducted CEE Tier 1
215941753 | Central HP <5.4 tons | TEMPSTAR | HRCU-A-CB (Split System: Heat Pump with Remote Outdoor Unit-Air-Source) | T5H3V48*K*AAA* |  |  | EVD5X60M24A*+WALLCON | *97CTN1002122A* | 45500 | 20.5 | 8.1 | 52500 | 38000 | 72.38% | 1.9 | 0 | 11.5 |  |  |  |  | R-454B | 3.7917 | Residential & Commercial | USHP | Ducted CEE Tier 1
215674017 | Central HP <5.4 tons | AIRQUEST | HRCU-A-CB (Split System: Heat Pump with Remote Outdoor Unit-Air-Source) | H5H0V48*K*AAA* |  |  | EA*5X48M21A*+WALLCON | *80CTL0451712B* | 43500 | 17 | 9 | 49000 | 35000 | 71.43% | 2.02 | 0 | 9 |  |  |  |  | R-454B | 3.625 | Residential & Commercial | USHP
214573964 | Central HP <5.4 tons | DAY & NIGHT | HRCU-A-CB (Split System: Heat Pump with Remote Outdoor Unit-Air-Source) | CVH837GKA2* |  |  | EA*4X48L21A*+WALLCON | *96CTN0802120B* | 32400 | 17.5 | 8.5 | 32400 | 24800 | 76.54% | 2 | 0 | 11.5 |  |  |  |  | R-410A | 2.7 | Residential & Commercial | USHP | Ducted CEE Tier 1
214574014 | Central HP <5.4 tons | DAY & NIGHT | HRCU-A-CB (Split System: Heat Pump with Remote Outdoor Unit-Air-Source) | CVH837GKA2* |  |  | EA*4X48L24A*+WALLCON | *97CMN0802120B* | 32400 | 17.5 | 8.5 | 32400 | 25000 | 77.16% | 1.98 | 0 | 11 |  |  |  |  | R-410A | 2.7 | Residential & Commercial | USHP | Ducted CEE Tier 1
214573874 | Central HP <5.4 tons | DAY & NIGHT | HRCU-A-CB (Split System: Heat Pump with Remote Outdoor Unit-Air-Source) | CVH837GKA2* |  |  | EA*4X43L21A*+WALLCON | *95CSU1002122B* | 33000 | 17.5 | 8.5 | 32600 | 25000 | 76.69% | 2 | 0 | 11.5 |  |  |  |  | R-410A | 2.75 | Residential & Commercial | USHP | Ducted CEE Tier 1
214573994 | Central HP <5.4 tons | DAY & NIGHT | HRCU-A-CB (Split System: Heat Pump with Remote Outdoor Unit-Air-Source) | CVH837GKA2* |  |  | EA*4X48L24A*+WALLCON | *95CSU1002122B* | 32400 | 17.5 | 8.5 | 32200 | 24800 | 77.02% | 2 | 0 | 11.5 |  |  |  |  | R-410A | 2.7 | Residential & Commercial | USHP | Ducted CEE Tier 1
213785075 | Central HP <5.4 tons | CARRIER | HRCU-A-CB (Split System: Heat Pump with Remote Outdoor Unit-Air-Source) | 25VNA424A*031* |  |  | CAP**3617AL*+UI | 59MN7C060C17**14 | 23200 | 19.5 | 10 | 26800 | 20000 | 74.63% | 2.38 | 0 | 12.5 |  |  |  |  | R-410A | 1.9333 | Residential & Commercial | USHP | Ducted CEE Tier 1
213785095 | Central HP <5.4 tons | CARRIER | HRCU-A-CB (Split System: Heat Pump with Remote Outdoor Unit-Air-Source) | 25VNA424A*031* |  |  | CAP**3621AL*+UI | 59MN7C060C17**14 | 23200 | 19.5 | 10 | 26800 | 20000 | 74.63% | 2.38 | 0 | 12.5 |  |  |  |  | R-410A | 1.9333 | Residential & Commercial | USHP | Ducted CEE Tier 1
210693330 | Central HP <5.4 tons | Liberty Heating & Air Conditioning | HRCU-A-CB (Split System: Heat Pump with Remote Outdoor Unit-Air-Source) | ASZV903610A* |  |  | CA*F3743*6D*+TXV | G*VC960603BNB* | 33600 | 18.5 | 8.2 | 34000 | 24400 | 71.76% | 1.8 | 0 | 11.5 |  |  |  |  | R-410A | 2.8 | Residential & Commercial | USHP | Ducted CEE Tier 1
210693335 | Central HP <5.4 tons | Liberty Heating & Air Conditioning | HRCU-A-CB (Split System: Heat Pump with Remote Outdoor Unit-Air-Source) | ASZV903610A* |  |  | CA*F3743*6D*+TXV | G*VC961205DNB* | 33600 | 19 | 8.2 | 34000 | 24400 | 71.76% | 1.8 | 0 | 12 |  |  |  |  | R-410A | 2.8 | Residential & Commercial | USHP | Ducted CEE Tier 1
210693385 | Central HP <5.4 tons | Liberty Heating & Air Conditioning | HRCU-A-CB (Split System: Heat Pump with Remote Outdoor Unit-Air-Source) | ASZV903610A* |  |  | CSCF3642N6D*+TXV | G*VC800805C*A* | 33800 | 18.5 | 8.2 | 34000 | 24400 | 71.76% | 1.8 | 0 | 11.5 |  |  |  |  | R-410A | 2.8167 | Residential & Commercial | USHP | Ducted CEE Tier 1
207683112 | Central HP <5.4 tons | LENNOX | HRCU-A-CB (Split System: Heat Pump with Remote Outdoor Unit-Air-Source) | SL25XPV-024-230A** | ADP |  | LP36/37R9 | EL296UH045XV36B* | 22800 | 22 | 10 | 19600 | 19600 | 100% | 1.96 | 14 | 14.5 |  |  |  |  | R-410A | 1.9 | Residential & Commercial | USHP | Ducted CEE Tier 1
213785386 | Central HP <5.4 tons | CARRIER | HRCU-A-CB (Split System: Heat Pump with Remote Outdoor Unit-Air-Source) | 25VNA436A*031* |  |  | CAP**3717AL*+UI | 59MN7C060C17**14 | 33200 | 18.5 | 9 | 37200 | 26400 | 70.97% | 1.98 | 0 | 11 |  |  |  |  | R-410A | 2.7667 | Residential & Commercial | USHP | Ducted CEE Tier 1
213785434 | Central HP <5.4 tons | CARRIER | HRCU-A-CB (Split System: Heat Pump with Remote Outdoor Unit-Air-Source) | 25VNA436A*031* |  |  | CAP**4221AL*+UI | 59MN7C100C21**22 | 32600 | 19 | 9 | 37800 | 26600 | 70.37% | 1.98 | 0 | 11.7 |  |  |  |  | R-410A | 2.7167 | Residential & Commercial | USHP | Ducted CEE Tier 1
213785452 | Central HP <5.4 tons | CARRIER | HRCU-A-CB (Split System: Heat Pump with Remote Outdoor Unit-Air-Source) | 25VNA436A*031* |  |  | CAP**4224AL*+UI | 59TN6C100C21**22 | 32600 | 19 | 9 | 37800 | 26600 | 70.37% | 1.98 | 0 | 11.7 |  |  |  |  | R-410A | 2.7167 | Residential & Commercial | USHP | Ducted CEE Tier 1
215292341 | Central HP <5.4 tons | AIRQUEST | HRCU-A-CB (Split System: Heat Pump with Remote Outdoor Unit-Air-Source) | DLCURAH24ABK | ADP |  | H,GE33936 | *96MSN0601412A* | 23400 | 16 | 8.5 | 25400 | 26000 | 102.4% | 2.22 | 0 | 10 |  |  |  |  | R-410A | 1.95 | Residential & Commercial | USHP | Ducted CEE Tier 1
215669123 | Central HP <5.4 tons | BRYANT HEATING AND COOLING SYSTEMS | HRCU-A-CB (Split System: Heat Pump with Remote Outdoor Unit-Air-Source) | 290VAN036**AA* |  |  | CAA**4821AM*+UI | 88*TB36045C17*** | 33400 | 17.5 | 9 | 35200 | 25400 | 72.16% | 1.88 | 0 | 9.5 |  |  |  |  | R-454B | 2.7833 | Residential & Commercial | USHP
213785159 | Central HP <5.4 tons | CARRIER | HRCU-A-CB (Split System: Heat Pump with Remote Outdoor Unit-Air-Source) | 25VNA424A*031* |  |  | CAP**4224AL*+UI | 59TN6C100C21**22 | 23200 | 20 | 10 | 26600 | 19700 | 74.06% | 2.46 | 0 | 13 |  |  |  |  | R-410A | 1.9333 | Residential & Commercial | USHP | Ducted CEE Tier 1
213785193 | Central HP <5.4 tons | CARRIER | HRCU-A-CB (Split System: Heat Pump with Remote Outdoor Unit-Air-Source) | 25VNA424A*031* |  |  | CSPH*3012AL*+UI | 58TN*B090C21**20 | 23400 | 18.5 | 10 | 26800 | 19900 | 74.25% | 2.44 | 0 | 12.5 |  |  |  |  | R-410A | 1.95 | Residential & Commercial | USHP | Ducted CEE Tier 1
215667074 | Central HP <5.4 tons | AIRQUEST | HRCU-A-CB (Split System: Heat Pump with Remote Outdoor Unit-Air-Source) | H5H0V24*K*AAA* |  |  | EA*5X24M17A*+WALLCON | *97CMN0601714B* | 22800 | 16.5 | 9 | 24000 | 16900 | 70.42% | 1.94 | 0 | 10 |  |  |  |  | R-454B | 1.9 | Residential & Commercial | USHP | Ducted CEE Tier 1
215667451 | Central HP <5.4 tons | AIRQUEST | HRCU-A-CB (Split System: Heat Pump with Remote Outdoor Unit-Air-Source) | H5H0V24*K*AAA* |  |  | EA*5X30M17A*+WALLCON | *80CTL0901716B* | 23000 | 17 | 9 | 23800 | 16700 | 70.17% | 1.98 | 0 | 10 |  |  |  |  | R-454B | 1.9167 | Residential & Commercial | USHP | Ducted CEE Tier 1
214574294 | Central HP <5.4 tons | DAY & NIGHT | HRCU-A-CB (Split System: Heat Pump with Remote Outdoor Unit-Air-Source) | CVH837GKA2* |  |  | EHD4X42AAL+WALLCON | *95CSU1002122B* | 32600 | 17 | 8.5 | 32800 | 24800 | 75.61% | 1.96 | 0 | 11 |  |  |  |  | R-410A | 2.7167 | Residential & Commercial | USHP | Ducted CEE Tier 1
214574344 | Central HP <5.4 tons | DAY & NIGHT | HRCU-A-CB (Split System: Heat Pump with Remote Outdoor Unit-Air-Source) | CVH837GKA2* |  |  | EHD4X48AAL+WALLCON | *95CSU0802120B* | 32600 | 17.5 | 8.5 | 32800 | 25000 | 76.22% | 1.98 | 0 | 11 |  |  |  |  | R-410A | 2.7167 | Residential & Commercial | USHP | Ducted CEE Tier 1
215464919 | Central HP <5.4 tons | ARMSTRONG AIR | HRCU-A-CB (Split System: Heat Pump with Remote Outdoor Unit-Air-Source) | 4SHP18LX136P | ADP |  | H,A,DP15(1,2)36+TXV | A96DS2V045B12 | 23600 | 19 | 8.5 | 22400 | 16100 | 71.88% | 2.18 | 0 | 12 |  |  |  |  | R-410A | 1.9667 | Residential & Commercial | USHP | Ducted CEE Tier 1
214574104 | Central HP <5.4 tons | DAY & NIGHT | HRCU-A-CB (Split System: Heat Pump with Remote Outdoor Unit-Air-Source) | CVH837GKA2* |  |  | EA*4X61L21A*+WALLCON | *95CSU0802120B* | 33200 | 17.5 | 8.5 | 32000 | 25000 | 78.12% | 2 | 0 | 11.5 |  |  |  |  | R-410A | 2.7667 | Residential & Commercial | USHP | Ducted CEE Tier 1
214574624 | Central HP <5.4 tons | DAY & NIGHT | HRCU-A-CB (Split System: Heat Pump with Remote Outdoor Unit-Air-Source) | CVH837GKA2* |  |  | EN(A,D,W)4X48L21**+WALLCON | *96CTN0802120B* | 32400 | 17.5 | 8.5 | 32600 | 24800 | 76.07% | 1.98 | 0 | 11.5 |  |  |  |  | R-410A | 2.7 | Residential & Commercial | USHP | Ducted CEE Tier 1
212985932 | Central HP <5.4 tons | TEMPSTAR | HRCU-A-CB (Split System: Heat Pump with Remote Outdoor Unit-Air-Source) | DLCURAH18ABK |  |  | EA*4X30L17A* | *96MSN0261410A* | 17500 | 16 | 8.5 | 18100 | 19800 | 109.4% | 2.38 | 0 | 10.5 |  |  |  |  | R-410A | 1.4583 | Residential & Commercial | USHP | Ducted CEE Tier 1
212986666 | Central HP <5.4 tons | TEMPSTAR | HRCU-A-CB (Split System: Heat Pump with Remote Outdoor Unit-Air-Source) | DLCURAH18ABK |  |  | EA*4X19L17A* | *96MSN0401712A* | 17600 | 15.5 | 8.1 | 17800 | 19400 | 109% | 2.32 | 0 | 10.5 |  |  |  |  | R-410A | 1.4667 | Residential & Commercial | USHP | Ducted CEE Tier 1
215683886 | Central HP <5.4 tons | BRYANT HEATING AND COOLING SYSTEMS | HRCU-A-CB (Split System: Heat Pump with Remote Outdoor Unit-Air-Source) | 290VAN036**AA* |  |  | CAA**3717AM*+UI | 986TD30040C14*** | 32600 | 16 | 8.5 | 36200 | 25600 | 70.72% | 1.76 | 0 | 9.5 |  |  |  |  | R-454B | 2.7167 | Residential & Commercial | USHP
215667853 | Central HP <5.4 tons | AIRQUEST | HRCU-A-CB (Split System: Heat Pump with Remote Outdoor Unit-Air-Source) | H5H0V24*K*AAA* |  |  | EA*5X37M21A*+WALLCON | *80CTL0901716B* | 24000 | 17.5 | 9 | 23200 | 16300 | 70.26% | 2.02 | 0 | 10.5 |  |  |  |  | R-454B | 2 | Residential & Commercial | USHP | Ducted CEE Tier 1
215667869 | Central HP <5.4 tons | AIRQUEST | HRCU-A-CB (Split System: Heat Pump with Remote Outdoor Unit-Air-Source) | H5H0V24*K*AAA* |  |  | EA*5X37M21A*+WALLCON | *80CTL1102120B* | 24000 | 17.5 | 9 | 23200 | 16300 | 70.26% | 2.02 | 0 | 10.5 |  |  |  |  | R-454B | 2 | Residential & Commercial | USHP | Ducted CEE Tier 1
216687169 | Central HP <5.4 tons | FUJITSU | HRCU-A-CB (Split System: Heat Pump with Remote Outdoor Unit-Air-Source) | FOP1924MJAYCA |  |  | FCCA2421HYEA | FF95SV304017UH | 22800 | 21 | 10 | 22800 | 18700 | 82.02% | 1.8 | 0 | 13 |  |  |  |  | R-454B | 1.9 | Residential & Commercial | USHP | Ducted CEE Tier 1
212987806 | Central HP <5.4 tons | TEMPSTAR | HRCU-A-CB (Split System: Heat Pump with Remote Outdoor Unit-Air-Source) | DLCURAH24ABK |  |  | EA*4X36L21A* | *96MSN0802120A* | 23800 | 17 | 8.5 | 26200 | 21600 | 82.44% | 1.82 | 0 | 10 |  |  |  |  | R-410A | 1.9833 | Residential & Commercial | USHP | Ducted CEE Tier 1
212989175 | Central HP <5.4 tons | TEMPSTAR | HRCU-A-CB (Split System: Heat Pump with Remote Outdoor Unit-Air-Source) | DLCURAH24ABK |  |  | EA*4X36L17A* | *95MSU0601716A* | 23600 | 17 | 8.5 | 26200 | 24000 | 91.6% | 1.98 | 0 | 10 |  |  |  |  | R-410A | 1.9667 | Residential & Commercial | USHP | Ducted CEE Tier 1
212988339 | Central HP <5.4 tons | TEMPSTAR | HRCU-A-CB (Split System: Heat Pump with Remote Outdoor Unit-Air-Source) | DLCURAH30ABK |  |  | EA*4X42L24A* | *96MSN1202422A* | 30000 | 15.2 | 8.1 | 34200 | 27600 | 80.7% | 1.8 | 0 | 9 |  |  |  |  | R-410A | 2.5 | Residential & Commercial | USHP
216687164 | Central HP <5.4 tons | FUJITSU | HRCU-A-CB (Split System: Heat Pump with Remote Outdoor Unit-Air-Source) | FOP1924MJAYCA |  |  | FCCA2421HYEA | FF92SV304017M4 | 22800 | 21 | 10 | 22800 | 18500 | 81.14% | 1.8 | 0 | 13 |  |  |  |  | R-454B | 1.9 | Residential & Commercial | USHP | Ducted CEE Tier 1
215670217 | Central HP <5.4 tons | BRYANT HEATING AND COOLING SYSTEMS | HRCU-A-CB (Split System: Heat Pump with Remote Outdoor Unit-Air-Source) | 290VAN036**AA* |  |  | CSAH*4812AM*+UI | 88*TB60110C21*** | 34200 | 17 | 8.5 | 35400 | 25200 | 71.19% | 1.9 | 0 | 9.5 |  |  |  |  | R-454B | 2.85 | Residential & Commercial | USHP
215670267 | Central HP <5.4 tons | BRYANT HEATING AND COOLING SYSTEMS | HRCU-A-CB (Split System: Heat Pump with Remote Outdoor Unit-Air-Source) | 290VAN036**AA* |  |  | CSAH*4812AM*+UI | 987MC42060C17*** | 33800 | 16.5 | 8.5 | 35600 | 25400 | 71.35% | 1.78 | 0 | 9 |  |  |  |  | R-454B | 2.8167 | Residential & Commercial | USHP
215670367 | Central HP <5.4 tons | BRYANT HEATING AND COOLING SYSTEMS | HRCU-A-CB (Split System: Heat Pump with Remote Outdoor Unit-Air-Source) | 290VAN036**AA* |  |  | CSAH*4812AM*+UI | 986TD66120C24*** | 34200 | 17 | 8.5 | 35400 | 25200 | 71.19% | 1.9 | 0 | 9.5 |  |  |  |  | R-454B | 2.85 | Residential & Commercial | USHP
213206524 | Central HP <5.4 tons | CARRIER | HRCU-A-CB (Split System: Heat Pump with Remote Outdoor Unit-Air-Source) | 38MURAQ24AB3* | ASPEN |  | D(A,C,E)36C34+TDR | 59SC5B060E14**12 | 23800 | 16 | 8.1 | 26000 | 20400 | 78.46% | 2.7 | 0 | 9.9 |  |  |  |  | R-410A | 1.9833 | Residential & Commercial | USHP
212989295 | Central HP <5.4 tons | TEMPSTAR | HRCU-A-CB (Split System: Heat Pump with Remote Outdoor Unit-Air-Source) | DLCURAH18ABK |  |  | EA*4X25L17A* | *95MSU0601716A* | 17800 | 16.5 | 8.1 | 17700 | 17700 | 100% | 2.14 | 0 | 10.5 |  |  |  |  | R-410A | 1.4833 | Residential & Commercial | USHP | Ducted CEE Tier 1
215465007 | Central HP <5.4 tons | ARMSTRONG AIR | HRCU-A-CB (Split System: Heat Pump with Remote Outdoor Unit-Air-Source) | 4SHP18LX136P | ADP |  | H,A,DP15(1,2)36+TXV | A97DSMV070B12 | 23600 | 19 | 8.5 | 22400 | 16100 | 71.88% | 2.18 | 0 | 12 |  |  |  |  | R-410A | 1.9667 | Residential & Commercial | USHP | Ducted CEE Tier 1
215464996 | Central HP <5.4 tons | ARMSTRONG AIR | HRCU-A-CB (Split System: Heat Pump with Remote Outdoor Unit-Air-Source) | 4SHP18LX136P | ADP |  | H,A,DP15(1,2)36+TXV | A97DS2V070B16 | 23400 | 18 | 8.5 | 22400 | 16200 | 72.32% | 2.16 | 0 | 12 |  |  |  |  | R-410A | 1.95 | Residential & Commercial | USHP | Ducted CEE Tier 1
215464784 | Central HP <5.4 tons | ARMSTRONG AIR | HRCU-A-CB (Split System: Heat Pump with Remote Outdoor Unit-Air-Source) | 4SHP18LX136P | ADP |  | H,A,DP14(1,2)36+TXV | A80DS2V090B16 | 23600 | 19 | 8.5 | 22400 | 16100 | 71.88% | 2.16 | 0 | 12 |  |  |  |  | R-410A | 1.9667 | Residential & Commercial | USHP | Ducted CEE Tier 1
215683874 | Central HP <5.4 tons | BRYANT HEATING AND COOLING SYSTEMS | HRCU-A-CB (Split System: Heat Pump with Remote Outdoor Unit-Air-Source) | 290VAN036**AA* |  |  | CAA**3717AM*+UI | 88*TB36070C14*** | 33800 | 17.5 | 9 | 35800 | 25600 | 71.51% | 1.86 | 0 | 9.5 |  |  |  |  | R-454B | 2.8167 | Residential & Commercial | USHP
215683876 | Central HP <5.4 tons | BRYANT HEATING AND COOLING SYSTEMS | HRCU-A-CB (Split System: Heat Pump with Remote Outdoor Unit-Air-Source) | 290VAN036**AA* |  |  | CAA**3717AM*+UI | 88*TB48070C17*** | 33800 | 17.5 | 9 | 35800 | 25600 | 71.51% | 1.88 | 0 | 9.5 |  |  |  |  | R-454B | 2.8167 | Residential & Commercial | USHP
215683908 | Central HP <5.4 tons | BRYANT HEATING AND COOLING SYSTEMS | HRCU-A-CB (Split System: Heat Pump with Remote Outdoor Unit-Air-Source) | 290VAN036**AA* |  |  | CAA**3721AM*+UI | 88*TB60110C21*** | 34600 | 18 | 9 | 35200 | 25000 | 71.02% | 1.9 | 0 | 10 |  |  |  |  | R-454B | 2.8833 | Residential & Commercial | USHP | Ducted CEE Tier 1
215684042 | Central HP <5.4 tons | BRYANT HEATING AND COOLING SYSTEMS | HRCU-A-CB (Split System: Heat Pump with Remote Outdoor Unit-Air-Source) | 290VAN036**AA* |  |  | CSAH*3612AM*+UI | 987MC60080C21*** | 33800 | 16.5 | 8.5 | 35800 | 25400 | 70.95% | 1.76 | 0 | 9.5 |  |  |  |  | R-454B | 2.8167 | Residential & Commercial | USHP
215939823 | Central HP <5.4 tons | TEMPSTAR | HRCU-A-CB (Split System: Heat Pump with Remote Outdoor Unit-Air-Source) | T5H3V36*K*AAA* |  |  | EA*5X60M24A*+WALLCON | *97CTN1202422A* | 34000 | 20.5 | 9.5 | 34000 | 26000 | 76.47% | 2.06 | 0 | 12 |  |  |  |  | R-454B | 2.8333 | Residential & Commercial | USHP | Ducted CEE Tier 1
216056025 | Central HP <5.4 tons | CHAMPION HEATING AND COOLING | HRCU-A-CB (Split System: Heat Pump with Remote Outdoor Unit-Air-Source) | HH860E2S11 | ASPEN |  | D(A,C,E)60A3K+TDR | Z8ES130D20SMPS1 | 41500 | 18 | 9 | 44500 | 33600 | 75.51% | 2 | 0 | 11.7 |  |  |  |  | R-454B | 3.4583 | Residential & Commercial | USHP | Ducted CEE Tier 1
214731156 | Central HP <5.4 tons | BRYANT HEATING AND COOLING SYSTEMS | HRCU-A-CB (Split System: Heat Pump with Remote Outdoor Unit-Air-Source) | 38MURAQ18AB3* | ADP |  | H,PG9J936 | 926TC48080V17*** | 17700 | 16 | 8.5 | 17100 | 18700 | 109.4% | 2.3 | 0 | 11 |  |  |  |  | R-410A | 1.475 | Residential & Commercial | USHP | Ducted CEE Tier 1
215670257 | Central HP <5.4 tons | BRYANT HEATING AND COOLING SYSTEMS | HRCU-A-CB (Split System: Heat Pump with Remote Outdoor Unit-Air-Source) | 290VAN036**AA* |  |  | CSAH*4812AM*+UI | 935CB66100C21*** | 34200 | 16.5 | 8.5 | 35400 | 25200 | 71.19% | 1.9 | 0 | 9.5 |  |  |  |  | R-454B | 2.85 | Residential & Commercial | USHP
215670337 | Central HP <5.4 tons | BRYANT HEATING AND COOLING SYSTEMS | HRCU-A-CB (Split System: Heat Pump with Remote Outdoor Unit-Air-Source) | 290VAN036**AA* |  |  | CSAH*4812AM*+UI | 986TD42060C17*** | 33800 | 16 | 8.5 | 35600 | 25400 | 71.35% | 1.78 | 0 | 9 |  |  |  |  | R-454B | 2.8167 | Residential & Commercial | USHP
213785734 | Central HP <5.4 tons | CARRIER | HRCU-A-CB (Split System: Heat Pump with Remote Outdoor Unit-Air-Source) | 25VNA436A*031* |  |  | CSPH*6012AL*+UI | 58TN*B070C17**16 | 33800 | 18.5 | 8.5 | 36200 | 25400 | 70.17% | 2.02 | 0 | 11.7 |  |  |  |  | R-410A | 2.8167 | Residential & Commercial | USHP | Ducted CEE Tier 1
215670159 | Central HP <5.4 tons | AIRQUEST | HRCU-A-CB (Split System: Heat Pump with Remote Outdoor Unit-Air-Source) | H5H0V36*K*AAA* |  |  | ESH5X48M12A*+WALLCON | *80CTL0451712B* | 33800 | 16.5 | 8.5 | 35600 | 25600 | 71.91% | 1.78 | 0 | 9 |  |  |  |  | R-454B | 2.8167 | Residential & Commercial | USHP
215670309 | Central HP <5.4 tons | AIRQUEST | HRCU-A-CB (Split System: Heat Pump with Remote Outdoor Unit-Air-Source) | H5H0V36*K*AAA* |  |  | ESH5X48M12A*+WALLCON | *97CMN1002122B* | 34200 | 17 | 8.5 | 35400 | 25200 | 71.19% | 1.9 | 0 | 9.5 |  |  |  |  | R-454B | 2.85 | Residential & Commercial | USHP
216734627 | Central HP <5.4 tons | TEMPSTAR | HRCU-A-CB (Split System: Heat Pump with Remote Outdoor Unit-Air-Source) | D5CUHAH24AAK |  |  | EA*5X36M17A* | *96MSN0261410A* | 22200 | 15.5 | 8.1 | 20800 | 18700 | 89.9% | 1.9 | 0 | 10.5 |  |  |  |  | R-454B | 1.85 | Residential & Commercial | USHP | Ducted CEE Tier 1
216734870 | Central HP <5.4 tons | TEMPSTAR | HRCU-A-CB (Split System: Heat Pump with Remote Outdoor Unit-Air-Source) | D5CUHAH24AAK |  |  | EA*5X36M17A* | OMV098J12* | 22400 | 15.2 | 8.1 | 20800 | 18700 | 89.9% | 1.9 | 0 | 10.5 |  |  |  |  | R-454B | 1.8667 | Residential & Commercial | USHP | Ducted CEE Tier 1
216735138 | Central HP <5.4 tons | TEMPSTAR | HRCU-A-CB (Split System: Heat Pump with Remote Outdoor Unit-Air-Source) | D5CUHAH24AAK |  |  | EA*5X37M17A* | *92MSN0601412A* | 23000 | 15.5 | 8.5 | 20800 | 18500 | 88.94% | 1.98 | 0 | 11 |  |  |  |  | R-454B | 1.9167 | Residential & Commercial | USHP | Ducted CEE Tier 1
216735370 | Central HP <5.4 tons | TEMPSTAR | HRCU-A-CB (Split System: Heat Pump with Remote Outdoor Unit-Air-Source) | D5CUHAH24AAK |  |  | EA*5X37M17A* | *97VTN0601716A* | 22800 | 16 | 8.5 | 20600 | 18400 | 89.32% | 1.96 | 0 | 11 |  |  |  |  | R-454B | 1.9 | Residential & Commercial | USHP | Ducted CEE Tier 1
216735477 | Central HP <5.4 tons | TEMPSTAR | HRCU-A-CB (Split System: Heat Pump with Remote Outdoor Unit-Air-Source) | D5CUHAH24AAK |  |  | EA*5X37M21A* | *80MS(N,L)0701716A* | 23000 | 16.5 | 8.5 | 20600 | 18400 | 89.32% | 1.98 | 0 | 11 |  |  |  |  | R-454B | 1.9167 | Residential & Commercial | USHP | Ducted CEE Tier 1
215684044 | Central HP <5.4 tons | BRYANT HEATING AND COOLING SYSTEMS | HRCU-A-CB (Split System: Heat Pump with Remote Outdoor Unit-Air-Source) | 290VAN036**AA* |  |  | CSAH*3612AM*+UI | 987MC66100C21*** | 33800 | 16.5 | 8.5 | 35800 | 25400 | 70.95% | 1.76 | 0 | 9.5 |  |  |  |  | R-454B | 2.8167 | Residential & Commercial | USHP
215464918 | Central HP <5.4 tons | ARMSTRONG AIR | HRCU-A-CB (Split System: Heat Pump with Remote Outdoor Unit-Air-Source) | 4SHP18LX136P | ADP |  | H,A,DP14(1,2)36+TXV | A96DS2V045B12 | 23600 | 19 | 8.5 | 22400 | 16100 | 71.88% | 2.18 | 0 | 12 |  |  |  |  | R-410A | 1.9667 | Residential & Commercial | USHP | Ducted CEE Tier 1
215669205 | Central HP <5.4 tons | AIRQUEST | HRCU-A-CB (Split System: Heat Pump with Remote Outdoor Unit-Air-Source) | H5H0V36*K*AAA* |  |  | EA*5X48M21A*+WALLCON | *95CSU1002122B* | 33800 | 18 | 9 | 35000 | 25000 | 71.43% | 1.9 | 0 | 10 |  |  |  |  | R-454B | 2.8167 | Residential & Commercial | USHP | Ducted CEE Tier 1
215669325 | Central HP <5.4 tons | AIRQUEST | HRCU-A-CB (Split System: Heat Pump with Remote Outdoor Unit-Air-Source) | H5H0V36*K*AAA* |  |  | EA*5X60M24A*+WALLCON | *80CTL1102120B* | 34400 | 18.5 | 9 | 34200 | 24600 | 71.93% | 1.92 | 0 | 10.5 |  |  |  |  | R-454B | 2.8667 | Residential & Commercial | USHP | Ducted CEE Tier 1
215464922 | Central HP <5.4 tons | ARMSTRONG AIR | HRCU-A-CB (Split System: Heat Pump with Remote Outdoor Unit-Air-Source) | 4SHP18LX136P | ADP |  | H,A,DP42(1,2)36+TXV | A96DS2V070B16 | 23200 | 18 | 8.35 | 22400 | 16200 | 72.32% | 2.12 | 0 | 12 |  |  |  |  | R-410A | 1.9333 | Residential & Commercial | USHP | Ducted CEE Tier 1
214595214 | Central HP <5.4 tons | PAYNE HEATING AND COOLING | HRCU-A-CB (Split System: Heat Pump with Remote Outdoor Unit-Air-Source) | 38MURAQ18AB3* | ASPEN |  | A(E,F)M304+TDR | 0 | 18000 | 15.2 | 8.5 | 19300 | 18300 | 94.82% | 2.2 | 0 | 9.8 |  |  |  |  | R-410A | 1.5 | Residential & Commercial | USHP
215942429 | Central HP <5.4 tons | TEMPSTAR | HRCU-A-CB (Split System: Heat Pump with Remote Outdoor Unit-Air-Source) | T5H3V36*K*AAA* |  |  | EVM5X61M24A*+WALLCON | *80CSU1002120A* | 36000 | 22 | 8.5 | 37400 | 28200 | 75.4% | 2.04 | 0 | 12.5 |  |  |  |  | R-454B | 3 | Residential & Commercial | USHP | Ducted CEE Tier 1
215464786 | Central HP <5.4 tons | ARMSTRONG AIR | HRCU-A-CB (Split System: Heat Pump with Remote Outdoor Unit-Air-Source) | 4SHP18LX136P | ADP |  | H,A,DP44(1,2)36+TXV | A80DS2V090B16 | 23600 | 19 | 8.5 | 22400 | 16100 | 71.88% | 2.16 | 0 | 12 |  |  |  |  | R-410A | 1.9667 | Residential & Commercial | USHP | Ducted CEE Tier 1
215464995 | Central HP <5.4 tons | ARMSTRONG AIR | HRCU-A-CB (Split System: Heat Pump with Remote Outdoor Unit-Air-Source) | 4SHP18LX136P | ADP |  | H,A,DP14(1,2)36+TXV | A97DS2V070B16 | 23400 | 18 | 8.5 | 22400 | 16200 | 72.32% | 2.16 | 0 | 12 |  |  |  |  | R-410A | 1.95 | Residential & Commercial | USHP | Ducted CEE Tier 1
215464997 | Central HP <5.4 tons | ARMSTRONG AIR | HRCU-A-CB (Split System: Heat Pump with Remote Outdoor Unit-Air-Source) | 4SHP18LX136P | ADP |  | H,A,DP44(1,2)36+TXV | A97DS2V070B16 | 23400 | 18 | 8.5 | 22400 | 16200 | 72.32% | 2.16 | 0 | 12 |  |  |  |  | R-410A | 1.95 | Residential & Commercial | USHP | Ducted CEE Tier 1
216735719 | Central HP <5.4 tons | DAY & NIGHT | HRCU-A-CB (Split System: Heat Pump with Remote Outdoor Unit-Air-Source) | D5CUHAH24AAK |  |  | EA*5X37M21A* | *97CMN0602120B* | 23400 | 15.5 | 8.5 | 21000 | 18600 | 88.57% | 1.98 | 0 | 11 |  |  |  |  | R-454B | 1.95 | Residential & Commercial | USHP | Ducted CEE Tier 1
215464924 | Central HP <5.4 tons | ARMSTRONG AIR | HRCU-A-CB (Split System: Heat Pump with Remote Outdoor Unit-Air-Source) | 4SHP18LX136P | ADP |  | H,A,DP15(1,2)36+TXV | A96DS2V070B16 | 23600 | 18 | 8.5 | 22400 | 16200 | 72.32% | 2.16 | 0 | 12 |  |  |  |  | R-410A | 1.9667 | Residential & Commercial | USHP | Ducted CEE Tier 1
215464991 | Central HP <5.4 tons | ARMSTRONG AIR | HRCU-A-CB (Split System: Heat Pump with Remote Outdoor Unit-Air-Source) | 4SHP18LX136P | ADP |  | H,A,DP15(1,2)36+TXV | A97DS2V045B12 | 23400 | 19 | 8.5 | 22400 | 16100 | 71.88% | 2.18 | 0 | 12 |  |  |  |  | R-410A | 1.95 | Residential & Commercial | USHP | Ducted CEE Tier 1
213782315 | Central HP <5.4 tons | CARRIER | HRCU-A-CB (Split System: Heat Pump with Remote Outdoor Unit-Air-Source) | 25VNA837A*031* |  |  | CSPH*6012AL*+UI | 59MN7C120C24**22 | 33000 | 16.5 | 8.1 | 32200 | 24800 | 77.02% | 2 | 0 | 11 |  |  |  |  | R-410A | 2.75 | Residential & Commercial | USHP | Ducted CEE Tier 1
215292083 | Central HP <5.4 tons | AIRQUEST | HRCU-A-CB (Split System: Heat Pump with Remote Outdoor Unit-Air-Source) | DLCURAH24ABK | ADP |  | H,GG34936 | *92MSN0802120A* | 23200 | 17 | 8.5 | 24600 | 24400 | 99.19% | 2.08 | 0 | 10.5 |  |  |  |  | R-410A | 1.9333 | Residential & Commercial | USHP | Ducted CEE Tier 1
215818598 | Central HP <5.4 tons | CHAMPION HEATING AND COOLING | HRCU-A-CB (Split System: Heat Pump with Remote Outdoor Unit-Air-Source) | HH836E2S11 | ADP |  | BV**B9*37+TXV | 0 | 34000 | 19 | 9 | 30800 | 24800 | 80.52% | 2.1 | 0 | 11.7 |  |  |  |  | R-454B | 2.8333 | Residential & Commercial | USHP | Ducted CEE Tier 1
213076396 | Central HP <5.4 tons | CARRIER | HRCU-A-CB (Split System: Heat Pump with Remote Outdoor Unit-Air-Source) | 38MURAQ24AB3* |  |  | CNPV*2417AL* | GG96VTAB48060B** | 23200 | 16.5 | 8.5 | 26800 | 25400 | 94.78% | 2.12 | 0 | 10 |  |  |  |  | R-410A | 1.9333 | Residential & Commercial | USHP | Ducted CEE Tier 1
213613484 | Central HP <5.4 tons | PAYNE HEATING AND COOLING | HRCU-A-CB (Split System: Heat Pump with Remote Outdoor Unit-Air-Source) | 38MURAQ24AA3* | ASPEN |  | L(E,G)M36L4 | 0 | 24000 | 15.5 | 9 | 25400 | 22600 | 88.98% | 2.89 | 0 | 9 |  |  |  |  | R-410A | 2 | Residential & Commercial | USHP
213613468 | Central HP <5.4 tons | PAYNE HEATING AND COOLING | HRCU-A-CB (Split System: Heat Pump with Remote Outdoor Unit-Air-Source) | 38MURAQ24AA3* | ASPEN |  | L(E,G)M24B4 | 0 | 22800 | 15.5 | 8.8 | 25400 | 22600 | 88.98% | 2.84 | 0 | 9.4 |  |  |  |  | R-410A | 1.9 | Residential & Commercial | USHP
213613470 | Central HP <5.4 tons | PAYNE HEATING AND COOLING | HRCU-A-CB (Split System: Heat Pump with Remote Outdoor Unit-Air-Source) | 38MURAQ24AA3* | ASPEN |  | L(E,G)M24D4 | 0 | 23800 | 15.5 | 9 | 25400 | 22600 | 88.98% | 2.89 | 0 | 9.5 |  |  |  |  | R-410A | 1.9833 | Residential & Commercial | USHP
215674327 | Central HP <5.4 tons | AIRQUEST | HRCU-A-CB (Split System: Heat Pump with Remote Outdoor Unit-Air-Source) | H5H0V48*K*AAA* |  |  | EA*5X61M21A*+WALLCON | *80CTL0451712B* | 45500 | 17 | 9 | 48500 | 34600 | 71.34% | 2.06 | 0 | 9.5 |  |  |  |  | R-454B | 3.7917 | Residential & Commercial | USHP
215674447 | Central HP <5.4 tons | AIRQUEST | HRCU-A-CB (Split System: Heat Pump with Remote Outdoor Unit-Air-Source) | H5H0V48*K*AAA* |  |  | EA*5X61M21A*+WALLCON | *96CTN1002122B* | 46000 | 18 | 9 | 47500 | 33800 | 71.16% | 2.08 | 0 | 10 |  |  |  |  | R-454B | 3.8333 | Residential & Commercial | USHP | Ducted CEE Tier 1
216687217 | Central HP <5.4 tons | FUJITSU | HRCU-A-CB (Split System: Heat Pump with Remote Outdoor Unit-Air-Source) | FOP1960MJAYCA |  |  | FCCA6021SYEA | FF96TV510021M4 | 53500 | 16 | 10 | 53500 | 49000 | 91.59% | 2 | 0 | 10 |  |  |  |  | R-454B | 4.4583 | Residential & Commercial | USHP | Ducted CEE Tier 1
214061531 | Central HP <5.4 tons | ARMSTRONG AIR | HRCU-A-CB (Split System: Heat Pump with Remote Outdoor Unit-Air-Source) | 4SHP18LX136P | ADP |  | A36VDA+TXV | A97DF2E070B16 | 23600 | 18 | 8.5 | 22400 | 16900 | 75.45% | 2.22 | 0 | 12 |  |  |  |  | R-410A | 1.9667 | Residential & Commercial | USHP | Ducted CEE Tier 1
215935544 | Central HP <5.4 tons | CARRIER | HRCU-A-CB (Split System: Heat Pump with Remote Outdoor Unit-Air-Source) | 27VNA336A*030* |  |  | CVAVA3117XMA*+UI | 59MN7C060C17**14 | 34800 | 20.5 | 8.5 | 38000 | 27800 | 73.16% | 2.08 | 0 | 11.5 |  |  |  |  | R-454B | 2.9 | Residential & Commercial | USHP | Ducted CEE Tier 1
215935744 | Central HP <5.4 tons | CARRIER | HRCU-A-CB (Split System: Heat Pump with Remote Outdoor Unit-Air-Source) | 27VNA336A*030* |  |  | CVAVA3621XMA*+UI | 59MN7C100C21**22 | 34400 | 21 | 8.5 | 38500 | 28000 | 72.73% | 2.06 | 0 | 12 |  |  |  |  | R-454B | 2.8667 | Residential & Commercial | USHP | Ducted CEE Tier 1
215292108 | Central HP <5.4 tons | AIRQUEST | HRCU-A-CB (Split System: Heat Pump with Remote Outdoor Unit-Air-Source) | DLCURAH24ABK | ADP |  | H,GE1K936 | *92MSN0802120A* | 23400 | 17 | 8.5 | 24600 | 24400 | 99.19% | 2.08 | 0 | 10.5 |  |  |  |  | R-410A | 1.95 | Residential & Commercial | USHP | Ducted CEE Tier 1
210597924 | Central HP <5.4 tons | HEIL | HRCU-A-CB (Split System: Heat Pump with Remote Outdoor Unit-Air-Source) | HVH825GKA2* |  |  | EA*4X42L24A*+WALLCON | *97CMN1002122A* | 23800 | 16.5 | 8.1 | 21400 | 16600 | 77.57% | 1.96 | 0 | 11 |  |  |  |  | R-410A | 1.9833 | Residential & Commercial | USHP | Ducted CEE Tier 1
210598024 | Central HP <5.4 tons | HEIL | HRCU-A-CB (Split System: Heat Pump with Remote Outdoor Unit-Air-Source) | HVH825GKA2* |  |  | EA*4X48L21A*+WALLCON | *95CSU0802120A* | 24200 | 17 | 8.1 | 21000 | 16500 | 78.57% | 2.02 | 0 | 11 |  |  |  |  | R-410A | 2.0167 | Residential & Commercial | USHP | Ducted CEE Tier 1
210598176 | Central HP <5.4 tons | HEIL | HRCU-A-CB (Split System: Heat Pump with Remote Outdoor Unit-Air-Source) | HVH825GKA2* |  |  | EHD4X42AAL+WALLCON | *80CTL0701716A* | 24200 | 16 | 8.1 | 21400 | 16600 | 77.57% | 2 | 0 | 10.5 |  |  |  |  | R-410A | 2.0167 | Residential & Commercial | USHP | Ducted CEE Tier 1
214595213 | Central HP <5.4 tons | PAYNE HEATING AND COOLING | HRCU-A-CB (Split System: Heat Pump with Remote Outdoor Unit-Air-Source) | 38MURAQ18AB3* | ASPEN |  | A(E,F)M254+TDR | 0 | 17500 | 15.2 | 8.5 | 19300 | 18300 | 94.82% | 2.2 | 0 | 9.8 |  |  |  |  | R-410A | 1.4583 | Residential & Commercial | USHP
204456536 | Central HP <5.4 tons | HEIL | HRCU-A-CB (Split System: Heat Pump with Remote Outdoor Unit-Air-Source) | HVH825GKA2* |  |  | EA*4X30L17A*+WALLCON | *96CTN0601714A* | 23400 | 16 | 8.1 | 21600 | 16800 | 77.78% | 1.9 | 11 | 10.5 |  |  |  |  | R-410A | 1.95 | Residential & Commercial | USHP | Ducted CEE Tier 1
205750727 | Central HP <5.4 tons | HEIL | HRCU-A-CB (Split System: Heat Pump with Remote Outdoor Unit-Air-Source) | HVH825GKA2* |  |  | EA*4X37L21A*+WALLCON | *80CTL0901716A* | 24600 | 17.5 | 8.5 | 21000 | 16500 | 78.57% | 2.04 | 12 | 11.7 |  |  |  |  | R-410A | 2.05 | Residential & Commercial | USHP | Ducted CEE Tier 1
212987086 | Central HP <5.4 tons | TEMPSTAR | HRCU-A-CB (Split System: Heat Pump with Remote Outdoor Unit-Air-Source) | DLCURAH18ABK |  |  | EN(A,D)4X30L17** | *96MSN0601412A* | 17500 | 16 | 8.1 | 18000 | 16200 | 90% | 1.86 | 0 | 11 |  |  |  |  | R-410A | 1.4583 | Residential & Commercial | USHP | Ducted CEE Tier 1
212987505 | Central HP <5.4 tons | TEMPSTAR | HRCU-A-CB (Split System: Heat Pump with Remote Outdoor Unit-Air-Source) | DLCURAH18ABK |  |  | EA*4X19L17A* | *96MSN0801716A* | 18200 | 16.5 | 8.5 | 18100 | 17700 | 97.79% | 2.14 | 0 | 11 |  |  |  |  | R-410A | 1.5167 | Residential & Commercial | USHP | Ducted CEE Tier 1
215670239 | Central HP <5.4 tons | AIRQUEST | HRCU-A-CB (Split System: Heat Pump with Remote Outdoor Unit-Air-Source) | H5H0V36*K*AAA* |  |  | ESH5X48M12A*+WALLCON | *95CSU0601716B* | 34000 | 16.5 | 8.5 | 35600 | 25400 | 71.35% | 1.76 | 0 | 9.5 |  |  |  |  | R-454B | 2.8333 | Residential & Commercial | USHP
215674417 | Central HP <5.4 tons | AIRQUEST | HRCU-A-CB (Split System: Heat Pump with Remote Outdoor Unit-Air-Source) | H5H0V48*K*AAA* |  |  | EA*5X61M21A*+WALLCON | *97CMN0802120B* | 46000 | 18 | 9 | 48000 | 33800 | 70.42% | 2.08 | 0 | 10 |  |  |  |  | R-454B | 3.8333 | Residential & Commercial | USHP | Ducted CEE Tier 1
214254925 | Central HP <5.4 tons | NAPOLEON | HRCU-A-CB (Split System: Heat Pump with Remote Outdoor Unit-Air-Source) | WSEHV2436RA1-N | ASPEN |  | C(A,C,D,E)36B44+TDR | WPV080T3AA | 35800 | 17 | 8.5 | 36600 | 32800 | 89.62% | 1.8 | 0 | 9.9 |  |  |  |  | R-410A | 2.9833 | Residential & Commercial | USHP
212984695 | Central HP <5.4 tons | TEMPSTAR | HRCU-A-CB (Split System: Heat Pump with Remote Outdoor Unit-Air-Source) | DLCURAH24ABK |  |  | EN(A,D)4X36L21** | *92MSN0801716A* | 23600 | 17.5 | 8.5 | 26200 | 24600 | 93.89% | 2.04 | 0 | 10.5 |  |  |  |  | R-410A | 1.9667 | Residential & Commercial | USHP | Ducted CEE Tier 1
216488051 | Central HP <5.4 tons | CHAMPION HEATING AND COOLING | HRCU-A-CB (Split System: Heat Pump with Remote Outdoor Unit-Air-Source) | HH836E2S11 | ADP |  | A36VDA*+TXV | Z8ES100C20SMPS1 | 34600 | 18 | 8.5 | 30600 | 25800 | 84.31% | 2 | 0 | 11 |  |  |  |  | R-454B | 2.8833 | Residential & Commercial | USHP | Ducted CEE Tier 1
210597852 | Central HP <5.4 tons | HEIL | HRCU-A-CB (Split System: Heat Pump with Remote Outdoor Unit-Air-Source) | HVH825GKA2* |  |  | EA*4X42L21A*+WALLCON | *80CTL0901716A* | 23800 | 17.5 | 8.1 | 21400 | 16500 | 77.1% | 1.98 | 0 | 11 |  |  |  |  | R-410A | 1.9833 | Residential & Commercial | USHP | Ducted CEE Tier 1
210598000 | Central HP <5.4 tons | HEIL | HRCU-A-CB (Split System: Heat Pump with Remote Outdoor Unit-Air-Source) | HVH825GKA2* |  |  | EA*4X48L21A*+WALLCON | *80CSU0601716A* | 24000 | 17 | 8.1 | 21000 | 16600 | 79.05% | 2.02 | 0 | 11 |  |  |  |  | R-410A | 2 | Residential & Commercial | USHP | Ducted CEE Tier 1
214331848 | Central HP <5.4 tons | BOSCH | HRCU-A-CB (Split System: Heat Pump with Remote Outdoor Unit-Air-Source) | BOVB-36HDN1-M20G | ASPEN |  | D(A,C,E)24B3G+TXV+TDR | BGH96M080B3B | 21800 | 18 | 8.5 | 23800 | 22200 | 93.28% | 2.19 | 0 | 11 |  |  |  |  | R-410A | 1.8167 | Residential & Commercial | USHP | Ducted CEE Tier 1
215291944 | Central HP <5.4 tons | AIRQUEST | HRCU-A-CB (Split System: Heat Pump with Remote Outdoor Unit-Air-Source) | DLCURAH24ABK | ADP |  | HE7J936 | *92MSN0601412A* | 23400 | 17 | 8.5 | 24800 | 23400 | 94.35% | 1.98 | 0 | 10 |  |  |  |  | R-410A | 1.95 | Residential & Commercial | USHP | Ducted CEE Tier 1
215464923 | Central HP <5.4 tons | ARMSTRONG AIR | HRCU-A-CB (Split System: Heat Pump with Remote Outdoor Unit-Air-Source) | 4SHP18LX136P | ADP |  | H,A,DP14(1,2)36+TXV | A96DS2V070B16 | 23600 | 18 | 8.5 | 22400 | 16200 | 72.32% | 2.16 | 0 | 12 |  |  |  |  | R-410A | 1.9667 | Residential & Commercial | USHP | Ducted CEE Tier 1
216735176 | Central HP <5.4 tons | DAY & NIGHT | HRCU-A-CB (Split System: Heat Pump with Remote Outdoor Unit-Air-Source) | D5CUHAH24AAK |  |  | EA*5X37M17A* | *96MSN0401410A* | 22800 | 15.2 | 8.1 | 20800 | 18500 | 88.94% | 1.9 | 0 | 10.5 |  |  |  |  | R-454B | 1.9 | Residential & Commercial | USHP | Ducted CEE Tier 1
215941393 | Central HP <5.4 tons | TEMPSTAR | HRCU-A-CB (Split System: Heat Pump with Remote Outdoor Unit-Air-Source) | T5H3V48*K*AAA* |  |  | EVM5X60M21A*+WALLCON | *96CTN0802120B* | 45500 | 20.5 | 8.1 | 53000 | 38500 | 72.64% | 1.95 | 0 | 11 |  |  |  |  | R-454B | 3.7917 | Residential & Commercial | USHP | Ducted CEE Tier 1
215941613 | Central HP <5.4 tons | TEMPSTAR | HRCU-A-CB (Split System: Heat Pump with Remote Outdoor Unit-Air-Source) | T5H3V48*K*AAA* |  |  | EVD5X48M24A*+WALLCON | *97CTN1002122A* | 44500 | 20 | 8.1 | 52000 | 38000 | 73.08% | 1.9 | 0 | 11 |  |  |  |  | R-454B | 3.7083 | Residential & Commercial | USHP | Ducted CEE Tier 1
215941663 | Central HP <5.4 tons | TEMPSTAR | HRCU-A-CB (Split System: Heat Pump with Remote Outdoor Unit-Air-Source) | T5H3V48*K*AAA* |  |  | EVD5X49M24A*+WALLCON | *97CTN1202422A* | 45500 | 20.5 | 8.1 | 52500 | 38000 | 72.38% | 1.95 | 0 | 11.5 |  |  |  |  | R-454B | 3.7917 | Residential & Commercial | USHP | Ducted CEE Tier 1
215464998 | Central HP <5.4 tons | ARMSTRONG AIR | HRCU-A-CB (Split System: Heat Pump with Remote Outdoor Unit-Air-Source) | 4SHP18LX136P | ADP |  | H,A,DP13(1,2)36+TXV | A97DS2V070B16 | 23400 | 18 | 8.5 | 22400 | 16200 | 72.32% | 2.16 | 0 | 12 |  |  |  |  | R-410A | 1.95 | Residential & Commercial | USHP | Ducted CEE Tier 1
213927964 | Central HP <5.4 tons | WESTINGHOUSE | HRCU-A-C (Split System: Heat Pump with Remote Outdoor Unit with No Indoor Fan --Air Source) | WHM36SZA21S | ASPEN |  | D(A,C,E)37D34+TDR | 0 | 29600 | 15.5 | 9.4 | 30000 | 24200 | 80.67% | 2.08 | 0 | 11.3 |  |  |  |  | R-410A | 2.4667 | Residential & Commercial | USHP | Ducted CEE Tier 1
215683592 | Central HP <5.4 tons | BRYANT HEATING AND COOLING SYSTEMS | HRCU-A-CB (Split System: Heat Pump with Remote Outdoor Unit-Air-Source) | 290VAN024**AA* |  |  | CAA**2417AM*+UI | 987MC42080C17*** | 22800 | 16.5 | 9 | 24000 | 16900 | 70.42% | 1.94 | 0 | 10 |  |  |  |  | R-454B | 1.9 | Residential & Commercial | USHP | Ducted CEE Tier 1
213613471 | Central HP <5.4 tons | PAYNE HEATING AND COOLING | HRCU-A-CB (Split System: Heat Pump with Remote Outdoor Unit-Air-Source) | 38MURAQ24AA3* | ASPEN |  | L(E,G)M24E4 | 0 | 23200 | 15.5 | 9 | 25400 | 22600 | 88.98% | 2.89 | 0 | 9.5 |  |  |  |  | R-410A | 1.9333 | Residential & Commercial | USHP
214303313 | Central HP <5.4 tons | NAPOLEON | HRCU-A-CB (Split System: Heat Pump with Remote Outdoor Unit-Air-Source) | WSEHV2436RA1-N | ASPEN |  | D(A,C,E)48B34+TDR | WPV070T3AA | 36000 | 17 | 8.3 | 36400 | 32800 | 90.11% | 1.8 | 0 | 9.9 |  |  |  |  | R-410A | 3 | Residential & Commercial | USHP
216055789 | Central HP <5.4 tons | CHAMPION HEATING AND COOLING | HRCU-A-CB (Split System: Heat Pump with Remote Outdoor Unit-Air-Source) | HH836E2S11 | ASPEN |  | D(A,C,E)36A4K+TDR | TP9C080B12MP13 | 30600 | 18 | 8.5 | 30800 | 25200 | 81.82% | 2 | 0 | 10.5 |  |  |  |  | R-454B | 2.55 | Residential & Commercial | USHP | Ducted CEE Tier 1
216055798 | Central HP <5.4 tons | CHAMPION HEATING AND COOLING | HRCU-A-CB (Split System: Heat Pump with Remote Outdoor Unit-Air-Source) | HH836E2S11 | ASPEN |  | D(A,C,E)36A4K+TDR | TP9C100C20MP13 | 31600 | 18 | 8.5 | 32400 | 26000 | 80.25% | 2 | 0 | 9.8 |  |  |  |  | R-454B | 2.6333 | Residential & Commercial | USHP
215942649 | Central HP <5.4 tons | TEMPSTAR | HRCU-A-CB (Split System: Heat Pump with Remote Outdoor Unit-Air-Source) | T5H3V36*K*AAA* |  |  | EVD5X61M21A*+WALLCON | *97CTN1002122A* | 36000 | 22 | 8.5 | 37400 | 28200 | 75.4% | 2.04 | 0 | 12.5 |  |  |  |  | R-454B | 3 | Residential & Commercial | USHP | Ducted CEE Tier 1
216980139 | Central HP <5.4 tons | BOSCH | HRCU-A-CB (Split System: Heat Pump with Remote Outdoor Unit-Air-Source) | BOVA-36RXB-M15S | ASPEN |  | L(E,G)M36FJ | 0 | 23400 | 17 | 8.1 | 24000 | 17600 | 73.33% | 1.88 | 0 | 10.4 |  |  |  |  | R-454B | 1.95 | Residential & Commercial | USHP | Ducted CEE Tier 1
213286685 | Central HP <5.4 tons | DAY & NIGHT | HRCU-A-CB (Split System: Heat Pump with Remote Outdoor Unit-Air-Source) | DLCURAH18ABK | ADP |  | CE2301C+TXV | 0 | 17400 | 17 | 8.6 | 17000 | 19300 | 113.5% | 2.3 | 0 | 10.5 |  |  |  |  | R-410A | 1.45 | Residential & Commercial | USHP | Ducted CEE Tier 1
213286687 | Central HP <5.4 tons | DAY & NIGHT | HRCU-A-CB (Split System: Heat Pump with Remote Outdoor Unit-Air-Source) | DLCURAH18ABK | ADP |  | CE2403A+TXV | 0 | 17700 | 17 | 8.7 | 17000 | 19400 | 114.1% | 2.32 | 0 | 11 |  |  |  |  | R-410A | 1.475 | Residential & Commercial | USHP | Ducted CEE Tier 1
213206192 | Central HP <5.4 tons | CARRIER | HRCU-A-CB (Split System: Heat Pump with Remote Outdoor Unit-Air-Source) | 38MURAQ24AA3* | ASPEN |  | D(A,C,E)30B34+TDR | 59TP6B080V21**20 | 23400 | 16 | 8.1 | 24800 | 22200 | 89.52% | 2.88 | 0 | 9.5 |  |  |  |  | R-410A | 1.95 | Residential & Commercial | USHP
214254932 | Central HP <5.4 tons | NAPOLEON | HRCU-A-CB (Split System: Heat Pump with Remote Outdoor Unit-Air-Source) | WSEHV2436RA1-N | ASPEN |  | C(A,C,D,E)36B44+TDR | WUV080T3AA | 35800 | 17 | 8.5 | 36600 | 32800 | 89.62% | 1.8 | 0 | 9.9 |  |  |  |  | R-410A | 2.9833 | Residential & Commercial | USHP
214303314 | Central HP <5.4 tons | NAPOLEON | HRCU-A-CB (Split System: Heat Pump with Remote Outdoor Unit-Air-Source) | WSEHV2436RA1-N | ASPEN |  | D(A,C,E)48B34+TDR | WUV070T3AA | 36000 | 17 | 8.3 | 36400 | 32800 | 90.11% | 1.8 | 0 | 9.9 |  |  |  |  | R-410A | 3 | Residential & Commercial | USHP
214254928 | Central HP <5.4 tons | NAPOLEON | HRCU-A-CB (Split System: Heat Pump with Remote Outdoor Unit-Air-Source) | WSEHV2436RA1-N | ASPEN |  | C(A,C,D,E)36B44+TDR | WUV070T3AA | 35800 | 17 | 8.5 | 36600 | 32800 | 89.62% | 1.8 | 0 | 9.9 |  |  |  |  | R-410A | 2.9833 | Residential & Commercial | USHP
215866274 | Central HP <5.4 tons | PAYNE HEATING AND COOLING | HRCU-A-CB (Split System: Heat Pump with Remote Outdoor Unit-Air-Source) | 38MURAQ24AB3* | ASPEN |  | D(A,C,E)24B44+TDR | PG96MSAA48060B** | 23600 | 16.5 | 9.5 | 26600 | 20800 | 78.2% | 3.05 | 0 | 9.8 |  |  |  |  | R-410A | 1.9667 | Residential & Commercial | USHP
214056978 | Central HP <5.4 tons | GREE | HRCU-A-CB (Split System: Heat Pump with Remote Outdoor Unit-Air-Source) | FLEXX36HP230V1AO | ASPEN |  | L(E,G)M24C4 | 0 | 22800 | 17 | 8.7 | 23800 | 22000 | 92.44% | 1.8 | 0 | 11.9 |  |  |  |  | R-410A | 1.9 | Residential & Commercial | USHP | Ducted CEE Tier 1
213785263 | Central HP <5.4 tons | CARRIER | HRCU-A-CB (Split System: Heat Pump with Remote Outdoor Unit-Air-Source) | 25VNA424A*031* |  |  | CSPH*4212AL*+UI | 59MN7C100C21**22 | 23600 | 19 | 10 | 26400 | 19700 | 74.62% | 2.52 | 0 | 13 |  |  |  |  | R-410A | 1.9667 | Residential & Commercial | USHP | Ducted CEE Tier 1
215667488 | Central HP <5.4 tons | AIRQUEST | HRCU-A-CB (Split System: Heat Pump with Remote Outdoor Unit-Air-Source) | H5H0V24*K*AAA* |  |  | EA*5X30M17A*+WALLCON | *97CMN0801714B* | 23000 | 17 | 8.5 | 23800 | 16700 | 70.17% | 1.86 | 0 | 10 |  |  |  |  | R-454B | 1.9167 | Residential & Commercial | USHP | Ducted CEE Tier 1
216687165 | Central HP <5.4 tons | FUJITSU | HRCU-A-CB (Split System: Heat Pump with Remote Outdoor Unit-Air-Source) | FOP1924MJAYCA |  |  | FCCA2421HYEA | FF95SV306017UH | 22800 | 21 | 10 | 22800 | 18600 | 81.58% | 1.8 | 0 | 13 |  |  |  |  | R-454B | 1.9 | Residential & Commercial | USHP | Ducted CEE Tier 1
215667925 | Central HP <5.4 tons | AIRQUEST | HRCU-A-CB (Split System: Heat Pump with Remote Outdoor Unit-Air-Source) | H5H0V24*K*AAA* |  |  | EA*5X37M21A*+WALLCON | *96CTN0801714B* | 24000 | 17.5 | 9 | 23200 | 16300 | 70.26% | 2.02 | 0 | 10.5 |  |  |  |  | R-454B | 2 | Residential & Commercial | USHP | Ducted CEE Tier 1
216682321 | Central HP <5.4 tons | CARRIER | HRCU-A-CB (Split System: Heat Pump with Remote Outdoor Unit-Air-Source) | 38MURAQ24AB3* |  |  | CSPH*2412AL* | 59TP7A100V21**20 | 23800 | 16 | 9 | 26200 | 23400 | 89.31% | 1.8 | 0 | 10 |  |  |  |  | R-410A | 1.9833 | Residential & Commercial | USHP | Ducted CEE Tier 1
214595221 | Central HP <5.4 tons | PAYNE HEATING AND COOLING | HRCU-A-CB (Split System: Heat Pump with Remote Outdoor Unit-Air-Source) | 38MURAQ24AB3* | ASPEN |  | A(E,F)M254+TDR | 0 | 22200 | 15.2 | 8.5 | 26200 | 23400 | 89.31% | 1.92 | 0 | 9.8 |  |  |  |  | R-410A | 1.85 | Residential & Commercial | USHP
215866298 | Central HP <5.4 tons | PAYNE HEATING AND COOLING | HRCU-A-CB (Split System: Heat Pump with Remote Outdoor Unit-Air-Source) | 38MURAQ24AB3* | ASPEN |  | D(A,C,E)36A34+TDR | PG96VTAB30040A** | 23000 | 16 | 8.5 | 27000 | 20600 | 76.3% | 2.88 | 0 | 9 |  |  |  |  | R-410A | 1.9167 | Residential & Commercial | USHP
215866303 | Central HP <5.4 tons | PAYNE HEATING AND COOLING | HRCU-A-CB (Split System: Heat Pump with Remote Outdoor Unit-Air-Source) | 38MURAQ24AB3* | ASPEN |  | D(A,C,E)36B34+TDR | PG96MSAA48080B** | 23400 | 16.5 | 8.5 | 27000 | 20600 | 76.3% | 3.08 | 0 | 9.8 |  |  |  |  | R-410A | 1.95 | Residential & Commercial | USHP
216734347 | Central HP <5.4 tons | BRYANT HEATING AND COOLING SYSTEMS | HRCU-A-CB (Split System: Heat Pump with Remote Outdoor Unit-Air-Source) | 37MUHAQ24AA3 |  |  | CAA**3617AM* | 83*CA48060C17*** | 23000 | 17 | 8.5 | 21200 | 19000 | 89.62% | 1.94 | 0 | 11 |  |  |  |  | R-454B | 1.9167 | Residential & Commercial | USHP | Ducted CEE Tier 1
216735082 | Central HP <5.4 tons | BRYANT HEATING AND COOLING SYSTEMS | HRCU-A-CB (Split System: Heat Pump with Remote Outdoor Unit-Air-Source) | 37MUHAQ24AA3 |  |  | CAA**3717AM* | 935CB48060C17*** | 22800 | 16 | 8.5 | 20800 | 18500 | 88.94% | 1.98 | 0 | 11 |  |  |  |  | R-454B | 1.9 | Residential & Commercial | USHP | Ducted CEE Tier 1
215866284 | Central HP <5.4 tons | PAYNE HEATING AND COOLING | HRCU-A-CB (Split System: Heat Pump with Remote Outdoor Unit-Air-Source) | 38MURAQ24AB3* | ASPEN |  | D(A,C,E)30A34+TDR | PG96VTAB30040A** | 22800 | 16 | 8.5 | 27000 | 20600 | 76.3% | 2.84 | 0 | 9 |  |  |  |  | R-410A | 1.9 | Residential & Commercial | USHP
215866300 | Central HP <5.4 tons | PAYNE HEATING AND COOLING | HRCU-A-CB (Split System: Heat Pump with Remote Outdoor Unit-Air-Source) | 38MURAQ24AB3* | ASPEN |  | D(A,C,E)36A34+TDR | PG96VTAB60100C** | 22600 | 17.5 | 8.5 | 26200 | 20000 | 76.34% | 2.91 | 0 | 9.8 |  |  |  |  | R-410A | 1.8833 | Residential & Commercial | USHP
215464990 | Central HP <5.4 tons | ARMSTRONG AIR | HRCU-A-CB (Split System: Heat Pump with Remote Outdoor Unit-Air-Source) | 4SHP18LX136P | ADP |  | H,A,DP14(1,2)36+TXV | A97DS2V045B12 | 23400 | 19 | 8.5 | 22400 | 16100 | 71.88% | 2.18 | 0 | 12 |  |  |  |  | R-410A | 1.95 | Residential & Commercial | USHP | Ducted CEE Tier 1
215465006 | Central HP <5.4 tons | ARMSTRONG AIR | HRCU-A-CB (Split System: Heat Pump with Remote Outdoor Unit-Air-Source) | 4SHP18LX136P | ADP |  | H,A,DP14(1,2)36+TXV | A97DSMV070B12 | 23600 | 19 | 8.5 | 22400 | 16100 | 71.88% | 2.18 | 0 | 12 |  |  |  |  | R-410A | 1.9667 | Residential & Commercial | USHP | Ducted CEE Tier 1
215866277 | Central HP <5.4 tons | PAYNE HEATING AND COOLING | HRCU-A-CB (Split System: Heat Pump with Remote Outdoor Unit-Air-Source) | 38MURAQ24AB3* | ASPEN |  | D(A,C,E)24B44+TDR | PG96VTAB30040A** | 23000 | 16 | 8.5 | 27000 | 20600 | 76.3% | 2.97 | 0 | 9 |  |  |  |  | R-410A | 1.9167 | Residential & Commercial | USHP
215866291 | Central HP <5.4 tons | PAYNE HEATING AND COOLING | HRCU-A-CB (Split System: Heat Pump with Remote Outdoor Unit-Air-Source) | 38MURAQ24AB3* | ASPEN |  | D(A,C,E)30B34+TDR | PG96VTAB30040A** | 23000 | 16 | 8.5 | 27000 | 20600 | 76.3% | 2.98 | 0 | 9 |  |  |  |  | R-410A | 1.9167 | Residential & Commercial | USHP
215866304 | Central HP <5.4 tons | PAYNE HEATING AND COOLING | HRCU-A-CB (Split System: Heat Pump with Remote Outdoor Unit-Air-Source) | 38MURAQ24AB3* | ASPEN |  | D(A,C,E)36B34+TDR | PG96MSAA60080C** | 23200 | 17 | 8.5 | 26200 | 20400 | 77.86% | 3.03 | 0 | 9.8 |  |  |  |  | R-410A | 1.9333 | Residential & Commercial | USHP
215866306 | Central HP <5.4 tons | PAYNE HEATING AND COOLING | HRCU-A-CB (Split System: Heat Pump with Remote Outdoor Unit-Air-Source) | 38MURAQ24AB3* | ASPEN |  | D(A,C,E)36B34+TDR | PG96VTAB48060B** | 23200 | 16.5 | 8.5 | 26800 | 20600 | 76.87% | 3.06 | 0 | 9.8 |  |  |  |  | R-410A | 1.9333 | Residential & Commercial | USHP
215669175 | Central HP <5.4 tons | AIRQUEST | HRCU-A-CB (Split System: Heat Pump with Remote Outdoor Unit-Air-Source) | H5H0V36*K*AAA* |  |  | EA*5X48M21A*+WALLCON | *80CTL1102120B* | 33800 | 18 | 9 | 35000 | 25000 | 71.43% | 1.9 | 0 | 10 |  |  |  |  | R-454B | 2.8167 | Residential & Commercial | USHP | Ducted CEE Tier 1
215464920 | Central HP <5.4 tons | ARMSTRONG AIR | HRCU-A-CB (Split System: Heat Pump with Remote Outdoor Unit-Air-Source) | 4SHP18LX136P | ADP |  | H,A,DP44(1,2)36+TXV | A96DS2V045B12 | 23600 | 19 | 8.5 | 22400 | 16100 | 71.88% | 2.18 | 0 | 12 |  |  |  |  | R-410A | 1.9667 | Residential & Commercial | USHP | Ducted CEE Tier 1
215942539 | Central HP <5.4 tons | TEMPSTAR | HRCU-A-CB (Split System: Heat Pump with Remote Outdoor Unit-Air-Source) | T5H3V36*K*AAA* |  |  | EVD5X61M21A*+WALLCON | *97CMN1002122B* | 36000 | 22 | 8.5 | 37400 | 28200 | 75.4% | 2.04 | 0 | 12.5 |  |  |  |  | R-454B | 3 | Residential & Commercial | USHP | Ducted CEE Tier 1
215942639 | Central HP <5.4 tons | TEMPSTAR | HRCU-A-CB (Split System: Heat Pump with Remote Outdoor Unit-Air-Source) | T5H3V36*K*AAA* |  |  | EVD5X61M21A*+WALLCON | *97CTN0802120A* | 35800 | 22 | 8.5 | 37400 | 28400 | 75.94% | 2.04 | 0 | 12.5 |  |  |  |  | R-454B | 2.9833 | Residential & Commercial | USHP | Ducted CEE Tier 1
215683598 | Central HP <5.4 tons | BRYANT HEATING AND COOLING SYSTEMS | HRCU-A-CB (Split System: Heat Pump with Remote Outdoor Unit-Air-Source) | 290VAN024**AA* |  |  | CAA**2517AM*+UI | 83*CA36040C17*** | 24000 | 17.5 | 9 | 23400 | 16400 | 70.09% | 2.02 | 0 | 10.5 |  |  |  |  | R-454B | 2 | Residential & Commercial | USHP | Ducted CEE Tier 1
215683666 | Central HP <5.4 tons | BRYANT HEATING AND COOLING SYSTEMS | HRCU-A-CB (Split System: Heat Pump with Remote Outdoor Unit-Air-Source) | 290VAN024**AA* |  |  | CAA**3717AM*+UI | 83*CA36040C17*** | 23800 | 17 | 9 | 23400 | 16500 | 70.51% | 2 | 0 | 10.5 |  |  |  |  | R-454B | 1.9833 | Residential & Commercial | USHP | Ducted CEE Tier 1
215683668 | Central HP <5.4 tons | BRYANT HEATING AND COOLING SYSTEMS | HRCU-A-CB (Split System: Heat Pump with Remote Outdoor Unit-Air-Source) | 290VAN024**AA* |  |  | CAA**3717AM*+UI | 83*CA48060C17*** | 23800 | 17 | 9 | 23400 | 16500 | 70.51% | 2 | 0 | 10 |  |  |  |  | R-454B | 1.9833 | Residential & Commercial | USHP | Ducted CEE Tier 1
211168144 | Central HP <5.4 tons | TRANE | HRCU-A-CB (Split System: Heat Pump with Remote Outdoor Unit-Air-Source) | 4TWV0X24A1 | ASPEN |  | 4PXFH003AZ3+TDR | *DHMB060BCV3 | 23200 | 18 | 8.5 | 20200 | 19300 | 95.54% | 2.48 | 0 | 12 |  |  |  |  | R-410A | 1.9333 | Residential & Commercial | USHP | Ducted CEE Tier 1
212983715 | Central HP <5.4 tons | TEMPSTAR | HRCU-A-CB (Split System: Heat Pump with Remote Outdoor Unit-Air-Source) | DLCURAH18ABK |  |  | EN(A,D)4X24L17** | *92MSN0601412A* | 17500 | 16 | 8.5 | 18500 | 18600 | 100.5% | 2.24 | 0 | 11 |  |  |  |  | R-410A | 1.4583 | Residential & Commercial | USHP | Ducted CEE Tier 1
214625038 | Central HP <5.4 tons | MIDEA | HRCU-A-C (Split System: Heat Pump with Remote Outdoor Unit with No Indoor Fan --Air Source) | 38MURAQ30AB3 | ASPEN |  | D(A,C,E)30B34+TDR | 0 | 28000 | 15.4 | 9 | 32400 | 27000 | 83.33% | 1.85 | 0 | 10.3 |  |  |  |  | R-410A | 2.3333 | Residential & Commercial | USHP | Ducted CEE Tier 1
215669927 | Central HP <5.4 tons | AIRQUEST | HRCU-A-CB (Split System: Heat Pump with Remote Outdoor Unit-Air-Source) | H5H0V36*K*AAA* |  |  | ESH5X36M12A*+WALLCON | *96CTN1202422B* | 33800 | 16 | 8.5 | 35800 | 25400 | 70.95% | 1.76 | 0 | 9.5 |  |  |  |  | R-454B | 2.8167 | Residential & Commercial | USHP
215670007 | Central HP <5.4 tons | AIRQUEST | HRCU-A-CB (Split System: Heat Pump with Remote Outdoor Unit-Air-Source) | H5H0V36*K*AAA* |  |  | ESH5X42M12A*+WALLCON | *80CTL1102120B* | 34000 | 16.5 | 8.5 | 35600 | 25200 | 70.79% | 1.78 | 0 | 9.5 |  |  |  |  | R-454B | 2.8333 | Residential & Commercial | USHP
211263814 | Central HP <5.4 tons | HEIL | HRCU-A-CB (Split System: Heat Pump with Remote Outdoor Unit-Air-Source) | DLCURAH18ABK |  |  | EN(A,D)4X30L14** | *92ESN0601412A* | 18200 | 16 | 8.5 | 18700 | 18300 | 97.86% | 2.22 | 0 | 11 |  |  |  |  | R-410A | 1.5167 | Residential & Commercial | USHP | Ducted CEE Tier 1
213613504 | Central HP <5.4 tons | PAYNE HEATING AND COOLING | HRCU-A-CB (Split System: Heat Pump with Remote Outdoor Unit-Air-Source) | 38MURAQ24AB3* | ASPEN |  | L(E,G)M36L4 | 0 | 24000 | 15.2 | 8.5 | 26400 | 23400 | 88.64% | 1.92 | 0 | 9.8 |  |  |  |  | R-410A | 2 | Residential & Commercial | USHP
212626914 | Central HP <5.4 tons | COLEMAN | HRCU-A-CB (Split System: Heat Pump with Remote Outdoor Unit-Air-Source) | HMH72B341 | ASPEN |  | D(A,C,E)36C36+TDR | TM8E100B12MP11 | 32600 | 18 | 8.5 | 33800 | 27400 | 81.07% | 2.64 | 0 | 10 |  |  |  |  | R-410A | 2.7167 | Residential & Commercial | USHP | Ducted CEE Tier 1
214056983 | Central HP <5.4 tons | GREE | HRCU-A-CB (Split System: Heat Pump with Remote Outdoor Unit-Air-Source) | FLEXX36HP230V1AO | ASPEN |  | L(E,G)M36C4 | 0 | 33200 | 16 | 9 | 35000 | 28000 | 80% | 1.8 | 0 | 10 |  |  |  |  | R-410A | 2.7667 | Residential & Commercial | USHP | Ducted CEE Tier 1
211168166 | Central HP <5.4 tons | TRANE | HRCU-A-CB (Split System: Heat Pump with Remote Outdoor Unit-Air-Source) | 4TWL9048A1 | ASPEN |  | 4PXFH009AZ3+TDR | *UD2C080ACV4 | 48000 | 19 | 8.7 | 42500 | 34000 | 80% | 2.73 | 0 | 11.7 |  |  |  |  | R-410A | 4 | Residential & Commercial | USHP | Ducted CEE Tier 1
215866309 | Central HP <5.4 tons | PAYNE HEATING AND COOLING | HRCU-A-CB (Split System: Heat Pump with Remote Outdoor Unit-Air-Source) | 38MURAQ36AB3* | ASPEN |  | D(A,C,E)36A34+TDR | PG96MSAA48080B** | 34200 | 15.2 | 8.1 | 39000 | 32200 | 82.56% | 2.56 | 0 | 9 |  |  |  |  | R-410A | 2.85 | Residential & Commercial | USHP
210597904 | Central HP <5.4 tons | HEIL | HRCU-A-CB (Split System: Heat Pump with Remote Outdoor Unit-Air-Source) | HVH825GKA2* |  |  | EA*4X42L24A*+WALLCON | *95CSU0802120A* | 23800 | 17 | 8.1 | 21400 | 16600 | 77.57% | 1.96 | 0 | 11 |  |  |  |  | R-410A | 1.9833 | Residential & Commercial | USHP | Ducted CEE Tier 1
210598088 | Central HP <5.4 tons | HEIL | HRCU-A-CB (Split System: Heat Pump with Remote Outdoor Unit-Air-Source) | HVH825GKA2* |  |  | EA*4X48L24A*+WALLCON | *97CMN1002122A* | 24200 | 16.5 | 8.1 | 21000 | 16500 | 78.57% | 2.02 | 0 | 11 |  |  |  |  | R-410A | 2.0167 | Residential & Commercial | USHP | Ducted CEE Tier 1
210598156 | Central HP <5.4 tons | HEIL | HRCU-A-CB (Split System: Heat Pump with Remote Outdoor Unit-Air-Source) | HVH825GKA2* |  |  | EHD4X42AAL+WALLCON | *80CSU0401712A* | 24200 | 16.5 | 8.1 | 21400 | 16600 | 77.57% | 2 | 0 | 11 |  |  |  |  | R-410A | 2.0167 | Residential & Commercial | USHP | Ducted CEE Tier 1
210598487 | Central HP <5.4 tons | HEIL | HRCU-A-CB (Split System: Heat Pump with Remote Outdoor Unit-Air-Source) | HVH825GKA2* |  |  | EN(A,D,W)4X48L21**+WALLCON | *80CTL0901716A* | 24200 | 17.5 | 8.1 | 21200 | 16500 | 77.83% | 2.02 | 0 | 11.7 |  |  |  |  | R-410A | 2.0167 | Residential & Commercial | USHP | Ducted CEE Tier 1
215669775 | Central HP <5.4 tons | AIRQUEST | HRCU-A-CB (Split System: Heat Pump with Remote Outdoor Unit-Air-Source) | H5H0V36*K*AAA* |  |  | ESH5X36M12A*+WALLCON | *80CTL0701412B* | 33400 | 16.5 | 8.5 | 35800 | 25600 | 71.51% | 1.76 | 0 | 9 |  |  |  |  | R-454B | 2.7833 | Residential & Commercial | USHP
215669807 | Central HP <5.4 tons | AIRQUEST | HRCU-A-CB (Split System: Heat Pump with Remote Outdoor Unit-Air-Source) | H5H0V36*K*AAA* |  |  | ESH5X36M12A*+WALLCON | *80CTL0902120B* | 33800 | 16.5 | 8.5 | 35600 | 25400 | 71.35% | 1.76 | 0 | 9.5 |  |  |  |  | R-454B | 2.8167 | Residential & Commercial | USHP
215669425 | Central HP <5.4 tons | AIRQUEST | HRCU-A-CB (Split System: Heat Pump with Remote Outdoor Unit-Air-Source) | H5H0V36*K*AAA* |  |  | EA*5X61M21A*+WALLCON | *80CSU0401712A* | 34800 | 18.5 | 9 | 34400 | 24800 | 72.09% | 1.92 | 0 | 10 |  |  |  |  | R-454B | 2.9 | Residential & Commercial | USHP | Ducted CEE Tier 1
212983879 | Central HP <5.4 tons | TEMPSTAR | HRCU-A-CB (Split System: Heat Pump with Remote Outdoor Unit-Air-Source) | DLCURAH36ABK |  |  | EA*4X48L21A* | *92MSN0601714A* | 35600 | 16 | 8.5 | 37800 | 34800 | 92.06% | 2.02 | 0 | 10 |  |  |  |  | R-410A | 2.9667 | Residential & Commercial | USHP | Ducted CEE Tier 1
212986137 | Central HP <5.4 tons | TEMPSTAR | HRCU-A-CB (Split System: Heat Pump with Remote Outdoor Unit-Air-Source) | DLCURAH24ABK |  |  | EA*4X24L14A* | *96MSN0401410A* | 23200 | 16 | 8.5 | 27000 | 26600 | 98.52% | 2.22 | 0 | 9.5 |  |  |  |  | R-410A | 1.9333 | Residential & Commercial | USHP
212986221 | Central HP <5.4 tons | TEMPSTAR | HRCU-A-CB (Split System: Heat Pump with Remote Outdoor Unit-Air-Source) | DLCURAH24ABK |  |  | EN(A,D)4X24L14** | *96MSN0401410A* | 23200 | 16 | 8.5 | 27000 | 25200 | 93.33% | 2.1 | 0 | 10 |  |  |  |  | R-410A | 1.9333 | Residential & Commercial | USHP | Ducted CEE Tier 1
214588328 | Central HP <5.4 tons | BRYANT HEATING AND COOLING SYSTEMS | HRCU-A-CB (Split System: Heat Pump with Remote Outdoor Unit-Air-Source) | 38MURAQ36AB3* | ADP |  | PL36H210P299 | 926TC48080V17*** | 35600 | 16 | 8.1 | 36800 | 34600 | 94.02% | 1.98 | 0 | 10 |  |  |  |  | R-410A | 2.9667 | Residential & Commercial | USHP | Ducted CEE Tier 1
215684016 | Central HP <5.4 tons | BRYANT HEATING AND COOLING SYSTEMS | HRCU-A-CB (Split System: Heat Pump with Remote Outdoor Unit-Air-Source) | 290VAN036**AA* |  |  | CSAH*3612AM*+UI | 88*TB36070C14*** | 33400 | 16.5 | 8.5 | 35800 | 25600 | 71.51% | 1.76 | 0 | 9 |  |  |  |  | R-454B | 2.7833 | Residential & Commercial | USHP
215684018 | Central HP <5.4 tons | BRYANT HEATING AND COOLING SYSTEMS | HRCU-A-CB (Split System: Heat Pump with Remote Outdoor Unit-Air-Source) | 290VAN036**AA* |  |  | CSAH*3612AM*+UI | 88*TB48070C17*** | 33600 | 16.5 | 8.5 | 35800 | 25600 | 71.51% | 1.78 | 0 | 9 |  |  |  |  | R-454B | 2.8 | Residential & Commercial | USHP
215684068 | Central HP <5.4 tons | BRYANT HEATING AND COOLING SYSTEMS | HRCU-A-CB (Split System: Heat Pump with Remote Outdoor Unit-Air-Source) | 290VAN036**AA* |  |  | CSAH*4212AM*+UI | 88*TB60070C21*** | 34000 | 16.5 | 8.5 | 35600 | 25400 | 71.35% | 1.76 | 0 | 9.5 |  |  |  |  | R-454B | 2.8333 | Residential & Commercial | USHP
215684102 | Central HP <5.4 tons | BRYANT HEATING AND COOLING SYSTEMS | HRCU-A-CB (Split System: Heat Pump with Remote Outdoor Unit-Air-Source) | 290VAN036**AA* |  |  | CSAH*4212AM*+UI | 986TD66120C24*** | 34000 | 16.5 | 8.5 | 35600 | 25200 | 70.79% | 1.78 | 0 | 9.5 |  |  |  |  | R-454B | 2.8333 | Residential & Commercial | USHP
215866317 | Central HP <5.4 tons | PAYNE HEATING AND COOLING | HRCU-A-CB (Split System: Heat Pump with Remote Outdoor Unit-Air-Source) | 38MURAQ36AB3* | ASPEN |  | D(A,C,E)36B34+TDR | PG96MSAA60080C** | 34800 | 16 | 8.1 | 39000 | 32400 | 83.08% | 2.63 | 0 | 9 |  |  |  |  | R-410A | 2.9 | Residential & Commercial | USHP
210597984 | Central HP <5.4 tons | HEIL | HRCU-A-CB (Split System: Heat Pump with Remote Outdoor Unit-Air-Source) | HVH825GKA2* |  |  | EA*4X43L21A*+WALLCON | *97CMN0602120A* | 24400 | 16.5 | 8.1 | 21200 | 16700 | 78.77% | 2.02 | 0 | 11 |  |  |  |  | R-410A | 2.0333 | Residential & Commercial | USHP | Ducted CEE Tier 1
210598036 | Central HP <5.4 tons | HEIL | HRCU-A-CB (Split System: Heat Pump with Remote Outdoor Unit-Air-Source) | HVH825GKA2* |  |  | EA*4X48L21A*+WALLCON | *96CTN0801714A* | 24000 | 16.5 | 8.1 | 21000 | 16600 | 79.05% | 2 | 0 | 11 |  |  |  |  | R-410A | 2 | Residential & Commercial | USHP | Ducted CEE Tier 1
210598300 | Central HP <5.4 tons | HEIL | HRCU-A-CB (Split System: Heat Pump with Remote Outdoor Unit-Air-Source) | HVH825GKA2* |  |  | EHD4X48AAL+WALLCON | *97CMN0602120A* | 24200 | 16 | 8.1 | 21400 | 16700 | 78.04% | 2 | 0 | 10.5 |  |  |  |  | R-410A | 2.0167 | Residential & Commercial | USHP | Ducted CEE Tier 1
213927951 | Central HP <5.4 tons | WESTINGHOUSE | HRCU-A-C (Split System: Heat Pump with Remote Outdoor Unit with No Indoor Fan --Air Source) | WHM36SZA21S | ASPEN |  | D(A,C,E)36C44+TDR | 0 | 29600 | 15.5 | 9.4 | 30000 | 24200 | 80.67% | 2.08 | 0 | 11.3 |  |  |  |  | R-410A | 2.4667 | Residential & Commercial | USHP | Ducted CEE Tier 1
210598236 | Central HP <5.4 tons | HEIL | HRCU-A-CB (Split System: Heat Pump with Remote Outdoor Unit-Air-Source) | HVH825GKA2* |  |  | EHD4X48AAL+WALLCON | *80CSU0401712A* | 24200 | 16.5 | 8.1 | 21200 | 16600 | 78.3% | 2.02 | 0 | 11 |  |  |  |  | R-410A | 2.0167 | Residential & Commercial | USHP | Ducted CEE Tier 1
215939923 | Central HP <5.4 tons | TEMPSTAR | HRCU-A-CB (Split System: Heat Pump with Remote Outdoor Unit-Air-Source) | T5H3V36*K*AAA* |  |  | EA*5X61M24A*+WALLCON | *97CTN1002122A* | 34400 | 20.5 | 9.5 | 34200 | 26000 | 76.02% | 2.06 | 0 | 12 |  |  |  |  | R-454B | 2.8667 | Residential & Commercial | USHP | Ducted CEE Tier 1
215940073 | Central HP <5.4 tons | TEMPSTAR | HRCU-A-CB (Split System: Heat Pump with Remote Outdoor Unit-Air-Source) | T5H3V36*K*AAA* |  |  | ESH5X42M12A*+WALLCON | *97CTN0802120A* | 33600 | 19 | 9 | 34800 | 26600 | 76.44% | 1.92 | 0 | 11.5 |  |  |  |  | R-454B | 2.8 | Residential & Commercial | USHP | Ducted CEE Tier 1
215940273 | Central HP <5.4 tons | TEMPSTAR | HRCU-A-CB (Split System: Heat Pump with Remote Outdoor Unit-Air-Source) | T5H3V36*K*AAA* |  |  | EVM5X44M21A*+WALLCON | *80CSU0401712B* | 35600 | 22 | 8.5 | 38000 | 28600 | 75.26% | 2.02 | 0 | 12.5 |  |  |  |  | R-454B | 2.9667 | Residential & Commercial | USHP | Ducted CEE Tier 1
215866318 | Central HP <5.4 tons | PAYNE HEATING AND COOLING | HRCU-A-CB (Split System: Heat Pump with Remote Outdoor Unit-Air-Source) | 38MURAQ36AB3* | ASPEN |  | D(A,C,E)36B34+TDR | PG96MSAA60100C** | 34800 | 16 | 8.1 | 38500 | 32200 | 83.64% | 2.61 | 0 | 9 |  |  |  |  | R-410A | 2.9 | Residential & Commercial | USHP
215866316 | Central HP <5.4 tons | PAYNE HEATING AND COOLING | HRCU-A-CB (Split System: Heat Pump with Remote Outdoor Unit-Air-Source) | 38MURAQ36AB3* | ASPEN |  | D(A,C,E)36B34+TDR | PG96MSAA48080B** | 34600 | 15.2 | 8.1 | 39000 | 32400 | 83.08% | 2.62 | 0 | 9 |  |  |  |  | R-410A | 2.8833 | Residential & Commercial | USHP
215375438 | Central HP <5.4 tons | BOSCH | HRCU-A-CB (Split System: Heat Pump with Remote Outdoor Unit-Air-Source) | BOVD-36HDN1-M20G | ASPEN |  | D(A,C,E)36C44+TDR | BGH96M100C5B | 31200 | 18.5 | 9 | 25600 | 25600 | 100% | 2.98 | 0 | 11.9 |  |  |  |  | R-410A | 2.6 | Residential & Commercial | USHP | Ducted CEE Tier 1
214056975 | Central HP <5.4 tons | American Standard | HRCU-A-C (Split System: Heat Pump with Remote Outdoor Unit with No Indoor Fan --Air Source) | 4TXD2036A10NU** | ASPEN |  | D(A,C,E)36B34+TDR | 0 | 32000 | 15.2 | 8.5 | 34000 | 24000 | 70.59% | 1.8 | 0 | 9.5 |  |  |  |  | R-410A | 2.6667 | Residential & Commercial | USHP
215669153 | Central HP <5.4 tons | BRYANT HEATING AND COOLING SYSTEMS | HRCU-A-CB (Split System: Heat Pump with Remote Outdoor Unit-Air-Source) | 290VAN036**AA* |  |  | CAA**4821AM*+UI | 88*TB48090C17*** | 33800 | 18 | 9 | 35000 | 25000 | 71.43% | 1.88 | 0 | 10 |  |  |  |  | R-454B | 2.8167 | Residential & Commercial | USHP | Ducted CEE Tier 1
212925899 | Central HP <5.4 tons | GREE | HRCU-A-C (Split System: Heat Pump with Remote Outdoor Unit with No Indoor Fan --Air Source) | GUD60W/A-D(U) | ASPEN |  | D(A,C,E)60C44+TDR | 0 | 50500 | 15.2 | 8.5 | 53000 | 37200 | 70.19% | 1.8 | 0 | 9.5 |  |  |  |  | R-410A | 4.2083 | Residential & Commercial | USHP
215866280 | Central HP <5.4 tons | PAYNE HEATING AND COOLING | HRCU-A-CB (Split System: Heat Pump with Remote Outdoor Unit-Air-Source) | 38MURAQ24AB3* | ASPEN |  | D(A,C,E)30A34+TDR | PG96MSAA30040A** | 23000 | 16 | 8.5 | 27000 | 20600 | 76.3% | 2.89 | 0 | 9 |  |  |  |  | R-410A | 1.9167 | Residential & Commercial | USHP
215866287 | Central HP <5.4 tons | PAYNE HEATING AND COOLING | HRCU-A-CB (Split System: Heat Pump with Remote Outdoor Unit-Air-Source) | 38MURAQ24AB3* | ASPEN |  | D(A,C,E)30B34+TDR | PG96MSAA30040A** | 23200 | 16 | 8.5 | 27000 | 20600 | 76.3% | 2.99 | 0 | 9 |  |  |  |  | R-410A | 1.9333 | Residential & Commercial | USHP
215866289 | Central HP <5.4 tons | PAYNE HEATING AND COOLING | HRCU-A-CB (Split System: Heat Pump with Remote Outdoor Unit-Air-Source) | 38MURAQ24AB3* | ASPEN |  | D(A,C,E)30B34+TDR | PG96MSAA48080B** | 23400 | 16.5 | 8.5 | 27000 | 20400 | 75.56% | 3.02 | 0 | 9.8 |  |  |  |  | R-410A | 1.95 | Residential & Commercial | USHP
216687182 | Central HP <5.4 tons | FUJITSU | HRCU-A-CB (Split System: Heat Pump with Remote Outdoor Unit-Air-Source) | FOP1924MJAYCA |  |  | FCCA2421HYEA | FF80SV405017UHN | 22800 | 20 | 10 | 22800 | 18500 | 81.14% | 1.8 | 0 | 12 |  |  |  |  | R-454B | 1.9 | Residential & Commercial | USHP | Ducted CEE Tier 1
214263948 | Central HP <5.4 tons | ARMSTRONG AIR | HRCU-A-CB (Split System: Heat Pump with Remote Outdoor Unit-Air-Source) | 4SHP18LX136P | ADP |  | H,A,DG9J936 | A96DF1E045B12 | 24000 | 18 | 8.5 | 22400 | 16200 | 72.32% | 2.16 | 0 | 12 |  |  |  |  | R-410A | 2 | Residential & Commercial | USHP | Ducted CEE Tier 1
215866311 | Central HP <5.4 tons | PAYNE HEATING AND COOLING | HRCU-A-CB (Split System: Heat Pump with Remote Outdoor Unit-Air-Source) | 38MURAQ36AB3* | ASPEN |  | D(A,C,E)36A34+TDR | PG96MSAA60100C** | 34400 | 16 | 8.1 | 38500 | 32200 | 83.64% | 2.58 | 0 | 9 |  |  |  |  | R-410A | 2.8667 | Residential & Commercial | USHP
215866312 | Central HP <5.4 tons | PAYNE HEATING AND COOLING | HRCU-A-CB (Split System: Heat Pump with Remote Outdoor Unit-Air-Source) | 38MURAQ36AB3* | ASPEN |  | D(A,C,E)36A34+TDR | PG96VTAB48060B** | 34000 | 15.2 | 8.1 | 38500 | 32400 | 84.16% | 2.54 | 0 | 9 |  |  |  |  | R-410A | 2.8333 | Residential & Commercial | USHP
216687196 | Central HP <5.4 tons | FUJITSU | HRCU-A-CB (Split System: Heat Pump with Remote Outdoor Unit-Air-Source) | FOP1936MJAYCA |  |  | FCCA3621MYEA | FF98MV307017UP | 34200 | 20 | 10 | 34200 | 29600 | 86.55% | 2 | 0 | 12 |  |  |  |  | R-454B | 2.85 | Residential & Commercial | USHP | Ducted CEE Tier 1
210693371 | Central HP <5.4 tons | Liberty Heating & Air Conditioning | HRCU-A-CB (Split System: Heat Pump with Remote Outdoor Unit-Air-Source) | ASZV903610A* |  |  | CHPF3743C6B*+TXV | G*VC960803BNB* | 33400 | 18 | 8.2 | 34000 | 24400 | 71.76% | 1.8 | 0 | 11 |  |  |  |  | R-410A | 2.7833 | Residential & Commercial | USHP | Ducted CEE Tier 1
212861170 | Central HP <5.4 tons | GREE | HRCU-A-C (Split System: Heat Pump with Remote Outdoor Unit with No Indoor Fan --Air Source) | FLEXX60HP230V1AO | ASPEN |  | C(A,C,D,E)48C44+TDR | 0 | 47000 | 15.2 | 8.5 | 48000 | 33600 | 70% | 1.8 | 0 | 10 |  |  |  |  | R-410A | 3.9167 | Residential & Commercial | USHP | Ducted CEE Tier 1
214056987 | Central HP <5.4 tons | GREE | HRCU-A-CB (Split System: Heat Pump with Remote Outdoor Unit-Air-Source) | FLEXX60HP230V1AO | ASPEN |  | L(E,G)M60E4 | 0 | 54000 | 15.8 | 9 | 54000 | 41000 | 75.93% | 1.8 | 0 | 10.4 |  |  |  |  | R-410A | 4.5 | Residential & Commercial | USHP | Ducted CEE Tier 1
213772746 | Central HP <5.4 tons | BRYANT HEATING AND COOLING SYSTEMS | HRCU-A-CB (Split System: Heat Pump with Remote Outdoor Unit-Air-Source) | 288BNV025*0**C* |  |  | CAP**2517AL*+UI | 88*TB48090C17*** | 24400 | 16.5 | 8.1 | 21200 | 16600 | 78.3% | 2 | 0 | 11 |  |  |  |  | R-410A | 2.0333 | Residential & Commercial | USHP | Ducted CEE Tier 1
213773566 | Central HP <5.4 tons | BRYANT HEATING AND COOLING SYSTEMS | HRCU-A-CB (Split System: Heat Pump with Remote Outdoor Unit-Air-Source) | 288BNV025*0**C* |  |  | CAP**4321AL*+UI | 88*TB36045C17*** | 24200 | 16.5 | 8.1 | 21200 | 16700 | 78.77% | 2 | 0 | 10.5 |  |  |  |  | R-410A | 2.0167 | Residential & Commercial | USHP | Ducted CEE Tier 1
215866282 | Central HP <5.4 tons | PAYNE HEATING AND COOLING | HRCU-A-CB (Split System: Heat Pump with Remote Outdoor Unit-Air-Source) | 38MURAQ24AB3* | ASPEN |  | D(A,C,E)30A34+TDR | PG96MSAA48080B** | 23200 | 16.5 | 8.5 | 27000 | 20400 | 75.56% | 2.93 | 0 | 9.8 |  |  |  |  | R-410A | 1.9333 | Residential & Commercial | USHP
215670111 | Central HP <5.4 tons | AIRQUEST | HRCU-A-CB (Split System: Heat Pump with Remote Outdoor Unit-Air-Source) | H5H0V36*K*AAA* |  |  | ESH5X42M12A*+WALLCON | *96CTN1002122B* | 34000 | 16.5 | 8.5 | 35600 | 25200 | 70.79% | 1.78 | 0 | 9.5 |  |  |  |  | R-454B | 2.8333 | Residential & Commercial | USHP
215670259 | Central HP <5.4 tons | AIRQUEST | HRCU-A-CB (Split System: Heat Pump with Remote Outdoor Unit-Air-Source) | H5H0V36*K*AAA* |  |  | ESH5X48M12A*+WALLCON | *95CSU1002122B* | 34200 | 16.5 | 8.5 | 35400 | 25200 | 71.19% | 1.9 | 0 | 9.5 |  |  |  |  | R-454B | 2.85 | Residential & Commercial | USHP
215670459 | Central HP <5.4 tons | AIRQUEST | HRCU-A-CB (Split System: Heat Pump with Remote Outdoor Unit-Air-Source) | H5H0V36*K*AAA* |  |  | ESH5X60M12A*+WALLCON | *80CTL1102120B* | 34600 | 17 | 8.5 | 34600 | 24800 | 71.68% | 1.92 | 0 | 10 |  |  |  |  | R-454B | 2.8833 | Residential & Commercial | USHP | Ducted CEE Tier 1
211871492 | Central HP <5.4 tons | CARRIER | HRCU-A-CB (Split System: Heat Pump with Remote Outdoor Unit-Air-Source) | 38MURAQ24AB3* | ADP |  | H,PE32(1,2)36+TXV | 59SC2D080E17**16 | 24000 | 17 | 8.5 | 25200 | 23800 | 94.44% | 1.96 | 0 | 10 |  |  |  |  | R-410A | 2 | Residential & Commercial | USHP | Ducted CEE Tier 1
215866272 | Central HP <5.4 tons | PAYNE HEATING AND COOLING | HRCU-A-CB (Split System: Heat Pump with Remote Outdoor Unit-Air-Source) | 38MURAQ24AB3* | ASPEN |  | D(A,C,E)24A34+TDR | PG96VTAB60100C** | 22000 | 17.5 | 8.1 | 26200 | 20000 | 76.34% | 2.88 | 0 | 9.8 |  |  |  |  | R-410A | 1.8333 | Residential & Commercial | USHP
215866313 | Central HP <5.4 tons | PAYNE HEATING AND COOLING | HRCU-A-CB (Split System: Heat Pump with Remote Outdoor Unit-Air-Source) | 38MURAQ36AB3* | ASPEN |  | D(A,C,E)36A34+TDR | PG96VTAB60100C** | 34400 | 16 | 8.1 | 38500 | 32200 | 83.64% | 2.59 | 0 | 9.8 |  |  |  |  | R-410A | 2.8667 | Residential & Commercial | USHP
215866320 | Central HP <5.4 tons | PAYNE HEATING AND COOLING | HRCU-A-CB (Split System: Heat Pump with Remote Outdoor Unit-Air-Source) | 38MURAQ36AB3* | ASPEN |  | D(A,C,E)36B34+TDR | PG96VTAB60100C** | 34800 | 16 | 8.1 | 38500 | 32200 | 83.64% | 2.64 | 0 | 9.8 |  |  |  |  | R-410A | 2.9 | Residential & Commercial | USHP
212925907 | Central HP <5.4 tons | GREE | HRCU-A-C (Split System: Heat Pump with Remote Outdoor Unit with No Indoor Fan --Air Source) | GUD60W/A-D(U) | ASPEN |  | C(A,C,D,E)60B44+TDR | 0 | 50500 | 15.2 | 8.5 | 53000 | 37200 | 70.19% | 1.8 | 0 | 9.5 |  |  |  |  | R-410A | 4.2083 | Residential & Commercial | USHP
212984958 | Central HP <5.4 tons | TEMPSTAR | HRCU-A-CB (Split System: Heat Pump with Remote Outdoor Unit-Air-Source) | DLCURAH36ABK |  |  | EA*4X48L24A* | *92MSN0802120A* | 35800 | 16.5 | 8.5 | 37800 | 35400 | 93.65% | 1.8 | 0 | 10 |  |  |  |  | R-410A | 2.9833 | Residential & Commercial | USHP | Ducted CEE Tier 1
212925905 | Central HP <5.4 tons | GREE | HRCU-A-C (Split System: Heat Pump with Remote Outdoor Unit with No Indoor Fan --Air Source) | GUD60W/A-D(U) | ASPEN |  | C(A,C,D,E)48D44+TDR | 0 | 47000 | 15.2 | 8.5 | 48000 | 33600 | 70% | 1.8 | 0 | 10 |  |  |  |  | R-410A | 3.9167 | Residential & Commercial | USHP | Ducted CEE Tier 1
212986966 | Central HP <5.4 tons | TEMPSTAR | HRCU-A-CB (Split System: Heat Pump with Remote Outdoor Unit-Air-Source) | DLCURAH24ABK |  |  | EN(A,D)4X30L17** | *96MSN0601412A* | 23600 | 16.5 | 8.1 | 26400 | 24200 | 91.67% | 2.02 | 0 | 10 |  |  |  |  | R-410A | 1.9667 | Residential & Commercial | USHP | Ducted CEE Tier 1
212987409 | Central HP <5.4 tons | TEMPSTAR | HRCU-A-CB (Split System: Heat Pump with Remote Outdoor Unit-Air-Source) | DLCURAH24ABK |  |  | EA*4X36L17A* | *96MSN0801716A* | 23800 | 17 | 8.5 | 26400 | 23600 | 89.39% | 1.96 | 0 | 10 |  |  |  |  | R-410A | 1.9833 | Residential & Commercial | USHP | Ducted CEE Tier 1
214440887 | Central HP <5.4 tons | BRYANT HEATING AND COOLING SYSTEMS | HRCU-A-CB (Split System: Heat Pump with Remote Outdoor Unit-Air-Source) | 284ANV036*0**B* | ADP |  | V,C36H175P159 | 88*TB36045C17*** | 32800 | 19 | 9 | 35200 | 27400 | 77.84% | 2.02 | 0 | 11.7 |  |  |  |  | R-410A | 2.7333 | Residential & Commercial | USHP | Ducted CEE Tier 1
214440901 | Central HP <5.4 tons | BRYANT HEATING AND COOLING SYSTEMS | HRCU-A-CB (Split System: Heat Pump with Remote Outdoor Unit-Air-Source) | 284ANV036*0**B* | ADP |  | V,C36H175P459 | 88*TB48090C17*** | 33800 | 20 | 9 | 34800 | 27200 | 78.16% | 2.06 | 0 | 12.5 |  |  |  |  | R-410A | 2.8167 | Residential & Commercial | USHP | Ducted CEE Tier 1
215670437 | Central HP <5.4 tons | BRYANT HEATING AND COOLING SYSTEMS | HRCU-A-CB (Split System: Heat Pump with Remote Outdoor Unit-Air-Source) | 290VAN036**AA* |  |  | CSAH*6012AM*+UI | 88*TB48090C17*** | 34600 | 17 | 8.5 | 34600 | 24800 | 71.68% | 1.8 | 0 | 9.5 |  |  |  |  | R-454B | 2.8833 | Residential & Commercial | USHP
215670269 | Central HP <5.4 tons | AIRQUEST | HRCU-A-CB (Split System: Heat Pump with Remote Outdoor Unit-Air-Source) | H5H0V36*K*AAA* |  |  | ESH5X48M12A*+WALLCON | *97CMN0601714B* | 33800 | 16.5 | 8.5 | 35600 | 25400 | 71.35% | 1.78 | 0 | 9 |  |  |  |  | R-454B | 2.8167 | Residential & Commercial | USHP
212925904 | Central HP <5.4 tons | GREE | HRCU-A-C (Split System: Heat Pump with Remote Outdoor Unit with No Indoor Fan --Air Source) | GUD60W/A-D(U) | ASPEN |  | C(A,C,D,E)48C44+TDR | 0 | 47000 | 15.2 | 8.5 | 48000 | 33600 | 70% | 1.8 | 0 | 10 |  |  |  |  | R-410A | 3.9167 | Residential & Commercial | USHP | Ducted CEE Tier 1
212925906 | Central HP <5.4 tons | GREE | HRCU-A-C (Split System: Heat Pump with Remote Outdoor Unit with No Indoor Fan --Air Source) | GUD60W/A-D(U) | ASPEN |  | C(A,C,D,E)60A44+TDR | 0 | 50500 | 15.2 | 8.5 | 53000 | 37200 | 70.19% | 1.8 | 0 | 9.5 |  |  |  |  | R-410A | 4.2083 | Residential & Commercial | USHP
215670419 | Central HP <5.4 tons | AIRQUEST | HRCU-A-CB (Split System: Heat Pump with Remote Outdoor Unit-Air-Source) | H5H0V36*K*AAA* |  |  | ESH5X60M12A*+WALLCON | *80CTL0701716B* | 34400 | 17 | 8.5 | 34800 | 25000 | 71.84% | 1.8 | 0 | 9.5 |  |  |  |  | R-454B | 2.8667 | Residential & Commercial | USHP
211618663 | Central HP <5.4 tons | YORK | HRCU-A-CB (Split System: Heat Pump with Remote Outdoor Unit-Air-Source) | HMH72B361 | ASPEN |  | LEM48A4 | 0 | 35000 | 18 | 8.1 | 36000 | 26400 | 73.33% | 2.82 | 0 | 9 |  |  |  |  | R-410A | 2.9167 | Residential & Commercial | USHP
215866269 | Central HP <5.4 tons | PAYNE HEATING AND COOLING | HRCU-A-CB (Split System: Heat Pump with Remote Outdoor Unit-Air-Source) | 38MURAQ24AB3* | ASPEN |  | D(A,C,E)24A34+TDR | PG96MSAA60080C** | 22200 | 17 | 8.1 | 26200 | 20200 | 77.1% | 2.87 | 0 | 9.8 |  |  |  |  | R-410A | 1.85 | Residential & Commercial | USHP
215866319 | Central HP <5.4 tons | PAYNE HEATING AND COOLING | HRCU-A-CB (Split System: Heat Pump with Remote Outdoor Unit-Air-Source) | 38MURAQ36AB3* | ASPEN |  | D(A,C,E)36B34+TDR | PG96VTAB48060B** | 34400 | 15.2 | 8.1 | 38500 | 32600 | 84.68% | 2.57 | 0 | 9 |  |  |  |  | R-410A | 2.8667 | Residential & Commercial | USHP
216687201 | Central HP <5.4 tons | FUJITSU | HRCU-A-CB (Split System: Heat Pump with Remote Outdoor Unit-Air-Source) | FOP1936MJAYCA |  |  | FCCA3621MYEA | FF96TV307017M4 | 34200 | 20 | 10 | 34200 | 29600 | 86.55% | 2 | 0 | 12 |  |  |  |  | R-454B | 2.85 | Residential & Commercial | USHP | Ducted CEE Tier 1
215866314 | Central HP <5.4 tons | PAYNE HEATING AND COOLING | HRCU-A-CB (Split System: Heat Pump with Remote Outdoor Unit-Air-Source) | 38MURAQ36AB3* | ASPEN |  | D(A,C,E)36A34+TDR | PG96VTAB66120D** | 33800 | 16 | 8.1 | 38500 | 32200 | 83.64% | 2.63 | 0 | 9 |  |  |  |  | R-410A | 2.8167 | Residential & Commercial | USHP
215866321 | Central HP <5.4 tons | PAYNE HEATING AND COOLING | HRCU-A-CB (Split System: Heat Pump with Remote Outdoor Unit-Air-Source) | 38MURAQ36AB3* | ASPEN |  | D(A,C,E)36B34+TDR | PG96VTAB66120D** | 34400 | 16 | 8.1 | 38500 | 32400 | 84.16% | 2.64 | 0 | 9 |  |  |  |  | R-410A | 2.8667 | Residential & Commercial | USHP
215866292 | Central HP <5.4 tons | PAYNE HEATING AND COOLING | HRCU-A-CB (Split System: Heat Pump with Remote Outdoor Unit-Air-Source) | 38MURAQ24AB3* | ASPEN |  | D(A,C,E)30B34+TDR | PG96VTAB48060B** | 23200 | 16.5 | 8.5 | 26800 | 20600 | 76.87% | 3.03 | 0 | 9.8 |  |  |  |  | R-410A | 1.9333 | Residential & Commercial | USHP
212925913 | Central HP <5.4 tons | GREE | HRCU-A-C (Split System: Heat Pump with Remote Outdoor Unit with No Indoor Fan --Air Source) | GUD60W/A-D(U) | ASPEN |  | D(A,C,E)61C44+TDR | 0 | 47000 | 15.2 | 8.5 | 48000 | 33600 | 70% | 1.8 | 0 | 10 |  |  |  |  | R-410A | 3.9167 | Residential & Commercial | USHP | Ducted CEE Tier 1
215684058 | Central HP <5.4 tons | BRYANT HEATING AND COOLING SYSTEMS | HRCU-A-CB (Split System: Heat Pump with Remote Outdoor Unit-Air-Source) | 290VAN036**AA* |  |  | CSAH*4212AM*+UI | 83*CA48060C17*** | 34000 | 16.5 | 8.5 | 35600 | 25400 | 71.35% | 1.78 | 0 | 9.5 |  |  |  |  | R-454B | 2.8333 | Residential & Commercial | USHP
215669303 | Central HP <5.4 tons | BRYANT HEATING AND COOLING SYSTEMS | HRCU-A-CB (Split System: Heat Pump with Remote Outdoor Unit-Air-Source) | 290VAN036**AA* |  |  | CAA**6024AM*+UI | 88*TB60070C21*** | 34400 | 18 | 9 | 34200 | 24800 | 72.51% | 1.9 | 0 | 10 |  |  |  |  | R-454B | 2.8667 | Residential & Commercial | USHP | Ducted CEE Tier 1
212861171 | Central HP <5.4 tons | GREE | HRCU-A-C (Split System: Heat Pump with Remote Outdoor Unit with No Indoor Fan --Air Source) | FLEXX60HP230V1AO | ASPEN |  | C(A,C,D,E)48D44+TDR | 0 | 47000 | 15.2 | 8.5 | 48000 | 33600 | 70% | 1.8 | 0 | 10 |  |  |  |  | R-410A | 3.9167 | Residential & Commercial | USHP | Ducted CEE Tier 1
215670149 | Central HP <5.4 tons | AIRQUEST | HRCU-A-CB (Split System: Heat Pump with Remote Outdoor Unit-Air-Source) | H5H0V36*K*AAA* |  |  | ESH5X48M12A*+WALLCON | *80CSU1002120A* | 34200 | 16.5 | 8.5 | 35400 | 25200 | 71.19% | 1.88 | 0 | 9.5 |  |  |  |  | R-454B | 2.85 | Residential & Commercial | USHP
214588271 | Central HP <5.4 tons | BRYANT HEATING AND COOLING SYSTEMS | HRCU-A-CB (Split System: Heat Pump with Remote Outdoor Unit-Air-Source) | 38MURAQ24AB3* | ADP |  | PL36H210P299 | 926TC36040V17*** | 24200 | 16 | 8.5 | 23800 | 21200 | 89.08% | 1.8 | 0 | 10 |  |  |  |  | R-410A | 2.0167 | Residential & Commercial | USHP | Ducted CEE Tier 1
214588276 | Central HP <5.4 tons | BRYANT HEATING AND COOLING SYSTEMS | HRCU-A-CB (Split System: Heat Pump with Remote Outdoor Unit-Air-Source) | 38MURAQ24AB3* | ADP |  | PL36H175P159 | 926TC36040V17*** | 23400 | 16 | 8.5 | 24600 | 23800 | 96.75% | 2 | 0 | 10 |  |  |  |  | R-410A | 1.95 | Residential & Commercial | USHP | Ducted CEE Tier 1
212984948 | Central HP <5.4 tons | TEMPSTAR | HRCU-A-CB (Split System: Heat Pump with Remote Outdoor Unit-Air-Source) | DLCURAH36ABK |  |  | EA*4X48L21A* | *92MSN0802120A* | 35600 | 16.5 | 8.5 | 37800 | 34600 | 91.53% | 2.02 | 0 | 10 |  |  |  |  | R-410A | 2.9667 | Residential & Commercial | USHP | Ducted CEE Tier 1
212924871 | Central HP <5.4 tons | GE Appliances | HRCU-A-C (Split System: Heat Pump with Remote Outdoor Unit with No Indoor Fan --Air Source) | AUH2436ZGDA* | ASPEN |  | D(A,C,E)24A44+TDR | 0 | 23000 | 15.2 | 8.5 | 24000 | 21600 | 90% | 1.8 | 0 | 11 |  |  |  |  | R-410A | 1.9167 | Residential & Commercial | USHP | Ducted CEE Tier 1
215866297 | Central HP <5.4 tons | PAYNE HEATING AND COOLING | HRCU-A-CB (Split System: Heat Pump with Remote Outdoor Unit-Air-Source) | 38MURAQ24AB3* | ASPEN |  | D(A,C,E)36A34+TDR | PG96MSAA60080C** | 22800 | 17 | 8.5 | 26200 | 20200 | 77.1% | 2.9 | 0 | 9.8 |  |  |  |  | R-410A | 1.9 | Residential & Commercial | USHP
214254922 | Central HP <5.4 tons | NAPOLEON | HRCU-A-CB (Split System: Heat Pump with Remote Outdoor Unit-Air-Source) | WSEHV2436RA1-N | ASPEN |  | C(A,C,D,E)36B44+TDR | WPV070T3AA | 35800 | 17 | 8.5 | 36600 | 32800 | 89.62% | 1.8 | 0 | 9.9 |  |  |  |  | R-410A | 2.9833 | Residential & Commercial | USHP
215866281 | Central HP <5.4 tons | PAYNE HEATING AND COOLING | HRCU-A-CB (Split System: Heat Pump with Remote Outdoor Unit-Air-Source) | 38MURAQ24AB3* | ASPEN |  | D(A,C,E)30A34+TDR | PG96MSAA48060B** | 23400 | 16.5 | 9.5 | 26600 | 20600 | 77.44% | 2.93 | 0 | 9.8 |  |  |  |  | R-410A | 1.95 | Residential & Commercial | USHP
212984215 | Central HP <5.4 tons | TEMPSTAR | HRCU-A-CB (Split System: Heat Pump with Remote Outdoor Unit-Air-Source) | DLCURAH18ABK |  |  | EN(A,D)4X24L17** | *92MSN0601714A* | 17500 | 16 | 8.5 | 18500 | 19200 | 103.8% | 2.3 | 0 | 10.5 |  |  |  |  | R-410A | 1.4583 | Residential & Commercial | USHP | Ducted CEE Tier 1
213613491 | Central HP <5.4 tons | PAYNE HEATING AND COOLING | HRCU-A-CB (Split System: Heat Pump with Remote Outdoor Unit-Air-Source) | 38MURAQ24AB3* | ASPEN |  | L(E,G)M24E4 | 0 | 22600 | 15.2 | 8.1 | 26200 | 23400 | 89.31% | 1.92 | 0 | 9.5 |  |  |  |  | R-410A | 1.8833 | Residential & Commercial | USHP
213613496 | Central HP <5.4 tons | PAYNE HEATING AND COOLING | HRCU-A-CB (Split System: Heat Pump with Remote Outdoor Unit-Air-Source) | 38MURAQ24AB3* | ASPEN |  | L(E,G)M24J4 | 0 | 24000 | 16 | 9 | 26400 | 23400 | 88.64% | 1.92 | 0 | 10 |  |  |  |  | R-410A | 2 | Residential & Commercial | USHP | Ducted CEE Tier 1
214056989 | Central HP <5.4 tons | GREE | HRCU-A-CB (Split System: Heat Pump with Remote Outdoor Unit-Air-Source) | FLEXX60HP230V1AO | ASPEN |  | L(E,G)M60J4 | 0 | 54000 | 15.8 | 9 | 54000 | 41000 | 75.93% | 1.8 | 0 | 10.4 |  |  |  |  | R-410A | 4.5 | Residential & Commercial | USHP | Ducted CEE Tier 1
212925912 | Central HP <5.4 tons | GREE | HRCU-A-C (Split System: Heat Pump with Remote Outdoor Unit with No Indoor Fan --Air Source) | GUD36W/A-D(U) | ASPEN |  | D(A,C,E)25B34+TDR | 0 | 23000 | 15.2 | 8.5 | 24000 | 21600 | 90% | 1.8 | 0 | 11 |  |  |  |  | R-410A | 1.9167 | Residential & Commercial | USHP | Ducted CEE Tier 1
215375408 | Central HP <5.4 tons | BOSCH | HRCU-A-CB (Split System: Heat Pump with Remote Outdoor Unit-Air-Source) | BOVB-36HDN1-M20G | ASPEN |  | D(A,C,E)36A36+TDR | BGH96M080C4B | 31000 | 17.5 | 8.6 | 33800 | 24800 | 73.37% | 2.41 | 0 | 10.7 |  |  |  |  | R-410A | 2.5833 | Residential & Commercial | USHP | Ducted CEE Tier 1
214588331 | Central HP <5.4 tons | BRYANT HEATING AND COOLING SYSTEMS | HRCU-A-CB (Split System: Heat Pump with Remote Outdoor Unit-Air-Source) | 38MURAQ36AB3* | ADP |  | PL36H175P149 | 926TC48080V17*** | 34400 | 16 | 8.1 | 36200 | 34400 | 95.03% | 2 | 0 | 9.5 |  |  |  |  | R-410A | 2.8667 | Residential & Commercial | USHP
211168146 | Central HP <5.4 tons | TRANE | HRCU-A-CB (Split System: Heat Pump with Remote Outdoor Unit-Air-Source) | 4TWV8X24A1 | ASPEN |  | 4PXFH003AZ3+TDR | *DHMB080ACV3 | 23200 | 18 | 8.5 | 20200 | 19300 | 95.54% | 2.48 | 0 | 12 |  |  |  |  | R-410A | 1.9333 | Residential & Commercial | USHP | Ducted CEE Tier 1
210598368 | Central HP <5.4 tons | HEIL | HRCU-A-CB (Split System: Heat Pump with Remote Outdoor Unit-Air-Source) | HVH825GKA2* |  |  | EN(A,D)4X48L24**+WALLCON | *95CSU1002122A* | 24200 | 17 | 8.1 | 21200 | 16600 | 78.3% | 2.02 | 0 | 11.5 |  |  |  |  | R-410A | 2.0167 | Residential & Commercial | USHP | Ducted CEE Tier 1
212924872 | Central HP <5.4 tons | GE Appliances | HRCU-A-C (Split System: Heat Pump with Remote Outdoor Unit with No Indoor Fan --Air Source) | AUH2436ZGDA* | ASPEN |  | D(A,C,E)24C34+TDR | 0 | 23000 | 15.2 | 8.5 | 24000 | 21600 | 90% | 1.8 | 0 | 11 |  |  |  |  | R-410A | 1.9167 | Residential & Commercial | USHP | Ducted CEE Tier 1
210597840 | Central HP <5.4 tons | HEIL | HRCU-A-CB (Split System: Heat Pump with Remote Outdoor Unit-Air-Source) | HVH825GKA2* |  |  | EA*4X42L21A*+WALLCON | *80CSU1002120A* | 23800 | 16.5 | 8.1 | 21400 | 16700 | 78.04% | 1.96 | 0 | 10.5 |  |  |  |  | R-410A | 1.9833 | Residential & Commercial | USHP | Ducted CEE Tier 1
210597876 | Central HP <5.4 tons | HEIL | HRCU-A-CB (Split System: Heat Pump with Remote Outdoor Unit-Air-Source) | HVH825GKA2* |  |  | EA*4X42L21A*+WALLCON | *96CTN1002122A* | 23800 | 16.5 | 8.1 | 21400 | 16600 | 77.57% | 1.96 | 0 | 11 |  |  |  |  | R-410A | 1.9833 | Residential & Commercial | USHP | Ducted CEE Tier 1
216734880 | Central HP <5.4 tons | BRYANT HEATING AND COOLING SYSTEMS | HRCU-A-CB (Split System: Heat Pump with Remote Outdoor Unit-Air-Source) | 37MUHAQ24AA3 |  |  | CAA**3717AM* | 83*CA36040C17*** | 23600 | 17 | 8.5 | 21200 | 18700 | 88.21% | 1.94 | 0 | 11 |  |  |  |  | R-454B | 1.9667 | Residential & Commercial | USHP | Ducted CEE Tier 1
214377805 | Central HP <5.4 tons | GE Appliances | HRCU-A-CB (Split System: Heat Pump with Remote Outdoor Unit-Air-Source) | AUH2436ZGDA* | ASPEN |  | AE(D,N,U)+CM24B34+TDR | 0 | 22000 | 16.8 | 8.5 | 24000 | 22000 | 91.67% | 1.8 | 0 | 11 |  |  |  |  | R-410A | 1.8333 | Residential & Commercial | USHP | Ducted CEE Tier 1
213613450 | Central HP <5.4 tons | PAYNE HEATING AND COOLING | HRCU-A-CB (Split System: Heat Pump with Remote Outdoor Unit-Air-Source) | 38MURAQ18AB3* | ASPEN |  | AFM234+TDR | 0 | 17500 | 15.2 | 8.2 | 19300 | 18300 | 94.82% | 2.2 | 0 | 9.8 |  |  |  |  | R-410A | 1.4583 | Residential & Commercial | USHP
212861174 | Central HP <5.4 tons | GREE | HRCU-A-C (Split System: Heat Pump with Remote Outdoor Unit with No Indoor Fan --Air Source) | FLEXX60HP230V1AO | ASPEN |  | C(A,C,D,E)60C44+TDR | 0 | 50500 | 15.2 | 8.5 | 53000 | 37200 | 70.19% | 1.8 | 0 | 9.5 |  |  |  |  | R-410A | 4.2083 | Residential & Commercial | USHP
214056985 | Central HP <5.4 tons | GREE | HRCU-A-CB (Split System: Heat Pump with Remote Outdoor Unit-Air-Source) | FLEXX60HP230V1AO | ASPEN |  | L(E,G)M48J4 | 0 | 48000 | 17 | 9 | 48000 | 39000 | 81.25% | 1.8 | 0 | 11 |  |  |  |  | R-410A | 4 | Residential & Commercial | USHP | Ducted CEE Tier 1
215866275 | Central HP <5.4 tons | PAYNE HEATING AND COOLING | HRCU-A-CB (Split System: Heat Pump with Remote Outdoor Unit-Air-Source) | 38MURAQ24AB3* | ASPEN |  | D(A,C,E)24B44+TDR | PG96MSAA48080B** | 23400 | 16.5 | 8.5 | 27000 | 20600 | 76.3% | 3.06 | 0 | 9.8 |  |  |  |  | R-410A | 1.95 | Residential & Commercial | USHP
215940523 | Central HP <5.4 tons | TEMPSTAR | HRCU-A-CB (Split System: Heat Pump with Remote Outdoor Unit-Air-Source) | T5H3V36*K*AAA* |  |  | EVD5X36M21A*+WALLCON | *80CSU0401712B* | 34600 | 21 | 8.5 | 38500 | 28000 | 72.73% | 2.06 | 0 | 12 |  |  |  |  | R-454B | 2.8833 | Residential & Commercial | USHP | Ducted CEE Tier 1
214595223 | Central HP <5.4 tons | PAYNE HEATING AND COOLING | HRCU-A-CB (Split System: Heat Pump with Remote Outdoor Unit-Air-Source) | 38MURAQ24AB3* | ASPEN |  | A(E,F)M364+TDR | 0 | 24000 | 15.2 | 9 | 26400 | 23400 | 88.64% | 1.92 | 0 | 10 |  |  |  |  | R-410A | 2 | Residential & Commercial | USHP | Ducted CEE Tier 1
214588262 | Central HP <5.4 tons | BRYANT HEATING AND COOLING SYSTEMS | HRCU-A-CB (Split System: Heat Pump with Remote Outdoor Unit-Air-Source) | 38MURAQ24AB3* | ADP |  | V,C36H***P039 | 926TC30040V14*** | 22400 | 15.2 | 8.5 | 25400 | 24600 | 96.85% | 2.06 | 0 | 9.5 |  |  |  |  | R-410A | 1.8667 | Residential & Commercial | USHP
215866283 | Central HP <5.4 tons | PAYNE HEATING AND COOLING | HRCU-A-CB (Split System: Heat Pump with Remote Outdoor Unit-Air-Source) | 38MURAQ24AB3* | ASPEN |  | D(A,C,E)30A34+TDR | PG96MSAA60080C** | 22400 | 17 | 8.1 | 26200 | 20200 | 77.1% | 2.86 | 0 | 9.8 |  |  |  |  | R-410A | 1.8667 | Residential & Commercial | USHP
213613492 | Central HP <5.4 tons | PAYNE HEATING AND COOLING | HRCU-A-CB (Split System: Heat Pump with Remote Outdoor Unit-Air-Source) | 38MURAQ24AB3* | ASPEN |  | L(E,G)M24F4 | 0 | 22800 | 15.2 | 8.5 | 26400 | 23400 | 88.64% | 1.92 | 0 | 9.8 |  |  |  |  | R-410A | 1.9 | Residential & Commercial | USHP
213613493 | Central HP <5.4 tons | PAYNE HEATING AND COOLING | HRCU-A-CB (Split System: Heat Pump with Remote Outdoor Unit-Air-Source) | 38MURAQ24AB3* | ASPEN |  | L(E,G)M24G4 | 0 | 23400 | 15.2 | 8.5 | 26400 | 23400 | 88.64% | 1.92 | 0 | 9.8 |  |  |  |  | R-410A | 1.95 | Residential & Commercial | USHP
213613494 | Central HP <5.4 tons | PAYNE HEATING AND COOLING | HRCU-A-CB (Split System: Heat Pump with Remote Outdoor Unit-Air-Source) | 38MURAQ24AB3* | ASPEN |  | L(E,G)M24H4 | 0 | 23800 | 15.2 | 8.5 | 26400 | 23400 | 88.64% | 1.92 | 0 | 9.8 |  |  |  |  | R-410A | 1.9833 | Residential & Commercial | USHP
215669943 | Central HP <5.4 tons | AIRQUEST | HRCU-A-CB (Split System: Heat Pump with Remote Outdoor Unit-Air-Source) | H5H0V36*K*AAA* |  |  | ESH5X42M12A*+WALLCON | *80CSU0601716A* | 34000 | 16.5 | 8.5 | 35600 | 25400 | 71.35% | 1.78 | 0 | 9.5 |  |  |  |  | R-454B | 2.8333 | Residential & Commercial | USHP
215670609 | Central HP <5.4 tons | AIRQUEST | HRCU-A-CB (Split System: Heat Pump with Remote Outdoor Unit-Air-Source) | H5H0V36*K*AAA* |  |  | FCMA5B36L0C*+WALLCON | 0 | 33400 | 18.5 | 9 | 35800 | 25600 | 71.51% | 1.86 | 0 | 10 |  |  |  |  | R-454B | 2.7833 | Residential & Commercial | USHP | Ducted CEE Tier 1
213613498 | Central HP <5.4 tons | PAYNE HEATING AND COOLING | HRCU-A-CB (Split System: Heat Pump with Remote Outdoor Unit-Air-Source) | 38MURAQ24AB3* | ASPEN |  | L(E,G)M36A4 | 0 | 22800 | 15.2 | 8.5 | 26400 | 23400 | 88.64% | 1.92 | 0 | 9.8 |  |  |  |  | R-410A | 1.9 | Residential & Commercial | USHP
212986353 | Central HP <5.4 tons | TEMPSTAR | HRCU-A-CB (Split System: Heat Pump with Remote Outdoor Unit-Air-Source) | DLCURAH18ABK |  |  | EN(A,D)4X24L14** | *96MSN0401410A* | 17400 | 15.5 | 8.5 | 18500 | 19200 | 103.8% | 2.3 | 0 | 10.5 |  |  |  |  | R-410A | 1.45 | Residential & Commercial | USHP | Ducted CEE Tier 1
214377810 | Central HP <5.4 tons | GE Appliances | HRCU-A-CB (Split System: Heat Pump with Remote Outdoor Unit-Air-Source) | AUH2436ZGDA* | ASPEN |  | AE(D,N,U)+DM48E34+TDR | 0 | 31800 | 15.9 | 8.5 | 34600 | 28000 | 80.92% | 1.8 | 0 | 9.8 |  |  |  |  | R-410A | 2.65 | Residential & Commercial | USHP
216441213 | Central HP <5.4 tons | CHAMPION HEATING AND COOLING | HRCU-A-CB (Split System: Heat Pump with Remote Outdoor Unit-Air-Source) | HH824E2S11 | ADP |  | SM6*31+TXV | 0 | 23000 | 19 | 9.5 | 22400 | 16600 | 74.11% | 2.1 | 0 | 12 |  |  |  |  | R-454B | 1.9167 | Residential & Commercial | USHP | Ducted CEE Tier 1
212861165 | Central HP <5.4 tons | GREE | HRCU-A-C (Split System: Heat Pump with Remote Outdoor Unit with No Indoor Fan --Air Source) | FLEXX60HP230V1AO | ASPEN |  | D(A,C,E)60C44+TDR | 0 | 50500 | 15.2 | 8.5 | 53000 | 37200 | 70.19% | 1.8 | 0 | 9.5 |  |  |  |  | R-410A | 4.2083 | Residential & Commercial | USHP
212861166 | Central HP <5.4 tons | GREE | HRCU-A-C (Split System: Heat Pump with Remote Outdoor Unit with No Indoor Fan --Air Source) | FLEXX60HP230V1AO | ASPEN |  | D(A,C,E)60D44+TDR | 0 | 50500 | 15.2 | 8.5 | 53000 | 37200 | 70.19% | 1.8 | 0 | 9.5 |  |  |  |  | R-410A | 4.2083 | Residential & Commercial | USHP
212925910 | Central HP <5.4 tons | GREE | HRCU-A-C (Split System: Heat Pump with Remote Outdoor Unit with No Indoor Fan --Air Source) | GUD36W/A-D(U) | ASPEN |  | D(A,C,E)36B34+TDR | 0 | 32000 | 15.2 | 8.5 | 34000 | 24000 | 70.59% | 1.8 | 0 | 9.5 |  |  |  |  | R-410A | 2.6667 | Residential & Commercial | USHP
212925909 | Central HP <5.4 tons | GREE | HRCU-A-C (Split System: Heat Pump with Remote Outdoor Unit with No Indoor Fan --Air Source) | GUD36W/A-D(U) | ASPEN |  | C(A,C,D,E)24B34+TDR | 0 | 23000 | 15.2 | 8.5 | 24000 | 21600 | 90% | 1.8 | 0 | 11 |  |  |  |  | R-410A | 1.9167 | Residential & Commercial | USHP | Ducted CEE Tier 1
212924874 | Central HP <5.4 tons | GE Appliances | HRCU-A-C (Split System: Heat Pump with Remote Outdoor Unit with No Indoor Fan --Air Source) | AUH2436ZGDA* | ASPEN |  | D(A,C,E)25B34+TDR | 0 | 23000 | 15.2 | 8.5 | 24000 | 21600 | 90% | 1.8 | 0 | 11 |  |  |  |  | R-410A | 1.9167 | Residential & Commercial | USHP | Ducted CEE Tier 1
214377806 | Central HP <5.4 tons | GE Appliances | HRCU-A-CB (Split System: Heat Pump with Remote Outdoor Unit-Air-Source) | AUH2436ZGDA* | ASPEN |  | AE(D,N,U)+CM30A34+TDR | 0 | 22200 | 16.8 | 8.5 | 23800 | 22000 | 92.44% | 1.8 | 0 | 11 |  |  |  |  | R-410A | 1.85 | Residential & Commercial | USHP | Ducted CEE Tier 1
215296855 | Central HP <5.4 tons | Wells | HRCU-A-C (Split System: Heat Pump with Remote Outdoor Unit with No Indoor Fan --Air Source) | WUCA-36HFMO | ADP |  | H,A,DE32936+TD | 0 | 33800 | 15.2 | 8.2 | 36200 | 31200 | 86.19% | 1.78 | 0 | 9.5 |  |  |  |  | R-410A | 2.8167 | Residential & Commercial | USHP
214588265 | Central HP <5.4 tons | BRYANT HEATING AND COOLING SYSTEMS | HRCU-A-CB (Split System: Heat Pump with Remote Outdoor Unit-Air-Source) | 38MURAQ24AB3* | ADP |  | C36A***L139 | 926TC30040V14*** | 23200 | 16 | 8.5 | 24800 | 24400 | 98.39% | 2.06 | 0 | 10 |  |  |  |  | R-410A | 1.9333 | Residential & Commercial | USHP | Ducted CEE Tier 1
212924876 | Central HP <5.4 tons | GE Appliances | HRCU-A-C (Split System: Heat Pump with Remote Outdoor Unit with No Indoor Fan --Air Source) | AUH2436ZGDA* | ASPEN |  | D(A,C,E)36B34+TDR | 0 | 32000 | 15.2 | 8.5 | 34000 | 24000 | 70.59% | 1.8 | 0 | 9.5 |  |  |  |  | R-410A | 2.6667 | Residential & Commercial | USHP
216776732 | Central HP <5.4 tons | KENMORE | HRCU-A-CB (Split System: Heat Pump with Remote Outdoor Unit-Air-Source) | (C,H,T)5H3V48*K*AAA* | ADP |  | H,GG35*48+TXV | *96CTN0802120B* | 44500 | 20 | 8.1 | 50000 | 37600 | 75.2% | 1.9 | 0 | 11 |  |  |  |  | R-454B | 3.7083 | Residential & Commercial | USHP | Ducted CEE Tier 1
215866302 | Central HP <5.4 tons | PAYNE HEATING AND COOLING | HRCU-A-CB (Split System: Heat Pump with Remote Outdoor Unit-Air-Source) | 38MURAQ24AB3* | ASPEN |  | D(A,C,E)36B34+TDR | PG96MSAA48060B** | 23600 | 16.5 | 9.5 | 26600 | 20800 | 78.2% | 3.09 | 0 | 9.8 |  |  |  |  | R-410A | 1.9667 | Residential & Commercial | USHP
210597944 | Central HP <5.4 tons | HEIL | HRCU-A-CB (Split System: Heat Pump with Remote Outdoor Unit-Air-Source) | HVH825GKA2* |  |  | EA*4X43L21A*+WALLCON | *80CTL0451712A* | 24200 | 16.5 | 8.1 | 21600 | 16800 | 77.78% | 2 | 0 | 11 |  |  |  |  | R-410A | 2.0167 | Residential & Commercial | USHP | Ducted CEE Tier 1
210597960 | Central HP <5.4 tons | HEIL | HRCU-A-CB (Split System: Heat Pump with Remote Outdoor Unit-Air-Source) | HVH825GKA2* |  |  | EA*4X43L21A*+WALLCON | *95CSU0802120A* | 24400 | 17 | 8.5 | 21200 | 16600 | 78.3% | 2.04 | 0 | 11 |  |  |  |  | R-410A | 2.0333 | Residential & Commercial | USHP | Ducted CEE Tier 1
215037833 | Central HP <5.4 tons | LENNOX | HRCU-A-CB (Split System: Heat Pump with Remote Outdoor Unit-Air-Source) | EL17XP1-048-230A** | ASPEN |  | CH60B34+TDR | ML193UH110XE48C* | 45000 | 15.5 | 8.1 | 44500 | 32000 | 71.91% | 2.8 | 0 | 12.4 |  |  |  |  | R-410A | 3.75 | Residential & Commercial | USHP | Ducted CEE Tier 1
212924870 | Central HP <5.4 tons | GE Appliances | HRCU-A-C (Split System: Heat Pump with Remote Outdoor Unit with No Indoor Fan --Air Source) | AUH2436ZGDA* | ASPEN |  | C(A,C,D,E)24B34+TDR | 0 | 22000 | 15.2 | 8.1 | 22400 | 21200 | 94.64% | 1.78 | 0 | 10 |  |  |  |  | R-410A | 1.8333 | Residential & Commercial | USHP | Ducted CEE Tier 1
214588269 | Central HP <5.4 tons | BRYANT HEATING AND COOLING SYSTEMS | HRCU-A-CB (Split System: Heat Pump with Remote Outdoor Unit-Air-Source) | 38MURAQ24AB3* | ADP |  | V,C36H***P219 | 926TC30040V14*** | 23400 | 16 | 8.5 | 24800 | 24400 | 98.39% | 2.06 | 0 | 10 |  |  |  |  | R-410A | 1.95 | Residential & Commercial | USHP | Ducted CEE Tier 1
213356136 | Central HP <5.4 tons | BRYANT HEATING AND COOLING SYSTEMS | HRCU-A-CB (Split System: Heat Pump with Remote Outdoor Unit-Air-Source) | 38MURAQ24AB3* | ADP |  | A36VCA+TXV+CBPE4B* | 0 | 24200 | 18 | 8.85 | 25000 | 22600 | 90.4% | 1.9 | 0 | 10.5 |  |  |  |  | R-410A | 2.0167 | Residential & Commercial | USHP | Ducted CEE Tier 1
212925900 | Central HP <5.4 tons | GREE | HRCU-A-C (Split System: Heat Pump with Remote Outdoor Unit with No Indoor Fan --Air Source) | GUD60W/A-D(U) | ASPEN |  | D(A,C,E)60D44+TDR | 0 | 50500 | 15.2 | 8.5 | 53000 | 37200 | 70.19% | 1.8 | 0 | 9.5 |  |  |  |  | R-410A | 4.2083 | Residential & Commercial | USHP
215683642 | Central HP <5.4 tons | BRYANT HEATING AND COOLING SYSTEMS | HRCU-A-CB (Split System: Heat Pump with Remote Outdoor Unit-Air-Source) | 290VAN024**AA* |  |  | CAA**3017AM*+UI | 986TD42080C17*** | 23000 | 17 | 9 | 23800 | 16700 | 70.17% | 1.98 | 0 | 10 |  |  |  |  | R-454B | 1.9167 | Residential & Commercial | USHP | Ducted CEE Tier 1
215683674 | Central HP <5.4 tons | BRYANT HEATING AND COOLING SYSTEMS | HRCU-A-CB (Split System: Heat Pump with Remote Outdoor Unit-Air-Source) | 290VAN024**AA* |  |  | CAA**3717AM*+UI | 88*TB48070C17*** | 23800 | 17 | 9 | 23400 | 16500 | 70.51% | 2 | 0 | 10.5 |  |  |  |  | R-454B | 1.9833 | Residential & Commercial | USHP | Ducted CEE Tier 1
212973914 | Central HP <5.4 tons | AIRQUEST | HRCU-A-CB (Split System: Heat Pump with Remote Outdoor Unit-Air-Source) | DLCURAH24ABK |  |  | EN(A,D,W)4X36L17** | *96VSN0801716B* | 23400 | 16.5 | 8.1 | 25800 | 24200 | 93.8% | 2 | 0 | 10 |  |  |  |  | R-410A | 1.95 | Residential & Commercial | USHP | Ducted CEE Tier 1
214056982 | Central HP <5.4 tons | GREE | HRCU-A-CB (Split System: Heat Pump with Remote Outdoor Unit-Air-Source) | FLEXX36HP230V1AO | ASPEN |  | L(E,G)M36B4 | 0 | 32800 | 16 | 8.9 | 35000 | 28000 | 80% | 1.8 | 0 | 10 |  |  |  |  | R-410A | 2.7333 | Residential & Commercial | USHP | Ducted CEE Tier 1
214588332 | Central HP <5.4 tons | BRYANT HEATING AND COOLING SYSTEMS | HRCU-A-CB (Split System: Heat Pump with Remote Outdoor Unit-Air-Source) | 38MURAQ36AB3* | ADP |  | V,C36H175P149 | 926TC48080V17*** | 34400 | 16 | 8.1 | 36200 | 34400 | 95.03% | 2 | 0 | 9.5 |  |  |  |  | R-410A | 2.8667 | Residential & Commercial | USHP
214588282 | Central HP <5.4 tons | BRYANT HEATING AND COOLING SYSTEMS | HRCU-A-CB (Split System: Heat Pump with Remote Outdoor Unit-Air-Source) | 38MURAQ24AB3* | ADP |  | V,C36H***P429 | 926TC36060V14*** | 23000 | 17 | 8.5 | 24600 | 23600 | 95.93% | 2 | 0 | 9.5 |  |  |  |  | R-410A | 1.9167 | Residential & Commercial | USHP
211755736 | Central HP <5.4 tons | YORK | HRCU-A-CB (Split System: Heat Pump with Remote Outdoor Unit-Air-Source) | HMH72B341 | ASPEN |  | C(A,C,D,E)48D24+TDR | TL8E060A12UH11 | 31200 | 17.8 | 8.1 | 33800 | 27400 | 81.07% | 2.51 | 0 | 9.7 |  |  |  |  | R-410A | 2.6 | Residential & Commercial | USHP
210597976 | Central HP <5.4 tons | HEIL | HRCU-A-CB (Split System: Heat Pump with Remote Outdoor Unit-Air-Source) | HVH825GKA2* |  |  | EA*4X43L21A*+WALLCON | *96CTN1002122A* | 24400 | 16.5 | 8.5 | 21200 | 16600 | 78.3% | 2.04 | 0 | 11 |  |  |  |  | R-410A | 2.0333 | Residential & Commercial | USHP | Ducted CEE Tier 1
215670469 | Central HP <5.4 tons | AIRQUEST | HRCU-A-CB (Split System: Heat Pump with Remote Outdoor Unit-Air-Source) | H5H0V36*K*AAA* |  |  | ESH5X60M12A*+WALLCON | *80CTL1352422B* | 34600 | 17 | 8.5 | 34600 | 24800 | 71.68% | 1.92 | 0 | 10 |  |  |  |  | R-454B | 2.8833 | Residential & Commercial | USHP | Ducted CEE Tier 1
215670519 | Central HP <5.4 tons | AIRQUEST | HRCU-A-CB (Split System: Heat Pump with Remote Outdoor Unit-Air-Source) | H5H0V36*K*AAA* |  |  | ESH5X60M12A*+WALLCON | *97CMN0801714B* | 34400 | 16.5 | 8.5 | 34800 | 25000 | 71.84% | 1.78 | 0 | 9.5 |  |  |  |  | R-454B | 2.8667 | Residential & Commercial | USHP
215866278 | Central HP <5.4 tons | PAYNE HEATING AND COOLING | HRCU-A-CB (Split System: Heat Pump with Remote Outdoor Unit-Air-Source) | 38MURAQ24AB3* | ASPEN |  | D(A,C,E)24B44+TDR | PG96VTAB48060B** | 23200 | 16.5 | 8.5 | 26800 | 20600 | 76.87% | 3.02 | 0 | 9.8 |  |  |  |  | R-410A | 1.9333 | Residential & Commercial | USHP
212861172 | Central HP <5.4 tons | GREE | HRCU-A-C (Split System: Heat Pump with Remote Outdoor Unit with No Indoor Fan --Air Source) | FLEXX60HP230V1AO | ASPEN |  | C(A,C,D,E)60A44+TDR | 0 | 50500 | 15.2 | 8.5 | 53000 | 37200 | 70.19% | 1.8 | 0 | 9.5 |  |  |  |  | R-410A | 4.2083 | Residential & Commercial | USHP
212861173 | Central HP <5.4 tons | GREE | HRCU-A-C (Split System: Heat Pump with Remote Outdoor Unit with No Indoor Fan --Air Source) | FLEXX60HP230V1AO | ASPEN |  | C(A,C,D,E)60B44+TDR | 0 | 50500 | 15.2 | 8.5 | 53000 | 37200 | 70.19% | 1.8 | 0 | 9.5 |  |  |  |  | R-410A | 4.2083 | Residential & Commercial | USHP
210598172 | Central HP <5.4 tons | HEIL | HRCU-A-CB (Split System: Heat Pump with Remote Outdoor Unit-Air-Source) | HVH825GKA2* |  |  | EHD4X42AAL+WALLCON | *80CTL0701412A* | 24200 | 16.5 | 8.1 | 21200 | 16600 | 78.3% | 2.02 | 0 | 11 |  |  |  |  | R-410A | 2.0167 | Residential & Commercial | USHP | Ducted CEE Tier 1
211755877 | Central HP <5.4 tons | YORK | HRCU-A-CB (Split System: Heat Pump with Remote Outdoor Unit-Air-Source) | HMH72B341 | ASPEN |  | C(A,C,D,E)48D24+TDR | TMLE080B12MP11 | 31000 | 17.8 | 8.1 | 34000 | 28000 | 82.35% | 2.47 | 0 | 9.2 |  |  |  |  | R-410A | 2.5833 | Residential & Commercial | USHP
211755895 | Central HP <5.4 tons | YORK | HRCU-A-CB (Split System: Heat Pump with Remote Outdoor Unit-Air-Source) | HMH72B341 | ASPEN |  | C(A,C,D,E)48D24+TDR | TMLV100C16MP12 | 31000 | 17.3 | 8.1 | 33800 | 27400 | 81.07% | 2.54 | 0 | 9.7 |  |  |  |  | R-410A | 2.5833 | Residential & Commercial | USHP
211290760 | Central HP <5.4 tons | ARMSTRONG AIR | HRCU-A-CB (Split System: Heat Pump with Remote Outdoor Unit-Air-Source) | 4SHP18LX136P | ASPEN |  | C(A,C,D,E)36A34+TDR | A97USMV090C16 | 31800 | 17.9 | 8.2 | 34200 | 24200 | 70.76% | 2.18 | 0 | 10.7 |  |  |  |  | R-410A | 2.65 | Residential & Commercial | USHP | Ducted CEE Tier 1
215670537 | Central HP <5.4 tons | BRYANT HEATING AND COOLING SYSTEMS | HRCU-A-CB (Split System: Heat Pump with Remote Outdoor Unit-Air-Source) | 290VAN036**AA* |  |  | CSAH*6012AM*+UI | 987MC66100C21*** | 34600 | 17 | 8.5 | 34600 | 24800 | 71.68% | 1.92 | 0 | 10 |  |  |  |  | R-454B | 2.8833 | Residential & Commercial | USHP | Ducted CEE Tier 1
215866273 | Central HP <5.4 tons | PAYNE HEATING AND COOLING | HRCU-A-CB (Split System: Heat Pump with Remote Outdoor Unit-Air-Source) | 38MURAQ24AB3* | ASPEN |  | D(A,C,E)24B44+TDR | PG96MSAA30040A** | 23200 | 16 | 8.5 | 27000 | 20600 | 76.3% | 2.98 | 0 | 9 |  |  |  |  | R-410A | 1.9333 | Residential & Commercial | USHP
215866296 | Central HP <5.4 tons | PAYNE HEATING AND COOLING | HRCU-A-CB (Split System: Heat Pump with Remote Outdoor Unit-Air-Source) | 38MURAQ24AB3* | ASPEN |  | D(A,C,E)36A34+TDR | PG96MSAA48080B** | 23400 | 16.5 | 8.5 | 27000 | 20400 | 75.56% | 2.96 | 0 | 9.8 |  |  |  |  | R-410A | 1.95 | Residential & Commercial | USHP
215866276 | Central HP <5.4 tons | PAYNE HEATING AND COOLING | HRCU-A-CB (Split System: Heat Pump with Remote Outdoor Unit-Air-Source) | 38MURAQ24AB3* | ASPEN |  | D(A,C,E)24B44+TDR | PG96MSAA60080C** | 23000 | 17 | 8.5 | 26200 | 20400 | 77.86% | 3 | 0 | 9.8 |  |  |  |  | R-410A | 1.9167 | Residential & Commercial | USHP
215866310 | Central HP <5.4 tons | PAYNE HEATING AND COOLING | HRCU-A-CB (Split System: Heat Pump with Remote Outdoor Unit-Air-Source) | 38MURAQ36AB3* | ASPEN |  | D(A,C,E)36A34+TDR | PG96MSAA60080C** | 34400 | 16 | 8.1 | 39000 | 32600 | 83.59% | 2.58 | 0 | 9 |  |  |  |  | R-410A | 2.8667 | Residential & Commercial | USHP
214588339 | Central HP <5.4 tons | BRYANT HEATING AND COOLING SYSTEMS | HRCU-A-CB (Split System: Heat Pump with Remote Outdoor Unit-Air-Source) | 38MURAQ36AB3* | ADP |  | PL36H210P299 | 926TC60080V21*** | 36600 | 16 | 8.5 | 36400 | 34400 | 94.51% | 2.06 | 0 | 10 |  |  |  |  | R-410A | 3.05 | Residential & Commercial | USHP | Ducted CEE Tier 1
213613502 | Central HP <5.4 tons | PAYNE HEATING AND COOLING | HRCU-A-CB (Split System: Heat Pump with Remote Outdoor Unit-Air-Source) | 38MURAQ24AB3* | ASPEN |  | L(E,G)M36E4 | 0 | 24000 | 16 | 9 | 26400 | 23400 | 88.64% | 1.92 | 0 | 10 |  |  |  |  | R-410A | 2 | Residential & Commercial | USHP | Ducted CEE Tier 1
213613503 | Central HP <5.4 tons | PAYNE HEATING AND COOLING | HRCU-A-CB (Split System: Heat Pump with Remote Outdoor Unit-Air-Source) | 38MURAQ24AB3* | ASPEN |  | L(E,G)M36F4 | 0 | 24000 | 16 | 9 | 26400 | 23400 | 88.64% | 1.92 | 0 | 10 |  |  |  |  | R-410A | 2 | Residential & Commercial | USHP | Ducted CEE Tier 1
212925902 | Central HP <5.4 tons | GREE | HRCU-A-C (Split System: Heat Pump with Remote Outdoor Unit with No Indoor Fan --Air Source) | GUD36W/A-D(U) | ASPEN |  | D(A,C,E)24C34+TDR | 0 | 23000 | 15.2 | 8.5 | 24000 | 21600 | 90% | 1.8 | 0 | 11 |  |  |  |  | R-410A | 1.9167 | Residential & Commercial | USHP | Ducted CEE Tier 1
206417164 | Central HP <5.4 tons | TRANE | HRCU-A-CB (Split System: Heat Pump with Remote Outdoor Unit-Air-Source) | 4TWL9036A1 | ASPEN |  | 4PXFH005AZ3+TDR | *UD2B060ACV3 | 35600 | 17 | 8.5 | 33800 | 24400 | 72.19% | 2.69 | 11.5 | 11 |  |  |  |  | R-410A | 2.9667 | Residential & Commercial | USHP | Ducted CEE Tier 1
213885882 | Central HP <5.4 tons | GE Appliances | HRCU-A-C (Split System: Heat Pump with Remote Outdoor Unit with No Indoor Fan --Air Source) | AUH2436ZGDA* | ASPEN |  | C(A,C,D,E)36C24+TDR | 0 | 22000 | 15.2 | 8.1 | 24000 | 21400 | 89.17% | 1.8 | 0 | 10 |  |  |  |  | R-410A | 1.8333 | Residential & Commercial | USHP | Ducted CEE Tier 1
215669553 | Central HP <5.4 tons | BRYANT HEATING AND COOLING SYSTEMS | HRCU-A-CB (Split System: Heat Pump with Remote Outdoor Unit-Air-Source) | 290VAN036**AA* |  |  | CAA**6121AM*+UI | 987MC42080C17*** | 34600 | 18 | 9 | 34600 | 25000 | 72.25% | 1.9 | 0 | 10 |  |  |  |  | R-454B | 2.8833 | Residential & Commercial | USHP | Ducted CEE Tier 1
215674257 | Central HP <5.4 tons | AIRQUEST | HRCU-A-CB (Split System: Heat Pump with Remote Outdoor Unit-Air-Source) | H5H0V48*K*AAA* |  |  | EA*5X60M24A*+WALLCON | *97CMN1002122B* | 45000 | 18 | 9 | 47500 | 33600 | 70.74% | 2.06 | 0 | 10 |  |  |  |  | R-454B | 3.75 | Residential & Commercial | USHP | Ducted CEE Tier 1
215866267 | Central HP <5.4 tons | PAYNE HEATING AND COOLING | HRCU-A-CB (Split System: Heat Pump with Remote Outdoor Unit-Air-Source) | 38MURAQ24AB3* | ASPEN |  | D(A,C,E)24A34+TDR | PG96MSAA48060B** | 23000 | 16.5 | 9.5 | 26600 | 20600 | 77.44% | 2.96 | 0 | 9.8 |  |  |  |  | R-410A | 1.9167 | Residential & Commercial | USHP
215866285 | Central HP <5.4 tons | PAYNE HEATING AND COOLING | HRCU-A-CB (Split System: Heat Pump with Remote Outdoor Unit-Air-Source) | 38MURAQ24AB3* | ASPEN |  | D(A,C,E)30A34+TDR | PG96VTAB48060B** | 23000 | 16.5 | 8.5 | 26800 | 20400 | 76.12% | 2.9 | 0 | 9.8 |  |  |  |  | R-410A | 1.9167 | Residential & Commercial | USHP
215866286 | Central HP <5.4 tons | PAYNE HEATING AND COOLING | HRCU-A-CB (Split System: Heat Pump with Remote Outdoor Unit-Air-Source) | 38MURAQ24AB3* | ASPEN |  | D(A,C,E)30A34+TDR | PG96VTAB60100C** | 22200 | 17.5 | 8.1 | 26200 | 20000 | 76.34% | 2.87 | 0 | 9.8 |  |  |  |  | R-410A | 1.85 | Residential & Commercial | USHP
215292124 | Central HP <5.4 tons | AIRQUEST | HRCU-A-CB (Split System: Heat Pump with Remote Outdoor Unit-Air-Source) | DLCURAH24ABK | ADP |  | H,GG32930 | *92MSN1002120A* | 23000 | 17 | 8.5 | 24800 | 23800 | 95.97% | 2.02 | 0 | 10 |  |  |  |  | R-410A | 1.9167 | Residential & Commercial | USHP | Ducted CEE Tier 1
215292158 | Central HP <5.4 tons | AIRQUEST | HRCU-A-CB (Split System: Heat Pump with Remote Outdoor Unit-Air-Source) | DLCURAH24ABK | ADP |  | H,GE9J936 | *92MSN1002120A* | 23600 | 17 | 8.5 | 24800 | 23800 | 95.97% | 2.02 | 0 | 10.5 |  |  |  |  | R-410A | 1.9667 | Residential & Commercial | USHP | Ducted CEE Tier 1
214056984 | Central HP <5.4 tons | GREE | HRCU-A-CB (Split System: Heat Pump with Remote Outdoor Unit-Air-Source) | FLEXX60HP230V1AO | ASPEN |  | L(E,G)M48I4 | 0 | 48000 | 17 | 9 | 48000 | 39000 | 81.25% | 1.8 | 0 | 11 |  |  |  |  | R-410A | 4 | Residential & Commercial | USHP | Ducted CEE Tier 1
212925903 | Central HP <5.4 tons | GREE | HRCU-A-C (Split System: Heat Pump with Remote Outdoor Unit with No Indoor Fan --Air Source) | GUD36W/A-D(U) | ASPEN |  | D(A,C,E)24D34+TDR | 0 | 23000 | 15.2 | 8.5 | 24000 | 21600 | 90% | 1.8 | 0 | 11 |  |  |  |  | R-410A | 1.9167 | Residential & Commercial | USHP | Ducted CEE Tier 1
215289594 | Central HP <5.4 tons | AIRQUEST | HRCU-A-CB (Split System: Heat Pump with Remote Outdoor Unit-Air-Source) | DLCURAH18ABK | ADP |  | HG8J936 | *92MSN0401712A* | 17100 | 15.2 | 8.1 | 16700 | 18900 | 113.2% | 2.3 | 0 | 10.5 |  |  |  |  | R-410A | 1.425 | Residential & Commercial | USHP | Ducted CEE Tier 1
215683692 | Central HP <5.4 tons | BRYANT HEATING AND COOLING SYSTEMS | HRCU-A-CB (Split System: Heat Pump with Remote Outdoor Unit-Air-Source) | 290VAN024**AA* |  |  | CAA**3721AM*+UI | 88*TB36045C17*** | 23800 | 17 | 9 | 23400 | 16500 | 70.51% | 2 | 0 | 10.5 |  |  |  |  | R-454B | 1.9833 | Residential & Commercial | USHP | Ducted CEE Tier 1
212925901 | Central HP <5.4 tons | GREE | HRCU-A-C (Split System: Heat Pump with Remote Outdoor Unit with No Indoor Fan --Air Source) | GUD36W/A-D(U) | ASPEN |  | D(A,C,E)24A44+TDR | 0 | 23000 | 15.2 | 8.5 | 24000 | 21600 | 90% | 1.8 | 0 | 11 |  |  |  |  | R-410A | 1.9167 | Residential & Commercial | USHP | Ducted CEE Tier 1
211755912 | Central HP <5.4 tons | YORK | HRCU-A-CB (Split System: Heat Pump with Remote Outdoor Unit-Air-Source) | HMH72B341 | ASPEN |  | D(A,C,E)36B34+TDR | TP9C100C16MP13 | 32000 | 17.5 | 8.1 | 34000 | 27400 | 80.59% | 2.54 | 0 | 9.9 |  |  |  |  | R-410A | 2.6667 | Residential & Commercial | USHP
211755926 | Central HP <5.4 tons | YORK | HRCU-A-CB (Split System: Heat Pump with Remote Outdoor Unit-Air-Source) | HMH72B341 | ASPEN |  | D(A,C,E)36A44+TDR | TPLC080C16MP13 | 32000 | 17.5 | 8.1 | 33800 | 27400 | 81.07% | 2.54 | 0 | 9.9 |  |  |  |  | R-410A | 2.6667 | Residential & Commercial | USHP
211755962 | Central HP <5.4 tons | YORK | HRCU-A-CB (Split System: Heat Pump with Remote Outdoor Unit-Air-Source) | HMH72B341 | ASPEN |  | D(A,C,E)36A44+TDR | YPLC080C16MP13 | 32000 | 17.5 | 8.1 | 33800 | 27400 | 81.07% | 2.54 | 0 | 9.9 |  |  |  |  | R-410A | 2.6667 | Residential & Commercial | USHP
211755979 | Central HP <5.4 tons | YORK | HRCU-A-CB (Split System: Heat Pump with Remote Outdoor Unit-Air-Source) | HMH72B341 | ASPEN |  | D(A,C,E)36A46+TDR | TL9E060B12UH11 | 32000 | 18 | 8.1 | 34000 | 27800 | 81.76% | 2.46 | 0 | 9.4 |  |  |  |  | R-410A | 2.6667 | Residential & Commercial | USHP
211756028 | Central HP <5.4 tons | YORK | HRCU-A-CB (Split System: Heat Pump with Remote Outdoor Unit-Air-Source) | HMH72B341 | ASPEN |  | D(A,C,E)36B36+TDR | TM9E060B12MP12 | 32200 | 17.5 | 8.1 | 34000 | 28000 | 82.35% | 2.46 | 0 | 9.4 |  |  |  |  | R-410A | 2.6833 | Residential & Commercial | USHP
211756079 | Central HP <5.4 tons | YORK | HRCU-A-CB (Split System: Heat Pump with Remote Outdoor Unit-Air-Source) | HMH72B341 | ASPEN |  | D(A,C,E)36A46+TDR | TMLV100C16MP12 | 32000 | 17.5 | 8.1 | 33800 | 27400 | 81.07% | 2.54 | 0 | 9.9 |  |  |  |  | R-410A | 2.6667 | Residential & Commercial | USHP
211756095 | Central HP <5.4 tons | YORK | HRCU-A-CB (Split System: Heat Pump with Remote Outdoor Unit-Air-Source) | HMH72B341 | ASPEN |  | D(A,C,E)36A46+TDR | TPLC060A12MP13 | 32000 | 17.5 | 8.1 | 34000 | 27800 | 81.76% | 2.5 | 0 | 9.4 |  |  |  |  | R-410A | 2.6667 | Residential & Commercial | USHP
214588283 | Central HP <5.4 tons | BRYANT HEATING AND COOLING SYSTEMS | HRCU-A-CB (Split System: Heat Pump with Remote Outdoor Unit-Air-Source) | 38MURAQ24AB3* | ADP |  | C36A***L129 | 926TC36060V14*** | 23200 | 16 | 8.5 | 25200 | 26400 | 104.8% | 2.28 | 0 | 10 |  |  |  |  | R-410A | 1.9333 | Residential & Commercial | USHP | Ducted CEE Tier 1
212861167 | Central HP <5.4 tons | GREE | HRCU-A-C (Split System: Heat Pump with Remote Outdoor Unit with No Indoor Fan --Air Source) | FLEXX36HP230V1AO | ASPEN |  | D(A,C,E)24A44+TDR | 0 | 23000 | 15.2 | 8.5 | 24000 | 21600 | 90% | 1.8 | 0 | 11 |  |  |  |  | R-410A | 1.9167 | Residential & Commercial | USHP | Ducted CEE Tier 1
214312491 | Central HP <5.4 tons | GE Appliances | HRCU-A-CB (Split System: Heat Pump with Remote Outdoor Unit-Air-Source) | AUH4860ZGDA* | ASPEN |  | L(E,G)M60E4 | 0 | 54000 | 15.2 | 8.5 | 54000 | 41000 | 75.93% | 1.8 | 0 | 10 |  |  |  |  | R-410A | 4.5 | Residential & Commercial | USHP | Ducted CEE Tier 1
216735232 | Central HP <5.4 tons | BRYANT HEATING AND COOLING SYSTEMS | HRCU-A-CB (Split System: Heat Pump with Remote Outdoor Unit-Air-Source) | 37MUHAQ24AA3 |  |  | CAA**3717AM* | 926SB36060V14*** | 22600 | 16 | 8.5 | 20600 | 18400 | 89.32% | 1.96 | 0 | 11 |  |  |  |  | R-454B | 1.8833 | Residential & Commercial | USHP | Ducted CEE Tier 1
213785652 | Central HP <5.4 tons | CARRIER | HRCU-A-CB (Split System: Heat Pump with Remote Outdoor Unit-Air-Source) | 25VNA436A*031* |  |  | CSPH*3612AL*+UI | 59MN7C080C17**14 | 33000 | 18 | 8.5 | 37200 | 26400 | 70.97% | 2 | 0 | 11 |  |  |  |  | R-410A | 2.75 | Residential & Commercial | USHP | Ducted CEE Tier 1
213286686 | Central HP <5.4 tons | DAY & NIGHT | HRCU-A-CB (Split System: Heat Pump with Remote Outdoor Unit-Air-Source) | DLCURAH18ABK | ADP |  | CE1801C+TXV | 0 | 17400 | 17 | 8.6 | 17000 | 19300 | 113.5% | 2.3 | 0 | 10.5 |  |  |  |  | R-410A | 1.45 | Residential & Commercial | USHP | Ducted CEE Tier 1
216980140 | Central HP <5.4 tons | BOSCH | HRCU-A-CB (Split System: Heat Pump with Remote Outdoor Unit-Air-Source) | BOVA-60MTB-M19E | ASPEN |  | L(E,G)M48AJ | 0 | 43500 | 17.9 | 8.1 | 48500 | 48500 | 100% | 2.1 | 0 | 11 |  |  |  |  | R-454B | 3.625 | Residential & Commercial | USHP | Ducted CEE Tier 1
212861168 | Central HP <5.4 tons | GREE | HRCU-A-C (Split System: Heat Pump with Remote Outdoor Unit with No Indoor Fan --Air Source) | FLEXX36HP230V1AO | ASPEN |  | D(A,C,E)24C34+TDR | 0 | 23000 | 15.2 | 8.5 | 24000 | 21600 | 90% | 1.8 | 0 | 11 |  |  |  |  | R-410A | 1.9167 | Residential & Commercial | USHP | Ducted CEE Tier 1
216687190 | Central HP <5.4 tons | FUJITSU | HRCU-A-CB (Split System: Heat Pump with Remote Outdoor Unit-Air-Source) | FOP1936MJAYCA |  |  | FCCA3621MYEA | FF98MV306017UP | 34200 | 20 | 10 | 34200 | 29600 | 86.55% | 2 | 0 | 12 |  |  |  |  | R-454B | 2.85 | Residential & Commercial | USHP | Ducted CEE Tier 1
214056979 | Central HP <5.4 tons | GREE | HRCU-A-CB (Split System: Heat Pump with Remote Outdoor Unit-Air-Source) | FLEXX36HP230V1AO | ASPEN |  | L(E,G)M24D4 | 0 | 23200 | 17 | 8.8 | 24000 | 22000 | 91.67% | 1.8 | 0 | 12 |  |  |  |  | R-410A | 1.9333 | Residential & Commercial | USHP | Ducted CEE Tier 1
212924877 | Central HP <5.4 tons | GE Appliances | HRCU-A-C (Split System: Heat Pump with Remote Outdoor Unit with No Indoor Fan --Air Source) | AUH4860ZGDA* | ASPEN |  | C(A,C,D,E)48C44+TDR | 0 | 47000 | 15.2 | 8.5 | 48000 | 33600 | 70% | 1.8 | 0 | 10 |  |  |  |  | R-410A | 3.9167 | Residential & Commercial | USHP | Ducted CEE Tier 1
215670317 | Central HP <5.4 tons | BRYANT HEATING AND COOLING SYSTEMS | HRCU-A-CB (Split System: Heat Pump with Remote Outdoor Unit-Air-Source) | 290VAN036**AA* |  |  | CSAH*4812AM*+UI | 987MC66120C24*** | 34200 | 17 | 8.5 | 35400 | 25200 | 71.19% | 1.88 | 0 | 9.5 |  |  |  |  | R-454B | 2.85 | Residential & Commercial | USHP
211467474 | Central HP <5.4 tons | YORK | HRCU-A-CB (Split System: Heat Pump with Remote Outdoor Unit-Air-Source) | YH2F48TB21 | ASPEN |  | D(A,C,E)48B44+TDR | YPLC100C16MP13 | 42500 | 15.9 | 8.2 | 44000 | 30800 | 70% | 3.13 | 0 | 11.5 |  |  |  |  | R-410A | 3.5417 | Residential & Commercial | USHP | Ducted CEE Tier 1
212868091 | Central HP <5.4 tons | GREE | HRCU-A-C (Split System: Heat Pump with Remote Outdoor Unit with No Indoor Fan --Air Source) | FLEXX60HP230V1AO | ASPEN |  | D(A,C,E)61C44+TDR | 0 | 47000 | 15.2 | 8.5 | 48000 | 33600 | 70% | 1.8 | 0 | 10 |  |  |  |  | R-410A | 3.9167 | Residential & Commercial | USHP | Ducted CEE Tier 1
212986996 | Central HP <5.4 tons | TEMPSTAR | HRCU-A-CB (Split System: Heat Pump with Remote Outdoor Unit-Air-Source) | DLCURAH18ABK |  |  | EA*4X24L14A* | *96MSN0601412A* | 17300 | 16 | 8.5 | 18200 | 19400 | 106.6% | 2.34 | 0 | 10.5 |  |  |  |  | R-410A | 1.4417 | Residential & Commercial | USHP | Ducted CEE Tier 1
216051832 | Central HP <5.4 tons | BOSCH | HRCU-A-CB (Split System: Heat Pump with Remote Outdoor Unit-Air-Source) | BOVA-60RXB-M15S | ADP |  | FE*G34*36+TXV | 0 | 33400 | 16 | 8.35 | 32600 | 33800 | 103.7% | 1.78 | 0 | 11.5 |  |  |  |  | R-454B | 2.7833 | Residential & Commercial | USHP | Ducted CEE Tier 1
206417166 | Central HP <5.4 tons | TRANE | HRCU-A-CB (Split System: Heat Pump with Remote Outdoor Unit-Air-Source) | 4TWL9036A1 | ASPEN |  | 4PXFH005AZ3+TDR | *UD2C080ACV4 | 35600 | 17 | 8.7 | 33200 | 24000 | 72.29% | 2.81 | 12 | 11.5 |  |  |  |  | R-410A | 2.9667 | Residential & Commercial | USHP | Ducted CEE Tier 1
211755755 | Central HP <5.4 tons | YORK | HRCU-A-CB (Split System: Heat Pump with Remote Outdoor Unit-Air-Source) | HMH72B341 | ASPEN |  | D(A,C,E)36A44+TDR | TM8E040A12MP11 | 32000 | 18 | 8.1 | 33600 | 27200 | 80.95% | 2.5 | 0 | 9.9 |  |  |  |  | R-410A | 2.6667 | Residential & Commercial | USHP
211755825 | Central HP <5.4 tons | YORK | HRCU-A-CB (Split System: Heat Pump with Remote Outdoor Unit-Air-Source) | HMH72B341 | ASPEN |  | D(A,C,E)36B34+TDR | TM9E080C16MP12 | 32200 | 18 | 8.1 | 33600 | 27200 | 80.95% | 2.53 | 0 | 9.9 |  |  |  |  | R-410A | 2.6833 | Residential & Commercial | USHP
211755873 | Central HP <5.4 tons | YORK | HRCU-A-CB (Split System: Heat Pump with Remote Outdoor Unit-Air-Source) | HMH72B341 | ASPEN |  | D(A,C,E)36B34+TDR | TMLE040A12MP11 | 32000 | 18 | 8.1 | 33600 | 27200 | 80.95% | 2.5 | 0 | 9.9 |  |  |  |  | R-410A | 2.6667 | Residential & Commercial | USHP
211755889 | Central HP <5.4 tons | YORK | HRCU-A-CB (Split System: Heat Pump with Remote Outdoor Unit-Air-Source) | HMH72B341 | ASPEN |  | C(A,C,D,E)48D24+TDR | TMLE120C16MP11 | 31200 | 17.8 | 8.1 | 33600 | 27200 | 80.95% | 2.55 | 0 | 9.7 |  |  |  |  | R-410A | 2.6 | Residential & Commercial | USHP
216687223 | Central HP <5.4 tons | FUJITSU | HRCU-A-CB (Split System: Heat Pump with Remote Outdoor Unit-Air-Source) | FOP1960MJAYCA |  |  | FCCA6021SYEA | FF96TV508521M4 | 53500 | 16 | 10 | 53500 | 49000 | 91.59% | 2 | 0 | 10 |  |  |  |  | R-454B | 4.4583 | Residential & Commercial | USHP | Ducted CEE Tier 1
214056981 | Central HP <5.4 tons | GREE | HRCU-A-CB (Split System: Heat Pump with Remote Outdoor Unit-Air-Source) | FLEXX36HP230V1AO | ASPEN |  | L(E,G)M24H4 | 0 | 23200 | 17 | 8.8 | 24000 | 22000 | 91.67% | 1.8 | 0 | 12 |  |  |  |  | R-410A | 1.9333 | Residential & Commercial | USHP | Ducted CEE Tier 1
216760255 | Central HP <5.4 tons | BOSCH | HRCU-A-CB (Split System: Heat Pump with Remote Outdoor Unit-Air-Source) | BOVA-60MTB-M19E | ADP |  | H,RG48*60+TXV+AEFE5* | 0 | 47500 | 18 | 9.9 | 46500 | 48000 | 103.2% | 2.08 | 0 | 11.7 |  |  |  |  | R-454B | 3.9583 | Residential & Commercial | USHP | Ducted CEE Tier 1
211467458 | Central HP <5.4 tons | YORK | HRCU-A-CB (Split System: Heat Pump with Remote Outdoor Unit-Air-Source) | YH2F48TB21 | ASPEN |  | D(A,C,E)48B44+TDR | TM8V100C16MP12 | 42500 | 15.9 | 8.2 | 44000 | 30800 | 70% | 3.13 | 0 | 11.5 |  |  |  |  | R-410A | 3.5417 | Residential & Commercial | USHP | Ducted CEE Tier 1
216687216 | Central HP <5.4 tons | FUJITSU | HRCU-A-CB (Split System: Heat Pump with Remote Outdoor Unit-Air-Source) | FOP1960MJAYCA |  |  | FCCA6021SYEA | FF80TV507521DZ | 54000 | 17 | 10 | 54000 | 48500 | 89.81% | 2 | 0 | 10 |  |  |  |  | R-454B | 4.5 | Residential & Commercial | USHP | Ducted CEE Tier 1
213312008 | Central HP <5.4 tons | BRYANT HEATING AND COOLING SYSTEMS | HRCU-A-CB (Split System: Heat Pump with Remote Outdoor Unit-Air-Source) | 38MURAQ24AB3* | ADP |  | V36H***P219+CBPE3A* | 0 | 24000 | 18 | 8.9 | 25000 | 22600 | 90.4% | 1.9 | 0 | 10.5 |  |  |  |  | R-410A | 2 | Residential & Commercial | USHP | Ducted CEE Tier 1
216735468 | Central HP <5.4 tons | BRYANT HEATING AND COOLING SYSTEMS | HRCU-A-CB (Split System: Heat Pump with Remote Outdoor Unit-Air-Source) | 37MUHAQ24AA3 |  |  | CAA**3721AM* | 8(0,1)*SB48070M17*** | 23000 | 16.5 | 8.5 | 20600 | 18400 | 89.32% | 1.98 | 0 | 11 |  |  |  |  | R-454B | 1.9167 | Residential & Commercial | USHP | Ducted CEE Tier 1
214056991 | Central HP <5.4 tons | GE Appliances | HRCU-A-CB (Split System: Heat Pump with Remote Outdoor Unit-Air-Source) | AUH2436ZGDA* | ASPEN |  | L(E,G)M24D4 | 0 | 23200 | 17 | 8.8 | 24000 | 22000 | 91.67% | 1.8 | 0 | 12 |  |  |  |  | R-410A | 1.9333 | Residential & Commercial | USHP | Ducted CEE Tier 1
214056992 | Central HP <5.4 tons | GE Appliances | HRCU-A-CB (Split System: Heat Pump with Remote Outdoor Unit-Air-Source) | AUH2436ZGDA* | ASPEN |  | L(E,G)M24G4 | 0 | 22800 | 17 | 8.7 | 23800 | 22000 | 92.44% | 1.8 | 0 | 11.9 |  |  |  |  | R-410A | 1.9 | Residential & Commercial | USHP | Ducted CEE Tier 1
216735582 | Central HP <5.4 tons | BRYANT HEATING AND COOLING SYSTEMS | HRCU-A-CB (Split System: Heat Pump with Remote Outdoor Unit-Air-Source) | 37MUHAQ24AA3 |  |  | CAA**3721AM* | 83*SB60100M21*** | 23200 | 16.5 | 8.5 | 20800 | 18500 | 88.94% | 1.96 | 0 | 11 |  |  |  |  | R-454B | 1.9333 | Residential & Commercial | USHP | Ducted CEE Tier 1
216735850 | Central HP <5.4 tons | BRYANT HEATING AND COOLING SYSTEMS | HRCU-A-CB (Split System: Heat Pump with Remote Outdoor Unit-Air-Source) | 37MUHAQ24AA3 |  |  | CAA**3721AM* | 916SA66100M21*** | 23400 | 16 | 8.5 | 20800 | 18600 | 89.42% | 1.98 | 0 | 11 |  |  |  |  | R-454B | 1.95 | Residential & Commercial | USHP | Ducted CEE Tier 1
214056993 | Central HP <5.4 tons | GE Appliances | HRCU-A-CB (Split System: Heat Pump with Remote Outdoor Unit-Air-Source) | AUH2436ZGDA* | ASPEN |  | L(E,G)M24H4 | 0 | 23200 | 17 | 8.8 | 24000 | 22000 | 91.67% | 1.8 | 0 | 12 |  |  |  |  | R-410A | 1.9333 | Residential & Commercial | USHP | Ducted CEE Tier 1
215866294 | Central HP <5.4 tons | PAYNE HEATING AND COOLING | HRCU-A-CB (Split System: Heat Pump with Remote Outdoor Unit-Air-Source) | 38MURAQ24AB3* | ASPEN |  | D(A,C,E)36A34+TDR | PG96MSAA30040A** | 23200 | 16 | 8.5 | 27000 | 20600 | 76.3% | 2.9 | 0 | 9 |  |  |  |  | R-410A | 1.9333 | Residential & Commercial | USHP
212985882 | Central HP <5.4 tons | TEMPSTAR | HRCU-A-CB (Split System: Heat Pump with Remote Outdoor Unit-Air-Source) | DLCURAH18ABK |  |  | EA*4X19L17A* | *96MSN0261410A* | 17800 | 16.5 | 8.1 | 17800 | 19400 | 109% | 2.34 | 0 | 10.5 |  |  |  |  | R-410A | 1.4833 | Residential & Commercial | USHP | Ducted CEE Tier 1
211756025 | Central HP <5.4 tons | YORK | HRCU-A-CB (Split System: Heat Pump with Remote Outdoor Unit-Air-Source) | HMH72B341 | ASPEN |  | D(A,C,E)36A46+TDR | TM9E060A10MP12 | 31800 | 17.5 | 8.1 | 33800 | 27400 | 81.07% | 2.48 | 0 | 9.4 |  |  |  |  | R-410A | 2.65 | Residential & Commercial | USHP
211756032 | Central HP <5.4 tons | YORK | HRCU-A-CB (Split System: Heat Pump with Remote Outdoor Unit-Air-Source) | HMH72B341 | ASPEN |  | D(A,C,E)36B36+TDR | TM9E080C16MP12 | 32200 | 18 | 8.1 | 33600 | 27200 | 80.95% | 2.53 | 0 | 9.9 |  |  |  |  | R-410A | 2.6833 | Residential & Commercial | USHP
211756066 | Central HP <5.4 tons | YORK | HRCU-A-CB (Split System: Heat Pump with Remote Outdoor Unit-Air-Source) | HMH72B341 | ASPEN |  | D(A,C,E)36B36+TDR | TMLE060A12MP11 | 32200 | 18 | 8.1 | 33800 | 27400 | 81.07% | 2.51 | 0 | 9.9 |  |  |  |  | R-410A | 2.6833 | Residential & Commercial | USHP
211756107 | Central HP <5.4 tons | YORK | HRCU-A-CB (Split System: Heat Pump with Remote Outdoor Unit-Air-Source) | HMH72B341 | ASPEN |  | D(A,C,E)36A46+TDR | YP9C060B12MP13 | 32000 | 17.5 | 8.1 | 34000 | 27800 | 81.76% | 2.49 | 0 | 9.4 |  |  |  |  | R-410A | 2.6667 | Residential & Commercial | USHP
213613463 | Central HP <5.4 tons | PAYNE HEATING AND COOLING | HRCU-A-CB (Split System: Heat Pump with Remote Outdoor Unit-Air-Source) | 38MURAQ18AB3* | ASPEN |  | L(E,G)M36B4 | 0 | 18000 | 15.2 | 8.5 | 19300 | 18300 | 94.82% | 2.2 | 0 | 9.8 |  |  |  |  | R-410A | 1.5 | Residential & Commercial | USHP
211627558 | Central HP <5.4 tons | YORK | HRCU-A-CB (Split System: Heat Pump with Remote Outdoor Unit-Air-Source) | HMH72B341 | ASPEN |  | CM36B36+TDR | TL8E080C16UH11 | 32000 | 17.5 | 8.5 | 25600 | 32000 | 125% | 2.88 | 0 | 9.9 |  |  |  |  | R-410A | 2.6667 | Residential & Commercial | USHP
215683926 | Central HP <5.4 tons | BRYANT HEATING AND COOLING SYSTEMS | HRCU-A-CB (Split System: Heat Pump with Remote Outdoor Unit-Air-Source) | 290VAN036**AA* |  |  | CAA**3721AM*+UI | 986TD42060C17*** | 34200 | 17.5 | 9 | 35400 | 25400 | 71.75% | 1.88 | 0 | 9.5 |  |  |  |  | R-454B | 2.85 | Residential & Commercial | USHP
215683944 | Central HP <5.4 tons | BRYANT HEATING AND COOLING SYSTEMS | HRCU-A-CB (Split System: Heat Pump with Remote Outdoor Unit-Air-Source) | 290VAN036**AA* |  |  | CAA**4221AM*+UI | 88*TB48090C17*** | 33200 | 18 | 9 | 35800 | 25600 | 71.51% | 1.86 | 0 | 10 |  |  |  |  | R-454B | 2.7667 | Residential & Commercial | USHP | Ducted CEE Tier 1
215683978 | Central HP <5.4 tons | BRYANT HEATING AND COOLING SYSTEMS | HRCU-A-CB (Split System: Heat Pump with Remote Outdoor Unit-Air-Source) | 290VAN036**AA* |  |  | CAA**4321AM*+UI | 88*TB36045C17*** | 34000 | 17.5 | 9 | 35600 | 25400 | 71.35% | 1.86 | 0 | 9.5 |  |  |  |  | R-454B | 2.8333 | Residential & Commercial | USHP
212861175 | Central HP <5.4 tons | GREE | HRCU-A-C (Split System: Heat Pump with Remote Outdoor Unit with No Indoor Fan --Air Source) | FLEXX36HP230V1AO | ASPEN |  | C(A,C,D,E)24B34+TDR | 0 | 23000 | 15.2 | 8.5 | 24000 | 21600 | 90% | 1.8 | 0 | 11 |  |  |  |  | R-410A | 1.9167 | Residential & Commercial | USHP | Ducted CEE Tier 1
216093480 | Central HP <5.4 tons | BOSCH | HRCU-A-CB (Split System: Heat Pump with Remote Outdoor Unit-Air-Source) | BOVA-60MTB-M19E | ADP |  | HG35*48+TXV+AEFE5* | 0 | 46000 | 18 | 9.5 | 46000 | 48000 | 104.3% | 2.02 | 0 | 11 |  |  |  |  | R-454B | 3.8333 | Residential & Commercial | USHP | Ducted CEE Tier 1
215670187 | Central HP <5.4 tons | BRYANT HEATING AND COOLING SYSTEMS | HRCU-A-CB (Split System: Heat Pump with Remote Outdoor Unit-Air-Source) | 290VAN036**AA* |  |  | CSAH*4812AM*+UI | 88*TB60070C21*** | 34200 | 17 | 8.5 | 35400 | 25200 | 71.19% | 1.88 | 0 | 9.5 |  |  |  |  | R-454B | 2.85 | Residential & Commercial | USHP
215670407 | Central HP <5.4 tons | BRYANT HEATING AND COOLING SYSTEMS | HRCU-A-CB (Split System: Heat Pump with Remote Outdoor Unit-Air-Source) | 290VAN036**AA* |  |  | CSAH*6012AM*+UI | 88*TB36070C14*** | 34400 | 16.5 | 8.5 | 34800 | 25000 | 71.84% | 1.78 | 0 | 9.5 |  |  |  |  | R-454B | 2.8667 | Residential & Commercial | USHP
211755837 | Central HP <5.4 tons | YORK | HRCU-A-CB (Split System: Heat Pump with Remote Outdoor Unit-Air-Source) | HMH72B341 | ASPEN |  | D(A,C,E)36B34+TDR | TM9V060B12MP12 | 32200 | 17.5 | 8.1 | 34000 | 27800 | 81.76% | 2.49 | 0 | 9.4 |  |  |  |  | R-410A | 2.6833 | Residential & Commercial | USHP
211755853 | Central HP <5.4 tons | YORK | HRCU-A-CB (Split System: Heat Pump with Remote Outdoor Unit-Air-Source) | HMH72B341 | ASPEN |  | C(A,C,D,E)48D24+TDR | TM9Y060B12MP11 | 32200 | 17.5 | 8.1 | 34000 | 29400 | 86.47% | 2.5 | 0 | 9.5 |  |  |  |  | R-410A | 2.6833 | Residential & Commercial | USHP
211755904 | Central HP <5.4 tons | YORK | HRCU-A-CB (Split System: Heat Pump with Remote Outdoor Unit-Air-Source) | HMH72B341 | ASPEN |  | C(A,C,D,E)48D24+TDR | TP9C080B12MP13 | 32200 | 17 | 8.1 | 33600 | 29600 | 88.1% | 2.51 | 0 | 9.5 |  |  |  |  | R-410A | 2.6833 | Residential & Commercial | USHP
216762914 | Central HP <5.4 tons | BOSCH | HRCU-A-CB (Split System: Heat Pump with Remote Outdoor Unit-Air-Source) | BOVA-60MTB-M19E | ADP |  | HG48*48+TXV+AEFE4B* | 0 | 47500 | 18 | 9.9 | 46500 | 48000 | 103.2% | 2.08 | 0 | 11.7 |  |  |  |  | R-454B | 3.9583 | Residential & Commercial | USHP | Ducted CEE Tier 1
211628381 | Central HP <5.4 tons | YORK | HRCU-A-CB (Split System: Heat Pump with Remote Outdoor Unit-Air-Source) | HMH72B341 | ASPEN |  | D(A,C,E)36D36+TDR | TPLC100C16MP13 | 32800 | 17.5 | 8.1 | 33800 | 27400 | 81.07% | 2.54 | 0 | 10 |  |  |  |  | R-410A | 2.7333 | Residential & Commercial | USHP | Ducted CEE Tier 1
216762905 | Central HP <5.4 tons | BOSCH | HRCU-A-CB (Split System: Heat Pump with Remote Outdoor Unit-Air-Source) | BOVA-60RXB-M15S | ADP |  | A48VGC*+TXV+AEFE5* | 0 | 45500 | 17 | 8.35 | 45000 | 33200 | 73.78% | 1.84 | 0 | 11.5 |  |  |  |  | R-454B | 3.7917 | Residential & Commercial | USHP | Ducted CEE Tier 1
211755758 | Central HP <5.4 tons | YORK | HRCU-A-CB (Split System: Heat Pump with Remote Outdoor Unit-Air-Source) | HMH72B341 | ASPEN |  | D(A,C,E)36A44+TDR | TM8E060A12MP11 | 32200 | 18 | 8.1 | 33800 | 27400 | 81.07% | 2.51 | 0 | 9.9 |  |  |  |  | R-410A | 2.6833 | Residential & Commercial | USHP
215866299 | Central HP <5.4 tons | PAYNE HEATING AND COOLING | HRCU-A-CB (Split System: Heat Pump with Remote Outdoor Unit-Air-Source) | 38MURAQ24AB3* | ASPEN |  | D(A,C,E)36A34+TDR | PG96VTAB48060B** | 23200 | 16.5 | 8.5 | 26800 | 20600 | 76.87% | 2.93 | 0 | 9.8 |  |  |  |  | R-410A | 1.9333 | Residential & Commercial | USHP
216093483 | Central HP <5.4 tons | BOSCH | HRCU-A-CB (Split System: Heat Pump with Remote Outdoor Unit-Air-Source) | BOVA-60MTB-M19E | ADP |  | HG84*60+TXV+AEFE5* | 0 | 48500 | 19 | 10 | 46500 | 48000 | 103.2% | 2.1 | 0 | 12 |  |  |  |  | R-454B | 4.0417 | Residential & Commercial | USHP | Ducted CEE Tier 1
215828422 | Central HP <5.4 tons | BOSCH | HRCU-A-CB (Split System: Heat Pump with Remote Outdoor Unit-Air-Source) | BOVA-60MTB-M19E | ADP |  | FE*TT9*60+TXV | 0 | 51500 | 18.5 | 9.7 | 53000 | 54500 | 102.8% | 2.06 | 0 | 11.3 |  |  |  |  | R-454B | 4.2917 | Residential & Commercial | USHP | Ducted CEE Tier 1
215866279 | Central HP <5.4 tons | PAYNE HEATING AND COOLING | HRCU-A-CB (Split System: Heat Pump with Remote Outdoor Unit-Air-Source) | 38MURAQ24AB3* | ASPEN |  | D(A,C,E)24B44+TDR | PG96VTAB60100C** | 22800 | 17.5 | 8.5 | 26200 | 20200 | 77.1% | 3.02 | 0 | 9.8 |  |  |  |  | R-410A | 1.9 | Residential & Commercial | USHP
212925908 | Central HP <5.4 tons | GREE | HRCU-A-C (Split System: Heat Pump with Remote Outdoor Unit with No Indoor Fan --Air Source) | GUD60W/A-D(U) | ASPEN |  | C(A,C,D,E)60C44+TDR | 0 | 50500 | 15.2 | 8.5 | 53000 | 37200 | 70.19% | 1.8 | 0 | 9.5 |  |  |  |  | R-410A | 4.2083 | Residential & Commercial | USHP
215683992 | Central HP <5.4 tons | BRYANT HEATING AND COOLING SYSTEMS | HRCU-A-CB (Split System: Heat Pump with Remote Outdoor Unit-Air-Source) | 290VAN036**AA* |  |  | CAA**4321AM*+UI | 935CB60080C21*** | 34400 | 17.5 | 9 | 35400 | 25200 | 71.19% | 1.88 | 0 | 9.5 |  |  |  |  | R-454B | 2.8667 | Residential & Commercial | USHP
211627762 | Central HP <5.4 tons | YORK | HRCU-A-CB (Split System: Heat Pump with Remote Outdoor Unit-Air-Source) | HMH72B341 | ASPEN |  | C(A,C,D,E)48A36+TDR | TM8V100C20MP12 | 31600 | 16.5 | 8.1 | 32400 | 27400 | 84.57% | 2.49 | 0 | 8.9 |  |  |  |  | R-410A | 2.6333 | Residential & Commercial | USHP
215683994 | Central HP <5.4 tons | BRYANT HEATING AND COOLING SYSTEMS | HRCU-A-CB (Split System: Heat Pump with Remote Outdoor Unit-Air-Source) | 290VAN036**AA* |  |  | CAA**4321AM*+UI | 935CB66100C21*** | 34600 | 18 | 9 | 35200 | 25000 | 71.02% | 1.9 | 0 | 10 |  |  |  |  | R-454B | 2.8833 | Residential & Commercial | USHP | Ducted CEE Tier 1
215684076 | Central HP <5.4 tons | BRYANT HEATING AND COOLING SYSTEMS | HRCU-A-CB (Split System: Heat Pump with Remote Outdoor Unit-Air-Source) | 290VAN036**AA* |  |  | CSAH*4212AM*+UI | 88*TB66135C24*** | 34000 | 16.5 | 8.5 | 35600 | 25200 | 70.79% | 1.78 | 0 | 9.5 |  |  |  |  | R-454B | 2.8333 | Residential & Commercial | USHP
215670557 | Central HP <5.4 tons | BRYANT HEATING AND COOLING SYSTEMS | HRCU-A-CB (Split System: Heat Pump with Remote Outdoor Unit-Air-Source) | 290VAN036**AA* |  |  | CSAH*6012AM*+UI | 986TD30040C14*** | 33000 | 15.5 | 8.5 | 35000 | 25200 | 72% | 1.78 | 0 | 9 |  |  |  |  | R-454B | 2.75 | Residential & Commercial | USHP
215670387 | Central HP <5.4 tons | BRYANT HEATING AND COOLING SYSTEMS | HRCU-A-CB (Split System: Heat Pump with Remote Outdoor Unit-Air-Source) | 290VAN036**AA* |  |  | CSAH*6012AM*+UI | 83*CA48060C17*** | 34600 | 17 | 8.5 | 34600 | 25000 | 72.25% | 1.8 | 0 | 9.5 |  |  |  |  | R-454B | 2.8833 | Residential & Commercial | USHP
215866305 | Central HP <5.4 tons | PAYNE HEATING AND COOLING | HRCU-A-CB (Split System: Heat Pump with Remote Outdoor Unit-Air-Source) | 38MURAQ24AB3* | ASPEN |  | D(A,C,E)36B34+TDR | PG96VTAB30040A** | 23000 | 16 | 8.5 | 27000 | 20600 | 76.3% | 2.98 | 0 | 9 |  |  |  |  | R-410A | 1.9167 | Residential & Commercial | USHP
214588278 | Central HP <5.4 tons | BRYANT HEATING AND COOLING SYSTEMS | HRCU-A-CB (Split System: Heat Pump with Remote Outdoor Unit-Air-Source) | 38MURAQ24AB3* | ADP |  | PL36H210P749 | 926TC36040V17*** | 23200 | 16 | 8.5 | 24600 | 24000 | 97.56% | 2.02 | 0 | 10 |  |  |  |  | R-410A | 1.9333 | Residential & Commercial | USHP | Ducted CEE Tier 1
214588285 | Central HP <5.4 tons | BRYANT HEATING AND COOLING SYSTEMS | HRCU-A-CB (Split System: Heat Pump with Remote Outdoor Unit-Air-Source) | 38MURAQ24AB3* | ADP |  | PL36H175P159 | 926TC36060V14*** | 23600 | 17 | 8.5 | 24600 | 23600 | 95.93% | 2 | 0 | 10 |  |  |  |  | R-410A | 1.9667 | Residential & Commercial | USHP | Ducted CEE Tier 1
214056990 | Central HP <5.4 tons | GE Appliances | HRCU-A-CB (Split System: Heat Pump with Remote Outdoor Unit-Air-Source) | AUH2436ZGDA* | ASPEN |  | L(E,G)M24C4 | 0 | 22800 | 17 | 8.7 | 23800 | 22000 | 92.44% | 1.8 | 0 | 11.9 |  |  |  |  | R-410A | 1.9 | Residential & Commercial | USHP | Ducted CEE Tier 1
214377809 | Central HP <5.4 tons | GE Appliances | HRCU-A-CB (Split System: Heat Pump with Remote Outdoor Unit-Air-Source) | AUH2436ZGDA* | ASPEN |  | AE(D,N,U)+DM36A34+TDR | 0 | 22600 | 17 | 8.5 | 23800 | 22000 | 92.44% | 1.8 | 0 | 11.8 |  |  |  |  | R-410A | 1.8833 | Residential & Commercial | USHP | Ducted CEE Tier 1
210598260 | Central HP <5.4 tons | HEIL | HRCU-A-CB (Split System: Heat Pump with Remote Outdoor Unit-Air-Source) | HVH825GKA2* |  |  | EHD4X48AAL+WALLCON | *80CTL0901716A* | 24400 | 17 | 8.1 | 21200 | 16500 | 77.83% | 2.04 | 0 | 11 |  |  |  |  | R-410A | 2.0333 | Residential & Commercial | USHP | Ducted CEE Tier 1
211755936 | Central HP <5.4 tons | YORK | HRCU-A-CB (Split System: Heat Pump with Remote Outdoor Unit-Air-Source) | HMH72B341 | ASPEN |  | D(A,C,E)36B34+TDR | TPLC120C20MP13 | 31400 | 16.5 | 8.1 | 32400 | 27800 | 85.8% | 2.49 | 0 | 8.9 |  |  |  |  | R-410A | 2.6167 | Residential & Commercial | USHP
211755938 | Central HP <5.4 tons | YORK | HRCU-A-CB (Split System: Heat Pump with Remote Outdoor Unit-Air-Source) | HMH72B341 | ASPEN |  | D(A,C,E)36A44+TDR | YP9C060B12MP13 | 32000 | 17.5 | 8.1 | 34000 | 27800 | 81.76% | 2.49 | 0 | 9.4 |  |  |  |  | R-410A | 2.6667 | Residential & Commercial | USHP
211755955 | Central HP <5.4 tons | YORK | HRCU-A-CB (Split System: Heat Pump with Remote Outdoor Unit-Air-Source) | HMH72B341 | ASPEN |  | C(A,C,D,E)48D24+TDR | YPLC060A12MP13 | 31000 | 17.3 | 8.1 | 34000 | 27800 | 81.76% | 2.5 | 0 | 9.2 |  |  |  |  | R-410A | 2.5833 | Residential & Commercial | USHP
211755988 | Central HP <5.4 tons | YORK | HRCU-A-CB (Split System: Heat Pump with Remote Outdoor Unit-Air-Source) | HMH72B341 | ASPEN |  | D(A,C,E)36B36+TDR | TM8E060A12MP11 | 32200 | 18 | 8.1 | 33800 | 27400 | 81.07% | 2.51 | 0 | 9.9 |  |  |  |  | R-410A | 2.6833 | Residential & Commercial | USHP
211756038 | Central HP <5.4 tons | YORK | HRCU-A-CB (Split System: Heat Pump with Remote Outdoor Unit-Air-Source) | HMH72B341 | ASPEN |  | D(A,C,E)36B36+TDR | TM9V040A10MP12 | 31600 | 17 | 8.1 | 33200 | 27400 | 82.53% | 2.49 | 0 | 9.4 |  |  |  |  | R-410A | 2.6333 | Residential & Commercial | USHP
211756087 | Central HP <5.4 tons | YORK | HRCU-A-CB (Split System: Heat Pump with Remote Outdoor Unit-Air-Source) | HMH72B341 | ASPEN |  | D(A,C,E)36A46+TDR | TP9C080C16MP13 | 32000 | 17.5 | 8.1 | 33800 | 27400 | 81.07% | 2.53 | 0 | 9.9 |  |  |  |  | R-410A | 2.6667 | Residential & Commercial | USHP
213773866 | Central HP <5.4 tons | BRYANT HEATING AND COOLING SYSTEMS | HRCU-A-CB (Split System: Heat Pump with Remote Outdoor Unit-Air-Source) | 288BNV025*0**C* |  |  | CAP**4824AL*+UI | 986TD66120C24*** | 24200 | 17 | 8.1 | 21000 | 16500 | 78.57% | 2.02 | 0 | 11 |  |  |  |  | R-410A | 2.0167 | Residential & Commercial | USHP | Ducted CEE Tier 1
216093489 | Central HP <5.4 tons | BOSCH | HRCU-A-CB (Split System: Heat Pump with Remote Outdoor Unit-Air-Source) | BOVA-60RXB-M15S | ADP |  | HG36*36+TXV+AEFE4B* | 0 | 34200 | 17 | 8.5 | 32600 | 33800 | 103.7% | 1.8 | 0 | 11.7 |  |  |  |  | R-454B | 2.85 | Residential & Commercial | USHP | Ducted CEE Tier 1
216093492 | Central HP <5.4 tons | BOSCH | HRCU-A-CB (Split System: Heat Pump with Remote Outdoor Unit-Air-Source) | BOVA-60RXB-M15S | ADP |  | HG84*60+TXV+AEFE5* | 0 | 46000 | 17 | 8.5 | 45000 | 33200 | 73.78% | 1.86 | 0 | 11.7 |  |  |  |  | R-454B | 3.8333 | Residential & Commercial | USHP | Ducted CEE Tier 1
207455316 | Central HP <5.4 tons | LENNOX | HRCU-A-CB (Split System: Heat Pump with Remote Outdoor Unit-Air-Source) | SL25XPV-024-230A** | ADP |  | L*23/37Z9 | SL280UH090V36B* | 22800 | 23 | 9.7 | 19800 | 19500 | 98.48% | 1.98 | 14 | 15 |  |  |  |  | R-410A | 1.9 | Residential & Commercial | USHP | Ducted CEE Tier 1
215684094 | Central HP <5.4 tons | BRYANT HEATING AND COOLING SYSTEMS | HRCU-A-CB (Split System: Heat Pump with Remote Outdoor Unit-Air-Source) | 290VAN036**AA* |  |  | CSAH*4212AM*+UI | 986TD30040C14*** | 32600 | 15.2 | 8.5 | 36000 | 25600 | 71.11% | 1.76 | 0 | 9 |  |  |  |  | R-454B | 2.7167 | Residential & Commercial | USHP
211628026 | Central HP <5.4 tons | YORK | HRCU-A-CB (Split System: Heat Pump with Remote Outdoor Unit-Air-Source) | HMH72B341 | ASPEN |  | CM36B36+TDR | TM9V100C20MP12 | 32000 | 17.5 | 8.5 | 26000 | 32400 | 124.6% | 2.88 | 0 | 9.4 |  |  |  |  | R-410A | 2.6667 | Residential & Commercial | USHP
211628078 | Central HP <5.4 tons | YORK | HRCU-A-CB (Split System: Heat Pump with Remote Outdoor Unit-Air-Source) | HMH72B341 | ASPEN |  | CM36B36+TDR | TM9Y080C16MP11 | 32000 | 18.5 | 8.5 | 25800 | 32200 | 124.8% | 2.85 | 0 | 9.4 |  |  |  |  | R-410A | 2.6667 | Residential & Commercial | USHP
211755892 | Central HP <5.4 tons | YORK | HRCU-A-CB (Split System: Heat Pump with Remote Outdoor Unit-Air-Source) | HMH72B341 | ASPEN |  | C(A,C,D,E)48D24+TDR | TMLV060A12MP12 | 31000 | 17.3 | 8.1 | 34000 | 27800 | 81.76% | 2.5 | 0 | 9.2 |  |  |  |  | R-410A | 2.5833 | Residential & Commercial | USHP
211756065 | Central HP <5.4 tons | YORK | HRCU-A-CB (Split System: Heat Pump with Remote Outdoor Unit-Air-Source) | HMH72B341 | ASPEN |  | D(A,C,E)36A46+TDR | TMLE060A12MP11 | 32200 | 18 | 8.1 | 33800 | 27400 | 81.07% | 2.51 | 0 | 9.9 |  |  |  |  | R-410A | 2.6833 | Residential & Commercial | USHP
211756099 | Central HP <5.4 tons | YORK | HRCU-A-CB (Split System: Heat Pump with Remote Outdoor Unit-Air-Source) | HMH72B341 | ASPEN |  | D(A,C,E)36A46+TDR | TPLC080C16MP13 | 32000 | 17.5 | 8.1 | 33800 | 27400 | 81.07% | 2.54 | 0 | 9.9 |  |  |  |  | R-410A | 2.6667 | Residential & Commercial | USHP
211756108 | Central HP <5.4 tons | YORK | HRCU-A-CB (Split System: Heat Pump with Remote Outdoor Unit-Air-Source) | HMH72B341 | ASPEN |  | D(A,C,E)36B36+TDR | YP9C060B12MP13 | 32200 | 17.5 | 8.1 | 34000 | 27800 | 81.76% | 2.49 | 0 | 9.4 |  |  |  |  | R-410A | 2.6833 | Residential & Commercial | USHP
214056980 | Central HP <5.4 tons | GREE | HRCU-A-CB (Split System: Heat Pump with Remote Outdoor Unit-Air-Source) | FLEXX36HP230V1AO | ASPEN |  | L(E,G)M24G4 | 0 | 22800 | 17 | 8.7 | 23800 | 22000 | 92.44% | 1.8 | 0 | 11.9 |  |  |  |  | R-410A | 1.9 | Residential & Commercial | USHP | Ducted CEE Tier 1
212924884 | Central HP <5.4 tons | GE Appliances | HRCU-A-C (Split System: Heat Pump with Remote Outdoor Unit with No Indoor Fan --Air Source) | AUH4860ZGDA* | ASPEN |  | D(A,C,E)60D44+TDR | 0 | 50500 | 15.2 | 8.5 | 53000 | 37200 | 70.19% | 1.8 | 0 | 9.5 |  |  |  |  | R-410A | 4.2083 | Residential & Commercial | USHP
216093470 | Central HP <5.4 tons | BOSCH | HRCU-A-CB (Split System: Heat Pump with Remote Outdoor Unit-Air-Source) | BOVA-36RTB-M20S | ADP |  | FE*G32*36+TXV | 0 | 32400 | 18 | 9.05 | 32200 | 24000 | 74.53% | 1.92 | 0 | 11 |  |  |  |  | R-454B | 2.7 | Residential & Commercial | USHP | Ducted CEE Tier 1
215942599 | Central HP <5.4 tons | TEMPSTAR | HRCU-A-CB (Split System: Heat Pump with Remote Outdoor Unit-Air-Source) | T5H3V48*K*AAA* |  |  | EVD5X61M21A*+WALLCON | *96CTN0801714B* | 44500 | 20 | 8.1 | 54000 | 37800 | 70% | 1.95 | 0 | 11.5 |  |  |  |  | R-454B | 3.7083 | Residential & Commercial | USHP | Ducted CEE Tier 1
212925911 | Central HP <5.4 tons | GREE | HRCU-A-C (Split System: Heat Pump with Remote Outdoor Unit with No Indoor Fan --Air Source) | GUD36W/A-D(U) | ASPEN |  | C(A,C,E)37C24+TDR | 0 | 32000 | 15.2 | 8.5 | 34000 | 24000 | 70.59% | 1.8 | 0 | 9.5 |  |  |  |  | R-410A | 2.6667 | Residential & Commercial | USHP
212924873 | Central HP <5.4 tons | GE Appliances | HRCU-A-C (Split System: Heat Pump with Remote Outdoor Unit with No Indoor Fan --Air Source) | AUH2436ZGDA* | ASPEN |  | D(A,C,E)24D34+TDR | 0 | 23000 | 15.2 | 8.5 | 24000 | 21600 | 90% | 1.8 | 0 | 11 |  |  |  |  | R-410A | 1.9167 | Residential & Commercial | USHP | Ducted CEE Tier 1
215866301 | Central HP <5.4 tons | PAYNE HEATING AND COOLING | HRCU-A-CB (Split System: Heat Pump with Remote Outdoor Unit-Air-Source) | 38MURAQ24AB3* | ASPEN |  | D(A,C,E)36B34+TDR | PG96MSAA30040A** | 23200 | 16 | 8.5 | 27000 | 20600 | 76.3% | 2.99 | 0 | 9 |  |  |  |  | R-410A | 1.9333 | Residential & Commercial | USHP
214588264 | Central HP <5.4 tons | BRYANT HEATING AND COOLING SYSTEMS | HRCU-A-CB (Split System: Heat Pump with Remote Outdoor Unit-Air-Source) | 38MURAQ24AB3* | ADP |  | C36A***L129 | 926TC30040V14*** | 23000 | 16 | 8.5 | 25400 | 26800 | 105.5% | 2.3 | 0 | 9.5 |  |  |  |  | R-410A | 1.9167 | Residential & Commercial | USHP
214588266 | Central HP <5.4 tons | BRYANT HEATING AND COOLING SYSTEMS | HRCU-A-CB (Split System: Heat Pump with Remote Outdoor Unit-Air-Source) | 38MURAQ24AB3* | ADP |  | PL36H175P149 | 926TC30040V14*** | 23400 | 16 | 8.5 | 24800 | 24400 | 98.39% | 2.06 | 0 | 10 |  |  |  |  | R-410A | 1.95 | Residential & Commercial | USHP | Ducted CEE Tier 1
214588280 | Central HP <5.4 tons | BRYANT HEATING AND COOLING SYSTEMS | HRCU-A-CB (Split System: Heat Pump with Remote Outdoor Unit-Air-Source) | 38MURAQ24AB3* | ADP |  | V,C36H175P139 | 926TC36040V17*** | 23000 | 16 | 8.5 | 24800 | 24800 | 100% | 2.08 | 0 | 10 |  |  |  |  | R-410A | 1.9167 | Residential & Commercial | USHP | Ducted CEE Tier 1
214056994 | Central HP <5.4 tons | GE Appliances | HRCU-A-CB (Split System: Heat Pump with Remote Outdoor Unit-Air-Source) | AUH4860ZGDA* | ASPEN |  | L(E,G)M48I4 | 0 | 48000 | 17 | 9 | 48000 | 39000 | 81.25% | 1.8 | 0 | 11 |  |  |  |  | R-410A | 4 | Residential & Commercial | USHP | Ducted CEE Tier 1
214588347 | Central HP <5.4 tons | BRYANT HEATING AND COOLING SYSTEMS | HRCU-A-CB (Split System: Heat Pump with Remote Outdoor Unit-Air-Source) | 38MURAQ36AB3* | ADP |  | C36A***L159 | 926TC66100V21*** | 35000 | 17 | 8.1 | 36800 | 34400 | 93.48% | 2 | 0 | 10 |  |  |  |  | R-410A | 2.9167 | Residential & Commercial | USHP | Ducted CEE Tier 1
214588281 | Central HP <5.4 tons | BRYANT HEATING AND COOLING SYSTEMS | HRCU-A-CB (Split System: Heat Pump with Remote Outdoor Unit-Air-Source) | 38MURAQ24AB3* | ADP |  | V,C36H***P039 | 926TC36060V14*** | 22400 | 16 | 8.5 | 25200 | 25000 | 99.21% | 2.12 | 0 | 9.5 |  |  |  |  | R-410A | 1.8667 | Residential & Commercial | USHP
213613495 | Central HP <5.4 tons | PAYNE HEATING AND COOLING | HRCU-A-CB (Split System: Heat Pump with Remote Outdoor Unit-Air-Source) | 38MURAQ24AB3* | ASPEN |  | L(E,G)M24I4 | 0 | 24000 | 16 | 9 | 26400 | 23400 | 88.64% | 1.92 | 0 | 10 |  |  |  |  | R-410A | 2 | Residential & Commercial | USHP | Ducted CEE Tier 1
212863956 | Central HP <5.4 tons | GREE | HRCU-A-C (Split System: Heat Pump with Remote Outdoor Unit with No Indoor Fan --Air Source) | FLEXX36HP230V1AO | ASPEN |  | D(A,C,E)36B34+TDR | 0 | 32000 | 15.2 | 8.5 | 34000 | 24000 | 70.59% | 1.8 | 0 | 9.5 |  |  |  |  | R-410A | 2.6667 | Residential & Commercial | USHP
216776728 | Central HP <5.4 tons | KENMORE | HRCU-A-CB (Split System: Heat Pump with Remote Outdoor Unit-Air-Source) | (C,H,T)5H3V36*K*AAA* | ADP |  | H,GG8J*36+TXV | *96CTN0801714B* | 34000 | 21 | 8.5 | 36400 | 28400 | 78.02% | 2.02 | 0 | 11.5 |  |  |  |  | R-454B | 2.8333 | Residential & Commercial | USHP | Ducted CEE Tier 1
216093488 | Central HP <5.4 tons | BOSCH | HRCU-A-CB (Split System: Heat Pump with Remote Outdoor Unit-Air-Source) | BOVA-60RXB-M15S | ADP |  | HG35*48+TXV+AEFE5* | 0 | 44000 | 17 | 8.1 | 44500 | 33200 | 74.61% | 1.8 | 0 | 11 |  |  |  |  | R-454B | 3.6667 | Residential & Commercial | USHP | Ducted CEE Tier 1
216093491 | Central HP <5.4 tons | BOSCH | HRCU-A-CB (Split System: Heat Pump with Remote Outdoor Unit-Air-Source) | BOVA-60RXB-M15S | ADP |  | FE*TT4*60+TXV | 0 | 46000 | 17 | 8.5 | 45000 | 33200 | 73.78% | 1.87 | 0 | 11.7 |  |  |  |  | R-454B | 3.8333 | Residential & Commercial | USHP | Ducted CEE Tier 1
212924875 | Central HP <5.4 tons | GE Appliances | HRCU-A-C (Split System: Heat Pump with Remote Outdoor Unit with No Indoor Fan --Air Source) | AUH2436ZGDA* | ASPEN |  | C(A,C,E)37C24+TDR | 0 | 32000 | 15.2 | 8.5 | 34000 | 24000 | 70.59% | 1.8 | 0 | 9.5 |  |  |  |  | R-410A | 2.6667 | Residential & Commercial | USHP
213205543 | Central HP <5.4 tons | TEMPSTAR | HRCU-A-CB (Split System: Heat Pump with Remote Outdoor Unit-Air-Source) | DLCURAH36ABK | ASPEN |  | D(A,C,E)36C34+TDR | *80ES(N,L)0902420A* | 35400 | 16.5 | 8.1 | 38500 | 31800 | 82.6% | 2.72 | 0 | 10.5 |  |  |  |  | R-410A | 2.95 | Residential & Commercial | USHP | Ducted CEE Tier 1
212924881 | Central HP <5.4 tons | GE Appliances | HRCU-A-C (Split System: Heat Pump with Remote Outdoor Unit with No Indoor Fan --Air Source) | AUH4860ZGDA* | ASPEN |  | C(A,C,D,E)60B44+TDR | 0 | 50500 | 15.2 | 8.5 | 53000 | 37200 | 70.19% | 1.8 | 0 | 9.5 |  |  |  |  | R-410A | 4.2083 | Residential & Commercial | USHP
212924883 | Central HP <5.4 tons | GE Appliances | HRCU-A-C (Split System: Heat Pump with Remote Outdoor Unit with No Indoor Fan --Air Source) | AUH4860ZGDA* | ASPEN |  | D(A,C,E)60C44+TDR | 0 | 47000 | 15.2 | 8.5 | 48000 | 33600 | 70% | 1.8 | 0 | 10 |  |  |  |  | R-410A | 3.9167 | Residential & Commercial | USHP | Ducted CEE Tier 1
213613501 | Central HP <5.4 tons | PAYNE HEATING AND COOLING | HRCU-A-CB (Split System: Heat Pump with Remote Outdoor Unit-Air-Source) | 38MURAQ24AB3* | ASPEN |  | L(E,G)M36D4 | 0 | 24000 | 16 | 9 | 26400 | 23400 | 88.64% | 1.92 | 0 | 10 |  |  |  |  | R-410A | 2 | Residential & Commercial | USHP | Ducted CEE Tier 1
213613485 | Central HP <5.4 tons | PAYNE HEATING AND COOLING | HRCU-A-CB (Split System: Heat Pump with Remote Outdoor Unit-Air-Source) | 38MURAQ24AB3* | ASPEN |  | A(E,F)M244+TDR | 0 | 23000 | 16 | 8.5 | 25800 | 20200 | 78.29% | 2.92 | 0 | 10 |  |  |  |  | R-410A | 1.9167 | Residential & Commercial | USHP | Ducted CEE Tier 1
215674227 | Central HP <5.4 tons | AIRQUEST | HRCU-A-CB (Split System: Heat Pump with Remote Outdoor Unit-Air-Source) | H5H0V48*K*AAA* |  |  | EA*5X60M24A*+WALLCON | *95CSU1002122B* | 45000 | 18 | 9 | 47500 | 33400 | 70.32% | 2.08 | 0 | 10 |  |  |  |  | R-454B | 3.75 | Residential & Commercial | USHP | Ducted CEE Tier 1
215674277 | Central HP <5.4 tons | AIRQUEST | HRCU-A-CB (Split System: Heat Pump with Remote Outdoor Unit-Air-Source) | H5H0V48*K*AAA* |  |  | EA*5X60M24A*+WALLCON | *96CTN1002122B* | 45000 | 18 | 9 | 47500 | 33600 | 70.74% | 2.06 | 0 | 10 |  |  |  |  | R-454B | 3.75 | Residential & Commercial | USHP | Ducted CEE Tier 1
213355361 | Central HP <5.4 tons | YORK | HRCU-A-CB (Split System: Heat Pump with Remote Outdoor Unit-Air-Source) | HMH72B361 | ASPEN |  | L(E,G)M36E6 | 0 | 35000 | 18 | 8.1 | 35400 | 26000 | 73.45% | 2.82 | 0 | 9 |  |  |  |  | R-410A | 2.9167 | Residential & Commercial | USHP
215669253 | Central HP <5.4 tons | BRYANT HEATING AND COOLING SYSTEMS | HRCU-A-CB (Split System: Heat Pump with Remote Outdoor Unit-Air-Source) | 290VAN036**AA* |  |  | CAA**4821AM*+UI | 987MC66100C21*** | 33800 | 18 | 9 | 35000 | 25000 | 71.43% | 1.9 | 0 | 10 |  |  |  |  | R-454B | 2.8167 | Residential & Commercial | USHP | Ducted CEE Tier 1
206417165 | Central HP <5.4 tons | TRANE | HRCU-A-CB (Split System: Heat Pump with Remote Outdoor Unit-Air-Source) | 4TWL9036A1 | ASPEN |  | 4PXFH005AZ3+TDR | *UD2B080ACV3 | 35200 | 17 | 8.5 | 33600 | 24400 | 72.62% | 2.71 | 11.5 | 11 |  |  |  |  | R-410A | 2.9333 | Residential & Commercial | USHP | Ducted CEE Tier 1
213613487 | Central HP <5.4 tons | PAYNE HEATING AND COOLING | HRCU-A-CB (Split System: Heat Pump with Remote Outdoor Unit-Air-Source) | 38MURAQ24AB3* | ASPEN |  | L(E,G)M24A4 | 0 | 22000 | 15.8 | 9 | 26400 | 20400 | 77.27% | 2.88 | 0 | 9.7 |  |  |  |  | R-410A | 1.8333 | Residential & Commercial | USHP
213927963 | Central HP <5.4 tons | WESTINGHOUSE | HRCU-A-C (Split System: Heat Pump with Remote Outdoor Unit with No Indoor Fan --Air Source) | WHM36SZA21S | ASPEN |  | D(A,C,E)43C34+TDR | 0 | 29600 | 15.5 | 9.4 | 30000 | 24200 | 80.67% | 2.08 | 0 | 11.3 |  |  |  |  | R-410A | 2.4667 | Residential & Commercial | USHP | Ducted CEE Tier 1
211593683 | Central HP <5.4 tons | BRYANT HEATING AND COOLING SYSTEMS | HRCU-A-CB (Split System: Heat Pump with Remote Outdoor Unit-Air-Source) | 38MURAQ36AB3* | ADP |  | H,PG48936 | 926TB60080V21*** | 35600 | 15.2 | 8.1 | 37400 | 34400 | 91.98% | 2 | 0 | 10 |  |  |  |  | R-410A | 2.9667 | Residential & Commercial | USHP | Ducted CEE Tier 1
215250406 | Central HP <5.4 tons | GE Appliances | HRCU-A-CB (Split System: Heat Pump with Remote Outdoor Unit-Air-Source) | AUH4860ZGDA* | ASPEN |  | L(E,G)M60M4 | 0 | 48000 | 17 | 9 | 48000 | 39000 | 81.25% | 1.8 | 0 | 11 |  |  |  |  | R-410A | 4 | Residential & Commercial | USHP | Ducted CEE Tier 1
216761997 | Central HP <5.4 tons | BOSCH | HRCU-A-CB (Split System: Heat Pump with Remote Outdoor Unit-Air-Source) | BOVA-60MTB-M19E | ADP |  | HE48*60+TXV+AEFE5* | 0 | 47500 | 18 | 9.9 | 46500 | 48000 | 103.2% | 2.08 | 0 | 11.7 |  |  |  |  | R-454B | 3.9583 | Residential & Commercial | USHP | Ducted CEE Tier 1
216762898 | Central HP <5.4 tons | BOSCH | HRCU-A-CB (Split System: Heat Pump with Remote Outdoor Unit-Air-Source) | BOVA-60MTB-M19E | ADP |  | HE35*48+TXV+AEFE5* | 0 | 46000 | 18 | 9.5 | 46000 | 48000 | 104.3% | 2.02 | 0 | 11 |  |  |  |  | R-454B | 3.8333 | Residential & Commercial | USHP | Ducted CEE Tier 1
211628260 | Central HP <5.4 tons | YORK | HRCU-A-CB (Split System: Heat Pump with Remote Outdoor Unit-Air-Source) | HMH72B341 | ASPEN |  | CM36B36+TDR | TP9C060B12MP13 | 32200 | 17.5 | 8.1 | 25600 | 32000 | 125% | 2.82 | 0 | 9.4 |  |  |  |  | R-410A | 2.6833 | Residential & Commercial | USHP
211628377 | Central HP <5.4 tons | YORK | HRCU-A-CB (Split System: Heat Pump with Remote Outdoor Unit-Air-Source) | HMH72B341 | ASPEN |  | CM36B36+TDR | TPLC100C16MP13 | 32000 | 17.5 | 8.1 | 25400 | 31600 | 124.4% | 2.87 | 0 | 9.9 |  |  |  |  | R-410A | 2.6667 | Residential & Commercial | USHP
215683690 | Central HP <5.4 tons | BRYANT HEATING AND COOLING SYSTEMS | HRCU-A-CB (Split System: Heat Pump with Remote Outdoor Unit-Air-Source) | 290VAN024**AA* |  |  | CAA**3721AM*+UI | 83*CA48060C17*** | 24000 | 17.5 | 9 | 23200 | 16300 | 70.26% | 2.02 | 0 | 10.5 |  |  |  |  | R-454B | 2 | Residential & Commercial | USHP | Ducted CEE Tier 1
215669353 | Central HP <5.4 tons | BRYANT HEATING AND COOLING SYSTEMS | HRCU-A-CB (Split System: Heat Pump with Remote Outdoor Unit-Air-Source) | 290VAN036**AA* |  |  | CAA**6024AM*+UI | 935CB66100C21*** | 34400 | 18 | 9 | 34200 | 24600 | 71.93% | 1.92 | 0 | 10 |  |  |  |  | R-454B | 2.8667 | Residential & Commercial | USHP | Ducted CEE Tier 1
215669453 | Central HP <5.4 tons | BRYANT HEATING AND COOLING SYSTEMS | HRCU-A-CB (Split System: Heat Pump with Remote Outdoor Unit-Air-Source) | 290VAN036**AA* |  |  | CAA**6121AM*+UI | 88*TB36045C17*** | 34400 | 17.5 | 9 | 34600 | 25200 | 72.83% | 1.9 | 0 | 9.5 |  |  |  |  | R-454B | 2.8667 | Residential & Commercial | USHP
211628446 | Central HP <5.4 tons | YORK | HRCU-A-CB (Split System: Heat Pump with Remote Outdoor Unit-Air-Source) | HMH72B341 | ASPEN |  | D(A,C,E)36D36+TDR | YP9C080C16MP13 | 32800 | 17.5 | 8.1 | 33800 | 27400 | 81.07% | 2.53 | 0 | 10 |  |  |  |  | R-410A | 2.7333 | Residential & Commercial | USHP | Ducted CEE Tier 1
211755793 | Central HP <5.4 tons | YORK | HRCU-A-CB (Split System: Heat Pump with Remote Outdoor Unit-Air-Source) | HMH72B341 | ASPEN |  | C(A,C,D,E)48D24+TDR | TM8Y060A12MP11 | 31200 | 17.8 | 8.1 | 33400 | 27400 | 82.04% | 2.5 | 0 | 9.7 |  |  |  |  | R-410A | 2.6 | Residential & Commercial | USHP
211756113 | Central HP <5.4 tons | YORK | HRCU-A-CB (Split System: Heat Pump with Remote Outdoor Unit-Air-Source) | HMH72B341 | ASPEN |  | D(A,C,E)36A46+TDR | YP9C100C16MP13 | 32000 | 17.5 | 8.1 | 34000 | 27400 | 80.59% | 2.54 | 0 | 9.9 |  |  |  |  | R-410A | 2.6667 | Residential & Commercial | USHP
211756127 | Central HP <5.4 tons | YORK | HRCU-A-CB (Split System: Heat Pump with Remote Outdoor Unit-Air-Source) | HMH72B341 | ASPEN |  | D(A,C,E)36A46+TDR | YPLC100C20MP13 | 31400 | 16.5 | 8.1 | 32400 | 27800 | 85.8% | 2.49 | 0 | 8.9 |  |  |  |  | R-410A | 2.6167 | Residential & Commercial | USHP
211756129 | Central HP <5.4 tons | YORK | HRCU-A-CB (Split System: Heat Pump with Remote Outdoor Unit-Air-Source) | HMH72B341 | ASPEN |  | D(A,C,E)36A46+TDR | YPLC120C20MP13 | 31400 | 16.5 | 8.1 | 32400 | 27800 | 85.8% | 2.49 | 0 | 8.9 |  |  |  |  | R-410A | 2.6167 | Residential & Commercial | USHP
211755811 | Central HP <5.4 tons | YORK | HRCU-A-CB (Split System: Heat Pump with Remote Outdoor Unit-Air-Source) | HMH72B341 | ASPEN |  | C(A,C,D,E)48D24+TDR | TM9E040A10MP12 | 32000 | 17 | 8.1 | 33400 | 28400 | 85.03% | 2.51 | 0 | 9.5 |  |  |  |  | R-410A | 2.6667 | Residential & Commercial | USHP
215683976 | Central HP <5.4 tons | BRYANT HEATING AND COOLING SYSTEMS | HRCU-A-CB (Split System: Heat Pump with Remote Outdoor Unit-Air-Source) | 290VAN036**AA* |  |  | CAA**4321AM*+UI | 83*CA60100C21*** | 34400 | 17.5 | 9 | 35400 | 25200 | 71.19% | 1.9 | 0 | 10 |  |  |  |  | R-454B | 2.8667 | Residential & Commercial | USHP | Ducted CEE Tier 1
215669103 | Central HP <5.4 tons | BRYANT HEATING AND COOLING SYSTEMS | HRCU-A-CB (Split System: Heat Pump with Remote Outdoor Unit-Air-Source) | 290VAN036**AA* |  |  | CAA**4821AM*+UI | 83*CA48060C17*** | 33800 | 18 | 9 | 35000 | 25200 | 72% | 1.88 | 0 | 9.5 |  |  |  |  | R-454B | 2.8167 | Residential & Commercial | USHP
211755893 | Central HP <5.4 tons | YORK | HRCU-A-CB (Split System: Heat Pump with Remote Outdoor Unit-Air-Source) | HMH72B341 | ASPEN |  | D(A,C,E)36A44+TDR | TMLV060A12MP12 | 32000 | 17.5 | 8.1 | 34000 | 27800 | 81.76% | 2.5 | 0 | 9.4 |  |  |  |  | R-410A | 2.6667 | Residential & Commercial | USHP
211755963 | Central HP <5.4 tons | YORK | HRCU-A-CB (Split System: Heat Pump with Remote Outdoor Unit-Air-Source) | HMH72B341 | ASPEN |  | D(A,C,E)36B34+TDR | YPLC080C16MP13 | 32000 | 17.5 | 8.1 | 33800 | 27400 | 81.07% | 2.54 | 0 | 9.9 |  |  |  |  | R-410A | 2.6667 | Residential & Commercial | USHP
211756011 | Central HP <5.4 tons | YORK | HRCU-A-CB (Split System: Heat Pump with Remote Outdoor Unit-Air-Source) | HMH72B341 | ASPEN |  | D(A,C,E)36A46+TDR | TM8Y060A12MP11 | 32000 | 18 | 8.1 | 33400 | 27400 | 82.04% | 2.5 | 0 | 9.9 |  |  |  |  | R-410A | 2.6667 | Residential & Commercial | USHP
213205642 | Central HP <5.4 tons | TEMPSTAR | HRCU-A-CB (Split System: Heat Pump with Remote Outdoor Unit-Air-Source) | DLCURAH36ABK | ASPEN |  | D(A,C,E)36C34+TDR | *95ESN0802120A* | 35400 | 15.5 | 8.1 | 39500 | 32000 | 81.01% | 2.52 | 0 | 9.5 |  |  |  |  | R-410A | 2.95 | Residential & Commercial | USHP
213205658 | Central HP <5.4 tons | TEMPSTAR | HRCU-A-CB (Split System: Heat Pump with Remote Outdoor Unit-Air-Source) | DLCURAH36ABK | ASPEN |  | D(A,C,E)42B34+TDR | *95ESN1002122A* | 35400 | 15.5 | 8.5 | 39500 | 31600 | 80% | 2.71 | 0 | 10 |  |  |  |  | R-410A | 2.95 | Residential & Commercial | USHP | Ducted CEE Tier 1
215670347 | Central HP <5.4 tons | BRYANT HEATING AND COOLING SYSTEMS | HRCU-A-CB (Split System: Heat Pump with Remote Outdoor Unit-Air-Source) | 290VAN036**AA* |  |  | CSAH*4812AM*+UI | 986TD42080C17*** | 34000 | 16.5 | 8.5 | 35600 | 25400 | 71.35% | 1.78 | 0 | 9.5 |  |  |  |  | R-454B | 2.8333 | Residential & Commercial | USHP
213205691 | Central HP <5.4 tons | TEMPSTAR | HRCU-A-CB (Split System: Heat Pump with Remote Outdoor Unit-Air-Source) | DLCURAH36ABK | ASPEN |  | D(A,C,E)36C34+TDR | *96VTN1002122A* | 35200 | 16.5 | 8.1 | 38500 | 32200 | 83.64% | 2.54 | 0 | 10 |  |  |  |  | R-410A | 2.9333 | Residential & Commercial | USHP | Ducted CEE Tier 1
213613460 | Central HP <5.4 tons | PAYNE HEATING AND COOLING | HRCU-A-CB (Split System: Heat Pump with Remote Outdoor Unit-Air-Source) | 38MURAQ18AB3* | ASPEN |  | L(E,G)M24J4 | 0 | 18000 | 15.2 | 9 | 19300 | 18300 | 94.82% | 2.2 | 0 | 10 |  |  |  |  | R-410A | 1.5 | Residential & Commercial | USHP | Ducted CEE Tier 1
214588215 | Central HP <5.4 tons | BRYANT HEATING AND COOLING SYSTEMS | HRCU-A-CB (Split System: Heat Pump with Remote Outdoor Unit-Air-Source) | 38MURAQ18AB3* | ADP |  | PL36H210P299 | 926TC36040V17*** | 17400 | 16 | 8.5 | 16400 | 18400 | 112.2% | 2.24 | 0 | 10.5 |  |  |  |  | R-410A | 1.45 | Residential & Commercial | USHP | Ducted CEE Tier 1
214588210 | Central HP <5.4 tons | BRYANT HEATING AND COOLING SYSTEMS | HRCU-A-CB (Split System: Heat Pump with Remote Outdoor Unit-Air-Source) | 38MURAQ18AB3* | ADP |  | PL36H175P149 | 926TC30040V14*** | 17200 | 16 | 8.5 | 16600 | 19000 | 114.5% | 2.34 | 0 | 10 |  |  |  |  | R-410A | 1.4333 | Residential & Commercial | USHP | Ducted CEE Tier 1
214588217 | Central HP <5.4 tons | BRYANT HEATING AND COOLING SYSTEMS | HRCU-A-CB (Split System: Heat Pump with Remote Outdoor Unit-Air-Source) | 38MURAQ18AB3* | ADP |  | C36A***L139 | 926TC36040V17*** | 17100 | 16 | 8.5 | 16600 | 19000 | 114.5% | 2.34 | 0 | 10.5 |  |  |  |  | R-410A | 1.425 | Residential & Commercial | USHP | Ducted CEE Tier 1
214588221 | Central HP <5.4 tons | BRYANT HEATING AND COOLING SYSTEMS | HRCU-A-CB (Split System: Heat Pump with Remote Outdoor Unit-Air-Source) | 38MURAQ18AB3* | ADP |  | V,C36H175P159 | 926TC36040V17*** | 17400 | 16 | 8.5 | 16400 | 18400 | 112.2% | 2.24 | 0 | 10.5 |  |  |  |  | R-410A | 1.45 | Residential & Commercial | USHP | Ducted CEE Tier 1
214588228 | Central HP <5.4 tons | BRYANT HEATING AND COOLING SYSTEMS | HRCU-A-CB (Split System: Heat Pump with Remote Outdoor Unit-Air-Source) | 38MURAQ18AB3* | ADP |  | C36A***L139 | 926TC36060V14*** | 17400 | 16 | 8.5 | 16900 | 18800 | 111.2% | 2.3 | 0 | 10.5 |  |  |  |  | R-410A | 1.45 | Residential & Commercial | USHP | Ducted CEE Tier 1
215821307 | Central HP <5.4 tons | BOSCH | HRCU-A-CB (Split System: Heat Pump with Remote Outdoor Unit-Air-Source) | BOVA-60RXB-M15S | ADP |  | FE*BB9*48+TXV | 0 | 43500 | 16 | 8.1 | 44500 | 33200 | 74.61% | 1.8 | 0 | 11 |  |  |  |  | R-454B | 3.625 | Residential & Commercial | USHP | Ducted CEE Tier 1
214588213 | Central HP <5.4 tons | BRYANT HEATING AND COOLING SYSTEMS | HRCU-A-CB (Split System: Heat Pump with Remote Outdoor Unit-Air-Source) | 38MURAQ18AB3* | ADP |  | V,C36H***P219 | 926TC30040V14*** | 17200 | 16 | 8.5 | 16600 | 19000 | 114.5% | 2.34 | 0 | 10 |  |  |  |  | R-410A | 1.4333 | Residential & Commercial | USHP | Ducted CEE Tier 1
214588233 | Central HP <5.4 tons | BRYANT HEATING AND COOLING SYSTEMS | HRCU-A-CB (Split System: Heat Pump with Remote Outdoor Unit-Air-Source) | 38MURAQ18AB3* | ADP |  | PL36H***P449 | 926TC36060V14*** | 17500 | 16 | 8.5 | 16900 | 18800 | 111.2% | 2.3 | 0 | 10.5 |  |  |  |  | R-410A | 1.4583 | Residential & Commercial | USHP | Ducted CEE Tier 1
215939685 | Central HP <5.4 tons | BRYANT HEATING AND COOLING SYSTEMS | HRCU-A-CB (Split System: Heat Pump with Remote Outdoor Unit-Air-Source) | 293VAN036**AA* |  |  | CAA**4221AM*+UI | 987TA42080C17*** | 32400 | 19.5 | 9.5 | 35200 | 27200 | 77.27% | 2 | 0 | 11 |  |  |  |  | R-454B | 2.7 | Residential & Commercial | USHP | Ducted CEE Tier 1
215939935 | Central HP <5.4 tons | BRYANT HEATING AND COOLING SYSTEMS | HRCU-A-CB (Split System: Heat Pump with Remote Outdoor Unit-Air-Source) | 293VAN036**AA* |  |  | CSAH*3612AM*+UI | 986TD60080C21*** | 33200 | 19 | 9 | 35000 | 26800 | 76.57% | 1.92 | 0 | 11 |  |  |  |  | R-454B | 2.7667 | Residential & Commercial | USHP | Ducted CEE Tier 1
213613459 | Central HP <5.4 tons | PAYNE HEATING AND COOLING | HRCU-A-CB (Split System: Heat Pump with Remote Outdoor Unit-Air-Source) | 38MURAQ18AB3* | ASPEN |  | L(E,G)M24I4 | 0 | 18000 | 15.2 | 9 | 19300 | 18300 | 94.82% | 2.2 | 0 | 10 |  |  |  |  | R-410A | 1.5 | Residential & Commercial | USHP | Ducted CEE Tier 1
212436971 | Central HP <5.4 tons | BRYANT HEATING AND COOLING SYSTEMS | HRCU-A-CB (Split System: Heat Pump with Remote Outdoor Unit-Air-Source) | 38MURAQ18AB3* | ADP |  | F,PE*G22924 | 0 | 17400 | 17 | 8.65 | 17000 | 19400 | 114.1% | 2.32 | 0 | 10.5 |  |  |  |  | R-410A | 1.45 | Residential & Commercial | USHP | Ducted CEE Tier 1
215669077 | Central HP <5.4 tons | AIRQUEST | HRCU-A-CB (Split System: Heat Pump with Remote Outdoor Unit-Air-Source) | H5H0V36*K*AAA* |  |  | EA*5X43M21A*+WALLCON | *96CTN0801714B* | 34400 | 18 | 8.1 | 35400 | 25200 | 71.19% | 1.9 | 0 | 10 |  |  |  |  | R-454B | 2.8667 | Residential & Commercial | USHP | Ducted CEE Tier 1
214588207 | Central HP <5.4 tons | BRYANT HEATING AND COOLING SYSTEMS | HRCU-A-CB (Split System: Heat Pump with Remote Outdoor Unit-Air-Source) | 38MURAQ18AB3* | ADP |  | V,C36H***P429 | 926TC30040V14*** | 17000 | 16 | 8.5 | 16600 | 19000 | 114.5% | 2.34 | 0 | 9.5 |  |  |  |  | R-410A | 1.4167 | Residential & Commercial | USHP
214588223 | Central HP <5.4 tons | BRYANT HEATING AND COOLING SYSTEMS | HRCU-A-CB (Split System: Heat Pump with Remote Outdoor Unit-Air-Source) | 38MURAQ18AB3* | ADP |  | C36A***L159 | 926TC36040V17*** | 17300 | 16 | 8.5 | 16400 | 18400 | 112.2% | 2.24 | 0 | 10.5 |  |  |  |  | R-410A | 1.4417 | Residential & Commercial | USHP | Ducted CEE Tier 1
214588212 | Central HP <5.4 tons | BRYANT HEATING AND COOLING SYSTEMS | HRCU-A-CB (Split System: Heat Pump with Remote Outdoor Unit-Air-Source) | 38MURAQ18AB3* | ADP |  | C36A***L159 | 926TC30040V14*** | 17200 | 16 | 8.5 | 16500 | 18500 | 112.1% | 2.26 | 0 | 10.5 |  |  |  |  | R-410A | 1.4333 | Residential & Commercial | USHP | Ducted CEE Tier 1
215654048 | Central HP <5.4 tons | YORK | HRCU-A-CB (Split System: Heat Pump with Remote Outdoor Unit-Air-Source) | HH860E2S11 | ASPEN |  | CH60A3J+TDR | TM8V100C20MP12 | 41500 | 18 | 8.5 | 44500 | 33800 | 75.96% | 2 | 0 | 10.5 |  |  |  |  | R-454B | 3.4583 | Residential & Commercial | USHP | Ducted CEE Tier 1
215654055 | Central HP <5.4 tons | YORK | HRCU-A-CB (Split System: Heat Pump with Remote Outdoor Unit-Air-Source) | HH860E2S11 | ASPEN |  | CH60A3J+TDR | Y81E120C20SMPS1 | 41500 | 17.5 | 8.1 | 45000 | 34000 | 75.56% | 2 | 0 | 11.5 |  |  |  |  | R-454B | 3.4583 | Residential & Commercial | USHP | Ducted CEE Tier 1
213613464 | Central HP <5.4 tons | PAYNE HEATING AND COOLING | HRCU-A-CB (Split System: Heat Pump with Remote Outdoor Unit-Air-Source) | 38MURAQ18AB3* | ASPEN |  | L(E,G)M36C4 | 0 | 18000 | 15.2 | 8.5 | 19300 | 18300 | 94.82% | 2.2 | 0 | 10 |  |  |  |  | R-410A | 1.5 | Residential & Commercial | USHP | Ducted CEE Tier 1
212863957 | Central HP <5.4 tons | GREE | HRCU-A-C (Split System: Heat Pump with Remote Outdoor Unit with No Indoor Fan --Air Source) | FLEXX36HP230V1AO | ASPEN |  | C(A,C,E)37C24+TDR | 0 | 32000 | 15.2 | 8.5 | 34000 | 24000 | 70.59% | 1.8 | 0 | 9.5 |  |  |  |  | R-410A | 2.6667 | Residential & Commercial | USHP
215670479 | Central HP <5.4 tons | AIRQUEST | HRCU-A-CB (Split System: Heat Pump with Remote Outdoor Unit-Air-Source) | H5H0V36*K*AAA* |  |  | ESH5X60M12A*+WALLCON | *95CSU0601716B* | 34400 | 16.5 | 8.5 | 34800 | 25000 | 71.84% | 1.78 | 0 | 9.5 |  |  |  |  | R-454B | 2.8667 | Residential & Commercial | USHP
215670549 | Central HP <5.4 tons | AIRQUEST | HRCU-A-CB (Split System: Heat Pump with Remote Outdoor Unit-Air-Source) | H5H0V36*K*AAA* |  |  | ESH5X60M12A*+WALLCON | *97CMN1202422B* | 34600 | 17 | 8.5 | 34600 | 24800 | 71.68% | 1.8 | 0 | 10 |  |  |  |  | R-454B | 2.8833 | Residential & Commercial | USHP | Ducted CEE Tier 1
216054316 | Central HP <5.4 tons | BOSCH | HRCU-A-CB (Split System: Heat Pump with Remote Outdoor Unit-Air-Source) | BOVA-60RXB-M15S | ADP |  | HG86*60+TXV+AEFE5* | 0 | 54500 | 16 | 8.45 | 54000 | 39000 | 72.22% | 1.86 | 0 | 10 |  |  |  |  | R-454B | 4.5417 | Residential & Commercial | USHP | Ducted CEE Tier 1
213613449 | Central HP <5.4 tons | PAYNE HEATING AND COOLING | HRCU-A-CB (Split System: Heat Pump with Remote Outdoor Unit-Air-Source) | 38MURAQ18AB3* | ASPEN |  | A(E,F)M244+TDR | 0 | 17600 | 15.2 | 8.2 | 19200 | 18300 | 95.31% | 2.2 | 0 | 9.8 |  |  |  |  | R-410A | 1.4667 | Residential & Commercial | USHP
214588219 | Central HP <5.4 tons | BRYANT HEATING AND COOLING SYSTEMS | HRCU-A-CB (Split System: Heat Pump with Remote Outdoor Unit-Air-Source) | 38MURAQ18AB3* | ADP |  | V,C36H175P149 | 926TC36040V17*** | 17200 | 16 | 8.5 | 16600 | 19000 | 114.5% | 2.34 | 0 | 10.5 |  |  |  |  | R-410A | 1.4333 | Residential & Commercial | USHP | Ducted CEE Tier 1
214377808 | Central HP <5.4 tons | GE Appliances | HRCU-A-CB (Split System: Heat Pump with Remote Outdoor Unit-Air-Source) | AUH4860ZGDA* | ASPEN |  | AE(D,N,U)+CM60A44+TDR | 0 | 45500 | 17 | 8.5 | 48000 | 39000 | 81.25% | 1.8 | 0 | 10.8 |  |  |  |  | R-410A | 3.7917 | Residential & Commercial | USHP | Ducted CEE Tier 1
216056758 | Central HP <5.4 tons | YORK | HRCU-A-CB (Split System: Heat Pump with Remote Outdoor Unit-Air-Source) | HH860E2S11 | ASPEN |  | C(A,C,D,E)48A3K+TDR | TP9C120D20MP13 | 40000 | 17.5 | 8.1 | 44000 | 33400 | 75.91% | 2 | 0 | 11.2 |  |  |  |  | R-454B | 3.3333 | Residential & Commercial | USHP | Ducted CEE Tier 1
216056805 | Central HP <5.4 tons | YORK | HRCU-A-CB (Split System: Heat Pump with Remote Outdoor Unit-Air-Source) | HH860E2S11 | ASPEN |  | D(A,C,E)60A3K+TDR | TM8V100C20MP12 | 41000 | 18 | 8.5 | 44500 | 33800 | 75.96% | 2 | 0 | 10.5 |  |  |  |  | R-454B | 3.4167 | Residential & Commercial | USHP | Ducted CEE Tier 1
216056838 | Central HP <5.4 tons | YORK | HRCU-A-CB (Split System: Heat Pump with Remote Outdoor Unit-Air-Source) | HH860E2S11 | ASPEN |  | C(A,C,D,E)60A3K+TDR | TM9Y100C20MP11 | 41000 | 17 | 8.5 | 46000 | 34800 | 75.65% | 2 | 0 | 10.5 |  |  |  |  | R-454B | 3.4167 | Residential & Commercial | USHP | Ducted CEE Tier 1
216056840 | Central HP <5.4 tons | YORK | HRCU-A-CB (Split System: Heat Pump with Remote Outdoor Unit-Air-Source) | HH860E2S11 | ASPEN |  | C(A,C,D,E)60A3K+TDR | TM9Y120D20MP11 | 41000 | 17.5 | 8.1 | 43500 | 33400 | 76.78% | 2 | 0 | 11.5 |  |  |  |  | R-454B | 3.4167 | Residential & Commercial | USHP | Ducted CEE Tier 1
215654052 | Central HP <5.4 tons | YORK | HRCU-A-CB (Split System: Heat Pump with Remote Outdoor Unit-Air-Source) | HH860E2S11 | ASPEN |  | CH60A3J+TDR | Y81E100C16SMPS1 | 41000 | 17 | 8.5 | 43500 | 33200 | 76.32% | 2 | 0 | 11.7 |  |  |  |  | R-454B | 3.4167 | Residential & Commercial | USHP | Ducted CEE Tier 1
214569545 | Central HP <5.4 tons | BRYANT HEATING AND COOLING SYSTEMS | HRCU-A-CB (Split System: Heat Pump with Remote Outdoor Unit-Air-Source) | 284ANV036*0**B* |  |  | CAP**4224AL*+UI | 987MC60080C21*** | 33200 | 19 | 9.5 | 37800 | 26600 | 70.37% | 2 | 0 | 11.5 |  |  |  |  | R-410A | 2.7667 | Residential & Commercial | USHP | Ducted CEE Tier 1
214569599 | Central HP <5.4 tons | BRYANT HEATING AND COOLING SYSTEMS | HRCU-A-CB (Split System: Heat Pump with Remote Outdoor Unit-Air-Source) | 284ANV036*0**B* |  |  | CAP**6121AL*+UI | 935CB60080C21*** | 34800 | 19.5 | 9 | 35800 | 25200 | 70.39% | 2.02 | 0 | 12 |  |  |  |  | R-410A | 2.9 | Residential & Commercial | USHP | Ducted CEE Tier 1
211756063 | Central HP <5.4 tons | YORK | HRCU-A-CB (Split System: Heat Pump with Remote Outdoor Unit-Air-Source) | HMH72B341 | ASPEN |  | D(A,C,E)36A46+TDR | TMLE040A12MP11 | 32000 | 18 | 8.1 | 33600 | 27200 | 80.95% | 2.5 | 0 | 9.9 |  |  |  |  | R-410A | 2.6667 | Residential & Commercial | USHP
211756080 | Central HP <5.4 tons | YORK | HRCU-A-CB (Split System: Heat Pump with Remote Outdoor Unit-Air-Source) | HMH72B341 | ASPEN |  | D(A,C,E)36B36+TDR | TMLV100C16MP12 | 32000 | 17.5 | 8.1 | 33800 | 27400 | 81.07% | 2.54 | 0 | 9.9 |  |  |  |  | R-410A | 2.6667 | Residential & Commercial | USHP
213356129 | Central HP <5.4 tons | BRYANT HEATING AND COOLING SYSTEMS | HRCU-A-CB (Split System: Heat Pump with Remote Outdoor Unit-Air-Source) | 38MURAQ18AB3* | ADP |  | A36VCA+TXV+CBPE3A* | 0 | 17800 | 15.5 | 9 | 17100 | 19400 | 113.5% | 2.4 | 0 | 10.5 |  |  |  |  | R-410A | 1.4833 | Residential & Commercial | USHP | Ducted CEE Tier 1
214377813 | Central HP <5.4 tons | GE Appliances | HRCU-A-C (Split System: Heat Pump with Remote Outdoor Unit with No Indoor Fan --Air Source) | AUH4860ZGDA* | ASPEN |  | CM48C44+TDR | 0 | 45000 | 15.2 | 8.3 | 48000 | 33600 | 70% | 1.8 | 0 | 9.9 |  |  |  |  | R-410A | 3.75 | Residential & Commercial | USHP
216687191 | Central HP <5.4 tons | FUJITSU | HRCU-A-CB (Split System: Heat Pump with Remote Outdoor Unit-Air-Source) | FOP1936MJAYCA |  |  | FCCA3621MYEA | FF98MV508521UP | 34200 | 21 | 10 | 34200 | 29400 | 85.96% | 2 | 0 | 12 |  |  |  |  | R-454B | 2.85 | Residential & Commercial | USHP | Ducted CEE Tier 1
214588208 | Central HP <5.4 tons | BRYANT HEATING AND COOLING SYSTEMS | HRCU-A-CB (Split System: Heat Pump with Remote Outdoor Unit-Air-Source) | 38MURAQ18AB3* | ADP |  | C36A***L129 | 926TC30040V14*** | 16800 | 16 | 8.5 | 16600 | 19000 | 114.5% | 2.34 | 0 | 9.5 |  |  |  |  | R-410A | 1.4 | Residential & Commercial | USHP
216675659 | Central HP <5.4 tons | DAY & NIGHT | HRCU-A-CB (Split System: Heat Pump with Remote Outdoor Unit-Air-Source) | D5CURAH24AAK |  |  | EA*5X30M14A* | *80MS(N,L)0451412A* | 23600 | 15.2 | 8.5 | 24200 | 19400 | 80.17% | 1.9 | 0 | 9.8 |  |  |  |  | R-454B | 1.9667 | Residential & Commercial | USHP
216675745 | Central HP <5.4 tons | DAY & NIGHT | HRCU-A-CB (Split System: Heat Pump with Remote Outdoor Unit-Air-Source) | D5CURAH24AAK |  |  | EA*5X25M17A* | *80MS(N,L)0451714A* | 24200 | 15.2 | 8.5 | 23200 | 19100 | 82.33% | 1.96 | 0 | 10 |  |  |  |  | R-454B | 2.0167 | Residential & Commercial | USHP | Ducted CEE Tier 1
215828423 | Central HP <5.4 tons | BOSCH | HRCU-A-CB (Split System: Heat Pump with Remote Outdoor Unit-Air-Source) | BOVA-60RXB-M15S | ADP |  | FE*TT9*60+TXV | 0 | 53000 | 16 | 8.3 | 54000 | 39000 | 72.22% | 1.84 | 0 | 9.5 |  |  |  |  | R-454B | 4.4167 | Residential & Commercial | USHP
215674117 | Central HP <5.4 tons | AIRQUEST | HRCU-A-CB (Split System: Heat Pump with Remote Outdoor Unit-Air-Source) | H5H0V48*K*AAA* |  |  | EA*5X48M21A*+WALLCON | *97CMN0802120B* | 44000 | 17.5 | 9 | 48500 | 34200 | 70.52% | 2.06 | 0 | 9.5 |  |  |  |  | R-454B | 3.6667 | Residential & Commercial | USHP
216762899 | Central HP <5.4 tons | BOSCH | HRCU-A-CB (Split System: Heat Pump with Remote Outdoor Unit-Air-Source) | BOVA-60MTB-M19E | ADP |  | HE2K*60+TXV+AEFE5* | 0 | 47000 | 18 | 9.7 | 46500 | 48000 | 103.2% | 2.04 | 0 | 11.7 |  |  |  |  | R-454B | 3.9167 | Residential & Commercial | USHP | Ducted CEE Tier 1
215940343 | Central HP <5.4 tons | TEMPSTAR | HRCU-A-CB (Split System: Heat Pump with Remote Outdoor Unit-Air-Source) | T5H3V36*K*AAA* |  |  | EVM5X49M21A*+WALLCON | *80CSU0401712B* | 35600 | 22 | 8.5 | 38000 | 28600 | 75.26% | 2.04 | 0 | 12.5 |  |  |  |  | R-454B | 2.9667 | Residential & Commercial | USHP | Ducted CEE Tier 1
215940423 | Central HP <5.4 tons | TEMPSTAR | HRCU-A-CB (Split System: Heat Pump with Remote Outdoor Unit-Air-Source) | T5H3V36*K*AAA* |  |  | EVM5X60M21A*+WALLCON | *80CSU0601716B* | 35600 | 22 | 8.5 | 38000 | 28600 | 75.26% | 2.02 | 0 | 12.5 |  |  |  |  | R-454B | 2.9667 | Residential & Commercial | USHP | Ducted CEE Tier 1
215940643 | Central HP <5.4 tons | TEMPSTAR | HRCU-A-CB (Split System: Heat Pump with Remote Outdoor Unit-Air-Source) | T5H3V36*K*AAA* |  |  | EVD5X42M21A*+WALLCON | *80CSU0601716B* | 34400 | 21 | 8.5 | 38500 | 28000 | 72.73% | 2.04 | 0 | 12 |  |  |  |  | R-454B | 2.8667 | Residential & Commercial | USHP | Ducted CEE Tier 1
215940693 | Central HP <5.4 tons | TEMPSTAR | HRCU-A-CB (Split System: Heat Pump with Remote Outdoor Unit-Air-Source) | T5H3V36*K*AAA* |  |  | EVD5X42M24A*+WALLCON | *96CTN0802120B* | 35400 | 21.5 | 8.5 | 38000 | 28600 | 75.26% | 2.04 | 0 | 12 |  |  |  |  | R-454B | 2.95 | Residential & Commercial | USHP | Ducted CEE Tier 1
214056995 | Central HP <5.4 tons | GE Appliances | HRCU-A-CB (Split System: Heat Pump with Remote Outdoor Unit-Air-Source) | AUH4860ZGDA* | ASPEN |  | L(E,G)M48J4 | 0 | 48000 | 17 | 9 | 48000 | 39000 | 81.25% | 1.8 | 0 | 11 |  |  |  |  | R-410A | 4 | Residential & Commercial | USHP | Ducted CEE Tier 1
215866307 | Central HP <5.4 tons | PAYNE HEATING AND COOLING | HRCU-A-CB (Split System: Heat Pump with Remote Outdoor Unit-Air-Source) | 38MURAQ24AB3* | ASPEN |  | D(A,C,E)36B34+TDR | PG96VTAB60100C** | 23000 | 17.5 | 8.5 | 26200 | 20200 | 77.1% | 3.04 | 0 | 9.8 |  |  |  |  | R-410A | 1.9167 | Residential & Commercial | USHP
213613499 | Central HP <5.4 tons | PAYNE HEATING AND COOLING | HRCU-A-CB (Split System: Heat Pump with Remote Outdoor Unit-Air-Source) | 38MURAQ24AB3* | ASPEN |  | L(E,G)M36B4 | 0 | 23400 | 15.2 | 8.5 | 26400 | 23400 | 88.64% | 1.92 | 0 | 9.8 |  |  |  |  | R-410A | 1.95 | Residential & Commercial | USHP
214056988 | Central HP <5.4 tons | GREE | HRCU-A-CB (Split System: Heat Pump with Remote Outdoor Unit-Air-Source) | FLEXX60HP230V1AO | ASPEN |  | L(E,G)M60I4 | 0 | 54000 | 15.8 | 9 | 54000 | 41000 | 75.93% | 1.8 | 0 | 10.3 |  |  |  |  | R-410A | 4.5 | Residential & Commercial | USHP | Ducted CEE Tier 1
215942379 | Central HP <5.4 tons | TEMPSTAR | HRCU-A-CB (Split System: Heat Pump with Remote Outdoor Unit-Air-Source) | T5H3V36*K*AAA* |  |  | EVM5X44M21A*+WALLCON | *96CTN0601714B* | 35200 | 21 | 8.5 | 37400 | 28000 | 74.87% | 2.06 | 0 | 11.7 |  |  |  |  | R-454B | 2.9333 | Residential & Commercial | USHP | Ducted CEE Tier 1
212861169 | Central HP <5.4 tons | GREE | HRCU-A-C (Split System: Heat Pump with Remote Outdoor Unit with No Indoor Fan --Air Source) | FLEXX36HP230V1AO | ASPEN |  | D(A,C,E)24D34+TDR | 0 | 23000 | 15.2 | 8.5 | 24000 | 21600 | 90% | 1.8 | 0 | 11 |  |  |  |  | R-410A | 1.9167 | Residential & Commercial | USHP | Ducted CEE Tier 1
215670487 | Central HP <5.4 tons | BRYANT HEATING AND COOLING SYSTEMS | HRCU-A-CB (Split System: Heat Pump with Remote Outdoor Unit-Air-Source) | 290VAN036**AA* |  |  | CSAH*6012AM*+UI | 935CB66100C21*** | 34600 | 17 | 8.5 | 34600 | 24800 | 71.68% | 1.92 | 0 | 10 |  |  |  |  | R-454B | 2.8833 | Residential & Commercial | USHP | Ducted CEE Tier 1
215670517 | Central HP <5.4 tons | BRYANT HEATING AND COOLING SYSTEMS | HRCU-A-CB (Split System: Heat Pump with Remote Outdoor Unit-Air-Source) | 290VAN036**AA* |  |  | CSAH*6012AM*+UI | 987MC42080C17*** | 34400 | 16.5 | 8.5 | 34800 | 25000 | 71.84% | 1.78 | 0 | 9.5 |  |  |  |  | R-454B | 2.8667 | Residential & Commercial | USHP
213613488 | Central HP <5.4 tons | PAYNE HEATING AND COOLING | HRCU-A-CB (Split System: Heat Pump with Remote Outdoor Unit-Air-Source) | 38MURAQ24AB3* | ASPEN |  | L(E,G)M24B4 | 0 | 22800 | 16 | 8.8 | 26400 | 20400 | 77.27% | 2.84 | 0 | 9.9 |  |  |  |  | R-410A | 1.9 | Residential & Commercial | USHP
215670567 | Central HP <5.4 tons | BRYANT HEATING AND COOLING SYSTEMS | HRCU-A-CB (Split System: Heat Pump with Remote Outdoor Unit-Air-Source) | 290VAN036**AA* |  |  | CSAH*6012AM*+UI | 986TD42060C17*** | 34200 | 16.5 | 8.5 | 34800 | 25200 | 72.41% | 1.78 | 0 | 9.5 |  |  |  |  | R-454B | 2.85 | Residential & Commercial | USHP
215866288 | Central HP <5.4 tons | PAYNE HEATING AND COOLING | HRCU-A-CB (Split System: Heat Pump with Remote Outdoor Unit-Air-Source) | 38MURAQ24AB3* | ASPEN |  | D(A,C,E)30B34+TDR | PG96MSAA48060B** | 23600 | 16.5 | 9.5 | 26600 | 20600 | 77.44% | 3.02 | 0 | 9.8 |  |  |  |  | R-410A | 1.9667 | Residential & Commercial | USHP
215866295 | Central HP <5.4 tons | PAYNE HEATING AND COOLING | HRCU-A-CB (Split System: Heat Pump with Remote Outdoor Unit-Air-Source) | 38MURAQ24AB3* | ASPEN |  | D(A,C,E)36A34+TDR | PG96MSAA48060B** | 23600 | 16.5 | 9 | 26600 | 20600 | 77.44% | 2.97 | 0 | 9.8 |  |  |  |  | R-410A | 1.9667 | Residential & Commercial | USHP
215670607 | Central HP <5.4 tons | BRYANT HEATING AND COOLING SYSTEMS | HRCU-A-CB (Split System: Heat Pump with Remote Outdoor Unit-Air-Source) | 290VAN036**AA* |  |  | FE5BN(B,X)C36L*+UI | 0 | 33400 | 18.5 | 9 | 35800 | 25600 | 71.51% | 1.86 | 0 | 10 |  |  |  |  | R-454B | 2.7833 | Residential & Commercial | USHP | Ducted CEE Tier 1
215667398 | Central HP <5.4 tons | AIRQUEST | HRCU-A-CB (Split System: Heat Pump with Remote Outdoor Unit-Air-Source) | H5H0V24*K*AAA* |  |  | EA*5X30M17A*+WALLCON | *80CTL0451712B* | 23000 | 16.5 | 8.5 | 24000 | 16800 | 70% | 1.86 | 0 | 10 |  |  |  |  | R-454B | 1.9167 | Residential & Commercial | USHP | Ducted CEE Tier 1
215667364 | Central HP <5.4 tons | AIRQUEST | HRCU-A-CB (Split System: Heat Pump with Remote Outdoor Unit-Air-Source) | H5H0V24*K*AAA* |  |  | EA*5X30M17A*+WALLCON | *80CSU0401712A* | 23000 | 17 | 9 | 23600 | 16600 | 70.34% | 1.98 | 0 | 10 |  |  |  |  | R-454B | 1.9167 | Residential & Commercial | USHP | Ducted CEE Tier 1
215667381 | Central HP <5.4 tons | AIRQUEST | HRCU-A-CB (Split System: Heat Pump with Remote Outdoor Unit-Air-Source) | H5H0V24*K*AAA* |  |  | EA*5X30M17A*+WALLCON | *80CSU0601716A* | 23000 | 17 | 9 | 23800 | 16700 | 70.17% | 1.98 | 0 | 10 |  |  |  |  | R-454B | 1.9167 | Residential & Commercial | USHP | Ducted CEE Tier 1
214588226 | Central HP <5.4 tons | BRYANT HEATING AND COOLING SYSTEMS | HRCU-A-CB (Split System: Heat Pump with Remote Outdoor Unit-Air-Source) | 38MURAQ18AB3* | ADP |  | V,C36H***P429 | 926TC36060V14*** | 17300 | 16 | 8.5 | 16900 | 19400 | 114.8% | 2.38 | 0 | 10.5 |  |  |  |  | R-410A | 1.4417 | Residential & Commercial | USHP | Ducted CEE Tier 1
215654050 | Central HP <5.4 tons | YORK | HRCU-A-CB (Split System: Heat Pump with Remote Outdoor Unit-Air-Source) | HH860E2S11 | ASPEN |  | CH60A3J+TDR | Y81E080C16SMPS1 | 41500 | 18 | 8.5 | 44000 | 33400 | 75.91% | 2 | 0 | 11.7 |  |  |  |  | R-454B | 3.4583 | Residential & Commercial | USHP | Ducted CEE Tier 1
215654057 | Central HP <5.4 tons | YORK | HRCU-A-CB (Split System: Heat Pump with Remote Outdoor Unit-Air-Source) | HH860E2S11 | ASPEN |  | CH60B3J+TDR | TM8V080C16MP12 | 41000 | 17 | 8.1 | 43500 | 33400 | 76.78% | 2 | 0 | 11.7 |  |  |  |  | R-454B | 3.4167 | Residential & Commercial | USHP | Ducted CEE Tier 1
215669703 | Central HP <5.4 tons | BRYANT HEATING AND COOLING SYSTEMS | HRCU-A-CB (Split System: Heat Pump with Remote Outdoor Unit-Air-Source) | 290VAN036**AA* |  |  | CAA**6124AM*+UI | 987MC66100C21*** | 35000 | 18.5 | 9 | 34400 | 24800 | 72.09% | 1.92 | 0 | 10.5 |  |  |  |  | R-454B | 2.9167 | Residential & Commercial | USHP | Ducted CEE Tier 1
215670287 | Central HP <5.4 tons | BRYANT HEATING AND COOLING SYSTEMS | HRCU-A-CB (Split System: Heat Pump with Remote Outdoor Unit-Air-Source) | 290VAN036**AA* |  |  | CSAH*4812AM*+UI | 987MC42080C17*** | 34000 | 16.5 | 8.5 | 35600 | 25400 | 71.35% | 1.76 | 0 | 9 |  |  |  |  | R-454B | 2.8333 | Residential & Commercial | USHP
215667164 | Central HP <5.4 tons | AIRQUEST | HRCU-A-CB (Split System: Heat Pump with Remote Outdoor Unit-Air-Source) | H5H0V24*K*AAA* |  |  | EA*5X25M17A*+WALLCON | *80CTL0451712B* | 23800 | 17 | 9 | 23400 | 16500 | 70.51% | 2 | 0 | 10 |  |  |  |  | R-454B | 1.9833 | Residential & Commercial | USHP | Ducted CEE Tier 1
215667181 | Central HP <5.4 tons | AIRQUEST | HRCU-A-CB (Split System: Heat Pump with Remote Outdoor Unit-Air-Source) | H5H0V24*K*AAA* |  |  | EA*5X25M17A*+WALLCON | *80CTL0701412B* | 24000 | 17.5 | 9 | 23200 | 16400 | 70.69% | 2 | 0 | 10.5 |  |  |  |  | R-454B | 2 | Residential & Commercial | USHP | Ducted CEE Tier 1
215667330 | Central HP <5.4 tons | AIRQUEST | HRCU-A-CB (Split System: Heat Pump with Remote Outdoor Unit-Air-Source) | H5H0V24*K*AAA* |  |  | EA*5X30M14A*+WALLCON | *80CTL0701412B* | 23000 | 17 | 8.5 | 23800 | 16700 | 70.17% | 1.86 | 0 | 10 |  |  |  |  | R-454B | 1.9167 | Residential & Commercial | USHP | Ducted CEE Tier 1
215667414 | Central HP <5.4 tons | AIRQUEST | HRCU-A-CB (Split System: Heat Pump with Remote Outdoor Unit-Air-Source) | H5H0V24*K*AAA* |  |  | EA*5X30M17A*+WALLCON | *80CTL0701412B* | 23000 | 17 | 9 | 23800 | 16700 | 70.17% | 1.98 | 0 | 10 |  |  |  |  | R-454B | 1.9167 | Residential & Commercial | USHP | Ducted CEE Tier 1
215667597 | Central HP <5.4 tons | AIRQUEST | HRCU-A-CB (Split System: Heat Pump with Remote Outdoor Unit-Air-Source) | H5H0V24*K*AAA* |  |  | EA*5X36M17A*+WALLCON | *80CTL0451712B* | 23000 | 16.5 | 9 | 23800 | 16700 | 70.17% | 1.98 | 0 | 10 |  |  |  |  | R-454B | 1.9167 | Residential & Commercial | USHP | Ducted CEE Tier 1
215667699 | Central HP <5.4 tons | AIRQUEST | HRCU-A-CB (Split System: Heat Pump with Remote Outdoor Unit-Air-Source) | H5H0V24*K*AAA* |  |  | EA*5X36M17A*+WALLCON | *96CTN0401410B* | 22600 | 16 | 8.5 | 24200 | 17000 | 70.25% | 1.84 | 0 | 9.5 |  |  |  |  | R-454B | 1.8833 | Residential & Commercial | USHP
215667580 | Central HP <5.4 tons | AIRQUEST | HRCU-A-CB (Split System: Heat Pump with Remote Outdoor Unit-Air-Source) | H5H0V24*K*AAA* |  |  | EA*5X36M17A*+WALLCON | *80CSU0601716A* | 23200 | 17 | 9 | 23600 | 16600 | 70.34% | 1.98 | 0 | 10 |  |  |  |  | R-454B | 1.9333 | Residential & Commercial | USHP | Ducted CEE Tier 1
206417167 | Central HP <5.4 tons | TRANE | HRCU-A-CB (Split System: Heat Pump with Remote Outdoor Unit-Air-Source) | 4TWL9036A1 | ASPEN |  | 4PXFH005AZ3+TDR | *UD2C100ACV5 | 36000 | 17 | 8.7 | 33400 | 24200 | 72.46% | 2.8 | 12 | 11.5 |  |  |  |  | R-410A | 3 | Residential & Commercial | USHP | Ducted CEE Tier 1
215670227 | Central HP <5.4 tons | BRYANT HEATING AND COOLING SYSTEMS | HRCU-A-CB (Split System: Heat Pump with Remote Outdoor Unit-Air-Source) | 290VAN036**AA* |  |  | CSAH*4812AM*+UI | 88*TB66135C24*** | 34200 | 17 | 8.5 | 35400 | 25200 | 71.19% | 1.9 | 0 | 9.5 |  |  |  |  | R-454B | 2.85 | Residential & Commercial | USHP
215670477 | Central HP <5.4 tons | BRYANT HEATING AND COOLING SYSTEMS | HRCU-A-CB (Split System: Heat Pump with Remote Outdoor Unit-Air-Source) | 290VAN036**AA* |  |  | CSAH*6012AM*+UI | 935CB48060C17*** | 34400 | 16.5 | 8.5 | 34800 | 25000 | 71.84% | 1.78 | 0 | 9.5 |  |  |  |  | R-454B | 2.8667 | Residential & Commercial | USHP
214279022 | Central HP <5.4 tons | BOSCH | HRCU-A-CB (Split System: Heat Pump with Remote Outdoor Unit-Air-Source) | BOVD-36HDN1-M20G | ADP |  | V36H***P449+AEFE3A* | 0 | 23800 | 19 | 9.5 | 22400 | 17200 | 76.79% | 2 | 0 | 13 |  |  |  |  | R-410A | 1.9833 | Residential & Commercial | USHP | Ducted CEE Tier 1
214574514 | Central HP <5.4 tons | DAY & NIGHT | HRCU-A-CB (Split System: Heat Pump with Remote Outdoor Unit-Air-Source) | CVH837GKA2* |  |  | EN(A,D,W)4X42L21**+WALLCON | *80CTL0702120B* | 31800 | 17 | 8.1 | 33000 | 24600 | 74.55% | 1.88 | 0 | 11 |  |  |  |  | R-410A | 2.65 | Residential & Commercial | USHP | Ducted CEE Tier 1
214574614 | Central HP <5.4 tons | DAY & NIGHT | HRCU-A-CB (Split System: Heat Pump with Remote Outdoor Unit-Air-Source) | CVH837GKA2* |  |  | EN(A,D,W)4X48L21**+WALLCON | *97CMN0802120B* | 32400 | 17.5 | 8.5 | 32800 | 24800 | 75.61% | 1.96 | 0 | 11.5 |  |  |  |  | R-410A | 2.7 | Residential & Commercial | USHP | Ducted CEE Tier 1
214574684 | Central HP <5.4 tons | DAY & NIGHT | HRCU-A-CB (Split System: Heat Pump with Remote Outdoor Unit-Air-Source) | CVH837GKA2* |  |  | EN(A,D)4X48L24**+WALLCON | *96CTN0802120B* | 32400 | 17.5 | 8.5 | 32600 | 24800 | 76.07% | 1.98 | 0 | 11.5 |  |  |  |  | R-410A | 2.7 | Residential & Commercial | USHP | Ducted CEE Tier 1
216687208 | Central HP <5.4 tons | FUJITSU | HRCU-A-CB (Split System: Heat Pump with Remote Outdoor Unit-Air-Source) | FOP1948MJAYCA |  |  | FCCA4821SYEA | FF96TV507021M4 | 45500 | 18 | 10 | 45500 | 42000 | 92.31% | 2.1 | 0 | 12 |  |  |  |  | R-454B | 3.7917 | Residential & Commercial | USHP | Ducted CEE Tier 1
215666964 | Central HP <5.4 tons | AIRQUEST | HRCU-A-CB (Split System: Heat Pump with Remote Outdoor Unit-Air-Source) | H5H0V24*K*AAA* |  |  | EA*5X24M17A*+WALLCON | *80CSU0401712A* | 22800 | 16.5 | 9 | 24000 | 16800 | 70% | 1.96 | 0 | 10 |  |  |  |  | R-454B | 1.9 | Residential & Commercial | USHP | Ducted CEE Tier 1
215667347 | Central HP <5.4 tons | AIRQUEST | HRCU-A-CB (Split System: Heat Pump with Remote Outdoor Unit-Air-Source) | H5H0V24*K*AAA* |  |  | EA*5X30M14A*+WALLCON | *96CTN0401410B* | 22600 | 15.5 | 8.5 | 24200 | 17100 | 70.66% | 1.84 | 0 | 9 |  |  |  |  | R-454B | 1.8833 | Residential & Commercial | USHP
215667614 | Central HP <5.4 tons | AIRQUEST | HRCU-A-CB (Split System: Heat Pump with Remote Outdoor Unit-Air-Source) | H5H0V24*K*AAA* |  |  | EA*5X36M17A*+WALLCON | *80CTL0701412B* | 23200 | 17 | 9 | 23600 | 16600 | 70.34% | 1.98 | 0 | 10 |  |  |  |  | R-454B | 1.9333 | Residential & Commercial | USHP | Ducted CEE Tier 1
215667681 | Central HP <5.4 tons | AIRQUEST | HRCU-A-CB (Split System: Heat Pump with Remote Outdoor Unit-Air-Source) | H5H0V24*K*AAA* |  |  | EA*5X36M17A*+WALLCON | *97CMN0801714B* | 23000 | 17 | 9 | 23800 | 16700 | 70.17% | 1.98 | 0 | 10 |  |  |  |  | R-454B | 1.9167 | Residential & Commercial | USHP | Ducted CEE Tier 1
215670429 | Central HP <5.4 tons | AIRQUEST | HRCU-A-CB (Split System: Heat Pump with Remote Outdoor Unit-Air-Source) | H5H0V36*K*AAA* |  |  | ESH5X60M12A*+WALLCON | *80CTL0702120B* | 34600 | 17 | 8.5 | 34600 | 24800 | 71.68% | 1.8 | 0 | 9.5 |  |  |  |  | R-454B | 2.8833 | Residential & Commercial | USHP
214279016 | Central HP <5.4 tons | BOSCH | HRCU-A-CB (Split System: Heat Pump with Remote Outdoor Unit-Air-Source) | BOVC-36HDN1-M20G | ADP |  | F,PE*G34936 | 0 | 33400 | 18 | 9.3 | 32600 | 23600 | 72.39% | 1.88 | 0 | 11.7 |  |  |  |  | R-410A | 2.7833 | Residential & Commercial | USHP | Ducted CEE Tier 1
214279019 | Central HP <5.4 tons | BOSCH | HRCU-A-CB (Split System: Heat Pump with Remote Outdoor Unit-Air-Source) | BOVD-36HDN1-M20G | ADP |  | F,PE*G32930 | 0 | 23200 | 20 | 9.3 | 22400 | 17200 | 76.79% | 1.96 | 0 | 12.5 |  |  |  |  | R-410A | 1.9333 | Residential & Commercial | USHP | Ducted CEE Tier 1
215667649 | Central HP <5.4 tons | AIRQUEST | HRCU-A-CB (Split System: Heat Pump with Remote Outdoor Unit-Air-Source) | H5H0V24*K*AAA* |  |  | EA*5X36M17A*+WALLCON | *80CTL0901716B* | 23200 | 17 | 9 | 23600 | 16600 | 70.34% | 1.98 | 0 | 10.5 |  |  |  |  | R-454B | 1.9333 | Residential & Commercial | USHP | Ducted CEE Tier 1
211627792 | Central HP <5.4 tons | YORK | HRCU-A-CB (Split System: Heat Pump with Remote Outdoor Unit-Air-Source) | HMH72B341 | ASPEN |  | CM36B36+TDR | TM8Y060A12MP11 | 32000 | 18 | 8.1 | 25200 | 31400 | 124.6% | 2.83 | 0 | 9.9 |  |  |  |  | R-410A | 2.6667 | Residential & Commercial | USHP
211627829 | Central HP <5.4 tons | YORK | HRCU-A-CB (Split System: Heat Pump with Remote Outdoor Unit-Air-Source) | HMH72B341 | ASPEN |  | CM36A36+TDR | TM8Y100C16MP11 | 31400 | 18.3 | 8.2 | 25200 | 31800 | 126.2% | 2.82 | 0 | 9.8 |  |  |  |  | R-410A | 2.6167 | Residential & Commercial | USHP
211627926 | Central HP <5.4 tons | YORK | HRCU-A-CB (Split System: Heat Pump with Remote Outdoor Unit-Air-Source) | HMH72B341 | ASPEN |  | D(A,C,E)36D36+TDR | TM9E080C16MP12 | 33000 | 18 | 8.1 | 33600 | 27200 | 80.95% | 2.53 | 0 | 10 |  |  |  |  | R-410A | 2.75 | Residential & Commercial | USHP | Ducted CEE Tier 1
210597868 | Central HP <5.4 tons | HEIL | HRCU-A-CB (Split System: Heat Pump with Remote Outdoor Unit-Air-Source) | HVH825GKA2* |  |  | EA*4X42L21A*+WALLCON | *96CTN0601714A* | 23600 | 16.5 | 8.1 | 21400 | 16700 | 78.04% | 1.94 | 0 | 11 |  |  |  |  | R-410A | 1.9667 | Residential & Commercial | USHP | Ducted CEE Tier 1
210597900 | Central HP <5.4 tons | HEIL | HRCU-A-CB (Split System: Heat Pump with Remote Outdoor Unit-Air-Source) | HVH825GKA2* |  |  | EA*4X42L24A*+WALLCON | *80CTL1352422A* | 23800 | 16.5 | 8.1 | 21400 | 16600 | 77.57% | 1.96 | 0 | 11 |  |  |  |  | R-410A | 1.9833 | Residential & Commercial | USHP | Ducted CEE Tier 1
210597916 | Central HP <5.4 tons | HEIL | HRCU-A-CB (Split System: Heat Pump with Remote Outdoor Unit-Air-Source) | HVH825GKA2* |  |  | EA*4X42L24A*+WALLCON | *96CTN1202422A* | 23800 | 17 | 8.1 | 21400 | 16600 | 77.57% | 1.96 | 0 | 11 |  |  |  |  | R-410A | 1.9833 | Residential & Commercial | USHP | Ducted CEE Tier 1
215662864 | Central HP <5.4 tons | AIRQUEST | HRCU-A-CB (Split System: Heat Pump with Remote Outdoor Unit-Air-Source) | H5H0V48*K*AAA* |  |  | FCMA5B48L0C*+WALLCON | 0 | 45500 | 19 | 9 | 48000 | 33600 | 70% | 2.1 | 0 | 10.5 |  |  |  |  | R-454B | 3.7917 | Residential & Commercial | USHP | Ducted CEE Tier 1
216960325 | Central HP <5.4 tons | TRANE | HRCU-A-CB (Split System: Heat Pump with Remote Outdoor Unit-Air-Source) | 5TWV0X24A1 | ASPEN |  | D(A,C,E)30A3J+TDR | S9V2B040D3PSC+LRP | 18100 | 18.9 | 8.5 | 22800 | 26400 | 115.8% | 2.6 | 0 | 11.2 |  |  |  |  | R-454B | 1.5083 | Residential & Commercial | USHP | Ducted CEE Tier 1
215667765 | Central HP <5.4 tons | AIRQUEST | HRCU-A-CB (Split System: Heat Pump with Remote Outdoor Unit-Air-Source) | H5H0V24*K*AAA* |  |  | EA*5X37M17A*+WALLCON | *80CTL0901716B* | 23800 | 17 | 9 | 23400 | 16500 | 70.51% | 2 | 0 | 10.5 |  |  |  |  | R-454B | 1.9833 | Residential & Commercial | USHP | Ducted CEE Tier 1
215667781 | Central HP <5.4 tons | AIRQUEST | HRCU-A-CB (Split System: Heat Pump with Remote Outdoor Unit-Air-Source) | H5H0V24*K*AAA* |  |  | EA*5X37M17A*+WALLCON | *97CMN0801714B* | 23800 | 17 | 9 | 23400 | 16500 | 70.51% | 2 | 0 | 10.5 |  |  |  |  | R-454B | 1.9833 | Residential & Commercial | USHP | Ducted CEE Tier 1
215654064 | Central HP <5.4 tons | YORK | HRCU-A-CB (Split System: Heat Pump with Remote Outdoor Unit-Air-Source) | HH860E2S11 | ASPEN |  | CH60B3J+TDR | Y81E100C20SMPS1 | 41000 | 17.5 | 8.1 | 44000 | 33400 | 75.91% | 2 | 0 | 11.7 |  |  |  |  | R-454B | 3.4167 | Residential & Commercial | USHP | Ducted CEE Tier 1
215654066 | Central HP <5.4 tons | YORK | HRCU-A-CB (Split System: Heat Pump with Remote Outdoor Unit-Air-Source) | HH860E2S11 | ASPEN |  | CH60B3J+TDR | Y81E120C20SMPS1 | 41500 | 18 | 8.5 | 45000 | 34000 | 75.56% | 2 | 0 | 11.7 |  |  |  |  | R-454B | 3.4583 | Residential & Commercial | USHP | Ducted CEE Tier 1
215821297 | Central HP <5.4 tons | BOSCH | HRCU-A-CB (Split System: Heat Pump with Remote Outdoor Unit-Air-Source) | BOVA-24RXB-M15S | ADP |  | FE*E31*24+TXV | 0 | 22400 | 16 | 8.1 | 22200 | 16800 | 75.68% | 1.78 | 0 | 11 |  |  |  |  | R-454B | 1.8667 | Residential & Commercial | USHP | Ducted CEE Tier 1
215670507 | Central HP <5.4 tons | BRYANT HEATING AND COOLING SYSTEMS | HRCU-A-CB (Split System: Heat Pump with Remote Outdoor Unit-Air-Source) | 290VAN036**AA* |  |  | CSAH*6012AM*+UI | 987MC60060C21*** | 34400 | 16 | 8.5 | 34800 | 25000 | 71.84% | 1.78 | 0 | 9.5 |  |  |  |  | R-454B | 2.8667 | Residential & Commercial | USHP
211628076 | Central HP <5.4 tons | YORK | HRCU-A-CB (Split System: Heat Pump with Remote Outdoor Unit-Air-Source) | HMH72B341 | ASPEN |  | CM36A36+TDR | TM9Y080C16MP11 | 31200 | 18.3 | 8.3 | 25600 | 32200 | 125.8% | 2.78 | 0 | 9.3 |  |  |  |  | R-410A | 2.6 | Residential & Commercial | USHP
214588345 | Central HP <5.4 tons | BRYANT HEATING AND COOLING SYSTEMS | HRCU-A-CB (Split System: Heat Pump with Remote Outdoor Unit-Air-Source) | 38MURAQ36AB3* | ADP |  | PL36H210P299 | 926TC66100V21*** | 36000 | 17 | 8.1 | 36800 | 34400 | 93.48% | 2 | 0 | 10.5 |  |  |  |  | R-410A | 3 | Residential & Commercial | USHP | Ducted CEE Tier 1
215821300 | Central HP <5.4 tons | BOSCH | HRCU-A-CB (Split System: Heat Pump with Remote Outdoor Unit-Air-Source) | BOVA-36RTB-M20S | ADP |  | FE*G32*24+TXV | 0 | 22600 | 18 | 9.2 | 22400 | 17000 | 75.89% | 1.94 | 0 | 12 |  |  |  |  | R-454B | 1.8833 | Residential & Commercial | USHP | Ducted CEE Tier 1
210597932 | Central HP <5.4 tons | HEIL | HRCU-A-CB (Split System: Heat Pump with Remote Outdoor Unit-Air-Source) | HVH825GKA2* |  |  | EA*4X43L21A*+WALLCON | *80CSU0401712A* | 24400 | 17 | 8.5 | 21200 | 16600 | 78.3% | 2.04 | 0 | 11 |  |  |  |  | R-410A | 2.0333 | Residential & Commercial | USHP | Ducted CEE Tier 1
211780575 | Central HP <5.4 tons | KEEPRITE | HRCU-A-CB (Split System: Heat Pump with Remote Outdoor Unit-Air-Source) | DLCURAH24ABK | ADP |  | H,GE31930 | *92ESN0801716A* | 23800 | 17 | 8.5 | 25200 | 23800 | 94.44% | 1.96 | 0 | 10 |  |  |  |  | R-410A | 1.9833 | Residential & Commercial | USHP | Ducted CEE Tier 1
215413747 | Central HP <5.4 tons | BOSCH | HRCU-A-CB (Split System: Heat Pump with Remote Outdoor Unit-Air-Source) | BOVD-36HDN1-M20G | ADP |  | HG8J936+AEFE4B* | 0 | 23600 | 20 | 9.5 | 22400 | 17200 | 76.79% | 2 | 0 | 12.5 |  |  |  |  | R-410A | 1.9667 | Residential & Commercial | USHP | Ducted CEE Tier 1
215413749 | Central HP <5.4 tons | BOSCH | HRCU-A-CB (Split System: Heat Pump with Remote Outdoor Unit-Air-Source) | BOVD-36HDN1-M20G | ADP |  | PL36H175P459+AEFE4B* | 0 | 24000 | 20 | 9.5 | 22400 | 17200 | 76.79% | 2 | 0 | 13 |  |  |  |  | R-410A | 2 | Residential & Commercial | USHP | Ducted CEE Tier 1
212380857 | Central HP <5.4 tons | BOSCH | HRCU-A-CB (Split System: Heat Pump with Remote Outdoor Unit-Air-Source) | BOVB-36HDN1-M20G | ADP |  | H,RG82936 | BGH96M060B3A | 24000 | 18 | 9 | 22400 | 17000 | 75.89% | 1.9 | 0 | 12 |  |  |  |  | R-410A | 2 | Residential & Commercial | USHP | Ducted CEE Tier 1
212380858 | Central HP <5.4 tons | BOSCH | HRCU-A-CB (Split System: Heat Pump with Remote Outdoor Unit-Air-Source) | BOVB-36HDN1-M20G | ADP |  | V,R36H175P149 | BGH96M060B3B | 23800 | 18 | 9 | 22400 | 17000 | 75.89% | 1.9 | 0 | 12 |  |  |  |  | R-410A | 1.9833 | Residential & Commercial | USHP | Ducted CEE Tier 1
212380859 | Central HP <5.4 tons | BOSCH | HRCU-A-CB (Split System: Heat Pump with Remote Outdoor Unit-Air-Source) | BOVB-36HDN1-M20G | ADP |  | V,R36H175P159 | BGH96M060B3B | 24000 | 18 | 9 | 22400 | 17000 | 75.89% | 1.9 | 0 | 12 |  |  |  |  | R-410A | 2 | Residential & Commercial | USHP | Ducted CEE Tier 1
214440919 | Central HP <5.4 tons | BOSCH | HRCU-A-CB (Split System: Heat Pump with Remote Outdoor Unit-Air-Source) | BOVD-36HDN1-M20G | ADP |  | BV**B1925 | 0 | 22000 | 17 | 9 | 22200 | 17200 | 77.48% | 1.92 | 0 | 12 |  |  |  |  | R-410A | 1.8333 | Residential & Commercial | USHP | Ducted CEE Tier 1
213258364 | Central HP <5.4 tons | KEEPRITE | HRCU-A-CB (Split System: Heat Pump with Remote Outdoor Unit-Air-Source) | DLCURAH24ABK | ADP |  | H,GE32936 | *96VTN0601714A* | 23600 | 16 | 8.5 | 25200 | 24000 | 95.24% | 2.02 | 0 | 10 |  |  |  |  | R-410A | 1.9667 | Residential & Commercial | USHP | Ducted CEE Tier 1
213258948 | Central HP <5.4 tons | KEEPRITE | HRCU-A-CB (Split System: Heat Pump with Remote Outdoor Unit-Air-Source) | DLCURAH24ABK | ADP |  | H,GE7J936 | *96VTN0401410A* | 22800 | 16 | 8.5 | 24200 | 23800 | 98.35% | 2.02 | 0 | 9.5 |  |  |  |  | R-410A | 1.9 | Residential & Commercial | USHP
215667933 | Central HP <5.4 tons | AIRQUEST | HRCU-A-CB (Split System: Heat Pump with Remote Outdoor Unit-Air-Source) | H5H0V24*K*AAA* |  |  | EA*5X37M21A*+WALLCON | *96CTN1002122B* | 24000 | 17.5 | 9 | 23200 | 16300 | 70.26% | 2.02 | 0 | 10.5 |  |  |  |  | R-454B | 2 | Residential & Commercial | USHP | Ducted CEE Tier 1
215402575 | Central HP <5.4 tons | BOSCH | HRCU-A-CB (Split System: Heat Pump with Remote Outdoor Unit-Air-Source) | BOVD-36HDN1-M20G | ADP |  | BV**B1725 | 0 | 22000 | 17 | 9 | 22200 | 17200 | 77.48% | 1.92 | 0 | 12 |  |  |  |  | R-410A | 1.8333 | Residential & Commercial | USHP | Ducted CEE Tier 1
216776727 | Central HP <5.4 tons | KENMORE | HRCU-A-CB (Split System: Heat Pump with Remote Outdoor Unit-Air-Source) | (C,H,T)5H3V36*K*AAA* | ADP |  | H,GG8J*36+TXV | *96CTN0601714B* | 33600 | 21 | 8.5 | 36000 | 27800 | 77.22% | 2 | 0 | 11 |  |  |  |  | R-454B | 2.8 | Residential & Commercial | USHP | Ducted CEE Tier 1
212480260 | Central HP <5.4 tons | CARRIER | HRCU-A-CB (Split System: Heat Pump with Remote Outdoor Unit-Air-Source) | 38MURAQ30AB3* | ADP |  | PL36H210P749 | 59SC2D100E21**20 | 30600 | 15.2 | 8.1 | 32600 | 26600 | 81.6% | 1.82 | 0 | 9 |  |  |  |  | R-410A | 2.55 | Residential & Commercial | USHP
215296853 | Central HP <5.4 tons | Wells | HRCU-A-C (Split System: Heat Pump with Remote Outdoor Unit with No Indoor Fan --Air Source) | WUCA-36HFMO | ADP |  | H,A,DE32(1,2)36+TXV+TD | 0 | 33800 | 15.2 | 8.2 | 36200 | 31200 | 86.19% | 1.78 | 0 | 9.5 |  |  |  |  | R-410A | 2.8167 | Residential & Commercial | USHP
215670377 | Central HP <5.4 tons | BRYANT HEATING AND COOLING SYSTEMS | HRCU-A-CB (Split System: Heat Pump with Remote Outdoor Unit-Air-Source) | 290VAN036**AA* |  |  | CSAH*6012AM*+UI | 83*CA36040C17*** | 34600 | 17 | 8.5 | 34600 | 24800 | 71.68% | 1.8 | 0 | 9.5 |  |  |  |  | R-454B | 2.8833 | Residential & Commercial | USHP
215667000 | Central HP <5.4 tons | AIRQUEST | HRCU-A-CB (Split System: Heat Pump with Remote Outdoor Unit-Air-Source) | H5H0V24*K*AAA* |  |  | EA*5X24M17A*+WALLCON | *80CTL0451712B* | 22600 | 16.5 | 9 | 24200 | 17000 | 70.25% | 1.94 | 0 | 9.5 |  |  |  |  | R-454B | 1.8833 | Residential & Commercial | USHP
215869163 | Central HP <5.4 tons | BOSCH | HRCU-A-CB (Split System: Heat Pump with Remote Outdoor Unit-Air-Source) | BOVD-36HDN1-M20G | ADP |  | H,RG33936+AEFE3A* | 0 | 23400 | 19 | 9.45 | 22400 | 17200 | 76.79% | 1.98 | 0 | 12.5 |  |  |  |  | R-410A | 1.95 | Residential & Commercial | USHP | Ducted CEE Tier 1
216687205 | Central HP <5.4 tons | FUJITSU | HRCU-A-CB (Split System: Heat Pump with Remote Outdoor Unit-Air-Source) | FOP1948MJAYCA |  |  | FCCA4821SYEA | FF80TV510021UH | 45500 | 19 | 10 | 45500 | 41500 | 91.21% | 2.1 | 0 | 12 |  |  |  |  | R-454B | 3.7917 | Residential & Commercial | USHP | Ducted CEE Tier 1
213147356 | Central HP <5.4 tons | BRYANT HEATING AND COOLING SYSTEMS | HRCU-A-CB (Split System: Heat Pump with Remote Outdoor Unit-Air-Source) | 38MURAQ30AB3* | ADP |  | C36A***L139+AEFE4B* | 0 | 30000 | 15.2 | 8.3 | 33400 | 27000 | 80.84% | 1.78 | 0 | 8.5 |  |  |  |  | R-410A | 2.5 | Residential & Commercial | USHP
216687203 | Central HP <5.4 tons | FUJITSU | HRCU-A-CB (Split System: Heat Pump with Remote Outdoor Unit-Air-Source) | FOP1948MJAYCA |  |  | FCCA4821SYEA | FF80TV507521DZ | 45500 | 19 | 10 | 45500 | 41500 | 91.21% | 2.1 | 0 | 12 |  |  |  |  | R-454B | 3.7917 | Residential & Commercial | USHP | Ducted CEE Tier 1
216687171 | Central HP <5.4 tons | FUJITSU | HRCU-A-CB (Split System: Heat Pump with Remote Outdoor Unit-Air-Source) | FOP1924MJAYCA |  |  | FCCA2421HYEA | FF97MV508521DH | 22800 | 21 | 10 | 22800 | 18400 | 80.7% | 1.8 | 0 | 13 |  |  |  |  | R-454B | 1.9 | Residential & Commercial | USHP | Ducted CEE Tier 1
216687173 | Central HP <5.4 tons | FUJITSU | HRCU-A-CB (Split System: Heat Pump with Remote Outdoor Unit-Air-Source) | FOP1924MJAYCA |  |  | FCCA2421HYEA | FF98MV508521UP | 22800 | 21 | 10 | 22800 | 18400 | 80.7% | 1.8 | 0 | 13 |  |  |  |  | R-454B | 1.9 | Residential & Commercial | USHP | Ducted CEE Tier 1
212380735 | Central HP <5.4 tons | BOSCH | HRCU-A-CB (Split System: Heat Pump with Remote Outdoor Unit-Air-Source) | BOVA-36HDN1-M20G | ADP |  | V,R36H175P149 | BGH96M060B3B | 23800 | 18 | 9 | 22400 | 17000 | 75.89% | 1.9 | 0 | 12 |  |  |  |  | R-410A | 1.9833 | Residential & Commercial | USHP | Ducted CEE Tier 1
214595215 | Central HP <5.4 tons | PAYNE HEATING AND COOLING | HRCU-A-CB (Split System: Heat Pump with Remote Outdoor Unit-Air-Source) | 38MURAQ18AB3* | ASPEN |  | A(E,F)M364+TDR | 0 | 18000 | 15.2 | 9 | 19300 | 18300 | 94.82% | 2.2 | 0 | 9.8 |  |  |  |  | R-410A | 1.5 | Residential & Commercial | USHP
214588220 | Central HP <5.4 tons | BRYANT HEATING AND COOLING SYSTEMS | HRCU-A-CB (Split System: Heat Pump with Remote Outdoor Unit-Air-Source) | 38MURAQ18AB3* | ADP |  | PL36H175P159 | 926TC36040V17*** | 17400 | 16 | 8.5 | 16400 | 18400 | 112.2% | 2.24 | 0 | 10.5 |  |  |  |  | R-410A | 1.45 | Residential & Commercial | USHP | Ducted CEE Tier 1
213785195 | Central HP <5.4 tons | CARRIER | HRCU-A-CB (Split System: Heat Pump with Remote Outdoor Unit-Air-Source) | 25VNA424A*031* |  |  | CSPH*3012AL*+UI | 58TN*B110C21**20 | 23400 | 18.5 | 10 | 26800 | 19900 | 74.25% | 2.44 | 0 | 12.5 |  |  |  |  | R-410A | 1.95 | Residential & Commercial | USHP | Ducted CEE Tier 1
215654058 | Central HP <5.4 tons | YORK | HRCU-A-CB (Split System: Heat Pump with Remote Outdoor Unit-Air-Source) | HH860E2S11 | ASPEN |  | CH60B3J+TDR | TM8V100C16MP12 | 41000 | 17 | 8.5 | 43500 | 33400 | 76.78% | 2 | 0 | 11.7 |  |  |  |  | R-454B | 3.4167 | Residential & Commercial | USHP | Ducted CEE Tier 1
215821299 | Central HP <5.4 tons | BOSCH | HRCU-A-CB (Split System: Heat Pump with Remote Outdoor Unit-Air-Source) | BOVA-24RXB-M15S | ADP |  | FE*G32*24+TXV | 0 | 22600 | 16 | 8.25 | 22400 | 16800 | 75% | 1.8 | 0 | 11 |  |  |  |  | R-454B | 1.8833 | Residential & Commercial | USHP | Ducted CEE Tier 1
211756118 | Central HP <5.4 tons | YORK | HRCU-A-CB (Split System: Heat Pump with Remote Outdoor Unit-Air-Source) | HMH72B341 | ASPEN |  | D(A,C,E)36B36+TDR | YP9C120D20MP13 | 31600 | 17 | 8.1 | 32400 | 28200 | 87.04% | 2.57 | 0 | 9.3 |  |  |  |  | R-410A | 2.6333 | Residential & Commercial | USHP
215654030 | Central HP <5.4 tons | YORK | HRCU-A-CB (Split System: Heat Pump with Remote Outdoor Unit-Air-Source) | HH836E2S11 | ASPEN |  | CH36B3J+TDR | Y81E100B12SMPS1 | 30600 | 17.5 | 8.1 | 30200 | 24800 | 82.12% | 2 | 0 | 11.2 |  |  |  |  | R-454B | 2.55 | Residential & Commercial | USHP | Ducted CEE Tier 1
215821306 | Central HP <5.4 tons | BOSCH | HRCU-A-CB (Split System: Heat Pump with Remote Outdoor Unit-Air-Source) | BOVA-60RTB-M20S | ADP |  | FE*BB9*48+TXV | 0 | 44500 | 17 | 9.05 | 45500 | 33200 | 72.97% | 1.92 | 0 | 11 |  |  |  |  | R-454B | 3.7083 | Residential & Commercial | USHP | Ducted CEE Tier 1
215667291 | Central HP <5.4 tons | AIRQUEST | HRCU-A-CB (Split System: Heat Pump with Remote Outdoor Unit-Air-Source) | H5H0V24*K*AAA* |  |  | EA*5X25M17A*+WALLCON | *96CTN0601714B* | 23800 | 17 | 9 | 23400 | 16500 | 70.51% | 2.02 | 0 | 10.5 |  |  |  |  | R-454B | 1.9833 | Residential & Commercial | USHP | Ducted CEE Tier 1
215667829 | Central HP <5.4 tons | AIRQUEST | HRCU-A-CB (Split System: Heat Pump with Remote Outdoor Unit-Air-Source) | H5H0V24*K*AAA* |  |  | EA*5X37M21A*+WALLCON | *80CTL0451712B* | 23800 | 17 | 9 | 23400 | 16500 | 70.51% | 2 | 0 | 10.5 |  |  |  |  | R-454B | 1.9833 | Residential & Commercial | USHP | Ducted CEE Tier 1
211467574 | Central HP <5.4 tons | YORK | HRCU-A-CB (Split System: Heat Pump with Remote Outdoor Unit-Air-Source) | YZT48B21 | ASPEN |  | D(A,C,E)48D44+TDR | TM9Y080C16MP11 | 44000 | 16.2 | 8.4 | 47500 | 34200 | 72% | 3.02 | 0 | 12 |  |  |  |  | R-410A | 3.6667 | Residential & Commercial | USHP | Ducted CEE Tier 1
214279014 | Central HP <5.4 tons | BOSCH | HRCU-A-CB (Split System: Heat Pump with Remote Outdoor Unit-Air-Source) | BOVC-36HDN1-M20G | ADP |  | F,PE*G32930 | 0 | 23200 | 20 | 9.3 | 22400 | 17200 | 76.79% | 1.96 | 0 | 12.5 |  |  |  |  | R-410A | 1.9333 | Residential & Commercial | USHP | Ducted CEE Tier 1
214279023 | Central HP <5.4 tons | BOSCH | HRCU-A-CB (Split System: Heat Pump with Remote Outdoor Unit-Air-Source) | BOVD-36HDN1-M20G | ADP |  | V36H175P459+AEFE4B* | 0 | 24000 | 20 | 9.5 | 22400 | 17200 | 76.79% | 2 | 0 | 13 |  |  |  |  | R-410A | 2 | Residential & Commercial | USHP | Ducted CEE Tier 1
215669145 | Central HP <5.4 tons | AIRQUEST | HRCU-A-CB (Split System: Heat Pump with Remote Outdoor Unit-Air-Source) | H5H0V36*K*AAA* |  |  | EA*5X48M21A*+WALLCON | *80CTL0702120B* | 33800 | 18 | 9 | 35000 | 25000 | 71.43% | 1.88 | 0 | 10 |  |  |  |  | R-454B | 2.8167 | Residential & Commercial | USHP | Ducted CEE Tier 1
215669345 | Central HP <5.4 tons | AIRQUEST | HRCU-A-CB (Split System: Heat Pump with Remote Outdoor Unit-Air-Source) | H5H0V36*K*AAA* |  |  | EA*5X60M24A*+WALLCON | *95CSU0802120B* | 34400 | 18 | 9 | 34200 | 24800 | 72.51% | 1.9 | 0 | 10 |  |  |  |  | R-454B | 2.8667 | Residential & Commercial | USHP | Ducted CEE Tier 1
215669395 | Central HP <5.4 tons | AIRQUEST | HRCU-A-CB (Split System: Heat Pump with Remote Outdoor Unit-Air-Source) | H5H0V36*K*AAA* |  |  | EA*5X60M24A*+WALLCON | *97CMN1202422B* | 34400 | 18.5 | 9 | 34200 | 24800 | 72.51% | 1.9 | 0 | 10 |  |  |  |  | R-454B | 2.8667 | Residential & Commercial | USHP | Ducted CEE Tier 1
216732358 | Central HP <5.4 tons | BOSCH | HRCU-A-CB (Split System: Heat Pump with Remote Outdoor Unit-Air-Source) | BOVA-36RTB-M20S | ADP |  | CE3005C*+TXV | 0 | 23200 | 19 | 9.25 | 22400 | 17000 | 75.89% | 1.96 | 0 | 12.5 |  |  |  |  | R-454B | 1.9333 | Residential & Commercial | USHP | Ducted CEE Tier 1
216093472 | Central HP <5.4 tons | BOSCH | HRCU-A-CB (Split System: Heat Pump with Remote Outdoor Unit-Air-Source) | BOVA-36RTB-M20S | ADP |  | HG36*36+TXV+AEFE4B* | 0 | 34200 | 19 | 9.5 | 32600 | 24000 | 73.62% | 2 | 0 | 12 |  |  |  |  | R-454B | 2.85 | Residential & Commercial | USHP | Ducted CEE Tier 1
213310740 | Central HP <5.4 tons | BOSCH | HRCU-A-CB (Split System: Heat Pump with Remote Outdoor Unit-Air-Source) | BOVB-36HDN1-M20G | ADP |  | V,R36H142P429+AEFE3A* | 0 | 23200 | 19 | 9.35 | 22400 | 17200 | 76.79% | 1.98 | 0 | 12.5 |  |  |  |  | R-410A | 1.9333 | Residential & Commercial | USHP | Ducted CEE Tier 1
213088361 | Central HP <5.4 tons | BOSCH | HRCU-A-CB (Split System: Heat Pump with Remote Outdoor Unit-Air-Source) | BOVA-36HDN1-M20G | ADP |  | V,R36H175P149+AEFE4B* | 0 | 23800 | 20 | 9.5 | 22400 | 17200 | 76.79% | 2 | 0 | 13 |  |  |  |  | R-410A | 1.9833 | Residential & Commercial | USHP | Ducted CEE Tier 1
213088362 | Central HP <5.4 tons | BOSCH | HRCU-A-CB (Split System: Heat Pump with Remote Outdoor Unit-Air-Source) | BOVA-36HDN1-M20G | ADP |  | V,R36H175P159+AEFE4B* | 0 | 24000 | 20 | 9.5 | 22400 | 17200 | 76.79% | 2 | 0 | 13 |  |  |  |  | R-410A | 2 | Residential & Commercial | USHP | Ducted CEE Tier 1
213088363 | Central HP <5.4 tons | BOSCH | HRCU-A-CB (Split System: Heat Pump with Remote Outdoor Unit-Air-Source) | BOVA-36HDN1-M20G | ADP |  | V,R36H***P449+AEFE3A* | 0 | 23800 | 19 | 9.5 | 22400 | 17200 | 76.79% | 2 | 0 | 13 |  |  |  |  | R-410A | 1.9833 | Residential & Commercial | USHP | Ducted CEE Tier 1
212868090 | Central HP <5.4 tons | GREE | HRCU-A-C (Split System: Heat Pump with Remote Outdoor Unit with No Indoor Fan --Air Source) | FLEXX36HP230V1AO | ASPEN |  | D(A,C,E)25B34+TDR | 0 | 23000 | 15.2 | 8.5 | 24000 | 21600 | 90% | 1.8 | 0 | 11 |  |  |  |  | R-410A | 1.9167 | Residential & Commercial | USHP | Ducted CEE Tier 1
215397418 | Central HP <5.4 tons | BOSCH | HRCU-A-CB (Split System: Heat Pump with Remote Outdoor Unit-Air-Source) | BOVD-36HDN1-M20G | ADP |  | HG36936+AEFE4B* | 0 | 34200 | 19 | 9.5 | 32600 | 23600 | 72.39% | 1.9 | 0 | 12 |  |  |  |  | R-410A | 2.85 | Residential & Commercial | USHP | Ducted CEE Tier 1
212380736 | Central HP <5.4 tons | BOSCH | HRCU-A-CB (Split System: Heat Pump with Remote Outdoor Unit-Air-Source) | BOVA-36HDN1-M20G | ADP |  | V,R36H175P159 | BGH96M060B3B | 24000 | 18 | 9 | 22400 | 17000 | 75.89% | 1.9 | 0 | 12 |  |  |  |  | R-410A | 2 | Residential & Commercial | USHP | Ducted CEE Tier 1
212380868 | Central HP <5.4 tons | BOSCH | HRCU-A-CB (Split System: Heat Pump with Remote Outdoor Unit-Air-Source) | BOVB-36HDN1-M20G | ADP |  | H,RG80936 | BGH96M080B3A | 24000 | 18 | 9 | 22400 | 17000 | 75.89% | 1.9 | 0 | 12 |  |  |  |  | R-410A | 2 | Residential & Commercial | USHP | Ducted CEE Tier 1
212380870 | Central HP <5.4 tons | BOSCH | HRCU-A-CB (Split System: Heat Pump with Remote Outdoor Unit-Air-Source) | BOVB-36HDN1-M20G | ADP |  | V,R36H175P149 | BGH96M080B3B | 23800 | 18 | 9 | 22400 | 17000 | 75.89% | 1.9 | 0 | 12 |  |  |  |  | R-410A | 1.9833 | Residential & Commercial | USHP | Ducted CEE Tier 1
216093481 | Central HP <5.4 tons | BOSCH | HRCU-A-CB (Split System: Heat Pump with Remote Outdoor Unit-Air-Source) | BOVA-60MTB-M19E | ADP |  | HG35*48+TXV+AEFE4B* | 0 | 46000 | 18 | 9.5 | 46000 | 48000 | 104.3% | 2.02 | 0 | 11 |  |  |  |  | R-454B | 3.8333 | Residential & Commercial | USHP | Ducted CEE Tier 1
212984479 | Central HP <5.4 tons | TEMPSTAR | HRCU-A-CB (Split System: Heat Pump with Remote Outdoor Unit-Air-Source) | DLCURAH30ABK |  |  | EA*4X37L21A* | *92MSN0801716A* | 31000 | 15.2 | 8.5 | 33400 | 26200 | 78.44% | 1.86 | 0 | 9 |  |  |  |  | R-410A | 2.5833 | Residential & Commercial | USHP
212984978 | Central HP <5.4 tons | TEMPSTAR | HRCU-A-CB (Split System: Heat Pump with Remote Outdoor Unit-Air-Source) | DLCURAH30ABK |  |  | EA*4X37L21A* | *92MSN0802120A* | 30600 | 15.2 | 8.1 | 33200 | 27600 | 83.13% | 1.8 | 0 | 9 |  |  |  |  | R-410A | 2.55 | Residential & Commercial | USHP
216687176 | Central HP <5.4 tons | FUJITSU | HRCU-A-CB (Split System: Heat Pump with Remote Outdoor Unit-Air-Source) | FOP1924MJAYCA |  |  | FCCA2421HYEA | FF97MV510021DH | 22800 | 20 | 10 | 22800 | 18400 | 80.7% | 1.8 | 0 | 12 |  |  |  |  | R-454B | 1.9 | Residential & Commercial | USHP | Ducted CEE Tier 1
212380732 | Central HP <5.4 tons | BOSCH | HRCU-A-CB (Split System: Heat Pump with Remote Outdoor Unit-Air-Source) | BOVA-36HDN1-M20G | ADP |  | V,R36H175P459 | BGH96M060B3A | 24000 | 18 | 9 | 22400 | 17000 | 75.89% | 1.9 | 0 | 12 |  |  |  |  | R-410A | 2 | Residential & Commercial | USHP | Ducted CEE Tier 1
212380749 | Central HP <5.4 tons | BOSCH | HRCU-A-CB (Split System: Heat Pump with Remote Outdoor Unit-Air-Source) | BOVA-36HDN1-M20G | ADP |  | H,RG8J936 | BGH96M080B3B | 23600 | 18 | 9 | 22400 | 17000 | 75.89% | 1.9 | 0 | 11.7 |  |  |  |  | R-410A | 1.9667 | Residential & Commercial | USHP | Ducted CEE Tier 1
212380864 | Central HP <5.4 tons | BOSCH | HRCU-A-CB (Split System: Heat Pump with Remote Outdoor Unit-Air-Source) | BOVB-36HDN1-M20G | ADP |  | V,R36H175P149 | BGH96M080B3A | 23800 | 18 | 9 | 22400 | 17000 | 75.89% | 1.9 | 0 | 12 |  |  |  |  | R-410A | 1.9833 | Residential & Commercial | USHP | Ducted CEE Tier 1
212380729 | Central HP <5.4 tons | BOSCH | HRCU-A-CB (Split System: Heat Pump with Remote Outdoor Unit-Air-Source) | BOVA-36HDN1-M20G | ADP |  | V,R36H175P149 | BGH96M060B3A | 23800 | 18 | 9 | 22400 | 17000 | 75.89% | 1.9 | 0 | 12 |  |  |  |  | R-410A | 1.9833 | Residential & Commercial | USHP | Ducted CEE Tier 1
213281572 | Central HP <5.4 tons | YORK | HRCU-A-CB (Split System: Heat Pump with Remote Outdoor Unit-Air-Source) | HMH72B361 | ASPEN |  | D(A,C,E)36A44+TDR | Y81E100C20LMPS1 | 34000 | 16.5 | 8.1 | 36000 | 26800 | 74.44% | 2.83 | 0 | 8.9 |  |  |  |  | R-410A | 2.8333 | Residential & Commercial | USHP
213927831 | Central HP <5.4 tons | YORK | HRCU-A-CB (Split System: Heat Pump with Remote Outdoor Unit-Air-Source) | HMH72B341 | ASPEN |  | D(A,C,E)36D3G+TXV+TDR | TM9V040A10MP12 | 32200 | 17 | 8.1 | 33200 | 27400 | 82.53% | 2.49 | 0 | 9.5 |  |  |  |  | R-410A | 2.6833 | Residential & Commercial | USHP
213927829 | Central HP <5.4 tons | YORK | HRCU-A-CB (Split System: Heat Pump with Remote Outdoor Unit-Air-Source) | HMH72B341 | ASPEN |  | D(A,C,E)36D3G+TXV+TDR | TM9E100C20MP12 | 32800 | 15.5 | 8.1 | 33200 | 27000 | 81.33% | 2.5 | 0 | 10 |  |  |  |  | R-410A | 2.7333 | Residential & Commercial | USHP | Ducted CEE Tier 1
214091946 | Central HP <5.4 tons | YORK | HRCU-A-CB (Split System: Heat Pump with Remote Outdoor Unit-Air-Source) | HMH72B341 | ASPEN |  | D(A,C,E)36A34+TDR | TL8E100C20UH11 | 31600 | 17.5 | 8.5 | 33800 | 27400 | 81.07% | 2.68 | 0 | 9.8 |  |  |  |  | R-410A | 2.6333 | Residential & Commercial | USHP
214091982 | Central HP <5.4 tons | YORK | HRCU-A-CB (Split System: Heat Pump with Remote Outdoor Unit-Air-Source) | HMH72B341 | ASPEN |  | D(A,C,E)36A34+TDR | TM8V080B12MP12 | 32400 | 17 | 8.1 | 33600 | 29000 | 86.31% | 2.59 | 0 | 9.5 |  |  |  |  | R-410A | 2.7 | Residential & Commercial | USHP
214092015 | Central HP <5.4 tons | YORK | HRCU-A-CB (Split System: Heat Pump with Remote Outdoor Unit-Air-Source) | HMH72B341 | ASPEN |  | D(A,C,E)36A34+TDR | TM9E040A10MP12 | 32200 | 17 | 8.1 | 33400 | 28000 | 83.83% | 2.53 | 0 | 9 |  |  |  |  | R-410A | 2.6833 | Residential & Commercial | USHP
214092031 | Central HP <5.4 tons | YORK | HRCU-A-CB (Split System: Heat Pump with Remote Outdoor Unit-Air-Source) | HMH72B341 | ASPEN |  | D(A,C,E)48B34+TDR | TM9E100C16MP12 | 32800 | 18 | 8.1 | 33600 | 27200 | 80.95% | 2.65 | 0 | 10 |  |  |  |  | R-410A | 2.7333 | Residential & Commercial | USHP | Ducted CEE Tier 1
214092045 | Central HP <5.4 tons | YORK | HRCU-A-CB (Split System: Heat Pump with Remote Outdoor Unit-Air-Source) | HMH72B341 | ASPEN |  | D(A,C,E)42A44+TDR | TM9V080C16MP12 | 32600 | 17.5 | 8.1 | 33800 | 27400 | 81.07% | 2.65 | 0 | 10 |  |  |  |  | R-410A | 2.7167 | Residential & Commercial | USHP | Ducted CEE Tier 1
214588230 | Central HP <5.4 tons | BRYANT HEATING AND COOLING SYSTEMS | HRCU-A-CB (Split System: Heat Pump with Remote Outdoor Unit-Air-Source) | 38MURAQ18AB3* | ADP |  | PL36H175P159 | 926TC36060V14*** | 17400 | 16 | 8.1 | 16400 | 18300 | 111.6% | 2.24 | 0 | 11 |  |  |  |  | R-410A | 1.45 | Residential & Commercial | USHP | Ducted CEE Tier 1
214588231 | Central HP <5.4 tons | BRYANT HEATING AND COOLING SYSTEMS | HRCU-A-CB (Split System: Heat Pump with Remote Outdoor Unit-Air-Source) | 38MURAQ18AB3* | ADP |  | C36A***L159 | 926TC36060V14*** | 17500 | 16 | 8.5 | 16900 | 18800 | 111.2% | 2.3 | 0 | 10.5 |  |  |  |  | R-410A | 1.4583 | Residential & Commercial | USHP | Ducted CEE Tier 1
214588232 | Central HP <5.4 tons | BRYANT HEATING AND COOLING SYSTEMS | HRCU-A-CB (Split System: Heat Pump with Remote Outdoor Unit-Air-Source) | 38MURAQ18AB3* | ADP |  | V,C36H***P219 | 926TC36060V14*** | 17500 | 16 | 8.5 | 16900 | 18800 | 111.2% | 2.3 | 0 | 10.5 |  |  |  |  | R-410A | 1.4583 | Residential & Commercial | USHP | Ducted CEE Tier 1
213205694 | Central HP <5.4 tons | TEMPSTAR | HRCU-A-CB (Split System: Heat Pump with Remote Outdoor Unit-Air-Source) | DLCURAH36ABK | ASPEN |  | D(A,C,E)36C34+TDR | *96VTN1202422A* | 34400 | 16 | 8.5 | 38500 | 31400 | 81.56% | 2.74 | 0 | 9.9 |  |  |  |  | R-410A | 2.8667 | Residential & Commercial | USHP
216776731 | Central HP <5.4 tons | KENMORE | HRCU-A-CB (Split System: Heat Pump with Remote Outdoor Unit-Air-Source) | (C,H,T)5H3V36*K*AAA* | ADP |  | H,GG8J*36+TXV | *97CMN0802120B* | 34200 | 21 | 8.5 | 36400 | 28200 | 77.47% | 2.02 | 0 | 12 |  |  |  |  | R-454B | 2.85 | Residential & Commercial | USHP | Ducted CEE Tier 1
215667861 | Central HP <5.4 tons | AIRQUEST | HRCU-A-CB (Split System: Heat Pump with Remote Outdoor Unit-Air-Source) | H5H0V24*K*AAA* |  |  | EA*5X37M21A*+WALLCON | *80CTL0902120B* | 24000 | 17.5 | 9 | 23200 | 16300 | 70.26% | 2.02 | 0 | 10.5 |  |  |  |  | R-454B | 2 | Residential & Commercial | USHP | Ducted CEE Tier 1
216093484 | Central HP <5.4 tons | BOSCH | HRCU-A-CB (Split System: Heat Pump with Remote Outdoor Unit-Air-Source) | BOVA-60RTB-M20S | ADP |  | HG35*48+TXV+AEFE5* | 0 | 44500 | 18 | 9 | 45500 | 33200 | 72.97% | 1.92 | 0 | 11 |  |  |  |  | R-454B | 3.7083 | Residential & Commercial | USHP | Ducted CEE Tier 1
216093486 | Central HP <5.4 tons | BOSCH | HRCU-A-CB (Split System: Heat Pump with Remote Outdoor Unit-Air-Source) | BOVA-60RTB-M20S | ADP |  | FE*TT4*60+TXV | 0 | 47000 | 18 | 9.5 | 46000 | 33200 | 72.17% | 2 | 0 | 12 |  |  |  |  | R-454B | 3.9167 | Residential & Commercial | USHP | Ducted CEE Tier 1
213367717 | Central HP <5.4 tons | YORK | HRCU-A-CB (Split System: Heat Pump with Remote Outdoor Unit-Air-Source) | HMH72B341 | ASPEN |  | C(A,C,D,E)36C24+TDR | YP9C100C16MP13 | 29800 | 16.9 | 8.5 | 34000 | 27400 | 80.59% | 2.66 | 0 | 9.5 |  |  |  |  | R-410A | 2.4833 | Residential & Commercial | USHP
215654031 | Central HP <5.4 tons | YORK | HRCU-A-CB (Split System: Heat Pump with Remote Outdoor Unit-Air-Source) | HH836E2S11 | ASPEN |  | CH36B3J+TDR | Y81E100C16SMPS1 | 31200 | 17.5 | 8.1 | 31200 | 25200 | 80.77% | 2 | 0 | 11.2 |  |  |  |  | R-454B | 2.6 | Residential & Commercial | USHP | Ducted CEE Tier 1
213307060 | Central HP <5.4 tons | BOSCH | HRCU-A-CB (Split System: Heat Pump with Remote Outdoor Unit-Air-Source) | BOVB-36HDN1-M20G | ADP |  | V36H142P429+AEFE3A* | 0 | 23200 | 19 | 9.35 | 22400 | 17200 | 76.79% | 1.98 | 0 | 12.5 |  |  |  |  | R-410A | 1.9333 | Residential & Commercial | USHP | Ducted CEE Tier 1
212380856 | Central HP <5.4 tons | BOSCH | HRCU-A-CB (Split System: Heat Pump with Remote Outdoor Unit-Air-Source) | BOVB-36HDN1-M20G | ADP |  | H,RG80936 | BGH96M060B3A | 24000 | 18 | 9 | 22400 | 17000 | 75.89% | 1.9 | 0 | 12 |  |  |  |  | R-410A | 2 | Residential & Commercial | USHP | Ducted CEE Tier 1
212380874 | Central HP <5.4 tons | BOSCH | HRCU-A-CB (Split System: Heat Pump with Remote Outdoor Unit-Air-Source) | BOVB-36HDN1-M20G | ADP |  | H,RG80936 | BGH96M080B3B | 24000 | 18 | 9 | 22400 | 17000 | 75.89% | 1.9 | 0 | 12 |  |  |  |  | R-410A | 2 | Residential & Commercial | USHP | Ducted CEE Tier 1
215654027 | Central HP <5.4 tons | YORK | HRCU-A-CB (Split System: Heat Pump with Remote Outdoor Unit-Air-Source) | HH836E2S11 | ASPEN |  | CH36B3J+TDR | Y81E080B12SMPS1 | 30400 | 17.5 | 8.1 | 29800 | 24800 | 83.22% | 2 | 0 | 11.2 |  |  |  |  | R-454B | 2.5333 | Residential & Commercial | USHP | Ducted CEE Tier 1
214279018 | Central HP <5.4 tons | BOSCH | HRCU-A-CB (Split System: Heat Pump with Remote Outdoor Unit-Air-Source) | BOVC-36HDN1-M20G | ADP |  | V36H175P459+AEFE4B* | 0 | 24000 | 20 | 9.5 | 22400 | 17200 | 76.79% | 2 | 0 | 13 |  |  |  |  | R-410A | 2 | Residential & Commercial | USHP | Ducted CEE Tier 1
214571154 | Central HP <5.4 tons | DAY & NIGHT | HRCU-A-CB (Split System: Heat Pump with Remote Outdoor Unit-Air-Source) | CVH825GKA3* |  |  | EN(A,D,W)4X42L21**+WALLCON | *80CTL0702120B* | 23800 | 16.5 | 8.1 | 21400 | 16700 | 78.04% | 1.96 | 0 | 11 |  |  |  |  | R-410A | 1.9833 | Residential & Commercial | USHP | Ducted CEE Tier 1
215654042 | Central HP <5.4 tons | YORK | HRCU-A-CB (Split System: Heat Pump with Remote Outdoor Unit-Air-Source) | HH836E2S11 | ASPEN |  | CH48A3J+TDR | Y81E100C16SMPS1 | 31600 | 18 | 8.1 | 31400 | 25200 | 80.25% | 2 | 0 | 11.2 |  |  |  |  | R-454B | 2.6333 | Residential & Commercial | USHP | Ducted CEE Tier 1
212985912 | Central HP <5.4 tons | TEMPSTAR | HRCU-A-CB (Split System: Heat Pump with Remote Outdoor Unit-Air-Source) | DLCURAH18ABK |  |  | EA*4X25L17A* | *96MSN0261410A* | 17800 | 16.5 | 8.1 | 17700 | 18800 | 106.2% | 2.26 | 0 | 10.5 |  |  |  |  | R-410A | 1.4833 | Residential & Commercial | USHP | Ducted CEE Tier 1
214574024 | Central HP <5.4 tons | DAY & NIGHT | HRCU-A-CB (Split System: Heat Pump with Remote Outdoor Unit-Air-Source) | CVH837GKA2* |  |  | EA*4X48L24A*+WALLCON | *96CTN0802120B* | 32400 | 17.5 | 8.5 | 32200 | 24800 | 77.02% | 2 | 0 | 11.5 |  |  |  |  | R-410A | 2.7 | Residential & Commercial | USHP | Ducted CEE Tier 1
214574044 | Central HP <5.4 tons | DAY & NIGHT | HRCU-A-CB (Split System: Heat Pump with Remote Outdoor Unit-Air-Source) | CVH837GKA2* |  |  | EA*4X60L24A*+WALLCON | *95CSU0802120B* | 32800 | 17.5 | 8.5 | 31600 | 24800 | 78.48% | 1.98 | 0 | 11.5 |  |  |  |  | R-410A | 2.7333 | Residential & Commercial | USHP | Ducted CEE Tier 1
212380867 | Central HP <5.4 tons | BOSCH | HRCU-A-CB (Split System: Heat Pump with Remote Outdoor Unit-Air-Source) | BOVB-36HDN1-M20G | ADP |  | V,R36H175P459 | BGH96M080B3A | 24000 | 18 | 9 | 22400 | 17000 | 75.89% | 1.9 | 0 | 12 |  |  |  |  | R-410A | 2 | Residential & Commercial | USHP | Ducted CEE Tier 1
212380748 | Central HP <5.4 tons | BOSCH | HRCU-A-CB (Split System: Heat Pump with Remote Outdoor Unit-Air-Source) | BOVA-36HDN1-M20G | ADP |  | V,R36H175P159 | BGH96M080B3B | 24000 | 18 | 9 | 22400 | 17000 | 75.89% | 1.9 | 0 | 12 |  |  |  |  | R-410A | 2 | Residential & Commercial | USHP | Ducted CEE Tier 1
213894998 | Central HP <5.4 tons | BOSCH | HRCU-A-CB (Split System: Heat Pump with Remote Outdoor Unit-Air-Source) | BOVA-36HDN1-M20G | ADP |  | H,YG34936 | BGH96M080B3A | 23800 | 18 | 9 | 22400 | 17000 | 75.89% | 1.9 | 0 | 12 |  |  |  |  | R-410A | 1.9833 | Residential & Commercial | USHP | Ducted CEE Tier 1
213145612 | Central HP <5.4 tons | BOSCH | HRCU-A-CB (Split System: Heat Pump with Remote Outdoor Unit-Air-Source) | BOVA-36HDN1-M20G | ADP |  | PL36H175P459+AEFE4B* | 0 | 24000 | 20 | 9.5 | 22400 | 17200 | 76.79% | 2 | 0 | 13 |  |  |  |  | R-410A | 2 | Residential & Commercial | USHP | Ducted CEE Tier 1
212380730 | Central HP <5.4 tons | BOSCH | HRCU-A-CB (Split System: Heat Pump with Remote Outdoor Unit-Air-Source) | BOVA-36HDN1-M20G | ADP |  | V,R36H175P159 | BGH96M060B3A | 24000 | 18 | 9 | 22400 | 17000 | 75.89% | 1.9 | 0 | 12 |  |  |  |  | R-410A | 2 | Residential & Commercial | USHP | Ducted CEE Tier 1
216735432 | Central HP <5.4 tons | BRYANT HEATING AND COOLING SYSTEMS | HRCU-A-CB (Split System: Heat Pump with Remote Outdoor Unit-Air-Source) | 37MUHAQ24AA3 |  |  | CAA**3721AM* | 83*CA60080C21*** | 24000 | 16 | 8.5 | 21200 | 18700 | 88.21% | 1.98 | 0 | 11 |  |  |  |  | R-454B | 2 | Residential & Commercial | USHP | Ducted CEE Tier 1
216736686 | Central HP <5.4 tons | BRYANT HEATING AND COOLING SYSTEMS | HRCU-A-CB (Split System: Heat Pump with Remote Outdoor Unit-Air-Source) | 37MUHAQ24AA3 |  |  | CSAH*2412AM* | 926SB48060V17*** | 22400 | 15.2 | 8.1 | 21200 | 19100 | 90.09% | 1.85 | 0 | 10.5 |  |  |  |  | R-454B | 1.8667 | Residential & Commercial | USHP | Ducted CEE Tier 1
216737069 | Central HP <5.4 tons | BRYANT HEATING AND COOLING SYSTEMS | HRCU-A-CB (Split System: Heat Pump with Remote Outdoor Unit-Air-Source) | 37MUHAQ24AA3 |  |  | CSAH*3012AM* | 8(0,1)*SB42090M17*** | 22400 | 15.5 | 8.1 | 21000 | 18800 | 89.52% | 1.9 | 0 | 10.5 |  |  |  |  | R-454B | 1.8667 | Residential & Commercial | USHP | Ducted CEE Tier 1
214092046 | Central HP <5.4 tons | YORK | HRCU-A-CB (Split System: Heat Pump with Remote Outdoor Unit-Air-Source) | HMH72B341 | ASPEN |  | D(A,C,E)48B34+TDR | TM9V080C16MP12 | 32800 | 17.5 | 8.1 | 33800 | 27400 | 81.07% | 2.65 | 0 | 10 |  |  |  |  | R-410A | 2.7333 | Residential & Commercial | USHP | Ducted CEE Tier 1
214092063 | Central HP <5.4 tons | YORK | HRCU-A-CB (Split System: Heat Pump with Remote Outdoor Unit-Air-Source) | HMH72B341 | ASPEN |  | D(A,C,E)42A44+TDR | TM9Y080C16MP11 | 32400 | 18.5 | 8.1 | 34000 | 28000 | 82.35% | 2.65 | 0 | 9.5 |  |  |  |  | R-410A | 2.7 | Residential & Commercial | USHP
214092112 | Central HP <5.4 tons | YORK | HRCU-A-CB (Split System: Heat Pump with Remote Outdoor Unit-Air-Source) | HMH72B341 | ASPEN |  | D(A,C,E)48B34+TDR | TP9C080C16MP13 | 32800 | 17.5 | 8.1 | 33800 | 27400 | 81.07% | 2.65 | 0 | 10 |  |  |  |  | R-410A | 2.7333 | Residential & Commercial | USHP | Ducted CEE Tier 1
214092113 | Central HP <5.4 tons | YORK | HRCU-A-CB (Split System: Heat Pump with Remote Outdoor Unit-Air-Source) | HMH72B341 | ASPEN |  | D(A,C,E)36A34+TDR | TP9C100C16MP13 | 31600 | 17.5 | 8.4 | 34000 | 27400 | 80.59% | 2.67 | 0 | 9.8 |  |  |  |  | R-410A | 2.6333 | Residential & Commercial | USHP
214092115 | Central HP <5.4 tons | YORK | HRCU-A-CB (Split System: Heat Pump with Remote Outdoor Unit-Air-Source) | HMH72B341 | ASPEN |  | D(A,C,E)48B34+TDR | TP9C100C16MP13 | 32600 | 17.5 | 8.5 | 34000 | 27400 | 80.59% | 2.66 | 0 | 10 |  |  |  |  | R-410A | 2.7167 | Residential & Commercial | USHP | Ducted CEE Tier 1
216761999 | Central HP <5.4 tons | BOSCH | HRCU-A-CB (Split System: Heat Pump with Remote Outdoor Unit-Air-Source) | BOVA-60RTB-M20S | ADP |  | HE48*60+TXV+AEFE5* | 0 | 46500 | 18 | 9.35 | 46000 | 33200 | 72.17% | 1.98 | 0 | 11.7 |  |  |  |  | R-454B | 3.875 | Residential & Commercial | USHP | Ducted CEE Tier 1
216760242 | Central HP <5.4 tons | BOSCH | HRCU-A-CB (Split System: Heat Pump with Remote Outdoor Unit-Air-Source) | BOVA-60RTB-M20S | ADP |  | H,GE35*48+TXV+AEFE5* | 0 | 44500 | 18 | 9 | 45500 | 33200 | 72.97% | 1.92 | 0 | 11 |  |  |  |  | R-454B | 3.7083 | Residential & Commercial | USHP | Ducted CEE Tier 1
216760243 | Central HP <5.4 tons | BOSCH | HRCU-A-CB (Split System: Heat Pump with Remote Outdoor Unit-Air-Source) | BOVA-60RTB-M20S | ADP |  | H,GE35*48+TXV+AEFE4B* | 0 | 44500 | 18 | 9 | 45500 | 33200 | 72.97% | 1.92 | 0 | 11 |  |  |  |  | R-454B | 3.7083 | Residential & Commercial | USHP | Ducted CEE Tier 1
216762915 | Central HP <5.4 tons | BOSCH | HRCU-A-CB (Split System: Heat Pump with Remote Outdoor Unit-Air-Source) | BOVA-60RTB-M20S | ADP |  | HG48*60+TXV+AEFE5* | 0 | 46500 | 18 | 9.35 | 46000 | 33200 | 72.17% | 1.98 | 0 | 11.7 |  |  |  |  | R-454B | 3.875 | Residential & Commercial | USHP | Ducted CEE Tier 1
212380741 | Central HP <5.4 tons | BOSCH | HRCU-A-CB (Split System: Heat Pump with Remote Outdoor Unit-Air-Source) | BOVA-36HDN1-M20G | ADP |  | V,R36H175P149 | BGH96M080B3A | 23800 | 18 | 9 | 22400 | 17000 | 75.89% | 1.9 | 0 | 12 |  |  |  |  | R-410A | 1.9833 | Residential & Commercial | USHP | Ducted CEE Tier 1
215654026 | Central HP <5.4 tons | YORK | HRCU-A-CB (Split System: Heat Pump with Remote Outdoor Unit-Air-Source) | HH836E2S11 | ASPEN |  | CH36B3J+TDR | TM8V100C16MP12 | 31000 | 18 | 8.5 | 31200 | 25400 | 81.41% | 2 | 0 | 10.5 |  |  |  |  | R-454B | 2.5833 | Residential & Commercial | USHP | Ducted CEE Tier 1
215654044 | Central HP <5.4 tons | YORK | HRCU-A-CB (Split System: Heat Pump with Remote Outdoor Unit-Air-Source) | HH836E2S11 | ASPEN |  | CH48A3J+TDR | Y81E120C16SMPS1 | 31600 | 18 | 8.1 | 31200 | 25200 | 80.77% | 2 | 0 | 11.2 |  |  |  |  | R-454B | 2.6333 | Residential & Commercial | USHP | Ducted CEE Tier 1
211756119 | Central HP <5.4 tons | YORK | HRCU-A-CB (Split System: Heat Pump with Remote Outdoor Unit-Air-Source) | HMH72B341 | ASPEN |  | D(A,C,E)36A46+TDR | YPLC060A12MP13 | 32000 | 17.5 | 8.1 | 34000 | 27800 | 81.76% | 2.5 | 0 | 9.4 |  |  |  |  | R-410A | 2.6667 | Residential & Commercial | USHP
215675864 | Central HP <5.4 tons | BRYANT HEATING AND COOLING SYSTEMS | HRCU-A-CB (Split System: Heat Pump with Remote Outdoor Unit-Air-Source) | 290VAN048**AA* |  |  | CVAMA6024XMA*+UI | 88*TB60070C21*** | 47500 | 19 | 9 | 50000 | 36800 | 73.6% | 2 | 0 | 10 |  |  |  |  | R-454B | 3.9583 | Residential & Commercial | USHP | Ducted CEE Tier 1
215675914 | Central HP <5.4 tons | BRYANT HEATING AND COOLING SYSTEMS | HRCU-A-CB (Split System: Heat Pump with Remote Outdoor Unit-Air-Source) | 290VAN048**AA* |  |  | CVAMA6024XMA*+UI | 935CB66100C21*** | 48000 | 19 | 9 | 50000 | 36400 | 72.8% | 2.02 | 0 | 10 |  |  |  |  | R-454B | 4 | Residential & Commercial | USHP | Ducted CEE Tier 1
215675744 | Central HP <5.4 tons | BRYANT HEATING AND COOLING SYSTEMS | HRCU-A-CB (Split System: Heat Pump with Remote Outdoor Unit-Air-Source) | 290VAN048**AA* |  |  | CVAMA6021XMA*+UI | 88*TB60110C21*** | 48000 | 19 | 9 | 50000 | 36600 | 73.2% | 2 | 0 | 10.5 |  |  |  |  | R-454B | 4 | Residential & Commercial | USHP | Ducted CEE Tier 1
215675764 | Central HP <5.4 tons | BRYANT HEATING AND COOLING SYSTEMS | HRCU-A-CB (Split System: Heat Pump with Remote Outdoor Unit-Air-Source) | 290VAN048**AA* |  |  | CVAMA6021XMA*+UI | 935CB60080C21*** | 48000 | 18.5 | 9 | 50000 | 36800 | 73.6% | 2 | 0 | 10 |  |  |  |  | R-454B | 4 | Residential & Commercial | USHP | Ducted CEE Tier 1
215676064 | Central HP <5.4 tons | BRYANT HEATING AND COOLING SYSTEMS | HRCU-A-CB (Split System: Heat Pump with Remote Outdoor Unit-Air-Source) | 290VAN048**AA* |  |  | CVAMA6124XMA*+UI | 987MC66120C24*** | 48500 | 19.5 | 9.5 | 50000 | 36800 | 73.6% | 2.12 | 0 | 10.5 |  |  |  |  | R-454B | 4.0417 | Residential & Commercial | USHP | Ducted CEE Tier 1
213145609 | Central HP <5.4 tons | BOSCH | HRCU-A-CB (Split System: Heat Pump with Remote Outdoor Unit-Air-Source) | BOVA-36HDN1-M20G | ADP |  | PL36H175P149+AEFE4B* | 0 | 23800 | 20 | 9.5 | 22400 | 17200 | 76.79% | 2 | 0 | 13 |  |  |  |  | R-410A | 1.9833 | Residential & Commercial | USHP | Ducted CEE Tier 1
212361448 | Central HP <5.4 tons | BOSCH | HRCU-A-CB (Split System: Heat Pump with Remote Outdoor Unit-Air-Source) | BOVA-36HDN1-M20G | ADP |  | HE32936 | BGH96M080B3A | 23000 | 18 | 8.8 | 22400 | 17000 | 75.89% | 1.86 | 0 | 11.5 |  |  |  |  | R-410A | 1.9167 | Residential & Commercial | USHP | Ducted CEE Tier 1
212361566 | Central HP <5.4 tons | BOSCH | HRCU-A-CB (Split System: Heat Pump with Remote Outdoor Unit-Air-Source) | BOVA-36HDN1-M20G | ADP |  | HE33(1,2)36+TXV | BGH96M080B3A | 23400 | 18 | 8.95 | 22400 | 17000 | 75.89% | 1.9 | 0 | 11.7 |  |  |  |  | R-410A | 1.95 | Residential & Commercial | USHP | Ducted CEE Tier 1
216737119 | Central HP <5.4 tons | BRYANT HEATING AND COOLING SYSTEMS | HRCU-A-CB (Split System: Heat Pump with Remote Outdoor Unit-Air-Source) | 37MUHAQ24AA3 |  |  | CSAH*3012AM* | 8(0,1)*SB60110M24*** | 22600 | 15.5 | 8.1 | 21000 | 18800 | 89.52% | 1.85 | 0 | 10.5 |  |  |  |  | R-454B | 1.8833 | Residential & Commercial | USHP | Ducted CEE Tier 1
212380747 | Central HP <5.4 tons | BOSCH | HRCU-A-CB (Split System: Heat Pump with Remote Outdoor Unit-Air-Source) | BOVA-36HDN1-M20G | ADP |  | V,R36H175P149 | BGH96M080B3B | 23800 | 18 | 9 | 22400 | 17000 | 75.89% | 1.9 | 0 | 12 |  |  |  |  | R-410A | 1.9833 | Residential & Commercial | USHP | Ducted CEE Tier 1
213769872 | Central HP <5.4 tons | BOSCH | HRCU-A-CB (Split System: Heat Pump with Remote Outdoor Unit-Air-Source) | BOVB-36HDN1-M20G | ADP |  | H,RG33936+AEFE3A* | 0 | 23400 | 19 | 9.45 | 22400 | 17200 | 76.79% | 1.98 | 0 | 12.5 |  |  |  |  | R-410A | 1.95 | Residential & Commercial | USHP | Ducted CEE Tier 1
214569397 | Central HP <5.4 tons | BRYANT HEATING AND COOLING SYSTEMS | HRCU-A-CB (Split System: Heat Pump with Remote Outdoor Unit-Air-Source) | 284ANV048*0**B* |  |  | CAP**4821AL*+UI | 88*TB60070C21*** | 43500 | 20.5 | 9.5 | 46500 | 36600 | 78.71% | 2.26 | 0 | 11 |  |  |  |  | R-410A | 3.625 | Residential & Commercial | USHP | Ducted CEE Tier 1
214569429 | Central HP <5.4 tons | BRYANT HEATING AND COOLING SYSTEMS | HRCU-A-CB (Split System: Heat Pump with Remote Outdoor Unit-Air-Source) | 284ANV048*0**B* |  |  | CAP**6024AL*+UI | 987MC60080C21*** | 44500 | 21 | 10 | 46000 | 36400 | 79.13% | 2.34 | 0 | 11.5 |  |  |  |  | R-410A | 3.7083 | Residential & Commercial | USHP | Ducted CEE Tier 1
214569481 | Central HP <5.4 tons | BRYANT HEATING AND COOLING SYSTEMS | HRCU-A-CB (Split System: Heat Pump with Remote Outdoor Unit-Air-Source) | 284ANV048*0**B* |  |  | CNPV*4821AL*+UI | 88*TB60070C21*** | 43500 | 21 | 9 | 46500 | 36600 | 78.71% | 2.16 | 0 | 11.5 |  |  |  |  | R-410A | 3.625 | Residential & Commercial | USHP | Ducted CEE Tier 1
213350123 | Central HP <5.4 tons | YORK | HRCU-A-CB (Split System: Heat Pump with Remote Outdoor Unit-Air-Source) | HMH72B341 | ASPEN |  | D(A,C,E)36A34+TDR | Y81E080B12SMPS1 | 33000 | 18 | 8.1 | 32600 | 29400 | 90.18% | 2.68 | 0 | 9.5 |  |  |  |  | R-410A | 2.75 | Residential & Commercial | USHP
213350140 | Central HP <5.4 tons | YORK | HRCU-A-CB (Split System: Heat Pump with Remote Outdoor Unit-Air-Source) | HMH72B341 | ASPEN |  | D(A,C,E)36A44+TDR | Y81E080C20SMPS1 | 32000 | 18 | 8.5 | 33400 | 28400 | 85.03% | 2.71 | 0 | 9.9 |  |  |  |  | R-410A | 2.6667 | Residential & Commercial | USHP
213350172 | Central HP <5.4 tons | YORK | HRCU-A-CB (Split System: Heat Pump with Remote Outdoor Unit-Air-Source) | HMH72B341 | ASPEN |  | D(A,C,E)36A44+TDR | Y81E120C16SMPS1 | 33600 | 18 | 8.3 | 32800 | 30000 | 91.46% | 2.76 | 0 | 9.5 |  |  |  |  | R-410A | 2.8 | Residential & Commercial | USHP
213350189 | Central HP <5.4 tons | YORK | HRCU-A-CB (Split System: Heat Pump with Remote Outdoor Unit-Air-Source) | HMH72B341 | ASPEN |  | D(A,C,E)36B34+TDR | Y82E080C16LMPS1 | 33600 | 18.5 | 8.2 | 32800 | 29800 | 90.85% | 2.79 | 0 | 9.5 |  |  |  |  | R-410A | 2.8 | Residential & Commercial | USHP
213350190 | Central HP <5.4 tons | YORK | HRCU-A-CB (Split System: Heat Pump with Remote Outdoor Unit-Air-Source) | HMH72B341 | ASPEN |  | C(A,C,D,E)36B34+TDR | Y82E100C16LMPS1 | 32000 | 18 | 8.5 | 33400 | 28000 | 83.83% | 2.7 | 0 | 9.4 |  |  |  |  | R-410A | 2.6667 | Residential & Commercial | USHP
215667237 | Central HP <5.4 tons | AIRQUEST | HRCU-A-CB (Split System: Heat Pump with Remote Outdoor Unit-Air-Source) | H5H0V24*K*AAA* |  |  | EA*5X25M17A*+WALLCON | *97CMN0601714B* | 23800 | 17 | 9 | 23400 | 16500 | 70.51% | 2 | 0 | 10.5 |  |  |  |  | R-454B | 1.9833 | Residential & Commercial | USHP | Ducted CEE Tier 1
213367719 | Central HP <5.4 tons | YORK | HRCU-A-CB (Split System: Heat Pump with Remote Outdoor Unit-Air-Source) | HMH72B341 | ASPEN |  | C(A,C,D,E)36C24+TDR | YP9C120D20MP13 | 29400 | 16.3 | 8.5 | 32400 | 28200 | 87.04% | 2.79 | 0 | 9 |  |  |  |  | R-410A | 2.45 | Residential & Commercial | USHP
215397415 | Central HP <5.4 tons | BOSCH | HRCU-A-CB (Split System: Heat Pump with Remote Outdoor Unit-Air-Source) | BOVD-36HDN1-M20G | ADP |  | HG32924+AEFE4B* | 0 | 23200 | 20 | 9.3 | 22400 | 17200 | 76.79% | 1.96 | 0 | 12.5 |  |  |  |  | R-410A | 1.9333 | Residential & Commercial | USHP | Ducted CEE Tier 1
215397416 | Central HP <5.4 tons | BOSCH | HRCU-A-CB (Split System: Heat Pump with Remote Outdoor Unit-Air-Source) | BOVD-36HDN1-M20G | ADP |  | HG32924+AEFE3A* | 0 | 23000 | 19 | 9.3 | 22400 | 17200 | 76.79% | 1.96 | 0 | 12.5 |  |  |  |  | R-410A | 1.9167 | Residential & Commercial | USHP | Ducted CEE Tier 1
215654034 | Central HP <5.4 tons | YORK | HRCU-A-CB (Split System: Heat Pump with Remote Outdoor Unit-Air-Source) | HH836E2S11 | ASPEN |  | CH36B3J+TDR | Y81E120C20SMPS1 | 31200 | 17.5 | 8.1 | 31400 | 25400 | 80.89% | 2 | 0 | 10.5 |  |  |  |  | R-454B | 2.6 | Residential & Commercial | USHP | Ducted CEE Tier 1
215654037 | Central HP <5.4 tons | YORK | HRCU-A-CB (Split System: Heat Pump with Remote Outdoor Unit-Air-Source) | HH836E2S11 | ASPEN |  | CH48A3J+TDR | TM8V100C16MP12 | 31000 | 18 | 8.5 | 31200 | 25400 | 81.41% | 2 | 0 | 10.5 |  |  |  |  | R-454B | 2.5833 | Residential & Commercial | USHP | Ducted CEE Tier 1
215667789 | Central HP <5.4 tons | AIRQUEST | HRCU-A-CB (Split System: Heat Pump with Remote Outdoor Unit-Air-Source) | H5H0V24*K*AAA* |  |  | EA*5X37M17A*+WALLCON | *96CTN0401410B* | 23400 | 16 | 9 | 24000 | 16900 | 70.42% | 1.98 | 0 | 9.5 |  |  |  |  | R-454B | 1.95 | Residential & Commercial | USHP
215654018 | Central HP <5.4 tons | YORK | HRCU-A-CB (Split System: Heat Pump with Remote Outdoor Unit-Air-Source) | HH824E2S11 | ASPEN |  | CH24B3J+TDR | Y81E100B12SMPS1 | 20400 | 18.6 | 9 | 22400 | 18000 | 80.36% | 2 | 0 | 11.2 |  |  |  |  | R-454B | 1.7 | Residential & Commercial | USHP | Ducted CEE Tier 1
215654021 | Central HP <5.4 tons | YORK | HRCU-A-CB (Split System: Heat Pump with Remote Outdoor Unit-Air-Source) | HH824E2S11 | ASPEN |  | CH36A3J+TDR | Y81E060A12SMPS1 | 21000 | 17.5 | 8.5 | 22600 | 17300 | 76.55% | 2 | 0 | 11.7 |  |  |  |  | R-454B | 1.75 | Residential & Commercial | USHP | Ducted CEE Tier 1
215413743 | Central HP <5.4 tons | BOSCH | HRCU-A-CB (Split System: Heat Pump with Remote Outdoor Unit-Air-Source) | BOVD-36HDN1-M20G | ADP |  | V36H175P149+AEFE4B* | 0 | 23800 | 20 | 9.5 | 22400 | 17200 | 76.79% | 2 | 0 | 13 |  |  |  |  | R-410A | 1.9833 | Residential & Commercial | USHP | Ducted CEE Tier 1
213205459 | Central HP <5.4 tons | TEMPSTAR | HRCU-A-CB (Split System: Heat Pump with Remote Outdoor Unit-Air-Source) | DLCURAH30ABK | ASPEN |  | D(A,C,E)36B34+TDR | *96VTN1002122A* | 29600 | 15.2 | 8.1 | 33800 | 24000 | 71.01% | 2.63 | 0 | 9 |  |  |  |  | R-410A | 2.4667 | Residential & Commercial | USHP
216796395 | Central HP <5.4 tons | TRANE | HRCU-A-CB (Split System: Heat Pump with Remote Outdoor Unit-Air-Source) | 5TWR5036A1 | ASPEN |  | D(A,C,E)48C3J+TDR | *UHMC100CCV4 | 31800 | 15.5 | 8.5 | 31200 | 22200 | 71.15% | 3.01 | 0 | 12 |  |  |  |  | R-454B | 2.65 | Residential & Commercial | USHP | Ducted CEE Tier 1
215676164 | Central HP <5.4 tons | BRYANT HEATING AND COOLING SYSTEMS | HRCU-A-CB (Split System: Heat Pump with Remote Outdoor Unit-Air-Source) | 290VAN048**AA* |  |  | CVAVA4821XMA*+UI | 986TD66100C21*** | 47000 | 18.5 | 9 | 50000 | 36400 | 72.8% | 2 | 0 | 10 |  |  |  |  | R-454B | 3.9167 | Residential & Commercial | USHP | Ducted CEE Tier 1
215675964 | Central HP <5.4 tons | BRYANT HEATING AND COOLING SYSTEMS | HRCU-A-CB (Split System: Heat Pump with Remote Outdoor Unit-Air-Source) | 290VAN048**AA* |  |  | CVAMA6124XMA*+UI | 83*CA60100C21*** | 48500 | 19 | 9 | 50000 | 36800 | 73.6% | 2.1 | 0 | 10 |  |  |  |  | R-454B | 4.0417 | Residential & Commercial | USHP | Ducted CEE Tier 1
213774401 | Central HP <5.4 tons | DAY & NIGHT | HRCU-A-CB (Split System: Heat Pump with Remote Outdoor Unit-Air-Source) | CVH825GKA3* |  |  | EHD4X42AAL+WALLCON | *80CTL0701412B* | 24200 | 16 | 8.1 | 21200 | 16600 | 78.3% | 2 | 0 | 10.5 |  |  |  |  | R-410A | 2.0167 | Residential & Commercial | USHP | Ducted CEE Tier 1
213821578 | Central HP <5.4 tons | TEMPSTAR | HRCU-A-CB (Split System: Heat Pump with Remote Outdoor Unit-Air-Source) | DLCURAH36ABK | ASPEN |  | D(A,C,E)36C34+TDR | *80MS(N,L)0901714A* | 35400 | 16.5 | 8.1 | 38500 | 32200 | 83.64% | 2.58 | 0 | 10 |  |  |  |  | R-410A | 2.95 | Residential & Commercial | USHP | Ducted CEE Tier 1
213821633 | Central HP <5.4 tons | TEMPSTAR | HRCU-A-CB (Split System: Heat Pump with Remote Outdoor Unit-Air-Source) | DLCURAH36ABK | ASPEN |  | D(A,C,E)42B34+TDR | *92MSN1202420A* | 35400 | 16 | 8.1 | 38500 | 31800 | 82.6% | 2.7 | 0 | 10.5 |  |  |  |  | R-410A | 2.95 | Residential & Commercial | USHP | Ducted CEE Tier 1
213821644 | Central HP <5.4 tons | TEMPSTAR | HRCU-A-CB (Split System: Heat Pump with Remote Outdoor Unit-Air-Source) | DLCURAH36ABK | ASPEN |  | D(A,C,E)36C34+TDR | *96MSN1002120A* | 34200 | 16.5 | 8.5 | 37800 | 31800 | 84.13% | 2.75 | 0 | 9.9 |  |  |  |  | R-410A | 2.85 | Residential & Commercial | USHP
215654025 | Central HP <5.4 tons | YORK | HRCU-A-CB (Split System: Heat Pump with Remote Outdoor Unit-Air-Source) | HH836E2S11 | ASPEN |  | CH36B3J+TDR | TM8V080C16MP12 | 31000 | 18 | 8.5 | 31200 | 25400 | 81.41% | 2 | 0 | 10.5 |  |  |  |  | R-454B | 2.5833 | Residential & Commercial | USHP | Ducted CEE Tier 1
213821544 | Central HP <5.4 tons | TEMPSTAR | HRCU-A-CB (Split System: Heat Pump with Remote Outdoor Unit-Air-Source) | DLCURAH30ABK | ASPEN |  | D(A,C,E)30B34+TDR | *96VTN1002120B* | 29600 | 15.2 | 8.5 | 34200 | 24200 | 70.76% | 2.69 | 0 | 9 |  |  |  |  | R-410A | 2.4667 | Residential & Commercial | USHP
215674077 | Central HP <5.4 tons | AIRQUEST | HRCU-A-CB (Split System: Heat Pump with Remote Outdoor Unit-Air-Source) | H5H0V48*K*AAA* |  |  | EA*5X48M21A*+WALLCON | *95CSU0601716B* | 44000 | 17 | 9 | 49000 | 34600 | 70.61% | 2.04 | 0 | 9 |  |  |  |  | R-454B | 3.6667 | Residential & Commercial | USHP
215674247 | Central HP <5.4 tons | AIRQUEST | HRCU-A-CB (Split System: Heat Pump with Remote Outdoor Unit-Air-Source) | H5H0V48*K*AAA* |  |  | EA*5X60M24A*+WALLCON | *97CMN0802120B* | 45000 | 18 | 9 | 47500 | 33600 | 70.74% | 2.06 | 0 | 10 |  |  |  |  | R-454B | 3.75 | Residential & Commercial | USHP | Ducted CEE Tier 1
211755757 | Central HP <5.4 tons | YORK | HRCU-A-CB (Split System: Heat Pump with Remote Outdoor Unit-Air-Source) | HMH72B341 | ASPEN |  | C(A,C,D,E)48D24+TDR | TM8E060A12MP11 | 31200 | 17.8 | 8.1 | 33800 | 27400 | 81.07% | 2.51 | 0 | 9.7 |  |  |  |  | R-410A | 2.6 | Residential & Commercial | USHP
215654041 | Central HP <5.4 tons | YORK | HRCU-A-CB (Split System: Heat Pump with Remote Outdoor Unit-Air-Source) | HH836E2S11 | ASPEN |  | CH48A3J+TDR | Y81E100B12SMPS1 | 31000 | 18 | 8.1 | 30400 | 24800 | 81.58% | 2 | 0 | 11.2 |  |  |  |  | R-454B | 2.5833 | Residential & Commercial | USHP | Ducted CEE Tier 1
212380897 | Central HP <5.4 tons | BOSCH | HRCU-A-CB (Split System: Heat Pump with Remote Outdoor Unit-Air-Source) | BOVB-60HDN1-M20G | ADP |  | H,RG84960 | BGH96M080C4A | 42500 | 17 | 8.8 | 42500 | 31000 | 72.94% | 1.9 | 0 | 11.7 |  |  |  |  | R-410A | 3.5417 | Residential & Commercial | USHP | Ducted CEE Tier 1
212380902 | Central HP <5.4 tons | BOSCH | HRCU-A-CB (Split System: Heat Pump with Remote Outdoor Unit-Air-Source) | BOVB-60HDN1-M20G | ADP |  | V,R60H210P199 | BGH96M080C4B | 42500 | 17 | 8.8 | 42500 | 31000 | 72.94% | 1.9 | 0 | 11.7 |  |  |  |  | R-410A | 3.5417 | Residential & Commercial | USHP | Ducted CEE Tier 1
212381036 | Central HP <5.4 tons | BOSCH | HRCU-A-CB (Split System: Heat Pump with Remote Outdoor Unit-Air-Source) | BOVA-60HDN1-M20G | ADP |  | H,RG3K960 | BGH96M100D5B | 45500 | 17 | 9 | 45000 | 32800 | 72.89% | 1.9 | 0 | 11.7 |  |  |  |  | R-410A | 3.7917 | Residential & Commercial | USHP | Ducted CEE Tier 1
212381038 | Central HP <5.4 tons | BOSCH | HRCU-A-CB (Split System: Heat Pump with Remote Outdoor Unit-Air-Source) | BOVA-60HDN1-M20G | ADP |  | H,RG3K960 | BGH96M120D5A | 45500 | 17 | 9 | 45000 | 33000 | 73.33% | 1.9 | 0 | 11.7 |  |  |  |  | R-410A | 3.7917 | Residential & Commercial | USHP | Ducted CEE Tier 1
212381052 | Central HP <5.4 tons | BOSCH | HRCU-A-CB (Split System: Heat Pump with Remote Outdoor Unit-Air-Source) | BOVB-60HDN1-M20G | ADP |  | H,RG3K960 | BGH96M100C5A | 45000 | 17 | 8.8 | 44500 | 32400 | 72.81% | 1.9 | 0 | 11.7 |  |  |  |  | R-410A | 3.75 | Residential & Commercial | USHP | Ducted CEE Tier 1
212381086 | Central HP <5.4 tons | BOSCH | HRCU-A-CB (Split System: Heat Pump with Remote Outdoor Unit-Air-Source) | BOVA-60HDN1-M20G | ADP |  | H,RG2K948 | BGH96M100C5A | 44500 | 17 | 8.8 | 44500 | 32400 | 72.81% | 1.9 | 0 | 11.5 |  |  |  |  | R-410A | 3.7083 | Residential & Commercial | USHP | Ducted CEE Tier 1
215674377 | Central HP <5.4 tons | AIRQUEST | HRCU-A-CB (Split System: Heat Pump with Remote Outdoor Unit-Air-Source) | H5H0V48*K*AAA* |  |  | EA*5X61M21A*+WALLCON | *80CTL1102120B* | 46000 | 18.5 | 9 | 47500 | 33600 | 70.74% | 2.06 | 0 | 10 |  |  |  |  | R-454B | 3.8333 | Residential & Commercial | USHP | Ducted CEE Tier 1
215674397 | Central HP <5.4 tons | AIRQUEST | HRCU-A-CB (Split System: Heat Pump with Remote Outdoor Unit-Air-Source) | H5H0V48*K*AAA* |  |  | EA*5X61M21A*+WALLCON | *95CSU1002122B* | 46000 | 18 | 9 | 48000 | 33600 | 70% | 2.08 | 0 | 10 |  |  |  |  | R-454B | 3.8333 | Residential & Commercial | USHP | Ducted CEE Tier 1
212380873 | Central HP <5.4 tons | BOSCH | HRCU-A-CB (Split System: Heat Pump with Remote Outdoor Unit-Air-Source) | BOVB-36HDN1-M20G | ADP |  | V,R36H175P459 | BGH96M080B3B | 24000 | 18 | 9 | 22400 | 17000 | 75.89% | 1.9 | 0 | 12 |  |  |  |  | R-410A | 2 | Residential & Commercial | USHP | Ducted CEE Tier 1
214056986 | Central HP <5.4 tons | GREE | HRCU-A-CB (Split System: Heat Pump with Remote Outdoor Unit-Air-Source) | FLEXX60HP230V1AO | ASPEN |  | L(E,G)M60D4 | 0 | 54000 | 15.8 | 9 | 54000 | 41000 | 75.93% | 1.8 | 0 | 10.3 |  |  |  |  | R-410A | 4.5 | Residential & Commercial | USHP | Ducted CEE Tier 1
215472295 | Central HP <5.4 tons | TRANE | HRCU-A-CB (Split System: Heat Pump with Remote Outdoor Unit-Air-Source) | 4TWV8X24A1 | ASPEN |  | D(A,C,E)36A34+TDR | S9V2B060U4PSB+RP | 21800 | 17.8 | 8.1 | 20800 | 16800 | 80.77% | 2.41 | 0 | 12.2 |  |  |  |  | R-410A | 1.8167 | Residential & Commercial | USHP | Ducted CEE Tier 1
215472297 | Central HP <5.4 tons | TRANE | HRCU-A-CB (Split System: Heat Pump with Remote Outdoor Unit-Air-Source) | 4TWV8X24A1 | ASPEN |  | D(A,C,E)36C34+TDR | S9V2B060U4PSB+RP | 22400 | 18 | 8.2 | 20800 | 16900 | 81.25% | 2.51 | 0 | 12.4 |  |  |  |  | R-410A | 1.8667 | Residential & Commercial | USHP | Ducted CEE Tier 1
213916462 | Central HP <5.4 tons | BOSCH | HRCU-A-CB (Split System: Heat Pump with Remote Outdoor Unit-Air-Source) | BOVA-60HDN1-M20G | ADP |  | H,YG84960 | BGH96M080C4A | 42500 | 17 | 8.8 | 42500 | 31000 | 72.94% | 1.9 | 0 | 11.7 |  |  |  |  | R-410A | 3.5417 | Residential & Commercial | USHP | Ducted CEE Tier 1
212988743 | Central HP <5.4 tons | TEMPSTAR | HRCU-A-CB (Split System: Heat Pump with Remote Outdoor Unit-Air-Source) | DLCURAH24ABK |  |  | EN(A,D)4X30L17** | *95MSU0401712A* | 23600 | 16.5 | 8.1 | 26400 | 24200 | 91.67% | 2.02 | 0 | 10 |  |  |  |  | R-410A | 1.9667 | Residential & Commercial | USHP | Ducted CEE Tier 1
213307131 | Central HP <5.4 tons | BOSCH | HRCU-A-CB (Split System: Heat Pump with Remote Outdoor Unit-Air-Source) | BOVA-60HDN1-M20G | ADP |  | V48H175P469+AEFE4B* | 0 | 46500 | 18 | 9.5 | 46000 | 33200 | 72.17% | 2 | 0 | 11.7 |  |  |  |  | R-410A | 3.875 | Residential & Commercial | USHP | Ducted CEE Tier 1
213147358 | Central HP <5.4 tons | BRYANT HEATING AND COOLING SYSTEMS | HRCU-A-CB (Split System: Heat Pump with Remote Outdoor Unit-Air-Source) | 38MURAQ30AB3* | ADP |  | V,C36H***P219+AEFE3A* | 0 | 30200 | 15.2 | 8.4 | 33400 | 27000 | 80.84% | 1.8 | 0 | 9 |  |  |  |  | R-410A | 2.5167 | Residential & Commercial | USHP
213088746 | Central HP <5.4 tons | BOSCH | HRCU-A-CB (Split System: Heat Pump with Remote Outdoor Unit-Air-Source) | BOVB-60HDN1-M20G | ADP |  | V,R60H210P199+AEFE5* | 0 | 51500 | 17 | 9.45 | 53000 | 38000 | 71.7% | 2.02 | 0 | 11.7 |  |  |  |  | R-410A | 4.2917 | Residential & Commercial | USHP | Ducted CEE Tier 1
214588274 | Central HP <5.4 tons | BRYANT HEATING AND COOLING SYSTEMS | HRCU-A-CB (Split System: Heat Pump with Remote Outdoor Unit-Air-Source) | 38MURAQ24AB3* | ADP |  | PL36H175P149 | 926TC36040V17*** | 23200 | 16 | 8.5 | 24800 | 24800 | 100% | 2.08 | 0 | 10 |  |  |  |  | R-410A | 1.9333 | Residential & Commercial | USHP | Ducted CEE Tier 1
216951562 | Central HP <5.4 tons | TRANE | HRCU-A-CB (Split System: Heat Pump with Remote Outdoor Unit-Air-Source) | 5TWX5036A1 | ASPEN |  | DH36T4J | *UHMB080CCV3 | 31800 | 16.5 | 8.1 | 28600 | 20600 | 72.03% | 2.9 | 0 | 12 |  |  |  |  | R-454B | 2.65 | Residential & Commercial | USHP | Ducted CEE Tier 1
216951571 | Central HP <5.4 tons | TRANE | HRCU-A-CB (Split System: Heat Pump with Remote Outdoor Unit-Air-Source) | 5TWX5036A1 | ASPEN |  | DH36T4J | S8V2B060M4PDB | 31800 | 16 | 8.1 | 28400 | 20600 | 72.54% | 2.91 | 0 | 12 |  |  |  |  | R-454B | 2.65 | Residential & Commercial | USHP | Ducted CEE Tier 1
216951578 | Central HP <5.4 tons | TRANE | HRCU-A-CB (Split System: Heat Pump with Remote Outdoor Unit-Air-Source) | 5TWX5036A1 | ASPEN |  | DH36T4J | S8V2C080M5PCA | 32000 | 16 | 8.1 | 28800 | 20400 | 70.83% | 2.9 | 0 | 12 |  |  |  |  | R-454B | 2.6667 | Residential & Commercial | USHP | Ducted CEE Tier 1
216951594 | Central HP <5.4 tons | TRANE | HRCU-A-CB (Split System: Heat Pump with Remote Outdoor Unit-Air-Source) | 5TWX5036A1 | ASPEN |  | DH36T4J | S8X1C080M5PTC | 32200 | 16.5 | 8.1 | 29000 | 20400 | 70.34% | 2.93 | 0 | 12 |  |  |  |  | R-454B | 2.6833 | Residential & Commercial | USHP | Ducted CEE Tier 1
214377807 | Central HP <5.4 tons | GE Appliances | HRCU-A-CB (Split System: Heat Pump with Remote Outdoor Unit-Air-Source) | AUH4860ZGDA* | ASPEN |  | AE(D,N,U)+CM48C44+TDR | 0 | 46500 | 17 | 8.5 | 48000 | 39000 | 81.25% | 1.8 | 0 | 11 |  |  |  |  | R-410A | 3.875 | Residential & Commercial | USHP | Ducted CEE Tier 1
216732356 | Central HP <5.4 tons | BOSCH | HRCU-A-CB (Split System: Heat Pump with Remote Outdoor Unit-Air-Source) | BOVA-36RTB-M20S | ADP |  | CE2403C*+TXV | 0 | 22800 | 19 | 9.15 | 22200 | 17000 | 76.58% | 1.94 | 0 | 12 |  |  |  |  | R-454B | 1.9 | Residential & Commercial | USHP | Ducted CEE Tier 1
214332162 | Central HP <5.4 tons | GE Appliances | HRCU-A-CB (Split System: Heat Pump with Remote Outdoor Unit-Air-Source) | AUH2436ZGDA* | ASPEN |  | L(E,G)M36B4 | 0 | 32800 | 16 | 8.9 | 35000 | 28000 | 80% | 1.8 | 0 | 10 |  |  |  |  | R-410A | 2.7333 | Residential & Commercial | USHP | Ducted CEE Tier 1
213613893 | Central HP <5.4 tons | BOSCH | HRCU-A-C (Split System: Heat Pump with Remote Outdoor Unit with No Indoor Fan --Air Source) | BOVA-36HDN1-M20G | ADP |  | *E9J936 | 0 | 23200 | 15.2 | 9 | 22400 | 16500 | 73.66% | 1.88 | 0 | 12 |  |  |  |  | R-410A | 1.9333 | Residential & Commercial | USHP | Ducted CEE Tier 1
213088389 | Central HP <5.4 tons | BOSCH | HRCU-A-CB (Split System: Heat Pump with Remote Outdoor Unit-Air-Source) | BOVB-36HDN1-M20G | ADP |  | V,R36H175P149+AEFE4B* | 0 | 23800 | 20 | 9.5 | 22400 | 17200 | 76.79% | 2 | 0 | 13 |  |  |  |  | R-410A | 1.9833 | Residential & Commercial | USHP | Ducted CEE Tier 1
213088390 | Central HP <5.4 tons | BOSCH | HRCU-A-CB (Split System: Heat Pump with Remote Outdoor Unit-Air-Source) | BOVB-36HDN1-M20G | ADP |  | V,R36H175P159+AEFE4B* | 0 | 24000 | 20 | 9.5 | 22400 | 17200 | 76.79% | 2 | 0 | 13 |  |  |  |  | R-410A | 2 | Residential & Commercial | USHP | Ducted CEE Tier 1
216951584 | Central HP <5.4 tons | TRANE | HRCU-A-CB (Split System: Heat Pump with Remote Outdoor Unit-Air-Source) | 5TWX5036A1 | ASPEN |  | DH36T4J | S8V2C100M5PCB | 32200 | 16.5 | 8.1 | 29000 | 21000 | 72.41% | 2.95 | 0 | 12 |  |  |  |  | R-454B | 2.6833 | Residential & Commercial | USHP | Ducted CEE Tier 1
216951585 | Central HP <5.4 tons | TRANE | HRCU-A-CB (Split System: Heat Pump with Remote Outdoor Unit-Air-Source) | 5TWX5036A1 | ASPEN |  | DH36T4J | S8V2C100M5PDA | 32000 | 16 | 8.1 | 28800 | 20400 | 70.83% | 2.9 | 0 | 12 |  |  |  |  | R-454B | 2.6667 | Residential & Commercial | USHP | Ducted CEE Tier 1
215669695 | Central HP <5.4 tons | AIRQUEST | HRCU-A-CB (Split System: Heat Pump with Remote Outdoor Unit-Air-Source) | H5H0V36*K*AAA* |  |  | EA*5X61M24A*+WALLCON | *97CMN0802120B* | 34800 | 18 | 9 | 34400 | 24800 | 72.09% | 1.92 | 0 | 10.5 |  |  |  |  | R-454B | 2.9 | Residential & Commercial | USHP | Ducted CEE Tier 1
215670063 | Central HP <5.4 tons | AIRQUEST | HRCU-A-CB (Split System: Heat Pump with Remote Outdoor Unit-Air-Source) | H5H0V36*K*AAA* |  |  | ESH5X42M12A*+WALLCON | *97CMN0802120B* | 34000 | 16.5 | 8.5 | 35600 | 25200 | 70.79% | 1.78 | 0 | 9.5 |  |  |  |  | R-454B | 2.8333 | Residential & Commercial | USHP
215039706 | Central HP <5.4 tons | LENNOX | HRCU-A-CB (Split System: Heat Pump with Remote Outdoor Unit-Air-Source) | ML17XP1-048-230A** | ASPEN |  | CH60B34+TDR | ML196UH110XE60C* | 45000 | 15.5 | 8.1 | 44500 | 31600 | 71.01% | 2.75 | 0 | 12.4 |  |  |  |  | R-410A | 3.75 | Residential & Commercial | USHP | Ducted CEE Tier 1
215654067 | Central HP <5.4 tons | YORK | HRCU-A-CB (Split System: Heat Pump with Remote Outdoor Unit-Air-Source) | HH860E2S11 | ASPEN |  | CH60B3J+TDR | Y81E130D20SMPS1 | 41500 | 17.5 | 8.5 | 44500 | 33600 | 75.51% | 2 | 0 | 11.7 |  |  |  |  | R-454B | 3.4583 | Residential & Commercial | USHP | Ducted CEE Tier 1
216951603 | Central HP <5.4 tons | TRANE | HRCU-A-CB (Split System: Heat Pump with Remote Outdoor Unit-Air-Source) | 5TWX5036A1 | ASPEN |  | DH36T4J | S8X2B080M4PSC | 31800 | 16 | 8.1 | 28600 | 20800 | 72.73% | 2.94 | 0 | 12 |  |  |  |  | R-454B | 2.65 | Residential & Commercial | USHP | Ducted CEE Tier 1
216951605 | Central HP <5.4 tons | TRANE | HRCU-A-CB (Split System: Heat Pump with Remote Outdoor Unit-Air-Source) | 5TWX5036A1 | ASPEN |  | DH36T4J | S8X2C080M5PSC | 32200 | 16.5 | 8.1 | 29000 | 20400 | 70.34% | 2.93 | 0 | 12 |  |  |  |  | R-454B | 2.6833 | Residential & Commercial | USHP | Ducted CEE Tier 1
216951612 | Central HP <5.4 tons | TRANE | HRCU-A-CB (Split System: Heat Pump with Remote Outdoor Unit-Air-Source) | 5TWX5036A1 | ASPEN |  | DH36T4J | S9V2B040D3PSC | 31400 | 16 | 8.1 | 29200 | 21000 | 71.92% | 2.79 | 0 | 11.7 |  |  |  |  | R-454B | 2.6167 | Residential & Commercial | USHP | Ducted CEE Tier 1
216951628 | Central HP <5.4 tons | TRANE | HRCU-A-CB (Split System: Heat Pump with Remote Outdoor Unit-Air-Source) | 5TWX5036A1 | ASPEN |  | DH36T4J | S9V2B080D4VSB | 31400 | 16 | 8.1 | 29000 | 20600 | 71.03% | 2.8 | 0 | 11.7 |  |  |  |  | R-454B | 2.6167 | Residential & Commercial | USHP | Ducted CEE Tier 1
216951653 | Central HP <5.4 tons | TRANE | HRCU-A-CB (Split System: Heat Pump with Remote Outdoor Unit-Air-Source) | 5TWX5036A1 | ASPEN |  | DH36T4J | S9X2B040U3PSB | 31800 | 16 | 8.1 | 28800 | 20800 | 72.22% | 2.94 | 0 | 12 |  |  |  |  | R-454B | 2.65 | Residential & Commercial | USHP | Ducted CEE Tier 1
212927486 | Central HP <5.4 tons | BOSCH | HRCU-A-CB (Split System: Heat Pump with Remote Outdoor Unit-Air-Source) | BOVA-36HDN1-M20G | ADP |  | CE2505C+TXV | 0 | 23200 | 19 | 9.3 | 22400 | 17200 | 76.79% | 1.96 | 0 | 12.5 |  |  |  |  | R-410A | 1.9333 | Residential & Commercial | USHP | Ducted CEE Tier 1
216732351 | Central HP <5.4 tons | BOSCH | HRCU-A-CB (Split System: Heat Pump with Remote Outdoor Unit-Air-Source) | BOVA-24RXB-M15S | ADP |  | CE3005A*+TXV | 0 | 23200 | 17 | 8.3 | 22400 | 16800 | 75% | 1.8 | 0 | 11 |  |  |  |  | R-454B | 1.9333 | Residential & Commercial | USHP | Ducted CEE Tier 1
212381040 | Central HP <5.4 tons | BOSCH | HRCU-A-CB (Split System: Heat Pump with Remote Outdoor Unit-Air-Source) | BOVA-60HDN1-M20G | ADP |  | H,RG3K960 | BGH96M120D5B | 45500 | 17 | 9 | 45000 | 33000 | 73.33% | 1.9 | 0 | 11.7 |  |  |  |  | R-410A | 3.7917 | Residential & Commercial | USHP | Ducted CEE Tier 1
212381093 | Central HP <5.4 tons | BOSCH | HRCU-A-CB (Split System: Heat Pump with Remote Outdoor Unit-Air-Source) | BOVB-60HDN1-M20G | ADP |  | H,RG2K948 | BGH96M080C4B | 42000 | 16 | 8.8 | 42500 | 31000 | 72.94% | 1.9 | 0 | 11.5 |  |  |  |  | R-410A | 3.5 | Residential & Commercial | USHP | Ducted CEE Tier 1
206135684 | Central HP <5.4 tons | HEIL | HRCU-A-CB (Split System: Heat Pump with Remote Outdoor Unit-Air-Source) | HVH837GKA** |  |  | EA*4X42L21A*+WALLCON | *80CSU0601716A* | 31800 | 17 | 8.1 | 33200 | 24400 | 73.49% | 1.86 | 11.5 | 11 |  |  |  |  | R-410A | 2.65 | Residential & Commercial | USHP | Ducted CEE Tier 1
214279017 | Central HP <5.4 tons | BOSCH | HRCU-A-CB (Split System: Heat Pump with Remote Outdoor Unit-Air-Source) | BOVC-36HDN1-M20G | ADP |  | V36H***P449+AEFE3A* | 0 | 23800 | 19 | 9.5 | 22400 | 17200 | 76.79% | 2 | 0 | 13 |  |  |  |  | R-410A | 1.9833 | Residential & Commercial | USHP | Ducted CEE Tier 1
213612172 | Central HP <5.4 tons | BOSCH | HRCU-A-CB (Split System: Heat Pump with Remote Outdoor Unit-Air-Source) | BOVB-36HDN1-M20G | ADP |  | H,TG33936+AEFE3A* | 0 | 23400 | 19 | 9.45 | 22400 | 17200 | 76.79% | 1.98 | 0 | 12.5 |  |  |  |  | R-410A | 1.95 | Residential & Commercial | USHP | Ducted CEE Tier 1
213894999 | Central HP <5.4 tons | BOSCH | HRCU-A-CB (Split System: Heat Pump with Remote Outdoor Unit-Air-Source) | BOVA-36HDN1-M20G | ADP |  | H,YG8J936 | BGH96M080B3A | 23600 | 18 | 9 | 22400 | 17000 | 75.89% | 1.9 | 0 | 11.7 |  |  |  |  | R-410A | 1.9667 | Residential & Commercial | USHP | Ducted CEE Tier 1
214572944 | Central HP <5.4 tons | DAY & NIGHT | HRCU-A-CB (Split System: Heat Pump with Remote Outdoor Unit-Air-Source) | CVH837GKA** |  |  | EA*4X60L24A*+WALLCON | *96CTN0802120B* | 32800 | 18 | 8.5 | 31600 | 24600 | 77.85% | 2 | 0 | 11.5 |  |  |  |  | R-410A | 2.7333 | Residential & Commercial | USHP | Ducted CEE Tier 1
212986630 | Central HP <5.4 tons | TEMPSTAR | HRCU-A-CB (Split System: Heat Pump with Remote Outdoor Unit-Air-Source) | DLCURAH24ABK |  |  | EN(A,D)4X30L17** | *96MSN0401712A* | 23200 | 15.5 | 8.1 | 26000 | 24400 | 93.85% | 2.02 | 0 | 10 |  |  |  |  | R-410A | 1.9333 | Residential & Commercial | USHP | Ducted CEE Tier 1
212380711 | Central HP <5.4 tons | BOSCH | HRCU-A-CB (Split System: Heat Pump with Remote Outdoor Unit-Air-Source) | BOVB-60HDN1-M20G | ADP |  | PL60H210P179 | BGH96M100C5A | 45000 | 17 | 8.8 | 44500 | 32400 | 72.81% | 1.9 | 0 | 11.7 |  |  |  |  | R-410A | 3.75 | Residential & Commercial | USHP | Ducted CEE Tier 1
212380754 | Central HP <5.4 tons | BOSCH | HRCU-A-CB (Split System: Heat Pump with Remote Outdoor Unit-Air-Source) | BOVA-60HDN1-M20G | ADP |  | H,RG50960 | BGH96M080C4A | 42500 | 17 | 8.8 | 42500 | 31000 | 72.94% | 1.9 | 0 | 11.7 |  |  |  |  | R-410A | 3.5417 | Residential & Commercial | USHP | Ducted CEE Tier 1
214269146 | Central HP <5.4 tons | BOSCH | HRCU-A-CB (Split System: Heat Pump with Remote Outdoor Unit-Air-Source) | BOVA-60HDN1-M20G | ADP |  | HG84960 | BGH96M100D5A | 51500 | 18 | 8.5 | 52000 | 37400 | 71.92% | 1.85 | 0 | 11.7 |  |  |  |  | R-410A | 4.2917 | Residential & Commercial | USHP | Ducted CEE Tier 1
212924878 | Central HP <5.4 tons | GE Appliances | HRCU-A-C (Split System: Heat Pump with Remote Outdoor Unit with No Indoor Fan --Air Source) | AUH4860ZGDA* | ASPEN |  | C(A,C,D,E)48D44+TDR | 0 | 47000 | 15.2 | 8.5 | 48000 | 33600 | 70% | 1.8 | 0 | 10 |  |  |  |  | R-410A | 3.9167 | Residential & Commercial | USHP | Ducted CEE Tier 1
216732353 | Central HP <5.4 tons | BOSCH | HRCU-A-CB (Split System: Heat Pump with Remote Outdoor Unit-Air-Source) | BOVA-36RTB-M20S | ADP |  | PL36H175P15*+TXV+AEFE4B* | 0 | 24000 | 20 | 9.5 | 22400 | 17000 | 75.89% | 2 | 0 | 13 |  |  |  |  | R-454B | 2 | Residential & Commercial | USHP | Ducted CEE Tier 1
215670379 | Central HP <5.4 tons | AIRQUEST | HRCU-A-CB (Split System: Heat Pump with Remote Outdoor Unit-Air-Source) | H5H0V36*K*AAA* |  |  | ESH5X60M12A*+WALLCON | *80CSU0401712A* | 34600 | 17 | 8.5 | 34600 | 24800 | 71.68% | 1.8 | 0 | 9.5 |  |  |  |  | R-454B | 2.8833 | Residential & Commercial | USHP
213769871 | Central HP <5.4 tons | BOSCH | HRCU-A-CB (Split System: Heat Pump with Remote Outdoor Unit-Air-Source) | BOVB-36HDN1-M20G | ADP |  | H,RG33936+AEFE4B* | 0 | 23400 | 20 | 9.45 | 22400 | 17200 | 76.79% | 1.98 | 0 | 12.5 |  |  |  |  | R-410A | 1.95 | Residential & Commercial | USHP | Ducted CEE Tier 1
212381034 | Central HP <5.4 tons | BOSCH | HRCU-A-CB (Split System: Heat Pump with Remote Outdoor Unit-Air-Source) | BOVA-60HDN1-M20G | ADP |  | H,RG3K960 | BGH96M100D5A | 45500 | 17 | 9 | 45000 | 32800 | 72.89% | 1.9 | 0 | 11.7 |  |  |  |  | R-410A | 3.7917 | Residential & Commercial | USHP | Ducted CEE Tier 1
213088391 | Central HP <5.4 tons | BOSCH | HRCU-A-CB (Split System: Heat Pump with Remote Outdoor Unit-Air-Source) | BOVB-36HDN1-M20G | ADP |  | V,R36H***P449+AEFE3A* | 0 | 23800 | 19 | 9.5 | 22400 | 17200 | 76.79% | 2 | 0 | 13 |  |  |  |  | R-410A | 1.9833 | Residential & Commercial | USHP | Ducted CEE Tier 1
214269152 | Central HP <5.4 tons | BOSCH | HRCU-A-CB (Split System: Heat Pump with Remote Outdoor Unit-Air-Source) | BOVB-60HDN1-M20G | ADP |  | HG84960 | BGH96M080B3B | 42500 | 17 | 8.8 | 41500 | 30600 | 73.73% | 1.9 | 0 | 11.7 |  |  |  |  | R-410A | 3.5417 | Residential & Commercial | USHP | Ducted CEE Tier 1
214572584 | Central HP <5.4 tons | DAY & NIGHT | HRCU-A-CB (Split System: Heat Pump with Remote Outdoor Unit-Air-Source) | CVH837GKA** |  |  | EA*4X37L21A*+WALLCON | *96CTN0802120B* | 33000 | 17.5 | 8.5 | 32600 | 25000 | 76.69% | 2 | 0 | 11.5 |  |  |  |  | R-410A | 2.75 | Residential & Commercial | USHP | Ducted CEE Tier 1
213613892 | Central HP <5.4 tons | BOSCH | HRCU-A-C (Split System: Heat Pump with Remote Outdoor Unit with No Indoor Fan --Air Source) | BOVA-36HDN1-M20G | ADP |  | *G9J936 | 0 | 23200 | 15.2 | 9 | 22400 | 16500 | 73.66% | 1.88 | 0 | 12 |  |  |  |  | R-410A | 1.9333 | Residential & Commercial | USHP | Ducted CEE Tier 1
214440917 | Central HP <5.4 tons | BOSCH | HRCU-A-CB (Split System: Heat Pump with Remote Outdoor Unit-Air-Source) | BOVD-36HDN1-M20G | ADP |  | BV**B9937 | 0 | 34000 | 19 | 9.4 | 32600 | 23600 | 72.39% | 1.88 | 0 | 12 |  |  |  |  | R-410A | 2.8333 | Residential & Commercial | USHP | Ducted CEE Tier 1
213088739 | Central HP <5.4 tons | BOSCH | HRCU-A-CB (Split System: Heat Pump with Remote Outdoor Unit-Air-Source) | BOVB-60HDN1-M20G | ADP |  | V,R60H210P179+AEFE5* | 0 | 46000 | 18 | 9.3 | 46000 | 33200 | 72.17% | 1.96 | 0 | 11.7 |  |  |  |  | R-410A | 3.8333 | Residential & Commercial | USHP | Ducted CEE Tier 1
213253171 | Central HP <5.4 tons | BOSCH | HRCU-A-CB (Split System: Heat Pump with Remote Outdoor Unit-Air-Source) | BOVB-60HDN1-M20G | ADP |  | HG84948+AEFE4B* | 0 | 47000 | 18 | 9.5 | 46000 | 33200 | 72.17% | 2 | 0 | 12 |  |  |  |  | R-410A | 3.9167 | Residential & Commercial | USHP | Ducted CEE Tier 1
215940955 | Central HP <5.4 tons | BRYANT HEATING AND COOLING SYSTEMS | HRCU-A-CB (Split System: Heat Pump with Remote Outdoor Unit-Air-Source) | 293VAN048**AA* |  |  | CAA**4821AM*+UI | 83*CB48060C17*** | 43500 | 21 | 9.5 | 48000 | 36600 | 76.25% | 1.9 | 0 | 11 |  |  |  |  | R-454B | 3.625 | Residential & Commercial | USHP | Ducted CEE Tier 1
214569649 | Central HP <5.4 tons | BRYANT HEATING AND COOLING SYSTEMS | HRCU-A-CB (Split System: Heat Pump with Remote Outdoor Unit-Air-Source) | 284ANV036*0**B* |  |  | CSPH*4812AL*+UI | 935CB66100C21*** | 34200 | 19 | 9 | 36400 | 25800 | 70.88% | 2.06 | 0 | 12 |  |  |  |  | R-410A | 2.85 | Residential & Commercial | USHP | Ducted CEE Tier 1
212380901 | Central HP <5.4 tons | BOSCH | HRCU-A-CB (Split System: Heat Pump with Remote Outdoor Unit-Air-Source) | BOVB-60HDN1-M20G | ADP |  | H,RG50960 | BGH96M080C4B | 42500 | 17 | 8.8 | 42500 | 31000 | 72.94% | 1.9 | 0 | 11.7 |  |  |  |  | R-410A | 3.5417 | Residential & Commercial | USHP | Ducted CEE Tier 1
212381031 | Central HP <5.4 tons | BOSCH | HRCU-A-CB (Split System: Heat Pump with Remote Outdoor Unit-Air-Source) | BOVA-60HDN1-M20G | ADP |  | H,RG3K960 | BGH96M080C4B | 42000 | 17 | 8.8 | 42500 | 31000 | 72.94% | 1.9 | 0 | 11.5 |  |  |  |  | R-410A | 3.5 | Residential & Commercial | USHP | Ducted CEE Tier 1
215397419 | Central HP <5.4 tons | BOSCH | HRCU-A-CB (Split System: Heat Pump with Remote Outdoor Unit-Air-Source) | BOVD-36HDN1-M20G | ADP |  | HG36936+AEFE3A* | 0 | 34000 | 18 | 9.5 | 32600 | 23600 | 72.39% | 1.9 | 0 | 12 |  |  |  |  | R-410A | 2.8333 | Residential & Commercial | USHP | Ducted CEE Tier 1
213612270 | Central HP <5.4 tons | BOSCH | HRCU-A-CB (Split System: Heat Pump with Remote Outdoor Unit-Air-Source) | BOVB-36HDN1-M20G | ADP |  | H,TG33936+AEFE4B* | 0 | 23400 | 20 | 9.45 | 22400 | 17200 | 76.79% | 1.98 | 0 | 12.5 |  |  |  |  | R-410A | 1.95 | Residential & Commercial | USHP | Ducted CEE Tier 1
215940355 | Central HP <5.4 tons | BRYANT HEATING AND COOLING SYSTEMS | HRCU-A-CB (Split System: Heat Pump with Remote Outdoor Unit-Air-Source) | 293VAN036**AA* |  |  | CVAMA4921XMA*+UI | 987TA42060C17*** | 35200 | 21 | 8.5 | 38500 | 29400 | 76.36% | 2.02 | 0 | 11.7 |  |  |  |  | R-454B | 2.9333 | Residential & Commercial | USHP | Ducted CEE Tier 1
215940855 | Central HP <5.4 tons | BRYANT HEATING AND COOLING SYSTEMS | HRCU-A-CB (Split System: Heat Pump with Remote Outdoor Unit-Air-Source) | 293VAN036**AA* |  |  | CVAVA6021XMA*+UI | 987TA60080C21*** | 35600 | 21.5 | 8.5 | 38000 | 28600 | 75.26% | 2.02 | 0 | 12 |  |  |  |  | R-454B | 2.9667 | Residential & Commercial | USHP | Ducted CEE Tier 1
216736348 | Central HP <5.4 tons | DAY & NIGHT | HRCU-A-CB (Split System: Heat Pump with Remote Outdoor Unit-Air-Source) | D5CUHAH24AAK |  |  | ESH5X24M12A* | *80MSU0601716A* | 22600 | 16 | 8.1 | 21200 | 19000 | 89.62% | 1.85 | 0 | 10.5 |  |  |  |  | R-454B | 1.8833 | Residential & Commercial | USHP | Ducted CEE Tier 1
216734433 | Central HP <5.4 tons | DAY & NIGHT | HRCU-A-CB (Split System: Heat Pump with Remote Outdoor Unit-Air-Source) | D5CUHAH24AAK |  |  | EA*5X36M17A* | *80VSL0701412B* | 22600 | 16.5 | 8.5 | 20800 | 18700 | 89.9% | 1.96 | 0 | 11 |  |  |  |  | R-454B | 1.8833 | Residential & Commercial | USHP | Ducted CEE Tier 1
213307059 | Central HP <5.4 tons | BOSCH | HRCU-A-CB (Split System: Heat Pump with Remote Outdoor Unit-Air-Source) | BOVA-36HDN1-M20G | ADP |  | V36H142P429+AEFE3A* | 0 | 23200 | 19 | 9.35 | 22400 | 17200 | 76.79% | 1.98 | 0 | 12.5 |  |  |  |  | R-410A | 1.9333 | Residential & Commercial | USHP | Ducted CEE Tier 1
212924880 | Central HP <5.4 tons | GE Appliances | HRCU-A-C (Split System: Heat Pump with Remote Outdoor Unit with No Indoor Fan --Air Source) | AUH4860ZGDA* | ASPEN |  | C(A,C,D,E)60A44+TDR | 0 | 50500 | 15.2 | 8.5 | 53000 | 37200 | 70.19% | 1.8 | 0 | 9.5 |  |  |  |  | R-410A | 4.2083 | Residential & Commercial | USHP
213356195 | Central HP <5.4 tons | BOSCH | HRCU-A-CB (Split System: Heat Pump with Remote Outdoor Unit-Air-Source) | BOVB-60HDN1-M20G | ADP |  | A48VGA+TXV+AEFE5* | 0 | 46000 | 18 | 9.3 | 46000 | 33200 | 72.17% | 1.96 | 0 | 11.7 |  |  |  |  | R-410A | 3.8333 | Residential & Commercial | USHP | Ducted CEE Tier 1
216732355 | Central HP <5.4 tons | BOSCH | HRCU-A-CB (Split System: Heat Pump with Remote Outdoor Unit-Air-Source) | BOVA-36RTB-M20S | ADP |  | CE2903C*+TXV | 0 | 22800 | 19 | 9.15 | 22200 | 17000 | 76.58% | 1.94 | 0 | 12 |  |  |  |  | R-454B | 1.9 | Residential & Commercial | USHP | Ducted CEE Tier 1
215413741 | Central HP <5.4 tons | BOSCH | HRCU-A-CB (Split System: Heat Pump with Remote Outdoor Unit-Air-Source) | BOVD-36HDN1-M20G | ADP |  | A36VDA+TXV+AEFE4B* | 0 | 24000 | 20 | 9.5 | 22400 | 17200 | 76.79% | 2 | 0 | 13 |  |  |  |  | R-410A | 2 | Residential & Commercial | USHP | Ducted CEE Tier 1
216768267 | Central HP <5.4 tons | BOSCH | HRCU-A-CB (Split System: Heat Pump with Remote Outdoor Unit-Air-Source) | BOVA-36RTB-M20S | ADP |  | FE*BB9*31+TXV | 0 | 24000 | 20 | 9.5 | 22400 | 17000 | 75.89% | 2 | 0 | 13 |  |  |  |  | R-454B | 2 | Residential & Commercial | USHP | Ducted CEE Tier 1
213307135 | Central HP <5.4 tons | BOSCH | HRCU-A-CB (Split System: Heat Pump with Remote Outdoor Unit-Air-Source) | BOVB-60HDN1-M20G | ADP |  | V48H175P389+AEFE4B* | 0 | 46000 | 18 | 9.35 | 46000 | 33200 | 72.17% | 1.98 | 0 | 11.7 |  |  |  |  | R-410A | 3.8333 | Residential & Commercial | USHP | Ducted CEE Tier 1
216762051 | Central HP <5.4 tons | BOSCH | HRCU-A-CB (Split System: Heat Pump with Remote Outdoor Unit-Air-Source) | BOVA-60RXB-M15S | ADP |  | HE8J*36+TXV+AEFE3A* | 0 | 33600 | 16 | 8.35 | 32600 | 33800 | 103.7% | 1.78 | 0 | 11.5 |  |  |  |  | R-454B | 2.8 | Residential & Commercial | USHP | Ducted CEE Tier 1
216760238 | Central HP <5.4 tons | BOSCH | HRCU-A-CB (Split System: Heat Pump with Remote Outdoor Unit-Air-Source) | BOVA-60RXB-M15S | ADP |  | V,G60H210P16*+TXV+AEFE5* | 0 | 44500 | 16 | 8.2 | 45000 | 33200 | 73.78% | 1.82 | 0 | 11 |  |  |  |  | R-454B | 3.7083 | Residential & Commercial | USHP | Ducted CEE Tier 1
216760247 | Central HP <5.4 tons | BOSCH | HRCU-A-CB (Split System: Heat Pump with Remote Outdoor Unit-Air-Source) | BOVA-60RXB-M15S | ADP |  | H,GE8J*36+TXV+AEFE4B* | 0 | 33600 | 16 | 8.35 | 32600 | 33800 | 103.7% | 1.78 | 0 | 11.5 |  |  |  |  | R-454B | 2.8 | Residential & Commercial | USHP | Ducted CEE Tier 1
212380688 | Central HP <5.4 tons | BOSCH | HRCU-A-CB (Split System: Heat Pump with Remote Outdoor Unit-Air-Source) | BOVA-60HDN1-M20G | ADP |  | PL60H210P179 | BGH96M080C4B | 42500 | 17 | 8.8 | 42500 | 31000 | 72.94% | 1.9 | 0 | 11.7 |  |  |  |  | R-410A | 3.5417 | Residential & Commercial | USHP | Ducted CEE Tier 1
212380709 | Central HP <5.4 tons | BOSCH | HRCU-A-CB (Split System: Heat Pump with Remote Outdoor Unit-Air-Source) | BOVB-60HDN1-M20G | ADP |  | PL60H210P179 | BGH96M080C4A | 42500 | 17 | 8.8 | 42500 | 31000 | 72.94% | 1.9 | 0 | 11.7 |  |  |  |  | R-410A | 3.5417 | Residential & Commercial | USHP | Ducted CEE Tier 1
212381095 | Central HP <5.4 tons | BOSCH | HRCU-A-CB (Split System: Heat Pump with Remote Outdoor Unit-Air-Source) | BOVB-60HDN1-M20G | ADP |  | H,RG2K948 | BGH96M100C5B | 44500 | 17 | 8.8 | 44500 | 32400 | 72.81% | 1.9 | 0 | 11.5 |  |  |  |  | R-410A | 3.7083 | Residential & Commercial | USHP | Ducted CEE Tier 1
213088742 | Central HP <5.4 tons | BOSCH | HRCU-A-CB (Split System: Heat Pump with Remote Outdoor Unit-Air-Source) | BOVB-60HDN1-M20G | ADP |  | H,RG2K948+AEFE5* | 0 | 45500 | 18 | 9.15 | 46000 | 33200 | 72.17% | 1.94 | 0 | 11.7 |  |  |  |  | R-410A | 3.7917 | Residential & Commercial | USHP | Ducted CEE Tier 1
213253156 | Central HP <5.4 tons | BOSCH | HRCU-A-CB (Split System: Heat Pump with Remote Outdoor Unit-Air-Source) | BOVA-60HDN1-M20G | ADP |  | HG84948+AEFE5* | 0 | 47000 | 18 | 9.5 | 46000 | 33200 | 72.17% | 2 | 0 | 12 |  |  |  |  | R-410A | 3.9167 | Residential & Commercial | USHP | Ducted CEE Tier 1
213356128 | Central HP <5.4 tons | BRYANT HEATING AND COOLING SYSTEMS | HRCU-A-CB (Split System: Heat Pump with Remote Outdoor Unit-Air-Source) | 38MURAQ18AB3* | ADP |  | A24VBA+TXV+CBPE3A* | 0 | 17800 | 15.5 | 9 | 17100 | 19400 | 113.5% | 2.4 | 0 | 10.5 |  |  |  |  | R-410A | 1.4833 | Residential & Commercial | USHP | Ducted CEE Tier 1
213310739 | Central HP <5.4 tons | BOSCH | HRCU-A-CB (Split System: Heat Pump with Remote Outdoor Unit-Air-Source) | BOVA-36HDN1-M20G | ADP |  | V,R36H142P429+AEFE3A* | 0 | 23200 | 19 | 9.35 | 22400 | 17200 | 76.79% | 1.98 | 0 | 12.5 |  |  |  |  | R-410A | 1.9333 | Residential & Commercial | USHP | Ducted CEE Tier 1
213252931 | Central HP <5.4 tons | BOSCH | HRCU-A-CB (Split System: Heat Pump with Remote Outdoor Unit-Air-Source) | BOVA-36HDN1-M20G | ADP |  | HG32924+AEFE3A* | 0 | 23200 | 20 | 9.3 | 22400 | 17200 | 76.79% | 1.96 | 0 | 12.5 |  |  |  |  | R-410A | 1.9333 | Residential & Commercial | USHP | Ducted CEE Tier 1
215941333 | Central HP <5.4 tons | TEMPSTAR | HRCU-A-CB (Split System: Heat Pump with Remote Outdoor Unit-Air-Source) | T5H3V48*K*AAA* |  |  | EVM5X49M21A*+WALLCON | *96CTN0802120B* | 45500 | 20.5 | 8.1 | 53000 | 38500 | 72.64% | 1.95 | 0 | 11 |  |  |  |  | R-454B | 3.7917 | Residential & Commercial | USHP | Ducted CEE Tier 1
216760249 | Central HP <5.4 tons | BOSCH | HRCU-A-CB (Split System: Heat Pump with Remote Outdoor Unit-Air-Source) | BOVA-36RTB-M20S | ADP |  | H,RG33*36+TXV+AEFE4B* | 0 | 23400 | 20 | 9.35 | 22400 | 17000 | 75.89% | 1.98 | 0 | 12.5 |  |  |  |  | R-454B | 1.95 | Residential & Commercial | USHP | Ducted CEE Tier 1
213088741 | Central HP <5.4 tons | BOSCH | HRCU-A-CB (Split System: Heat Pump with Remote Outdoor Unit-Air-Source) | BOVB-60HDN1-M20G | ADP |  | V,R48H175P469+AEFE4B* | 0 | 46500 | 18 | 9.5 | 46000 | 33200 | 72.17% | 2 | 0 | 11.7 |  |  |  |  | R-410A | 3.875 | Residential & Commercial | USHP | Ducted CEE Tier 1
213307136 | Central HP <5.4 tons | BOSCH | HRCU-A-CB (Split System: Heat Pump with Remote Outdoor Unit-Air-Source) | BOVB-60HDN1-M20G | ADP |  | V48H175P469+AEFE4B* | 0 | 46500 | 18 | 9.5 | 46000 | 33200 | 72.17% | 2 | 0 | 11.7 |  |  |  |  | R-410A | 3.875 | Residential & Commercial | USHP | Ducted CEE Tier 1
212380691 | Central HP <5.4 tons | BOSCH | HRCU-A-CB (Split System: Heat Pump with Remote Outdoor Unit-Air-Source) | BOVA-60HDN1-M20G | ADP |  | PL60H210P179 | BGH96M100C5B | 45000 | 17 | 8.8 | 44500 | 32400 | 72.81% | 1.9 | 0 | 11.7 |  |  |  |  | R-410A | 3.75 | Residential & Commercial | USHP | Ducted CEE Tier 1
213088729 | Central HP <5.4 tons | BOSCH | HRCU-A-CB (Split System: Heat Pump with Remote Outdoor Unit-Air-Source) | BOVA-60HDN1-M20G | ADP |  | H,RG2K948+AEFE4B* | 0 | 45000 | 18 | 9.15 | 46000 | 33200 | 72.17% | 1.94 | 0 | 11.5 |  |  |  |  | R-410A | 3.75 | Residential & Commercial | USHP | Ducted CEE Tier 1
213088730 | Central HP <5.4 tons | BOSCH | HRCU-A-CB (Split System: Heat Pump with Remote Outdoor Unit-Air-Source) | BOVA-60HDN1-M20G | ADP |  | H,RG3K960+AEFE5* | 0 | 45500 | 18 | 9.25 | 46000 | 33200 | 72.17% | 1.96 | 0 | 11.7 |  |  |  |  | R-410A | 3.7917 | Residential & Commercial | USHP | Ducted CEE Tier 1
213088731 | Central HP <5.4 tons | BOSCH | HRCU-A-CB (Split System: Heat Pump with Remote Outdoor Unit-Air-Source) | BOVA-60HDN1-M20G | ADP |  | H,RG50960+AEFE5* | 0 | 47000 | 18 | 9.45 | 46000 | 33200 | 72.17% | 1.98 | 0 | 12 |  |  |  |  | R-410A | 3.9167 | Residential & Commercial | USHP | Ducted CEE Tier 1
213088747 | Central HP <5.4 tons | BOSCH | HRCU-A-CB (Split System: Heat Pump with Remote Outdoor Unit-Air-Source) | BOVB-60HDN1-M20G | ADP |  | H,RG84960+AEFE5* | 0 | 47000 | 18 | 9.5 | 46000 | 33200 | 72.17% | 2 | 0 | 12 |  |  |  |  | R-410A | 3.9167 | Residential & Commercial | USHP | Ducted CEE Tier 1
214862791 | Central HP <5.4 tons | BOSCH | HRCU-A-CB (Split System: Heat Pump with Remote Outdoor Unit-Air-Source) | BOVB-36HDN1-M20G | ADP |  | HG7J(1,2)36+TXV | BGH96M060B3B | 23200 | 18 | 8.95 | 22400 | 17000 | 75.89% | 1.88 | 0 | 11.7 |  |  |  |  | R-410A | 1.9333 | Residential & Commercial | USHP | Ducted CEE Tier 1
213088749 | Central HP <5.4 tons | BOSCH | HRCU-A-CB (Split System: Heat Pump with Remote Outdoor Unit-Air-Source) | BOVB-60HDN1-M20G | ADP |  | H,RG86960+AEFE5* | 0 | 51500 | 17 | 9.45 | 53000 | 38000 | 71.7% | 2.02 | 0 | 11.7 |  |  |  |  | R-410A | 4.2917 | Residential & Commercial | USHP | Ducted CEE Tier 1
214092132 | Central HP <5.4 tons | YORK | HRCU-A-CB (Split System: Heat Pump with Remote Outdoor Unit-Air-Source) | HMH72B341 | ASPEN |  | D(A,C,E)42A44+TDR | TPLC100C16MP13 | 32400 | 17.5 | 8.5 | 33800 | 27400 | 81.07% | 2.66 | 0 | 10 |  |  |  |  | R-410A | 2.7 | Residential & Commercial | USHP | Ducted CEE Tier 1
214092147 | Central HP <5.4 tons | YORK | HRCU-A-CB (Split System: Heat Pump with Remote Outdoor Unit-Air-Source) | HMH72B341 | ASPEN |  | D(A,C,E)48B34+TDR | Y81E080B12SMPS1 | 33000 | 18 | 8.2 | 32800 | 29400 | 89.63% | 2.71 | 0 | 9.5 |  |  |  |  | R-410A | 2.75 | Residential & Commercial | USHP
214862792 | Central HP <5.4 tons | BOSCH | HRCU-A-CB (Split System: Heat Pump with Remote Outdoor Unit-Air-Source) | BOVB-36HDN1-M20G | ADP |  | HG7J(1,2)36+TXV | BGH96M080B3B | 23200 | 18 | 8.95 | 22400 | 17000 | 75.89% | 1.9 | 0 | 11.7 |  |  |  |  | R-410A | 1.9333 | Residential & Commercial | USHP | Ducted CEE Tier 1
216762918 | Central HP <5.4 tons | BOSCH | HRCU-A-CB (Split System: Heat Pump with Remote Outdoor Unit-Air-Source) | BOVA-60RXB-M15S | ADP |  | HG48*60+TXV+AEFE5* | 0 | 45500 | 17 | 8.35 | 45000 | 33200 | 73.78% | 1.84 | 0 | 11.5 |  |  |  |  | R-454B | 3.7917 | Residential & Commercial | USHP | Ducted CEE Tier 1
215931654 | Central HP <5.4 tons | CARRIER | HRCU-A-CB (Split System: Heat Pump with Remote Outdoor Unit-Air-Source) | 27VNA360A*030* |  |  | CAA**6121AM*+UI | 58TN*B070C17**16 | 56000 | 18 | 8.5 | 61000 | 45500 | 74.59% | 2.1 | 0 | 11 |  |  |  |  | R-454B | 4.6667 | Residential & Commercial | USHP | Ducted CEE Tier 1
214092162 | Central HP <5.4 tons | YORK | HRCU-A-CB (Split System: Heat Pump with Remote Outdoor Unit-Air-Source) | HMH72B341 | ASPEN |  | D(A,C,E)42A44+TDR | Y81E100C16SMPS1 | 32400 | 18 | 8.5 | 33400 | 28400 | 85.03% | 2.7 | 0 | 9.5 |  |  |  |  | R-410A | 2.7 | Residential & Commercial | USHP
216737114 | Central HP <5.4 tons | DAY & NIGHT | HRCU-A-CB (Split System: Heat Pump with Remote Outdoor Unit-Air-Source) | D5CUHAH24AAK |  |  | ESH5X30M12A* | *80MS(N,L)1102120A* | 22800 | 15.2 | 8.1 | 21200 | 19000 | 89.62% | 1.9 | 0 | 10.5 |  |  |  |  | R-454B | 1.9 | Residential & Commercial | USHP | Ducted CEE Tier 1
213821572 | Central HP <5.4 tons | TEMPSTAR | HRCU-A-CB (Split System: Heat Pump with Remote Outdoor Unit-Air-Source) | DLCURAH36ABK | ASPEN |  | D(A,C,E)36C34+TDR | *80MS(N,L)0701716A* | 35000 | 16.5 | 8.1 | 38500 | 31800 | 82.6% | 2.71 | 0 | 10 |  |  |  |  | R-410A | 2.9167 | Residential & Commercial | USHP | Ducted CEE Tier 1
213821573 | Central HP <5.4 tons | TEMPSTAR | HRCU-A-CB (Split System: Heat Pump with Remote Outdoor Unit-Air-Source) | DLCURAH36ABK | ASPEN |  | D(A,C,E)42B34+TDR | *80MS(N,L)0701716A* | 35000 | 16.5 | 8.1 | 38500 | 31800 | 82.6% | 2.71 | 0 | 10 |  |  |  |  | R-410A | 2.9167 | Residential & Commercial | USHP | Ducted CEE Tier 1
213821574 | Central HP <5.4 tons | TEMPSTAR | HRCU-A-CB (Split System: Heat Pump with Remote Outdoor Unit-Air-Source) | DLCURAH36ABK | ASPEN |  | D(A,C,E)36B34+TDR | *80MS(N,L)0702116A* | 34800 | 16.5 | 8.1 | 38500 | 32200 | 83.64% | 2.6 | 0 | 9.5 |  |  |  |  | R-410A | 2.9 | Residential & Commercial | USHP
213821623 | Central HP <5.4 tons | TEMPSTAR | HRCU-A-CB (Split System: Heat Pump with Remote Outdoor Unit-Air-Source) | DLCURAH36ABK | ASPEN |  | D(A,C,E)36C34+TDR | *92MSN0802120A* | 35000 | 16.5 | 8.1 | 38500 | 32200 | 83.64% | 2.55 | 0 | 9.5 |  |  |  |  | R-410A | 2.9167 | Residential & Commercial | USHP
213253160 | Central HP <5.4 tons | BOSCH | HRCU-A-CB (Split System: Heat Pump with Remote Outdoor Unit-Air-Source) | BOVA-60HDN1-M20G | ADP |  | HG84948+AEFE4B* | 0 | 47000 | 18 | 9.5 | 46000 | 33200 | 72.17% | 2 | 0 | 12 |  |  |  |  | R-410A | 3.9167 | Residential & Commercial | USHP | Ducted CEE Tier 1
213253162 | Central HP <5.4 tons | BOSCH | HRCU-A-CB (Split System: Heat Pump with Remote Outdoor Unit-Air-Source) | BOVA-60HDN1-M20G | ADP |  | HG88960+AEFE5* | 0 | 51500 | 17 | 9.5 | 53000 | 38000 | 71.7% | 2.02 | 0 | 11.7 |  |  |  |  | R-410A | 4.2917 | Residential & Commercial | USHP | Ducted CEE Tier 1
213253167 | Central HP <5.4 tons | BOSCH | HRCU-A-CB (Split System: Heat Pump with Remote Outdoor Unit-Air-Source) | BOVB-60HDN1-M20G | ADP |  | HG84948+AEFE5* | 0 | 47000 | 18 | 9.5 | 46000 | 33200 | 72.17% | 2 | 0 | 12 |  |  |  |  | R-410A | 3.9167 | Residential & Commercial | USHP | Ducted CEE Tier 1
213769867 | Central HP <5.4 tons | BOSCH | HRCU-A-CB (Split System: Heat Pump with Remote Outdoor Unit-Air-Source) | BOVA-36HDN1-M20G | ADP |  | H,RG33936+AEFE4B* | 0 | 23400 | 20 | 9.45 | 22400 | 17200 | 76.79% | 1.98 | 0 | 12.5 |  |  |  |  | R-410A | 1.95 | Residential & Commercial | USHP | Ducted CEE Tier 1
215869162 | Central HP <5.4 tons | BOSCH | HRCU-A-CB (Split System: Heat Pump with Remote Outdoor Unit-Air-Source) | BOVD-36HDN1-M20G | ADP |  | H,RG33936+AEFE4B* | 0 | 23400 | 20 | 9.45 | 22400 | 17200 | 76.79% | 1.98 | 0 | 12.5 |  |  |  |  | R-410A | 1.95 | Residential & Commercial | USHP | Ducted CEE Tier 1
215674237 | Central HP <5.4 tons | AIRQUEST | HRCU-A-CB (Split System: Heat Pump with Remote Outdoor Unit-Air-Source) | H5H0V48*K*AAA* |  |  | EA*5X60M24A*+WALLCON | *97CMN0602120B* | 45000 | 17.5 | 9 | 47500 | 34000 | 71.58% | 2.06 | 0 | 9.5 |  |  |  |  | R-454B | 3.75 | Residential & Commercial | USHP
213307139 | Central HP <5.4 tons | BOSCH | HRCU-A-CB (Split System: Heat Pump with Remote Outdoor Unit-Air-Source) | BOVB-60HDN1-M20G | ADP |  | HG3K960+AEFE5* | 0 | 45500 | 18 | 9.25 | 46000 | 33200 | 72.17% | 1.96 | 0 | 11.7 |  |  |  |  | R-410A | 3.7917 | Residential & Commercial | USHP | Ducted CEE Tier 1
213088724 | Central HP <5.4 tons | BOSCH | HRCU-A-CB (Split System: Heat Pump with Remote Outdoor Unit-Air-Source) | BOVA-60HDN1-M20G | ADP |  | V,R48H175P789+AEFE4B* | 0 | 45000 | 18 | 9.15 | 46000 | 33200 | 72.17% | 1.94 | 0 | 11.5 |  |  |  |  | R-410A | 3.75 | Residential & Commercial | USHP | Ducted CEE Tier 1
213088738 | Central HP <5.4 tons | BOSCH | HRCU-A-CB (Split System: Heat Pump with Remote Outdoor Unit-Air-Source) | BOVB-60HDN1-M20G | ADP |  | V,R48H175P789+AEFE4B* | 0 | 45000 | 18 | 9.15 | 46000 | 33200 | 72.17% | 1.94 | 0 | 11.5 |  |  |  |  | R-410A | 3.75 | Residential & Commercial | USHP | Ducted CEE Tier 1
213088740 | Central HP <5.4 tons | BOSCH | HRCU-A-CB (Split System: Heat Pump with Remote Outdoor Unit-Air-Source) | BOVB-60HDN1-M20G | ADP |  | V,R48H175P389+AEFE4B* | 0 | 46000 | 18 | 9.35 | 46000 | 33200 | 72.17% | 1.98 | 0 | 11.7 |  |  |  |  | R-410A | 3.8333 | Residential & Commercial | USHP | Ducted CEE Tier 1
216762044 | Central HP <5.4 tons | BOSCH | HRCU-A-CB (Split System: Heat Pump with Remote Outdoor Unit-Air-Source) | BOVA-60RXB-M15S | ADP |  | HG33*36+TXV+AEFE3A* | 0 | 33200 | 16 | 8.25 | 32400 | 33800 | 104.3% | 1.76 | 0 | 11 |  |  |  |  | R-454B | 2.7667 | Residential & Commercial | USHP | Ducted CEE Tier 1
216760245 | Central HP <5.4 tons | BOSCH | HRCU-A-CB (Split System: Heat Pump with Remote Outdoor Unit-Air-Source) | BOVA-60RXB-M15S | ADP |  | H,GE35*48+TXV+AEFE5* | 0 | 44000 | 16 | 8.1 | 44500 | 33200 | 74.61% | 1.8 | 0 | 11 |  |  |  |  | R-454B | 3.6667 | Residential & Commercial | USHP | Ducted CEE Tier 1
216762919 | Central HP <5.4 tons | BOSCH | HRCU-A-CB (Split System: Heat Pump with Remote Outdoor Unit-Air-Source) | BOVA-60RXB-M15S | ADP |  | HE8J*36+TXV+AEFE4B* | 0 | 33600 | 16 | 8.35 | 32600 | 33800 | 103.7% | 1.78 | 0 | 11.5 |  |  |  |  | R-454B | 2.8 | Residential & Commercial | USHP | Ducted CEE Tier 1
215940905 | Central HP <5.4 tons | BRYANT HEATING AND COOLING SYSTEMS | HRCU-A-CB (Split System: Heat Pump with Remote Outdoor Unit-Air-Source) | 293VAN036**AA* |  |  | CVAVA6024XMA*+UI | 987TA66120C24*** | 35600 | 22 | 8.5 | 38000 | 28400 | 74.74% | 2.04 | 0 | 12.5 |  |  |  |  | R-454B | 2.9667 | Residential & Commercial | USHP | Ducted CEE Tier 1
215942391 | Central HP <5.4 tons | BRYANT HEATING AND COOLING SYSTEMS | HRCU-A-CB (Split System: Heat Pump with Remote Outdoor Unit-Air-Source) | 293VAN036**AA* |  |  | CVAMA4921XMA*+UI | 986TD42060C17*** | 35200 | 21 | 8.5 | 37400 | 28000 | 74.87% | 2.06 | 0 | 11.7 |  |  |  |  | R-454B | 2.9333 | Residential & Commercial | USHP | Ducted CEE Tier 1
215942461 | Central HP <5.4 tons | BRYANT HEATING AND COOLING SYSTEMS | HRCU-A-CB (Split System: Heat Pump with Remote Outdoor Unit-Air-Source) | 293VAN036**AA* |  |  | CVAVA6021XMA*+UI | 986TD42060C17*** | 35200 | 21 | 8.5 | 37400 | 28000 | 74.87% | 2 | 0 | 11.7 |  |  |  |  | R-454B | 2.9333 | Residential & Commercial | USHP | Ducted CEE Tier 1
216705986 | Central HP <5.4 tons | BOSCH | HRCU-A-CB (Split System: Heat Pump with Remote Outdoor Unit-Air-Source) | BOVA-36RTB-M20S | ADP |  | FE*G33*25+TXV | 0 | 23400 | 20 | 9.35 | 22400 | 17000 | 75.89% | 1.98 | 0 | 12.5 |  |  |  |  | R-454B | 1.95 | Residential & Commercial | USHP | Ducted CEE Tier 1
213821196 | Central HP <5.4 tons | TEMPSTAR | HRCU-A-CB (Split System: Heat Pump with Remote Outdoor Unit-Air-Source) | DLCURAH24ABK | ASPEN |  | D(A,C,E)24B44+TDR | *80MS(N,L)0702116A* | 23600 | 17.5 | 8.5 | 26400 | 20200 | 76.52% | 2.92 | 0 | 10 |  |  |  |  | R-410A | 1.9667 | Residential & Commercial | USHP | Ducted CEE Tier 1
213821198 | Central HP <5.4 tons | TEMPSTAR | HRCU-A-CB (Split System: Heat Pump with Remote Outdoor Unit-Air-Source) | DLCURAH24ABK | ASPEN |  | D(A,C,E)30C44+TDR | *80MS(N,L)0702116A* | 23800 | 17.5 | 8.5 | 26400 | 20200 | 76.52% | 2.92 | 0 | 10 |  |  |  |  | R-410A | 1.9833 | Residential & Commercial | USHP | Ducted CEE Tier 1
213927974 | Central HP <5.4 tons | WESTINGHOUSE | HRCU-A-C (Split System: Heat Pump with Remote Outdoor Unit with No Indoor Fan --Air Source) | WHM48SZA21S | ASPEN |  | D(A,C,E)61B44+TDR | 0 | 40500 | 15.55 | 8.55 | 42000 | 34600 | 82.38% | 1.94 | 0 | 11.4 |  |  |  |  | R-410A | 3.375 | Residential & Commercial | USHP | Ducted CEE Tier 1
212361473 | Central HP <5.4 tons | BOSCH | HRCU-A-CB (Split System: Heat Pump with Remote Outdoor Unit-Air-Source) | BOVA-60HDN1-M20G | ADP |  | HE35948 | BGH96M100C5B | 44000 | 17 | 8.8 | 44500 | 32400 | 72.81% | 1.9 | 0 | 11.5 |  |  |  |  | R-410A | 3.6667 | Residential & Commercial | USHP | Ducted CEE Tier 1
212361482 | Central HP <5.4 tons | BOSCH | HRCU-A-CB (Split System: Heat Pump with Remote Outdoor Unit-Air-Source) | BOVA-60HDN1-M20G | ADP |  | HE36960 | BGH96M100D5B | 45000 | 17 | 9 | 45000 | 32800 | 72.89% | 1.9 | 0 | 11.5 |  |  |  |  | R-410A | 3.75 | Residential & Commercial | USHP | Ducted CEE Tier 1
212361491 | Central HP <5.4 tons | BOSCH | HRCU-A-CB (Split System: Heat Pump with Remote Outdoor Unit-Air-Source) | BOVA-60HDN1-M20G | ADP |  | HE37960 | BGH96M120D5B | 45000 | 17 | 9 | 45000 | 33000 | 73.33% | 1.9 | 0 | 11.5 |  |  |  |  | R-410A | 3.75 | Residential & Commercial | USHP | Ducted CEE Tier 1
212361584 | Central HP <5.4 tons | BOSCH | HRCU-A-CB (Split System: Heat Pump with Remote Outdoor Unit-Air-Source) | BOVA-60HDN1-M20G | ADP |  | HE35(1,2)48+TXV | BGH96M080C4B | 41000 | 16 | 8.8 | 42500 | 31000 | 72.94% | 1.9 | 0 | 11 |  |  |  |  | R-410A | 3.4167 | Residential & Commercial | USHP | Ducted CEE Tier 1
212361593 | Central HP <5.4 tons | BOSCH | HRCU-A-CB (Split System: Heat Pump with Remote Outdoor Unit-Air-Source) | BOVA-60HDN1-M20G | ADP |  | HE48(1,2)60+TXV | BGH96M100D5B | 45500 | 17 | 9 | 45000 | 32800 | 72.89% | 1.9 | 0 | 11.7 |  |  |  |  | R-410A | 3.7917 | Residential & Commercial | USHP | Ducted CEE Tier 1
215670229 | Central HP <5.4 tons | AIRQUEST | HRCU-A-CB (Split System: Heat Pump with Remote Outdoor Unit-Air-Source) | H5H0V36*K*AAA* |  |  | ESH5X48M12A*+WALLCON | *80CTL1352422B* | 34200 | 17 | 8.5 | 35400 | 25200 | 71.19% | 1.9 | 0 | 9.5 |  |  |  |  | R-454B | 2.85 | Residential & Commercial | USHP
215670279 | Central HP <5.4 tons | AIRQUEST | HRCU-A-CB (Split System: Heat Pump with Remote Outdoor Unit-Air-Source) | H5H0V36*K*AAA* |  |  | ESH5X48M12A*+WALLCON | *97CMN0602120B* | 34000 | 16.5 | 8.5 | 35600 | 25400 | 71.35% | 1.76 | 0 | 9.5 |  |  |  |  | R-454B | 2.8333 | Residential & Commercial | USHP
213613894 | Central HP <5.4 tons | BOSCH | HRCU-A-C (Split System: Heat Pump with Remote Outdoor Unit with No Indoor Fan --Air Source) | BOVA-36HDN1-M20G | ADP |  | *G34936 | 0 | 23200 | 15.2 | 9 | 22400 | 16500 | 73.66% | 1.88 | 0 | 12 |  |  |  |  | R-410A | 1.9333 | Residential & Commercial | USHP | Ducted CEE Tier 1
216760234 | Central HP <5.4 tons | BOSCH | HRCU-A-CB (Split System: Heat Pump with Remote Outdoor Unit-Air-Source) | BOVA-60MTB-M19E | ADP |  | V,G60H210P16*+TXV+AEFE5* | 0 | 46500 | 18 | 9.65 | 46500 | 48000 | 103.2% | 2.04 | 0 | 11.5 |  |  |  |  | R-454B | 3.875 | Residential & Commercial | USHP | Ducted CEE Tier 1
216762039 | Central HP <5.4 tons | BOSCH | HRCU-A-CB (Split System: Heat Pump with Remote Outdoor Unit-Air-Source) | BOVA-36RTB-M20S | ADP |  | HG33*36+TXV+AEFE4B* | 0 | 23400 | 20 | 9.35 | 22400 | 17000 | 75.89% | 1.98 | 0 | 12.5 |  |  |  |  | R-454B | 1.95 | Residential & Commercial | USHP | Ducted CEE Tier 1
214092197 | Central HP <5.4 tons | YORK | HRCU-A-CB (Split System: Heat Pump with Remote Outdoor Unit-Air-Source) | HMH72B341 | ASPEN |  | D(A,C,E)48B34+TDR | YP9C100C16MP13 | 32600 | 17.5 | 8.5 | 34000 | 27400 | 80.59% | 2.66 | 0 | 10 |  |  |  |  | R-410A | 2.7167 | Residential & Commercial | USHP | Ducted CEE Tier 1
216732366 | Central HP <5.4 tons | BOSCH | HRCU-A-CB (Split System: Heat Pump with Remote Outdoor Unit-Air-Source) | BOVA-60MTB-M19E | ADP |  | PL60H210P16*+TXV+AEFE5* | 0 | 46500 | 18 | 9.65 | 46500 | 48000 | 103.2% | 2.04 | 0 | 11.5 |  |  |  |  | R-454B | 3.875 | Residential & Commercial | USHP | Ducted CEE Tier 1
216788568 | Central HP <5.4 tons | BOSCH | HRCU-A-CB (Split System: Heat Pump with Remote Outdoor Unit-Air-Source) | BOVA-60MTB-M19E | ADP |  | H,RG84*48+TXV+AEFE5* | 0 | 48500 | 19 | 10 | 46500 | 48000 | 103.2% | 2.1 | 0 | 12 |  |  |  |  | R-454B | 4.0417 | Residential & Commercial | USHP | Ducted CEE Tier 1
213258896 | Central HP <5.4 tons | YORK | HRCU-A-CB (Split System: Heat Pump with Remote Outdoor Unit-Air-Source) | HMH72B361 | ASPEN |  | D(A,C,E)36D36+JMET12BS2N1+TDR | 0 | 34800 | 18 | 8.1 | 36000 | 26000 | 72.22% | 2.8 | 0 | 9 |  |  |  |  | R-410A | 2.9 | Residential & Commercial | USHP
210693348 | Central HP <5.4 tons | Liberty Heating & Air Conditioning | HRCU-A-CB (Split System: Heat Pump with Remote Outdoor Unit-Air-Source) | ASZV903610A* |  |  | CHPF3642C6C*+TXV | G*VC801005C*A* | 33400 | 18 | 8.2 | 34000 | 24400 | 71.76% | 1.8 | 0 | 11 |  |  |  |  | R-410A | 2.7833 | Residential & Commercial | USHP | Ducted CEE Tier 1
214092212 | Central HP <5.4 tons | YORK | HRCU-A-CB (Split System: Heat Pump with Remote Outdoor Unit-Air-Source) | HMH72B341 | ASPEN |  | D(A,C,E)48B34+TDR | YPLC080C16MP13 | 32800 | 17.5 | 8.5 | 33800 | 27400 | 81.07% | 2.66 | 0 | 10 |  |  |  |  | R-410A | 2.7333 | Residential & Commercial | USHP | Ducted CEE Tier 1
214092831 | Central HP <5.4 tons | YORK | HRCU-A-CB (Split System: Heat Pump with Remote Outdoor Unit-Air-Source) | HMH72B341 | ASPEN |  | D(A,C,E)48B36+TDR | Y81E040A12SMPS1 | 33200 | 18 | 8.2 | 32800 | 29800 | 90.85% | 2.73 | 0 | 10 |  |  |  |  | R-410A | 2.7667 | Residential & Commercial | USHP | Ducted CEE Tier 1
213307138 | Central HP <5.4 tons | BOSCH | HRCU-A-CB (Split System: Heat Pump with Remote Outdoor Unit-Air-Source) | BOVB-60HDN1-M20G | ADP |  | HG2K948+AEFE4B* | 0 | 45000 | 18 | 9.15 | 46000 | 33200 | 72.17% | 1.94 | 0 | 11.5 |  |  |  |  | R-410A | 3.75 | Residential & Commercial | USHP | Ducted CEE Tier 1
214394752 | Central HP <5.4 tons | RUUD | HRCU-A-CB (Split System: Heat Pump with Remote Outdoor Unit-Air-Source) | RD17AZ60AJ3N | ASPEN |  | D(A,C,E)60D44+TDR | R962V0705A21M4S | 52000 | 17.9 | 8.1 | 54000 | 49500 | 91.67% | 1.75 | 0 | 9.8 |  |  |  |  | R-410A | 4.3333 | Residential & Commercial | USHP
213612289 | Central HP <5.4 tons | BOSCH | HRCU-A-CB (Split System: Heat Pump with Remote Outdoor Unit-Air-Source) | BOVB-60HDN1-M20G | ADP |  | V,T60H210P169+AEFE5* | 0 | 45000 | 18 | 9.1 | 45500 | 33200 | 72.97% | 1.94 | 0 | 11.5 |  |  |  |  | R-410A | 3.75 | Residential & Commercial | USHP | Ducted CEE Tier 1
210693324 | Central HP <5.4 tons | Liberty Heating & Air Conditioning | HRCU-A-CB (Split System: Heat Pump with Remote Outdoor Unit-Air-Source) | ASZV903610A* |  |  | CA*F3743*6D*+TXV | G*VC800804C*A* | 33600 | 19 | 8.2 | 34000 | 24400 | 71.76% | 1.8 | 0 | 12 |  |  |  |  | R-410A | 2.8 | Residential & Commercial | USHP | Ducted CEE Tier 1
214394796 | Central HP <5.4 tons | RUUD | HRCU-A-CB (Split System: Heat Pump with Remote Outdoor Unit-Air-Source) | RD17AZ60AJ3N | ASPEN |  | D(A,C,E)60D44+TDR | U98MV1155A24UPS | 52000 | 17.9 | 8.1 | 54000 | 49500 | 91.67% | 1.75 | 0 | 9.8 |  |  |  |  | R-410A | 4.3333 | Residential & Commercial | USHP
216762897 | Central HP <5.4 tons | BOSCH | HRCU-A-CB (Split System: Heat Pump with Remote Outdoor Unit-Air-Source) | BOVA-60MTB-M19E | ADP |  | A48VGC*+TXV+AEFE5* | 0 | 47500 | 18 | 9.85 | 46500 | 48000 | 103.2% | 2.08 | 0 | 11.7 |  |  |  |  | R-454B | 3.9583 | Residential & Commercial | USHP | Ducted CEE Tier 1
216762920 | Central HP <5.4 tons | BOSCH | HRCU-A-CB (Split System: Heat Pump with Remote Outdoor Unit-Air-Source) | BOVA-60MTB-M19E | ADP |  | V60H210P16*+TXV+AEFE5* | 0 | 46500 | 18 | 9.65 | 46500 | 48000 | 103.2% | 2.04 | 0 | 11.5 |  |  |  |  | R-454B | 3.875 | Residential & Commercial | USHP | Ducted CEE Tier 1
214092898 | Central HP <5.4 tons | YORK | HRCU-A-CB (Split System: Heat Pump with Remote Outdoor Unit-Air-Source) | HMH72B341 | ASPEN |  | D(A,C,E)48B36+TDR | YP9C080B12MP13 | 32800 | 17 | 8.1 | 33600 | 29400 | 87.5% | 2.66 | 0 | 9.5 |  |  |  |  | R-410A | 2.7333 | Residential & Commercial | USHP
214092914 | Central HP <5.4 tons | YORK | HRCU-A-CB (Split System: Heat Pump with Remote Outdoor Unit-Air-Source) | HMH72B341 | ASPEN |  | D(A,C,E)48B36+TDR | YPLC100C16MP13 | 32800 | 17.5 | 8.5 | 33800 | 27400 | 81.07% | 2.66 | 0 | 10 |  |  |  |  | R-410A | 2.7333 | Residential & Commercial | USHP | Ducted CEE Tier 1
214092916 | Central HP <5.4 tons | YORK | HRCU-A-CB (Split System: Heat Pump with Remote Outdoor Unit-Air-Source) | HMH72B341 | ASPEN |  | D(A,C,E)48B36+TDR | YPLC100C20MP13 | 32000 | 16.5 | 8.5 | 32400 | 27800 | 85.8% | 2.69 | 0 | 8.9 |  |  |  |  | R-410A | 2.6667 | Residential & Commercial | USHP
214091962 | Central HP <5.4 tons | YORK | HRCU-A-CB (Split System: Heat Pump with Remote Outdoor Unit-Air-Source) | HMH72B341 | ASPEN |  | D(A,C,E)42A44+TDR | TM8E060A12MP11 | 32600 | 18 | 8.1 | 33800 | 27400 | 81.07% | 2.63 | 0 | 10 |  |  |  |  | R-410A | 2.7167 | Residential & Commercial | USHP | Ducted CEE Tier 1
214091964 | Central HP <5.4 tons | YORK | HRCU-A-CB (Split System: Heat Pump with Remote Outdoor Unit-Air-Source) | HMH72B341 | ASPEN |  | D(A,C,E)36A34+TDR | TM8E080B12MP11 | 31600 | 17.9 | 8.1 | 34000 | 28000 | 82.35% | 2.62 | 0 | 9.3 |  |  |  |  | R-410A | 2.6333 | Residential & Commercial | USHP
214092732 | Central HP <5.4 tons | YORK | HRCU-A-CB (Split System: Heat Pump with Remote Outdoor Unit-Air-Source) | HMH72B341 | ASPEN |  | D(A,C,E)42A46+TDR | TM8Y080B12MP11 | 32600 | 18 | 8.1 | 33400 | 27400 | 82.04% | 2.65 | 0 | 9.9 |  |  |  |  | R-410A | 2.7167 | Residential & Commercial | USHP
213296198 | Central HP <5.4 tons | YORK | HRCU-A-CB (Split System: Heat Pump with Remote Outdoor Unit-Air-Source) | HMH72B341 | ASPEN |  | C(A,C,D,E)36C26+TDR | TM8E080C16MP11 | 31400 | 18 | 8.4 | 34000 | 28400 | 83.53% | 2.74 | 0 | 9.9 |  |  |  |  | R-410A | 2.6167 | Residential & Commercial | USHP
214092784 | Central HP <5.4 tons | YORK | HRCU-A-CB (Split System: Heat Pump with Remote Outdoor Unit-Air-Source) | HMH72B341 | ASPEN |  | D(A,C,E)42A46+TDR | TMLE060A12MP11 | 32600 | 18 | 8.1 | 33800 | 27400 | 81.07% | 2.63 | 0 | 10 |  |  |  |  | R-410A | 2.7167 | Residential & Commercial | USHP | Ducted CEE Tier 1
213821624 | Central HP <5.4 tons | TEMPSTAR | HRCU-A-CB (Split System: Heat Pump with Remote Outdoor Unit-Air-Source) | DLCURAH36ABK | ASPEN |  | D(A,C,E)42B34+TDR | *92MSN0802120A* | 35000 | 16.5 | 8.1 | 38500 | 32200 | 83.64% | 2.55 | 0 | 9.5 |  |  |  |  | R-410A | 2.9167 | Residential & Commercial | USHP
216737144 | Central HP <5.4 tons | DAY & NIGHT | HRCU-A-CB (Split System: Heat Pump with Remote Outdoor Unit-Air-Source) | D5CUHAH24AAK |  |  | ESH5X30M12A* | *80MS(N,L)1552420A* | 22400 | 15.2 | 8.1 | 21000 | 18800 | 89.52% | 1.9 | 0 | 10.5 |  |  |  |  | R-454B | 1.8667 | Residential & Commercial | USHP | Ducted CEE Tier 1
216737161 | Central HP <5.4 tons | DAY & NIGHT | HRCU-A-CB (Split System: Heat Pump with Remote Outdoor Unit-Air-Source) | D5CUHAH24AAK |  |  | ESH5X30M12A* | *80VSL0701412B* | 22600 | 16 | 8.1 | 21000 | 18800 | 89.52% | 1.85 | 0 | 10.5 |  |  |  |  | R-454B | 1.8833 | Residential & Commercial | USHP | Ducted CEE Tier 1
214269147 | Central HP <5.4 tons | BOSCH | HRCU-A-CB (Split System: Heat Pump with Remote Outdoor Unit-Air-Source) | BOVA-60HDN1-M20G | ADP |  | HG84960 | BGH96M120D5A | 51500 | 18 | 8.5 | 52000 | 37400 | 71.92% | 1.85 | 0 | 11.7 |  |  |  |  | R-410A | 4.2917 | Residential & Commercial | USHP | Ducted CEE Tier 1
213253166 | Central HP <5.4 tons | BOSCH | HRCU-A-CB (Split System: Heat Pump with Remote Outdoor Unit-Air-Source) | BOVB-60HDN1-M20G | ADP |  | HG35948+AEFE4B* | 0 | 44500 | 17 | 9 | 45500 | 33200 | 72.97% | 1.92 | 0 | 11 |  |  |  |  | R-410A | 3.7083 | Residential & Commercial | USHP | Ducted CEE Tier 1
213088726 | Central HP <5.4 tons | BOSCH | HRCU-A-CB (Split System: Heat Pump with Remote Outdoor Unit-Air-Source) | BOVA-60HDN1-M20G | ADP |  | V,R48H175P389+AEFE4B* | 0 | 46000 | 18 | 9.35 | 46000 | 33200 | 72.17% | 1.98 | 0 | 11.7 |  |  |  |  | R-410A | 3.8333 | Residential & Commercial | USHP | Ducted CEE Tier 1
213088744 | Central HP <5.4 tons | BOSCH | HRCU-A-CB (Split System: Heat Pump with Remote Outdoor Unit-Air-Source) | BOVB-60HDN1-M20G | ADP |  | H,RG3K960+AEFE5* | 0 | 45500 | 18 | 9.25 | 46000 | 33200 | 72.17% | 1.96 | 0 | 11.7 |  |  |  |  | R-410A | 3.7917 | Residential & Commercial | USHP | Ducted CEE Tier 1
216732370 | Central HP <5.4 tons | BOSCH | HRCU-A-CB (Split System: Heat Pump with Remote Outdoor Unit-Air-Source) | BOVA-60RXB-M15S | ADP |  | PL36H175P14*+TXV+AEFE4B* | 0 | 33600 | 16 | 8.35 | 32600 | 33800 | 103.7% | 1.78 | 0 | 11.5 |  |  |  |  | R-454B | 2.8 | Residential & Commercial | USHP | Ducted CEE Tier 1
216762043 | Central HP <5.4 tons | BOSCH | HRCU-A-CB (Split System: Heat Pump with Remote Outdoor Unit-Air-Source) | BOVA-60RXB-M15S | ADP |  | HG33*36+TXV+AEFE4B* | 0 | 33200 | 16 | 8.25 | 32400 | 33800 | 104.3% | 1.76 | 0 | 11 |  |  |  |  | R-454B | 2.7667 | Residential & Commercial | USHP | Ducted CEE Tier 1
213307132 | Central HP <5.4 tons | BOSCH | HRCU-A-CB (Split System: Heat Pump with Remote Outdoor Unit-Air-Source) | BOVA-60HDN1-M20G | ADP |  | HG2K948+AEFE5* | 0 | 45500 | 18 | 9.15 | 46000 | 33200 | 72.17% | 1.94 | 0 | 11.7 |  |  |  |  | R-410A | 3.7917 | Residential & Commercial | USHP | Ducted CEE Tier 1
216762022 | Central HP <5.4 tons | BOSCH | HRCU-A-CB (Split System: Heat Pump with Remote Outdoor Unit-Air-Source) | BOVA-60RXB-M15S | ADP |  | HE48*60+TXV+AEFE5* | 0 | 45500 | 17 | 8.35 | 45000 | 33200 | 73.78% | 1.84 | 0 | 11.5 |  |  |  |  | R-454B | 3.7917 | Residential & Commercial | USHP | Ducted CEE Tier 1
215654051 | Central HP <5.4 tons | YORK | HRCU-A-CB (Split System: Heat Pump with Remote Outdoor Unit-Air-Source) | HH860E2S11 | ASPEN |  | CH60A3J+TDR | Y81E080C20SMPS1 | 41000 | 18 | 8.5 | 44000 | 33400 | 75.91% | 2 | 0 | 11.7 |  |  |  |  | R-454B | 3.4167 | Residential & Commercial | USHP | Ducted CEE Tier 1
216624563 | Central HP <5.4 tons | GE Appliances | HRCU-A-CB (Split System: Heat Pump with Remote Outdoor Unit-Air-Source) | NS18H24HA5*** | ADP |  | FE*G34*30+TXV | 0 | 24000 | 18 | 9.95 | 22400 | 22600 | 100.9% | 1.8 | 0 | 11.7 |  |  |  |  | R-454B | 2 | Residential & Commercial | USHP | Ducted CEE Tier 1
216736788 | Central HP <5.4 tons | DAY & NIGHT | HRCU-A-CB (Split System: Heat Pump with Remote Outdoor Unit-Air-Source) | D5CUHAH24AAK |  |  | ESH5X24M12A* | *96CTN0601714B* | 22400 | 15.5 | 8.1 | 21200 | 19000 | 89.62% | 1.85 | 0 | 10.5 |  |  |  |  | R-454B | 1.8667 | Residential & Commercial | USHP | Ducted CEE Tier 1
214391676 | Central HP <5.4 tons | RUUD | HRCU-A-CB (Split System: Heat Pump with Remote Outdoor Unit-Air-Source) | RP15AZ24AJ2N | ASPEN |  | CP31A34+TDR | R921V0703A17M4S | 22400 | 15.6 | 8.3 | 23000 | 16300 | 70.87% | 2.88 | 0 | 11.9 |  |  |  |  | R-410A | 1.8667 | Residential & Commercial | USHP | Ducted CEE Tier 1
216772268 | Central HP <5.4 tons | GE Appliances | HRCU-A-CB (Split System: Heat Pump with Remote Outdoor Unit-Air-Source) | NS18H60HA5*** | ADP |  | FC*CC4*60+TXV+TD | 0 | 48000 | 15.2 | 8.5 | 45500 | 39000 | 85.71% | 1.85 | 0 | 10 |  |  |  |  | R-454B | 4 | Residential & Commercial | USHP | Ducted CEE Tier 1
214392761 | Central HP <5.4 tons | RUUD | HRCU-A-CB (Split System: Heat Pump with Remote Outdoor Unit-Air-Source) | RD17AZ36AJ3N | ASPEN |  | D(A,C,E)36D44+TDR | R801V0504A17UHS | 33200 | 18 | 8.1 | 34200 | 29800 | 87.13% | 1.9 | 0 | 10 |  |  |  |  | R-410A | 2.7667 | Residential & Commercial | USHP | Ducted CEE Tier 1
214392861 | Central HP <5.4 tons | RUUD | HRCU-A-CB (Split System: Heat Pump with Remote Outdoor Unit-Air-Source) | RD17AZ36AJ3N | ASPEN |  | D(A,C,E)42D44+TDR | R801V0754A17DZ | 33400 | 18 | 8.1 | 34200 | 29600 | 86.55% | 1.9 | 0 | 10 |  |  |  |  | R-410A | 2.7833 | Residential & Commercial | USHP | Ducted CEE Tier 1
212986896 | Central HP <5.4 tons | TEMPSTAR | HRCU-A-CB (Split System: Heat Pump with Remote Outdoor Unit-Air-Source) | DLCURAH24ABK |  |  | EA*4X30L14A* | *96MSN0601412A* | 23400 | 16.5 | 8.5 | 26400 | 24200 | 91.67% | 2 | 0 | 10 |  |  |  |  | R-410A | 1.95 | Residential & Commercial | USHP | Ducted CEE Tier 1
212989211 | Central HP <5.4 tons | TEMPSTAR | HRCU-A-CB (Split System: Heat Pump with Remote Outdoor Unit-Air-Source) | DLCURAH24ABK |  |  | EA*4X37L21A* | *95MSU0601716A* | 24200 | 17.5 | 8.5 | 25200 | 21600 | 85.71% | 1.82 | 0 | 10.5 |  |  |  |  | R-410A | 2.0167 | Residential & Commercial | USHP | Ducted CEE Tier 1
213088733 | Central HP <5.4 tons | BOSCH | HRCU-A-CB (Split System: Heat Pump with Remote Outdoor Unit-Air-Source) | BOVA-60HDN1-M20G | ADP |  | H,RG84960+AEFE5* | 0 | 51000 | 17 | 9.4 | 53000 | 38000 | 71.7% | 2 | 0 | 11.5 |  |  |  |  | R-410A | 4.25 | Residential & Commercial | USHP | Ducted CEE Tier 1
213088728 | Central HP <5.4 tons | BOSCH | HRCU-A-CB (Split System: Heat Pump with Remote Outdoor Unit-Air-Source) | BOVA-60HDN1-M20G | ADP |  | H,RG2K948+AEFE5* | 0 | 45500 | 18 | 9.15 | 46000 | 33200 | 72.17% | 1.94 | 0 | 11.7 |  |  |  |  | R-410A | 3.7917 | Residential & Commercial | USHP | Ducted CEE Tier 1
214573244 | Central HP <5.4 tons | DAY & NIGHT | HRCU-A-CB (Split System: Heat Pump with Remote Outdoor Unit-Air-Source) | CVH837GKA** |  |  | EHD4X48AAL+WALLCON | *96CTN0802120B* | 32600 | 17.5 | 8.5 | 32600 | 24800 | 76.07% | 1.98 | 0 | 11 |  |  |  |  | R-410A | 2.7167 | Residential & Commercial | USHP | Ducted CEE Tier 1
214573294 | Central HP <5.4 tons | DAY & NIGHT | HRCU-A-CB (Split System: Heat Pump with Remote Outdoor Unit-Air-Source) | CVH837GKA** |  |  | EHD4X60AAL+WALLCON | *97CMN0802120B* | 33000 | 17 | 8.5 | 32200 | 24800 | 77.02% | 2 | 0 | 11.5 |  |  |  |  | R-410A | 2.75 | Residential & Commercial | USHP | Ducted CEE Tier 1
212927475 | Central HP <5.4 tons | BOSCH | HRCU-A-CB (Split System: Heat Pump with Remote Outdoor Unit-Air-Source) | BOVB-36HDN1-M20G | ADP |  | CP3005A+TXV+TD | 0 | 22800 | 17 | 9.3 | 22400 | 17200 | 76.79% | 1.96 | 0 | 12 |  |  |  |  | R-410A | 1.9 | Residential & Commercial | USHP | Ducted CEE Tier 1
213821570 | Central HP <5.4 tons | TEMPSTAR | HRCU-A-CB (Split System: Heat Pump with Remote Outdoor Unit-Air-Source) | DLCURAH36ABK | ASPEN |  | D(A,C,E)42B34+TDR | *80MS(N,L)0701712A* | 33800 | 16.5 | 8.1 | 37800 | 31800 | 84.13% | 2.73 | 0 | 9.9 |  |  |  |  | R-410A | 2.8167 | Residential & Commercial | USHP
212380746 | Central HP <5.4 tons | BOSCH | HRCU-A-CB (Split System: Heat Pump with Remote Outdoor Unit-Air-Source) | BOVA-36HDN1-M20G | ADP |  | H,RG82936 | BGH96M080B3A | 24000 | 18 | 9 | 22400 | 17000 | 75.89% | 1.9 | 0 | 12 |  |  |  |  | R-410A | 2 | Residential & Commercial | USHP | Ducted CEE Tier 1
212380855 | Central HP <5.4 tons | BOSCH | HRCU-A-CB (Split System: Heat Pump with Remote Outdoor Unit-Air-Source) | BOVB-36HDN1-M20G | ADP |  | V,R36H175P459 | BGH96M060B3A | 24000 | 18 | 9 | 22400 | 17000 | 75.89% | 1.9 | 0 | 12 |  |  |  |  | R-410A | 2 | Residential & Commercial | USHP | Ducted CEE Tier 1
215654039 | Central HP <5.4 tons | YORK | HRCU-A-CB (Split System: Heat Pump with Remote Outdoor Unit-Air-Source) | HH836E2S11 | ASPEN |  | CH48A3J+TDR | Y81E080C16SMPS1 | 31400 | 18 | 8.1 | 30800 | 25000 | 81.17% | 2 | 0 | 11.2 |  |  |  |  | R-454B | 2.6167 | Residential & Commercial | USHP | Ducted CEE Tier 1
214279021 | Central HP <5.4 tons | BOSCH | HRCU-A-CB (Split System: Heat Pump with Remote Outdoor Unit-Air-Source) | BOVD-36HDN1-M20G | ADP |  | F,PE*G34936 | 0 | 33400 | 18 | 9.3 | 32600 | 23600 | 72.39% | 1.88 | 0 | 11.7 |  |  |  |  | R-410A | 2.7833 | Residential & Commercial | USHP | Ducted CEE Tier 1
213769868 | Central HP <5.4 tons | BOSCH | HRCU-A-CB (Split System: Heat Pump with Remote Outdoor Unit-Air-Source) | BOVA-36HDN1-M20G | ADP |  | H,RG33936+AEFE3A* | 0 | 23400 | 19 | 9.45 | 22400 | 17200 | 76.79% | 1.98 | 0 | 12.5 |  |  |  |  | R-410A | 1.95 | Residential & Commercial | USHP | Ducted CEE Tier 1
216687187 | Central HP <5.4 tons | FUJITSU | HRCU-A-CB (Split System: Heat Pump with Remote Outdoor Unit-Air-Source) | FOP1924MJAYCA |  |  | FCCA2421HYEA | FF80SV405017UHU | 22800 | 20 | 10 | 22800 | 18600 | 81.58% | 1.8 | 0 | 12 |  |  |  |  | R-454B | 1.9 | Residential & Commercial | USHP | Ducted CEE Tier 1
212924879 | Central HP <5.4 tons | GE Appliances | HRCU-A-C (Split System: Heat Pump with Remote Outdoor Unit with No Indoor Fan --Air Source) | AUH4860ZGDA* | ASPEN |  | D(A,C,E)61C44+TDR | 0 | 47000 | 15.2 | 8.5 | 48000 | 33600 | 70% | 1.8 | 0 | 10 |  |  |  |  | R-410A | 3.9167 | Residential & Commercial | USHP | Ducted CEE Tier 1
216732352 | Central HP <5.4 tons | BOSCH | HRCU-A-CB (Split System: Heat Pump with Remote Outdoor Unit-Air-Source) | BOVA-36RTB-M20S | ADP |  | PL36H175P14*+TXV+AEFE4B* | 0 | 23800 | 20 | 9.45 | 22400 | 17000 | 75.89% | 2 | 0 | 13 |  |  |  |  | R-454B | 1.9833 | Residential & Commercial | USHP | Ducted CEE Tier 1
213612277 | Central HP <5.4 tons | BOSCH | HRCU-A-CB (Split System: Heat Pump with Remote Outdoor Unit-Air-Source) | BOVB-60HDN1-M20G | ADP |  | H,TG36960+AEFE5* | 0 | 45000 | 18 | 9.1 | 45500 | 33200 | 72.97% | 1.94 | 0 | 11.5 |  |  |  |  | R-410A | 3.75 | Residential & Commercial | USHP | Ducted CEE Tier 1
213612279 | Central HP <5.4 tons | BOSCH | HRCU-A-CB (Split System: Heat Pump with Remote Outdoor Unit-Air-Source) | BOVB-60HDN1-M20G | ADP |  | H,TG2K948+AEFE5* | 0 | 45500 | 18 | 9.15 | 46000 | 33200 | 72.17% | 1.94 | 0 | 11.7 |  |  |  |  | R-410A | 3.7917 | Residential & Commercial | USHP | Ducted CEE Tier 1
213088745 | Central HP <5.4 tons | BOSCH | HRCU-A-CB (Split System: Heat Pump with Remote Outdoor Unit-Air-Source) | BOVB-60HDN1-M20G | ADP |  | H,RG50960+AEFE5* | 0 | 47000 | 18 | 9.45 | 46000 | 33200 | 72.17% | 1.98 | 0 | 12 |  |  |  |  | R-410A | 3.9167 | Residential & Commercial | USHP | Ducted CEE Tier 1
213088734 | Central HP <5.4 tons | BOSCH | HRCU-A-CB (Split System: Heat Pump with Remote Outdoor Unit-Air-Source) | BOVA-60HDN1-M20G | ADP |  | H,RG84948+AEFE4B* | 0 | 47000 | 18 | 9.5 | 46000 | 33200 | 72.17% | 2 | 0 | 12 |  |  |  |  | R-410A | 3.9167 | Residential & Commercial | USHP | Ducted CEE Tier 1
215942619 | Central HP <5.4 tons | TEMPSTAR | HRCU-A-CB (Split System: Heat Pump with Remote Outdoor Unit-Air-Source) | T5H3V36*K*AAA* |  |  | EVM5X61M24A*+WALLCON | *97CTN0802120A* | 36000 | 22 | 8.5 | 37400 | 28200 | 75.4% | 2.04 | 0 | 12.5 |  |  |  |  | R-454B | 3 | Residential & Commercial | USHP | Ducted CEE Tier 1
213612282 | Central HP <5.4 tons | BOSCH | HRCU-A-CB (Split System: Heat Pump with Remote Outdoor Unit-Air-Source) | BOVB-60HDN1-M20G | ADP |  | H,TG48948+AEFE4B* | 0 | 46000 | 18 | 9.35 | 46000 | 33200 | 72.17% | 1.98 | 0 | 11.7 |  |  |  |  | R-410A | 3.8333 | Residential & Commercial | USHP | Ducted CEE Tier 1
213612283 | Central HP <5.4 tons | BOSCH | HRCU-A-CB (Split System: Heat Pump with Remote Outdoor Unit-Air-Source) | BOVB-60HDN1-M20G | ADP |  | H,TG50960+AEFE5* | 0 | 47000 | 18 | 9.45 | 46000 | 33200 | 72.17% | 1.98 | 0 | 12 |  |  |  |  | R-410A | 3.9167 | Residential & Commercial | USHP | Ducted CEE Tier 1
213307130 | Central HP <5.4 tons | BOSCH | HRCU-A-CB (Split System: Heat Pump with Remote Outdoor Unit-Air-Source) | BOVA-60HDN1-M20G | ADP |  | V48H175P389+AEFE4B* | 0 | 46000 | 18 | 9.35 | 46000 | 33200 | 72.17% | 1.98 | 0 | 11.7 |  |  |  |  | R-410A | 3.8333 | Residential & Commercial | USHP | Ducted CEE Tier 1
215654059 | Central HP <5.4 tons | YORK | HRCU-A-CB (Split System: Heat Pump with Remote Outdoor Unit-Air-Source) | HH860E2S11 | ASPEN |  | CH60B3J+TDR | TM8V100C20MP12 | 42500 | 18 | 8.5 | 44500 | 33800 | 75.96% | 2 | 0 | 11 |  |  |  |  | R-454B | 3.5417 | Residential & Commercial | USHP | Ducted CEE Tier 1
215654060 | Central HP <5.4 tons | YORK | HRCU-A-CB (Split System: Heat Pump with Remote Outdoor Unit-Air-Source) | HH860E2S11 | ASPEN |  | CH60B3J+TDR | TM8V120C20MP12 | 42500 | 18 | 8.5 | 44500 | 33800 | 75.96% | 2 | 0 | 11 |  |  |  |  | R-454B | 3.5417 | Residential & Commercial | USHP | Ducted CEE Tier 1
215674467 | Central HP <5.4 tons | AIRQUEST | HRCU-A-CB (Split System: Heat Pump with Remote Outdoor Unit-Air-Source) | H5H0V48*K*AAA* |  |  | EA*5X61M24A*+WALLCON | *80CSU1002120A* | 46000 | 18 | 9 | 48000 | 33800 | 70.42% | 2.08 | 0 | 9.5 |  |  |  |  | R-454B | 3.8333 | Residential & Commercial | USHP
216788585 | Central HP <5.4 tons | BOSCH | HRCU-A-CB (Split System: Heat Pump with Remote Outdoor Unit-Air-Source) | BOVA-60RXB-M15S | ADP |  | V,R60H210P19*+TXV+AEFE5* | 0 | 55000 | 16 | 8.4 | 54000 | 39000 | 72.22% | 1.85 | 0 | 10 |  |  |  |  | R-454B | 4.5833 | Residential & Commercial | USHP | Ducted CEE Tier 1
214394368 | Central HP <5.4 tons | RUUD | HRCU-A-CB (Split System: Heat Pump with Remote Outdoor Unit-Air-Source) | RD17AZ36AJ3N | ASPEN |  | D(A,C,E)36C44+TDR | U97MV0603A17DHS | 33000 | 18 | 8.1 | 34200 | 29600 | 86.55% | 1.9 | 0 | 10 |  |  |  |  | R-410A | 2.75 | Residential & Commercial | USHP | Ducted CEE Tier 1
214394435 | Central HP <5.4 tons | RUUD | HRCU-A-CB (Split System: Heat Pump with Remote Outdoor Unit-Air-Source) | RD17AZ36AJ3N | ASPEN |  | D(A,C,E)42B44+TDR | U97MV0855A21DHS | 33000 | 18 | 8.1 | 34200 | 29400 | 85.96% | 1.9 | 0 | 10 |  |  |  |  | R-410A | 2.75 | Residential & Commercial | USHP | Ducted CEE Tier 1
215654023 | Central HP <5.4 tons | YORK | HRCU-A-CB (Split System: Heat Pump with Remote Outdoor Unit-Air-Source) | HH824E2S11 | ASPEN |  | CH36A3J+TDR | Y81E100B12SMPS1 | 20800 | 18.9 | 9.5 | 22800 | 18000 | 78.95% | 2 | 0 | 11.2 |  |  |  |  | R-454B | 1.7333 | Residential & Commercial | USHP | Ducted CEE Tier 1
215674027 | Central HP <5.4 tons | AIRQUEST | HRCU-A-CB (Split System: Heat Pump with Remote Outdoor Unit-Air-Source) | H5H0V48*K*AAA* |  |  | EA*5X48M21A*+WALLCON | *80CTL0701716B* | 44000 | 17.5 | 9 | 49000 | 34400 | 70.2% | 2.04 | 0 | 9.5 |  |  |  |  | R-454B | 3.6667 | Residential & Commercial | USHP
215674127 | Central HP <5.4 tons | AIRQUEST | HRCU-A-CB (Split System: Heat Pump with Remote Outdoor Unit-Air-Source) | H5H0V48*K*AAA* |  |  | EA*5X48M21A*+WALLCON | *97CMN1002122B* | 44000 | 17.5 | 9 | 48500 | 34000 | 70.1% | 2.04 | 0 | 9.5 |  |  |  |  | R-454B | 3.6667 | Residential & Commercial | USHP
215670529 | Central HP <5.4 tons | AIRQUEST | HRCU-A-CB (Split System: Heat Pump with Remote Outdoor Unit-Air-Source) | H5H0V36*K*AAA* |  |  | ESH5X60M12A*+WALLCON | *97CMN0802120B* | 34600 | 17 | 8.5 | 34600 | 24800 | 71.68% | 1.8 | 0 | 10 |  |  |  |  | R-454B | 2.8833 | Residential & Commercial | USHP | Ducted CEE Tier 1
216762040 | Central HP <5.4 tons | BOSCH | HRCU-A-CB (Split System: Heat Pump with Remote Outdoor Unit-Air-Source) | BOVA-36RTB-M20S | ADP |  | HG33*36+TXV+AEFE3A* | 0 | 23400 | 20 | 9.35 | 22400 | 17000 | 75.89% | 1.98 | 0 | 12.5 |  |  |  |  | R-454B | 1.95 | Residential & Commercial | USHP | Ducted CEE Tier 1
216760250 | Central HP <5.4 tons | BOSCH | HRCU-A-CB (Split System: Heat Pump with Remote Outdoor Unit-Air-Source) | BOVA-36RTB-M20S | ADP |  | H,RG33*36+TXV+AEFE3A* | 0 | 23400 | 20 | 9.35 | 22400 | 17000 | 75.89% | 1.98 | 0 | 12.5 |  |  |  |  | R-454B | 1.95 | Residential & Commercial | USHP | Ducted CEE Tier 1
215588105 | Central HP <5.4 tons | CARRIER | HRCU-A-CB (Split System: Heat Pump with Remote Outdoor Unit-Air-Source) | 27VNA154A*030* |  |  | CAA**6024AM*+UI | 59MN7C100C21**22 | 49000 | 19 | 10.5 | 52500 | 53500 | 101.9% | 1.96 | 0 | 11 |  |  |  |  | R-454B | 4.0833 | Residential & Commercial | USHP | Ducted CEE Tier 1
216760248 | Central HP <5.4 tons | BOSCH | HRCU-A-CB (Split System: Heat Pump with Remote Outdoor Unit-Air-Source) | BOVA-60RXB-M15S | ADP |  | H,GE8J*36+TXV+AEFE3A* | 0 | 33600 | 16 | 8.35 | 32600 | 33800 | 103.7% | 1.78 | 0 | 11.5 |  |  |  |  | R-454B | 2.8 | Residential & Commercial | USHP | Ducted CEE Tier 1
214243996 | Central HP <5.4 tons | BRYANT HEATING AND COOLING SYSTEMS | HRCU-A-CB (Split System: Heat Pump with Remote Outdoor Unit-Air-Source) | 284ANV024*0**B* |  |  | CNPV*3017AL*+UI | 987MC42060C17*** | 22800 | 19 | 9.5 | 26800 | 20200 | 75.37% | 2.34 | 0 | 12.5 |  |  |  |  | R-410A | 1.9 | Residential & Commercial | USHP | Ducted CEE Tier 1
212361436 | Central HP <5.4 tons | BOSCH | HRCU-A-CB (Split System: Heat Pump with Remote Outdoor Unit-Air-Source) | BOVA-60HDN1-M20G | ADP |  | HE36(1,2)60+TXV | BGH96M100C5B | 44500 | 17 | 8.8 | 44500 | 32400 | 72.81% | 1.9 | 0 | 11.5 |  |  |  |  | R-410A | 3.7083 | Residential & Commercial | USHP | Ducted CEE Tier 1
212361437 | Central HP <5.4 tons | BOSCH | HRCU-A-CB (Split System: Heat Pump with Remote Outdoor Unit-Air-Source) | BOVA-60HDN1-M20G | ADP |  | HE36(1,2)60+TXV | BGH96M100D5A | 45000 | 17 | 9 | 45000 | 32800 | 72.89% | 1.9 | 0 | 11.5 |  |  |  |  | R-410A | 3.75 | Residential & Commercial | USHP | Ducted CEE Tier 1
213821595 | Central HP <5.4 tons | TEMPSTAR | HRCU-A-CB (Split System: Heat Pump with Remote Outdoor Unit-Air-Source) | DLCURAH36ABK | ASPEN |  | D(A,C,E)36B34+TDR | *80MS(N,L)1352420A* | 34800 | 16.5 | 8.1 | 38500 | 31800 | 82.6% | 2.72 | 0 | 10.5 |  |  |  |  | R-410A | 2.9 | Residential & Commercial | USHP | Ducted CEE Tier 1
213821602 | Central HP <5.4 tons | TEMPSTAR | HRCU-A-CB (Split System: Heat Pump with Remote Outdoor Unit-Air-Source) | DLCURAH36ABK | ASPEN |  | D(A,C,E)36C34+TDR | *80VTL0451412B* | 35200 | 16 | 8.1 | 38500 | 32200 | 83.64% | 2.64 | 0 | 10 |  |  |  |  | R-410A | 2.9333 | Residential & Commercial | USHP | Ducted CEE Tier 1
215654022 | Central HP <5.4 tons | YORK | HRCU-A-CB (Split System: Heat Pump with Remote Outdoor Unit-Air-Source) | HH824E2S11 | ASPEN |  | CH36A3J+TDR | Y81E080B12SMPS1 | 22400 | 18 | 8.5 | 22600 | 18500 | 81.86% | 2 | 0 | 12 |  |  |  |  | R-454B | 1.8667 | Residential & Commercial | USHP | Ducted CEE Tier 1
215674287 | Central HP <5.4 tons | AIRQUEST | HRCU-A-CB (Split System: Heat Pump with Remote Outdoor Unit-Air-Source) | H5H0V48*K*AAA* |  |  | EA*5X60M24A*+WALLCON | *96CTN1202422B* | 45000 | 18 | 9 | 47500 | 33600 | 70.74% | 2.06 | 0 | 10 |  |  |  |  | R-454B | 3.75 | Residential & Commercial | USHP | Ducted CEE Tier 1
212380710 | Central HP <5.4 tons | BOSCH | HRCU-A-CB (Split System: Heat Pump with Remote Outdoor Unit-Air-Source) | BOVB-60HDN1-M20G | ADP |  | PL60H210P179 | BGH96M080C4B | 42500 | 17 | 8.8 | 42500 | 31000 | 72.94% | 1.9 | 0 | 11.7 |  |  |  |  | R-410A | 3.5417 | Residential & Commercial | USHP | Ducted CEE Tier 1
212380753 | Central HP <5.4 tons | BOSCH | HRCU-A-CB (Split System: Heat Pump with Remote Outdoor Unit-Air-Source) | BOVA-60HDN1-M20G | ADP |  | V,R60H210P179 | BGH96M080C4A | 42500 | 17 | 8.8 | 42500 | 31000 | 72.94% | 1.9 | 0 | 11.7 |  |  |  |  | R-410A | 3.5417 | Residential & Commercial | USHP | Ducted CEE Tier 1
212380760 | Central HP <5.4 tons | BOSCH | HRCU-A-CB (Split System: Heat Pump with Remote Outdoor Unit-Air-Source) | BOVA-60HDN1-M20G | ADP |  | H,RG50960 | BGH96M080C4B | 42500 | 17 | 8.8 | 42500 | 31000 | 72.94% | 1.9 | 0 | 11.7 |  |  |  |  | R-410A | 3.5417 | Residential & Commercial | USHP | Ducted CEE Tier 1
212380762 | Central HP <5.4 tons | BOSCH | HRCU-A-CB (Split System: Heat Pump with Remote Outdoor Unit-Air-Source) | BOVA-60HDN1-M20G | ADP |  | H,RG84960 | BGH96M080C4B | 42500 | 17 | 8.8 | 42500 | 31000 | 72.94% | 1.9 | 0 | 11.7 |  |  |  |  | R-410A | 3.5417 | Residential & Commercial | USHP | Ducted CEE Tier 1
212381030 | Central HP <5.4 tons | BOSCH | HRCU-A-CB (Split System: Heat Pump with Remote Outdoor Unit-Air-Source) | BOVA-60HDN1-M20G | ADP |  | H,RG3K960 | BGH96M080C4A | 42000 | 17 | 8.8 | 42500 | 31000 | 72.94% | 1.9 | 0 | 11.5 |  |  |  |  | R-410A | 3.5 | Residential & Commercial | USHP | Ducted CEE Tier 1
213350114 | Central HP <5.4 tons | YORK | HRCU-A-CB (Split System: Heat Pump with Remote Outdoor Unit-Air-Source) | HMH72B341 | ASPEN |  | C(A,C,D,E)36B34+TDR | Y81E040A12SMPS1 | 33200 | 18 | 8.2 | 32800 | 29800 | 90.85% | 2.72 | 0 | 10 |  |  |  |  | R-410A | 2.7667 | Residential & Commercial | USHP | Ducted CEE Tier 1
213350115 | Central HP <5.4 tons | YORK | HRCU-A-CB (Split System: Heat Pump with Remote Outdoor Unit-Air-Source) | HMH72B341 | ASPEN |  | D(A,C,E)36A34+TDR | Y81E040A12SMPS1 | 33200 | 18 | 8.1 | 32600 | 29800 | 91.41% | 2.71 | 0 | 10 |  |  |  |  | R-410A | 2.7667 | Residential & Commercial | USHP | Ducted CEE Tier 1
213350147 | Central HP <5.4 tons | YORK | HRCU-A-CB (Split System: Heat Pump with Remote Outdoor Unit-Air-Source) | HMH72B341 | ASPEN |  | D(A,C,E)36A34+TDR | Y81E100B12SMPS1 | 31600 | 18.4 | 8.1 | 33800 | 27800 | 82.25% | 2.66 | 0 | 9.3 |  |  |  |  | R-410A | 2.6333 | Residential & Commercial | USHP
213350196 | Central HP <5.4 tons | YORK | HRCU-A-CB (Split System: Heat Pump with Remote Outdoor Unit-Air-Source) | HMH72B341 | ASPEN |  | D(A,C,E)36A44+TDR | Y82E100C20LMPS1 | 32000 | 18.5 | 8.5 | 33400 | 27600 | 82.63% | 2.7 | 0 | 9.4 |  |  |  |  | R-410A | 2.6667 | Residential & Commercial | USHP
213307345 | Central HP <5.4 tons | YORK | HRCU-A-CB (Split System: Heat Pump with Remote Outdoor Unit-Air-Source) | HMH72B341 | ASPEN |  | DM36A36+TDR | TM8E100B12MP11 | 31400 | 17.8 | 8.1 | 33600 | 27200 | 80.95% | 2.55 | 0 | 9.8 |  |  |  |  | R-410A | 2.6167 | Residential & Commercial | USHP
216687198 | Central HP <5.4 tons | FUJITSU | HRCU-A-CB (Split System: Heat Pump with Remote Outdoor Unit-Air-Source) | FOP1936MJAYCA |  |  | FCCA3621MYEA | FF96TV508521M4 | 34200 | 19 | 10 | 34200 | 29400 | 85.96% | 2 | 0 | 12 |  |  |  |  | R-454B | 2.85 | Residential & Commercial | USHP | Ducted CEE Tier 1
216732354 | Central HP <5.4 tons | BOSCH | HRCU-A-CB (Split System: Heat Pump with Remote Outdoor Unit-Air-Source) | BOVA-36RTB-M20S | ADP |  | PL36H***P44*+TXV+AEFE3A* | 0 | 23800 | 20 | 9.5 | 22400 | 17000 | 75.89% | 2 | 0 | 13 |  |  |  |  | R-454B | 1.9833 | Residential & Commercial | USHP | Ducted CEE Tier 1
215674297 | Central HP <5.4 tons | AIRQUEST | HRCU-A-CB (Split System: Heat Pump with Remote Outdoor Unit-Air-Source) | H5H0V48*K*AAA* |  |  | EA*5X61M21A*+WALLCON | *80CSU0601716A* | 46000 | 18 | 9 | 48000 | 33800 | 70.42% | 2.08 | 0 | 9.5 |  |  |  |  | R-454B | 3.8333 | Residential & Commercial | USHP
216732372 | Central HP <5.4 tons | BOSCH | HRCU-A-CB (Split System: Heat Pump with Remote Outdoor Unit-Air-Source) | BOVA-60RXB-M15S | ADP |  | PL60H210P16*+TXV+AEFE5* | 0 | 44500 | 16 | 8.2 | 45000 | 33200 | 73.78% | 1.82 | 0 | 11 |  |  |  |  | R-454B | 3.7083 | Residential & Commercial | USHP | Ducted CEE Tier 1
212381087 | Central HP <5.4 tons | BOSCH | HRCU-A-CB (Split System: Heat Pump with Remote Outdoor Unit-Air-Source) | BOVA-60HDN1-M20G | ADP |  | H,RG2K948 | BGH96M100C5B | 44500 | 17 | 8.8 | 44500 | 32400 | 72.81% | 1.9 | 0 | 11.5 |  |  |  |  | R-410A | 3.7083 | Residential & Commercial | USHP | Ducted CEE Tier 1
213253154 | Central HP <5.4 tons | BOSCH | HRCU-A-CB (Split System: Heat Pump with Remote Outdoor Unit-Air-Source) | BOVA-60HDN1-M20G | ADP |  | HG35948+AEFE4B* | 0 | 44500 | 17 | 9 | 45500 | 33200 | 72.97% | 1.92 | 0 | 11 |  |  |  |  | R-410A | 3.7083 | Residential & Commercial | USHP | Ducted CEE Tier 1
213252934 | Central HP <5.4 tons | BOSCH | HRCU-A-CB (Split System: Heat Pump with Remote Outdoor Unit-Air-Source) | BOVB-36HDN1-M20G | ADP |  | HG32924+AEFE3A* | 0 | 23200 | 20 | 9.3 | 22400 | 17200 | 76.79% | 1.96 | 0 | 12.5 |  |  |  |  | R-410A | 1.9333 | Residential & Commercial | USHP | Ducted CEE Tier 1
216734606 | Central HP <5.4 tons | TEMPSTAR | HRCU-A-CB (Split System: Heat Pump with Remote Outdoor Unit-Air-Source) | D5CUHAH24AAK |  |  | EA*5X36M17A* | *92MSN0601714A* | 22400 | 16 | 8.1 | 20800 | 18700 | 89.9% | 1.9 | 0 | 10.5 |  |  |  |  | R-454B | 1.8667 | Residential & Commercial | USHP | Ducted CEE Tier 1
216734671 | Central HP <5.4 tons | TEMPSTAR | HRCU-A-CB (Split System: Heat Pump with Remote Outdoor Unit-Air-Source) | D5CUHAH24AAK |  |  | EA*5X36M17A* | *96MSN0601716A* | 22200 | 15.5 | 8.1 | 20800 | 18700 | 89.9% | 1.85 | 0 | 10.5 |  |  |  |  | R-454B | 1.85 | Residential & Commercial | USHP | Ducted CEE Tier 1
216734840 | Central HP <5.4 tons | TEMPSTAR | HRCU-A-CB (Split System: Heat Pump with Remote Outdoor Unit-Air-Source) | D5CUHAH24AAK |  |  | EA*5X36M17A* | *97VTN0601716A* | 22400 | 16 | 8.5 | 20800 | 18700 | 89.9% | 1.96 | 0 | 10.5 |  |  |  |  | R-454B | 1.8667 | Residential & Commercial | USHP | Ducted CEE Tier 1
216735222 | Central HP <5.4 tons | TEMPSTAR | HRCU-A-CB (Split System: Heat Pump with Remote Outdoor Unit-Air-Source) | D5CUHAH24AAK |  |  | EA*5X37M17A* | *96VSN0401410B* | 22600 | 15.5 | 8.1 | 20800 | 18500 | 88.94% | 1.85 | 0 | 10.5 |  |  |  |  | R-454B | 1.8833 | Residential & Commercial | USHP | Ducted CEE Tier 1
212380756 | Central HP <5.4 tons | BOSCH | HRCU-A-CB (Split System: Heat Pump with Remote Outdoor Unit-Air-Source) | BOVA-60HDN1-M20G | ADP |  | H,RG84960 | BGH96M080C4A | 42500 | 17 | 8.8 | 42500 | 31000 | 72.94% | 1.9 | 0 | 11.7 |  |  |  |  | R-410A | 3.5417 | Residential & Commercial | USHP | Ducted CEE Tier 1
212380758 | Central HP <5.4 tons | BOSCH | HRCU-A-CB (Split System: Heat Pump with Remote Outdoor Unit-Air-Source) | BOVA-60HDN1-M20G | ADP |  | H,RG88960 | BGH96M080C4A | 42500 | 17 | 8.8 | 42500 | 31000 | 72.94% | 1.9 | 0 | 11.7 |  |  |  |  | R-410A | 3.5417 | Residential & Commercial | USHP | Ducted CEE Tier 1
212381092 | Central HP <5.4 tons | BOSCH | HRCU-A-CB (Split System: Heat Pump with Remote Outdoor Unit-Air-Source) | BOVB-60HDN1-M20G | ADP |  | H,RG2K948 | BGH96M080C4A | 42000 | 16 | 8.8 | 42500 | 31000 | 72.94% | 1.9 | 0 | 11.5 |  |  |  |  | R-410A | 3.5 | Residential & Commercial | USHP | Ducted CEE Tier 1
213253164 | Central HP <5.4 tons | BOSCH | HRCU-A-CB (Split System: Heat Pump with Remote Outdoor Unit-Air-Source) | BOVB-60HDN1-M20G | ADP |  | HG35948+AEFE5* | 0 | 44500 | 18 | 9 | 45500 | 33200 | 72.97% | 1.92 | 0 | 11 |  |  |  |  | R-410A | 3.7083 | Residential & Commercial | USHP | Ducted CEE Tier 1
216788566 | Central HP <5.4 tons | BOSCH | HRCU-A-CB (Split System: Heat Pump with Remote Outdoor Unit-Air-Source) | BOVA-60MTB-M19E | ADP |  | V,R48H175P38*+TXV+AEFE4B* | 0 | 47500 | 18 | 9.9 | 46500 | 48000 | 103.2% | 2.08 | 0 | 11.7 |  |  |  |  | R-454B | 3.9583 | Residential & Commercial | USHP | Ducted CEE Tier 1
216788589 | Central HP <5.4 tons | BOSCH | HRCU-A-CB (Split System: Heat Pump with Remote Outdoor Unit-Air-Source) | BOVA-36RTB-M20S | ADP |  | H,RG36*36+TXV+AEFE3A* | 0 | 34000 | 18 | 9.5 | 32600 | 24000 | 73.62% | 2 | 0 | 12 |  |  |  |  | R-454B | 2.8333 | Residential & Commercial | USHP | Ducted CEE Tier 1
216687188 | Central HP <5.4 tons | FUJITSU | HRCU-A-CB (Split System: Heat Pump with Remote Outdoor Unit-Air-Source) | FOP1936MJAYCA |  |  | FCCA3621MYEA | FF80TV510021UH | 34200 | 20 | 10 | 34200 | 29200 | 85.38% | 2 | 0 | 12 |  |  |  |  | R-454B | 2.85 | Residential & Commercial | USHP | Ducted CEE Tier 1
213281363 | Central HP <5.4 tons | BOSCH | HRCU-A-CB (Split System: Heat Pump with Remote Outdoor Unit-Air-Source) | BOVA-36HDN1-M20G | ADP |  | V36H***P449+AEFE3A* | 0 | 23800 | 19 | 9.5 | 22400 | 17200 | 76.79% | 2 | 0 | 13 |  |  |  |  | R-410A | 1.9833 | Residential & Commercial | USHP | Ducted CEE Tier 1
210693380 | Central HP <5.4 tons | Liberty Heating & Air Conditioning | HRCU-A-CB (Split System: Heat Pump with Remote Outdoor Unit-Air-Source) | ASZV903610A* |  |  | CSCF3642N6D*+MBVC1601**-1A*+TXV | 0 | 33800 | 18.5 | 8.2 | 34000 | 24400 | 71.76% | 1.8 | 0 | 11.5 |  |  |  |  | R-410A | 2.8167 | Residential & Commercial | USHP | Ducted CEE Tier 1
214396125 | Central HP <5.4 tons | YORK | HRCU-A-CB (Split System: Heat Pump with Remote Outdoor Unit-Air-Source) | HH836E2S11 |  |  | CTF36C5CDS1 | TMLE080C20MP11 | 34800 | 17 | 8.5 | 32800 | 27000 | 82.32% | 2 | 0 | 11 |  |  |  |  | R-454B | 2.9 | Residential & Commercial | USHP | Ducted CEE Tier 1
214396127 | Central HP <5.4 tons | YORK | HRCU-A-CB (Split System: Heat Pump with Remote Outdoor Unit-Air-Source) | HH836E2S11 |  |  | CTM48C5CFS1 | TMLE080C16MP11 | 33400 | 19 | 9 | 31400 | 25400 | 80.89% | 2 | 0 | 11 |  |  |  |  | R-454B | 2.7833 | Residential & Commercial | USHP | Ducted CEE Tier 1
215674197 | Central HP <5.4 tons | AIRQUEST | HRCU-A-CB (Split System: Heat Pump with Remote Outdoor Unit-Air-Source) | H5H0V48*K*AAA* |  |  | EA*5X60M24A*+WALLCON | *80CTL1102120B* | 45000 | 18 | 9 | 47500 | 33400 | 70.32% | 2.08 | 0 | 10 |  |  |  |  | R-454B | 3.75 | Residential & Commercial | USHP | Ducted CEE Tier 1
215674506 | Central HP <5.4 tons | HEIL | HRCU-A-CB (Split System: Heat Pump with Remote Outdoor Unit-Air-Source) | H5H0V48*K*AAA* |  |  | EA*5X61M24A*+WALLCON | *80CTL1352422B* | 46000 | 18.5 | 9 | 47500 | 33600 | 70.74% | 2.08 | 0 | 10 |  |  |  |  | R-454B | 3.8333 | Residential & Commercial | USHP | Ducted CEE Tier 1
215674597 | Central HP <5.4 tons | HEIL | HRCU-A-CB (Split System: Heat Pump with Remote Outdoor Unit-Air-Source) | H5H0V48*K*AAA* |  |  | EA*5X61M24A*+WALLCON | *97CMN1002122B* | 46000 | 18.5 | 9 | 47500 | 33600 | 70.74% | 2.06 | 0 | 10 |  |  |  |  | R-454B | 3.8333 | Residential & Commercial | USHP | Ducted CEE Tier 1
214588216 | Central HP <5.4 tons | BRYANT HEATING AND COOLING SYSTEMS | HRCU-A-CB (Split System: Heat Pump with Remote Outdoor Unit-Air-Source) | 38MURAQ18AB3* | ADP |  | C36A***L129 | 926TC36040V17*** | 16900 | 16 | 8.5 | 16600 | 19000 | 114.5% | 2.34 | 0 | 10 |  |  |  |  | R-410A | 1.4083 | Residential & Commercial | USHP | Ducted CEE Tier 1
213088736 | Central HP <5.4 tons | BOSCH | HRCU-A-CB (Split System: Heat Pump with Remote Outdoor Unit-Air-Source) | BOVA-60HDN1-M20G | ADP |  | H,RG88960+AEFE5* | 0 | 51500 | 17 | 9.5 | 53000 | 38000 | 71.7% | 2.02 | 0 | 11.7 |  |  |  |  | R-410A | 4.2917 | Residential & Commercial | USHP | Ducted CEE Tier 1
213088743 | Central HP <5.4 tons | BOSCH | HRCU-A-CB (Split System: Heat Pump with Remote Outdoor Unit-Air-Source) | BOVB-60HDN1-M20G | ADP |  | H,RG2K948+AEFE4B* | 0 | 45000 | 18 | 9.15 | 46000 | 33200 | 72.17% | 1.94 | 0 | 11.5 |  |  |  |  | R-410A | 3.75 | Residential & Commercial | USHP | Ducted CEE Tier 1
215821308 | Central HP <5.4 tons | BOSCH | HRCU-A-CB (Split System: Heat Pump with Remote Outdoor Unit-Air-Source) | BOVA-60MTB-M19E | ADP |  | FE*BB9*48+TXV | 0 | 46000 | 17 | 9.5 | 46000 | 48000 | 104.3% | 2.02 | 0 | 11 |  |  |  |  | R-454B | 3.8333 | Residential & Commercial | USHP | Ducted CEE Tier 1
216760239 | Central HP <5.4 tons | BOSCH | HRCU-A-CB (Split System: Heat Pump with Remote Outdoor Unit-Air-Source) | BOVA-60MTB-M19E | ADP |  | H,GE35*48+TXV+AEFE5* | 0 | 46000 | 18 | 9.5 | 46000 | 48000 | 104.3% | 2.02 | 0 | 11 |  |  |  |  | R-454B | 3.8333 | Residential & Commercial | USHP | Ducted CEE Tier 1
216494135 | Central HP <5.4 tons | BRYANT HEATING AND COOLING SYSTEMS | HRCU-A-CB (Split System: Heat Pump with Remote Outdoor Unit-Air-Source) | 290VAN048**AA* | ADP |  | CE(P,V)4824G1K*+TXV | 987MC60060C21*** | 44000 | 17 | 9 | 47000 | 34200 | 72.77% | 2.04 | 0 | 9.5 |  |  |  |  | R-454B | 3.6667 | Residential & Commercial | USHP
215654047 | Central HP <5.4 tons | YORK | HRCU-A-CB (Split System: Heat Pump with Remote Outdoor Unit-Air-Source) | HH860E2S11 | ASPEN |  | CH60A3J+TDR | TM8V100C16MP12 | 41000 | 17 | 8.5 | 43500 | 33400 | 76.78% | 2 | 0 | 11.5 |  |  |  |  | R-454B | 3.4167 | Residential & Commercial | USHP | Ducted CEE Tier 1
214609889 | Central HP <5.4 tons | CARRIER | HRCU-A-C (Split System: Heat Pump with Remote Outdoor Unit with No Indoor Fan --Air Source) | 38MURAQ36AB3 | ASPEN |  | D(A,C,E)42D24+TDR | 0 | 33800 | 15.2 | 8.6 | 38500 | 31600 | 82.08% | 1.85 | 0 | 10 |  |  |  |  | R-410A | 2.8167 | Residential & Commercial | USHP | Ducted CEE Tier 1
214569697 | Central HP <5.4 tons | BRYANT HEATING AND COOLING SYSTEMS | HRCU-A-CB (Split System: Heat Pump with Remote Outdoor Unit-Air-Source) | 284ANV036*0**B* |  |  | CNPV*6024AL*+UI | 88*TB60070C21*** | 34200 | 20 | 9 | 36200 | 25600 | 70.72% | 2.02 | 0 | 12.5 |  |  |  |  | R-410A | 2.85 | Residential & Commercial | USHP | Ducted CEE Tier 1
216093490 | Central HP <5.4 tons | BOSCH | HRCU-A-CB (Split System: Heat Pump with Remote Outdoor Unit-Air-Source) | BOVA-60RXB-M15S | ADP |  | HG36*36+TXV+AEFE3A* | 0 | 34000 | 16 | 8.5 | 32600 | 33800 | 103.7% | 1.8 | 0 | 11.7 |  |  |  |  | R-454B | 2.8333 | Residential & Commercial | USHP | Ducted CEE Tier 1
216612229 | Central HP <5.4 tons | TRANE | HRCU-A-CB (Split System: Heat Pump with Remote Outdoor Unit-Air-Source) | 5TWV0X36A1 |  |  | 5PX*B004AS3 | S9V2B060D3PSC+LRP | 32200 | 17.6 | 9.7 | 31200 | 24400 | 78.21% | 2 | 0 | 11.2 |  |  |  |  | R-454B | 2.6833 | Residential & Commercial | USHP | Ducted CEE Tier 1
214394451 | Central HP <5.4 tons | RUUD | HRCU-A-CB (Split System: Heat Pump with Remote Outdoor Unit-Air-Source) | RD17AZ36AJ3N | ASPEN |  | D(A,C,E)48D34+TDR | U97MV0855A21DHS | 33200 | 18 | 8.1 | 34200 | 29400 | 85.96% | 1.9 | 0 | 10 |  |  |  |  | R-410A | 2.7667 | Residential & Commercial | USHP | Ducted CEE Tier 1
214394452 | Central HP <5.4 tons | RUUD | HRCU-A-CB (Split System: Heat Pump with Remote Outdoor Unit-Air-Source) | RD17AZ36AJ3N | ASPEN |  | D(A,C,E)48D44+TDR | U97MV0855A21DHS | 33800 | 18 | 8.1 | 34200 | 29400 | 85.96% | 1.9 | 0 | 10 |  |  |  |  | R-410A | 2.8167 | Residential & Commercial | USHP | Ducted CEE Tier 1
214396020 | Central HP <5.4 tons | YORK | HRCU-A-CB (Split System: Heat Pump with Remote Outdoor Unit-Air-Source) | HH836E2S11 |  |  | CTM36C5CDS1 | TM8E080C20MP11 | 34400 | 17 | 8.5 | 32400 | 26400 | 81.48% | 2 | 0 | 11 |  |  |  |  | R-454B | 2.8667 | Residential & Commercial | USHP | Ducted CEE Tier 1
214395619 | Central HP <5.4 tons | YORK | HRCU-A-CB (Split System: Heat Pump with Remote Outdoor Unit-Air-Source) | HH836E2S11 |  |  | CTM48C5CFS1 | TMLE080C20MP11 | 34600 | 18 | 8.5 | 32800 | 25800 | 78.66% | 2 | 0 | 11 |  |  |  |  | R-454B | 2.8833 | Residential & Commercial | USHP | Ducted CEE Tier 1
216763682 | Central HP <5.4 tons | TRANE | HRCU-A-C (Split System: Heat Pump with Remote Outdoor Unit with No Indoor Fan --Air Source) | 5TWR7036A1 |  |  | 5PX*C005AS3 | 0 | 32400 | 15.2 | 8.7 | 33200 | 24800 | 74.7% | 2.1 | 0 | 11 |  |  |  |  | R-454B | 2.7 | Residential & Commercial | USHP | Ducted CEE Tier 1
216763871 | Central HP <5.4 tons | TRANE | HRCU-A-C (Split System: Heat Pump with Remote Outdoor Unit with No Indoor Fan --Air Source) | 5TWR7036A1 |  |  | 5TXCB006AS3 | 0 | 33200 | 16 | 8.7 | 33000 | 24600 | 74.55% | 2.1 | 0 | 11.5 |  |  |  |  | R-454B | 2.7667 | Residential & Commercial | USHP | Ducted CEE Tier 1
212380898 | Central HP <5.4 tons | BOSCH | HRCU-A-CB (Split System: Heat Pump with Remote Outdoor Unit-Air-Source) | BOVB-60HDN1-M20G | ADP |  | H,RG86960 | BGH96M080C4A | 42500 | 17 | 8.8 | 42500 | 31000 | 72.94% | 1.9 | 0 | 11.7 |  |  |  |  | R-410A | 3.5417 | Residential & Commercial | USHP | Ducted CEE Tier 1
213612174 | Central HP <5.4 tons | BOSCH | HRCU-A-CB (Split System: Heat Pump with Remote Outdoor Unit-Air-Source) | BOVB-36HDN1-M20G | ADP |  | V,T36H175P139+AEFE4B* | 0 | 23600 | 20 | 9.5 | 22400 | 17200 | 76.79% | 2 | 0 | 12.5 |  |  |  |  | R-410A | 1.9667 | Residential & Commercial | USHP | Ducted CEE Tier 1
213612173 | Central HP <5.4 tons | BOSCH | HRCU-A-CB (Split System: Heat Pump with Remote Outdoor Unit-Air-Source) | BOVB-36HDN1-M20G | ADP |  | V,T36H175P159+AEFE4B* | 0 | 24000 | 20 | 9.5 | 22400 | 17200 | 76.79% | 2 | 0 | 13 |  |  |  |  | R-410A | 2 | Residential & Commercial | USHP | Ducted CEE Tier 1
213253158 | Central HP <5.4 tons | BOSCH | HRCU-A-CB (Split System: Heat Pump with Remote Outdoor Unit-Air-Source) | BOVA-60HDN1-M20G | ADP |  | HG84960+AEFE5* | 0 | 51000 | 17 | 9.4 | 53000 | 38000 | 71.7% | 2 | 0 | 11.5 |  |  |  |  | R-410A | 4.25 | Residential & Commercial | USHP | Ducted CEE Tier 1
213612280 | Central HP <5.4 tons | BOSCH | HRCU-A-CB (Split System: Heat Pump with Remote Outdoor Unit-Air-Source) | BOVB-60HDN1-M20G | ADP |  | H,TG2K948+AEFE4B* | 0 | 45000 | 18 | 9.15 | 46000 | 33200 | 72.17% | 1.94 | 0 | 11.5 |  |  |  |  | R-410A | 3.75 | Residential & Commercial | USHP | Ducted CEE Tier 1
213612284 | Central HP <5.4 tons | BOSCH | HRCU-A-CB (Split System: Heat Pump with Remote Outdoor Unit-Air-Source) | BOVB-60HDN1-M20G | ADP |  | V,T60H210P199+AEFE5* | 0 | 51500 | 17 | 9.45 | 53000 | 38000 | 71.7% | 2.02 | 0 | 11.7 |  |  |  |  | R-410A | 4.2917 | Residential & Commercial | USHP | Ducted CEE Tier 1
213281156 | Central HP <5.4 tons | BOSCH | HRCU-A-CB (Split System: Heat Pump with Remote Outdoor Unit-Air-Source) | BOVB-36HDN1-M20G | ADP |  | V36H175P159+AEFE4B* | 0 | 24000 | 20 | 9.5 | 22400 | 17200 | 76.79% | 2 | 0 | 13 |  |  |  |  | R-410A | 2 | Residential & Commercial | USHP | Ducted CEE Tier 1
213281360 | Central HP <5.4 tons | BOSCH | HRCU-A-CB (Split System: Heat Pump with Remote Outdoor Unit-Air-Source) | BOVA-36HDN1-M20G | ADP |  | V36H***P429+AEFE3A* | 0 | 23200 | 19 | 9.35 | 22400 | 17200 | 76.79% | 1.98 | 0 | 12.5 |  |  |  |  | R-410A | 1.9333 | Residential & Commercial | USHP | Ducted CEE Tier 1
215402574 | Central HP <5.4 tons | BOSCH | HRCU-A-CB (Split System: Heat Pump with Remote Outdoor Unit-Air-Source) | BOVD-36HDN1-M20G | ADP |  | BV**B9737 | 0 | 34000 | 19 | 9.4 | 32600 | 23600 | 72.39% | 1.88 | 0 | 12 |  |  |  |  | R-410A | 2.8333 | Residential & Commercial | USHP | Ducted CEE Tier 1
213145626 | Central HP <5.4 tons | BOSCH | HRCU-A-CB (Split System: Heat Pump with Remote Outdoor Unit-Air-Source) | BOVB-36HDN1-M20G | ADP |  | PL36H175P459+AEFE4B* | 0 | 24000 | 20 | 9.5 | 22400 | 17200 | 76.79% | 2 | 0 | 13 |  |  |  |  | R-410A | 2 | Residential & Commercial | USHP | Ducted CEE Tier 1
211799913 | Central HP <5.4 tons | BOSCH | HRCU-A-C (Split System: Heat Pump with Remote Outdoor Unit with No Indoor Fan --Air Source) | BOVA-36HDN1-M20G | ADP |  | H,RG37936+TD | 0 | 23400 | 15.2 | 9 | 22400 | 15900 | 70.98% | 1.82 | 0 | 12 |  |  |  |  | R-410A | 1.95 | Residential & Commercial | USHP | Ducted CEE Tier 1
212927492 | Central HP <5.4 tons | BOSCH | HRCU-A-CB (Split System: Heat Pump with Remote Outdoor Unit-Air-Source) | BOVB-36HDN1-M20G | ADP |  | CE2903C+TXV | 0 | 22800 | 19 | 9.2 | 22200 | 17200 | 77.48% | 1.94 | 0 | 12 |  |  |  |  | R-410A | 1.9 | Residential & Commercial | USHP | Ducted CEE Tier 1
212927494 | Central HP <5.4 tons | BOSCH | HRCU-A-CB (Split System: Heat Pump with Remote Outdoor Unit-Air-Source) | BOVB-36HDN1-M20G | ADP |  | CE3005A+TXV | 0 | 23200 | 19 | 9.3 | 22400 | 17200 | 76.79% | 1.96 | 0 | 12.5 |  |  |  |  | R-410A | 1.9333 | Residential & Commercial | USHP | Ducted CEE Tier 1
213821592 | Central HP <5.4 tons | TEMPSTAR | HRCU-A-CB (Split System: Heat Pump with Remote Outdoor Unit-Air-Source) | DLCURAH36ABK | ASPEN |  | D(A,C,E)36B34+TDR | *80MS(N,L)1102420A* | 35000 | 17 | 8.1 | 38500 | 31800 | 82.6% | 2.71 | 0 | 10.5 |  |  |  |  | R-410A | 2.9167 | Residential & Commercial | USHP | Ducted CEE Tier 1
215588121 | Central HP <5.4 tons | CARRIER | HRCU-A-CB (Split System: Heat Pump with Remote Outdoor Unit-Air-Source) | 27VNA154A*030* |  |  | CAA**6121AM*+UI | 59MN7C080C17**14 | 49000 | 18 | 9.5 | 52000 | 51000 | 98.08% | 1.98 | 0 | 11.5 |  |  |  |  | R-454B | 4.0833 | Residential & Commercial | USHP | Ducted CEE Tier 1
215588139 | Central HP <5.4 tons | CARRIER | HRCU-A-CB (Split System: Heat Pump with Remote Outdoor Unit-Air-Source) | 27VNA154A*030* |  |  | CSAH*4812AM*+UI | 59CU5B060C17**16 | 47500 | 17 | 12.5 | 51500 | 50500 | 98.06% | 1.94 | 0 | 11 |  |  |  |  | R-454B | 3.9583 | Residential & Commercial | USHP | Ducted CEE Tier 1
213281151 | Central HP <5.4 tons | BOSCH | HRCU-A-CB (Split System: Heat Pump with Remote Outdoor Unit-Air-Source) | BOVA-36HDN1-M20G | ADP |  | PL36H***P219+AEFE3A* | 0 | 23600 | 19 | 9.5 | 22400 | 17200 | 76.79% | 2 | 0 | 12.5 |  |  |  |  | R-410A | 1.9667 | Residential & Commercial | USHP | Ducted CEE Tier 1
216558398 | Central HP <5.4 tons | YORK | HRCU-A-CB (Split System: Heat Pump with Remote Outdoor Unit-Air-Source) | HMH72B361 | ASPEN |  | AE*L+CM48C36+TDR | 0 | 34600 | 18 | 8.5 | 35000 | 25200 | 72% | 2.81 | 0 | 9 |  |  |  |  | R-410A | 2.8833 | Residential & Commercial | USHP
214391693 | Central HP <5.4 tons | RUUD | HRCU-A-CB (Split System: Heat Pump with Remote Outdoor Unit-Air-Source) | RP15AZ24AJ2N | ASPEN |  | CP37A34+TDR | R962V0703A17M4S | 22400 | 15.6 | 8.3 | 23000 | 16300 | 70.87% | 2.88 | 0 | 11.9 |  |  |  |  | R-410A | 1.8667 | Residential & Commercial | USHP | Ducted CEE Tier 1
214393816 | Central HP <5.4 tons | RUUD | HRCU-A-CB (Split System: Heat Pump with Remote Outdoor Unit-Air-Source) | RD17AZ36AJ3N | ASPEN |  | D(A,C,E)48D44+TDR | R951V0603A17M4S | 33800 | 18 | 8.1 | 34200 | 29800 | 87.13% | 1.9 | 0 | 10 |  |  |  |  | R-410A | 2.8167 | Residential & Commercial | USHP | Ducted CEE Tier 1
214393948 | Central HP <5.4 tons | RUUD | HRCU-A-CB (Split System: Heat Pump with Remote Outdoor Unit-Air-Source) | RD17AZ36AJ3N | ASPEN |  | D(A,C,E)48C44+TDR | R951V1005A21M4S | 33200 | 17 | 8.1 | 34200 | 29600 | 86.55% | 1.9 | 0 | 10 |  |  |  |  | R-410A | 2.7667 | Residential & Commercial | USHP | Ducted CEE Tier 1
216494183 | Central HP <5.4 tons | BRYANT HEATING AND COOLING SYSTEMS | HRCU-A-CB (Split System: Heat Pump with Remote Outdoor Unit-Air-Source) | 291VAN054**AA* | ADP |  | CE(P,V)4824G1K*+TXV | 986TD42080C17*** | 47000 | 18 | 9 | 48500 | 49500 | 102.1% | 1.96 | 0 | 11.7 |  |  |  |  | R-454B | 3.9167 | Residential & Commercial | USHP | Ducted CEE Tier 1
216788587 | Central HP <5.4 tons | BOSCH | HRCU-A-CB (Split System: Heat Pump with Remote Outdoor Unit-Air-Source) | BOVA-60RXB-M15S | ADP |  | H,RG84*48+TXV+AEFE4B* | 0 | 46000 | 17 | 8.5 | 45000 | 33200 | 73.78% | 1.86 | 0 | 11.7 |  |  |  |  | R-454B | 3.8333 | Residential & Commercial | USHP | Ducted CEE Tier 1
216643941 | Central HP <5.4 tons | DAY & NIGHT | HRCU-A-CB (Split System: Heat Pump with Remote Outdoor Unit-Air-Source) | D5CUHAH18AAK |  |  | EA*5X19M17A* | *92MSN0801716A* | 18500 | 15.2 | 10.5 | 20000 | 17800 | 89% | 2 | 0 | 11.5 |  |  |  |  | R-454B | 1.5417 | Residential & Commercial | USHP | Ducted CEE Tier 1
212983525 | Central HP <5.4 tons | TEMPSTAR | HRCU-A-CB (Split System: Heat Pump with Remote Outdoor Unit-Air-Source) | DLCURAH24ABK |  |  | EA*4X24L17A* | *92MSN0601412A* | 23600 | 16.5 | 9 | 27000 | 21600 | 80% | 1.8 | 0 | 10 |  |  |  |  | R-410A | 1.9667 | Residential & Commercial | USHP | Ducted CEE Tier 1
212986233 | Central HP <5.4 tons | TEMPSTAR | HRCU-A-CB (Split System: Heat Pump with Remote Outdoor Unit-Air-Source) | DLCURAH24ABK |  |  | EN(A,D)4X24L17** | *96MSN0401410A* | 23200 | 16 | 8.5 | 27000 | 25200 | 93.33% | 2.1 | 0 | 10 |  |  |  |  | R-410A | 1.9333 | Residential & Commercial | USHP | Ducted CEE Tier 1
216760259 | Central HP <5.4 tons | BOSCH | HRCU-A-CB (Split System: Heat Pump with Remote Outdoor Unit-Air-Source) | BOVA-60RXB-M15S | ADP |  | H,RG33*36+TXV+AEFE4B* | 0 | 33200 | 16 | 8.25 | 32400 | 33800 | 104.3% | 1.76 | 0 | 11 |  |  |  |  | R-454B | 2.7667 | Residential & Commercial | USHP | Ducted CEE Tier 1
216760261 | Central HP <5.4 tons | BOSCH | HRCU-A-CB (Split System: Heat Pump with Remote Outdoor Unit-Air-Source) | BOVA-60RXB-M15S | ADP |  | H,RG37*36+TXV+AEFE4B* | 0 | 44500 | 16 | 8.25 | 45000 | 33200 | 73.78% | 1.82 | 0 | 11 |  |  |  |  | R-454B | 3.7083 | Residential & Commercial | USHP | Ducted CEE Tier 1
212985249 | Central HP <5.4 tons | TEMPSTAR | HRCU-A-CB (Split System: Heat Pump with Remote Outdoor Unit-Air-Source) | DLCURAH36ABK |  |  | EA*4X48L24A* | *92MSN1002120A* | 35800 | 16.5 | 8.5 | 37800 | 34600 | 91.53% | 2.02 | 0 | 10 |  |  |  |  | R-410A | 2.9833 | Residential & Commercial | USHP | Ducted CEE Tier 1
210693355 | Central HP <5.4 tons | Liberty Heating & Air Conditioning | HRCU-A-CB (Split System: Heat Pump with Remote Outdoor Unit-Air-Source) | ASZV903610A* |  |  | CHPF3642C6C*+TXV | G*VC961005CNB* | 33400 | 18 | 8.2 | 34000 | 24400 | 71.76% | 1.8 | 0 | 11 |  |  |  |  | R-410A | 2.7833 | Residential & Commercial | USHP | Ducted CEE Tier 1
210693360 | Central HP <5.4 tons | Liberty Heating & Air Conditioning | HRCU-A-CB (Split System: Heat Pump with Remote Outdoor Unit-Air-Source) | ASZV903610A* |  |  | CHPF3743C6B*+MBVC1201**-1A*+TXV | 0 | 33400 | 18 | 8.2 | 34000 | 24400 | 71.76% | 1.8 | 0 | 11 |  |  |  |  | R-410A | 2.7833 | Residential & Commercial | USHP | Ducted CEE Tier 1
213281155 | Central HP <5.4 tons | BOSCH | HRCU-A-CB (Split System: Heat Pump with Remote Outdoor Unit-Air-Source) | BOVB-36HDN1-M20G | ADP |  | V36H175P149+AEFE4B* | 0 | 23800 | 20 | 9.5 | 22400 | 17200 | 76.79% | 2 | 0 | 13 |  |  |  |  | R-410A | 1.9833 | Residential & Commercial | USHP | Ducted CEE Tier 1
213771324 | Central HP <5.4 tons | TEMPSTAR | HRCU-A-CB (Split System: Heat Pump with Remote Outdoor Unit-Air-Source) | TVH825GKA2* |  |  | EA*4X42L21A*+WALLCON | *97CMN0801714B* | 23600 | 16.5 | 8.1 | 21400 | 16700 | 78.04% | 1.96 | 0 | 10.5 |  |  |  |  | R-410A | 1.9667 | Residential & Commercial | USHP | Ducted CEE Tier 1
213771354 | Central HP <5.4 tons | TEMPSTAR | HRCU-A-CB (Split System: Heat Pump with Remote Outdoor Unit-Air-Source) | TVH825GKA2* |  |  | EA*4X42L21A*+WALLCON | *96CTN0801714B* | 23600 | 16.5 | 8.1 | 21400 | 16700 | 78.04% | 1.96 | 0 | 10.5 |  |  |  |  | R-410A | 1.9667 | Residential & Commercial | USHP | Ducted CEE Tier 1
213367714 | Central HP <5.4 tons | YORK | HRCU-A-CB (Split System: Heat Pump with Remote Outdoor Unit-Air-Source) | HMH72B341 | ASPEN |  | C(A,C,D,E)36C24+TDR | YP9C060B12MP13 | 29800 | 16.9 | 8.1 | 34000 | 27800 | 81.76% | 2.63 | 0 | 9 |  |  |  |  | R-410A | 2.4833 | Residential & Commercial | USHP
216624574 | Central HP <5.4 tons | LENNOX | HRCU-A-CB (Split System: Heat Pump with Remote Outdoor Unit-Air-Source) | EL18KSLV-024-230** | ADP |  | L*18/36V*+TXV+LEFE4B* | 0 | 23600 | 15.2 | 8.5 | 22400 | 19600 | 87.5% | 1.75 | 0 | 11.7 |  |  |  |  | R-454B | 1.9667 | Residential & Commercial | USHP | Ducted CEE Tier 1
216624576 | Central HP <5.4 tons | LENNOX | HRCU-A-CB (Split System: Heat Pump with Remote Outdoor Unit-Air-Source) | EL18KSLV-024-230** | ADP |  | L*18/36T*+TXV+LEFE4B* | 0 | 23600 | 15.2 | 8.5 | 22400 | 19600 | 87.5% | 1.75 | 0 | 11.7 |  |  |  |  | R-454B | 1.9667 | Residential & Commercial | USHP | Ducted CEE Tier 1
210693396 | Central HP <5.4 tons | Liberty Heating & Air Conditioning | HRCU-A-CB (Split System: Heat Pump with Remote Outdoor Unit-Air-Source) | ASZV903610A* |  |  | CSCF3642N6D*+TXV | G*VM970803BNB* | 33800 | 18.5 | 8.2 | 34000 | 24400 | 71.76% | 1.8 | 0 | 11.5 |  |  |  |  | R-410A | 2.8167 | Residential & Commercial | USHP | Ducted CEE Tier 1
215654038 | Central HP <5.4 tons | YORK | HRCU-A-CB (Split System: Heat Pump with Remote Outdoor Unit-Air-Source) | HH836E2S11 | ASPEN |  | CH48A3J+TDR | Y81E080B12SMPS1 | 30800 | 18 | 8.1 | 30000 | 24800 | 82.67% | 2 | 0 | 11.2 |  |  |  |  | R-454B | 2.5667 | Residential & Commercial | USHP | Ducted CEE Tier 1
215654015 | Central HP <5.4 tons | YORK | HRCU-A-CB (Split System: Heat Pump with Remote Outdoor Unit-Air-Source) | HH824E2S11 | ASPEN |  | CH24B3J+TDR | Y81E040A12SMPS1 | 20400 | 17.5 | 9 | 22400 | 18100 | 80.8% | 2 | 0 | 11.2 |  |  |  |  | R-454B | 1.7 | Residential & Commercial | USHP | Ducted CEE Tier 1
213253173 | Central HP <5.4 tons | BOSCH | HRCU-A-CB (Split System: Heat Pump with Remote Outdoor Unit-Air-Source) | BOVB-60HDN1-M20G | ADP |  | HG88960+AEFE5* | 0 | 51500 | 17 | 9.5 | 53000 | 38000 | 71.7% | 2.02 | 0 | 11.7 |  |  |  |  | R-410A | 4.2917 | Residential & Commercial | USHP | Ducted CEE Tier 1
216732373 | Central HP <5.4 tons | BOSCH | HRCU-A-CB (Split System: Heat Pump with Remote Outdoor Unit-Air-Source) | BOVA-60RXB-M15S | ADP |  | PL36H***P44*+TXV+AEFE3A* | 0 | 33800 | 16 | 8.45 | 32600 | 33800 | 103.7% | 1.78 | 0 | 11.5 |  |  |  |  | R-454B | 2.8167 | Residential & Commercial | USHP | Ducted CEE Tier 1
216762907 | Central HP <5.4 tons | BOSCH | HRCU-A-CB (Split System: Heat Pump with Remote Outdoor Unit-Air-Source) | BOVA-60RXB-M15S | ADP |  | HE35*48+TXV+AEFE5* | 0 | 44000 | 17 | 8.1 | 44500 | 33200 | 74.61% | 1.8 | 0 | 11 |  |  |  |  | R-454B | 3.6667 | Residential & Commercial | USHP | Ducted CEE Tier 1
216732357 | Central HP <5.4 tons | BOSCH | HRCU-A-CB (Split System: Heat Pump with Remote Outdoor Unit-Air-Source) | BOVA-36RTB-M20S | ADP |  | CE3005A*+TXV | 0 | 23200 | 19 | 9.25 | 22400 | 17000 | 75.89% | 1.96 | 0 | 12.5 |  |  |  |  | R-454B | 1.9333 | Residential & Commercial | USHP | Ducted CEE Tier 1
213821594 | Central HP <5.4 tons | TEMPSTAR | HRCU-A-CB (Split System: Heat Pump with Remote Outdoor Unit-Air-Source) | DLCURAH36ABK | ASPEN |  | D(A,C,E)42B34+TDR | *80MS(N,L)1102420A* | 35400 | 17 | 8.1 | 38500 | 31800 | 82.6% | 2.71 | 0 | 10.5 |  |  |  |  | R-410A | 2.95 | Residential & Commercial | USHP | Ducted CEE Tier 1
213821603 | Central HP <5.4 tons | TEMPSTAR | HRCU-A-CB (Split System: Heat Pump with Remote Outdoor Unit-Air-Source) | DLCURAH36ABK | ASPEN |  | D(A,C,E)42B34+TDR | *80VTL0451412B* | 35200 | 16 | 8.1 | 38500 | 32200 | 83.64% | 2.64 | 0 | 10 |  |  |  |  | R-410A | 2.9333 | Residential & Commercial | USHP | Ducted CEE Tier 1
213821610 | Central HP <5.4 tons | TEMPSTAR | HRCU-A-CB (Split System: Heat Pump with Remote Outdoor Unit-Air-Source) | DLCURAH36ABK | ASPEN |  | D(A,C,E)36B34+TDR | *80VTL1102122B* | 34000 | 16.4 | 8.5 | 38000 | 31600 | 83.16% | 2.73 | 0 | 9.8 |  |  |  |  | R-410A | 2.8333 | Residential & Commercial | USHP
213821651 | Central HP <5.4 tons | TEMPSTAR | HRCU-A-CB (Split System: Heat Pump with Remote Outdoor Unit-Air-Source) | DLCURAH36ABK | ASPEN |  | D(A,C,E)42B34+TDR | *96MSN1202422A* | 34000 | 16.5 | 8.5 | 37800 | 31800 | 84.13% | 2.72 | 0 | 9.9 |  |  |  |  | R-410A | 2.8333 | Residential & Commercial | USHP
214271897 | Central HP <5.4 tons | CARRIER | HRCU-A-CB (Split System: Heat Pump with Remote Outdoor Unit-Air-Source) | 25VNA825A*032* | ADP |  | PL36H175P159 | 58TN*B070C14**12 | 24000 | 17 | 8.1 | 19600 | 16200 | 82.65% | 2.02 | 0 | 10.5 |  |  |  |  | R-410A | 2 | Residential & Commercial | USHP | Ducted CEE Tier 1
216624564 | Central HP <5.4 tons | GE Appliances | HRCU-A-CB (Split System: Heat Pump with Remote Outdoor Unit-Air-Source) | NS18H24HA5*** | ADP |  | FE*G34*25+TXV | 0 | 24000 | 18 | 9.95 | 22400 | 22600 | 100.9% | 1.8 | 0 | 11.7 |  |  |  |  | R-454B | 2 | Residential & Commercial | USHP | Ducted CEE Tier 1
215654043 | Central HP <5.4 tons | YORK | HRCU-A-CB (Split System: Heat Pump with Remote Outdoor Unit-Air-Source) | HH836E2S11 | ASPEN |  | CH48A3J+TDR | Y81E100C20SMPS1 | 31200 | 17.5 | 8.1 | 31600 | 25400 | 80.38% | 2 | 0 | 10.5 |  |  |  |  | R-454B | 2.6 | Residential & Commercial | USHP | Ducted CEE Tier 1
213613465 | Central HP <5.4 tons | PAYNE HEATING AND COOLING | HRCU-A-CB (Split System: Heat Pump with Remote Outdoor Unit-Air-Source) | 38MURAQ18AB3* | ASPEN |  | L(E,G)M36D4 | 0 | 18000 | 15.2 | 9 | 19300 | 18300 | 94.82% | 2.2 | 0 | 10 |  |  |  |  | R-410A | 1.5 | Residential & Commercial | USHP | Ducted CEE Tier 1
212986305 | Central HP <5.4 tons | TEMPSTAR | HRCU-A-CB (Split System: Heat Pump with Remote Outdoor Unit-Air-Source) | DLCURAH18ABK |  |  | EA*4X24L17A* | *96MSN0401410A* | 17400 | 16 | 8.5 | 18500 | 19500 | 105.4% | 2.34 | 0 | 10.5 |  |  |  |  | R-410A | 1.45 | Residential & Commercial | USHP | Ducted CEE Tier 1
212986678 | Central HP <5.4 tons | TEMPSTAR | HRCU-A-CB (Split System: Heat Pump with Remote Outdoor Unit-Air-Source) | DLCURAH18ABK |  |  | EA*4X24L17A* | *96MSN0401712A* | 17200 | 15.5 | 8.5 | 18300 | 17800 | 97.27% | 2.14 | 0 | 10 |  |  |  |  | R-410A | 1.4333 | Residential & Commercial | USHP | Ducted CEE Tier 1
216624582 | Central HP <5.4 tons | LENNOX | HRCU-A-CB (Split System: Heat Pump with Remote Outdoor Unit-Air-Source) | EL18KSLV-024-230** | ADP |  | LP18/37R*+TXV+LEFE3A* | 0 | 23600 | 15.2 | 8.5 | 22400 | 19600 | 87.5% | 1.75 | 0 | 11.7 |  |  |  |  | R-454B | 1.9667 | Residential & Commercial | USHP | Ducted CEE Tier 1
216624593 | Central HP <5.4 tons | LENNOX | HRCU-A-CB (Split System: Heat Pump with Remote Outdoor Unit-Air-Source) | EL18KSLV-060-230** | ADP |  | L*42/49K*+TXV+LEFE4B* | 0 | 47500 | 15.2 | 8.5 | 46000 | 38500 | 83.7% | 1.75 | 0 | 10 |  |  |  |  | R-454B | 3.9583 | Residential & Commercial | USHP | Ducted CEE Tier 1
212361486 | Central HP <5.4 tons | BOSCH | HRCU-A-CB (Split System: Heat Pump with Remote Outdoor Unit-Air-Source) | BOVA-60HDN1-M20G | ADP |  | HE36960 | BGH96M120D5A | 45000 | 17 | 9 | 45000 | 33000 | 73.33% | 1.9 | 0 | 11.5 |  |  |  |  | R-410A | 3.75 | Residential & Commercial | USHP | Ducted CEE Tier 1
212361489 | Central HP <5.4 tons | BOSCH | HRCU-A-CB (Split System: Heat Pump with Remote Outdoor Unit-Air-Source) | BOVA-60HDN1-M20G | ADP |  | HE35948 | BGH96M120D5B | 44500 | 17 | 9 | 45000 | 33000 | 73.33% | 1.9 | 0 | 11.5 |  |  |  |  | R-410A | 3.7083 | Residential & Commercial | USHP | Ducted CEE Tier 1
212361587 | Central HP <5.4 tons | BOSCH | HRCU-A-CB (Split System: Heat Pump with Remote Outdoor Unit-Air-Source) | BOVA-60HDN1-M20G | ADP |  | HE48(1,2)60+TXV | BGH96M100C5A | 45000 | 17 | 8.8 | 44500 | 32400 | 72.81% | 1.9 | 0 | 11.7 |  |  |  |  | R-410A | 3.75 | Residential & Commercial | USHP | Ducted CEE Tier 1
212367487 | Central HP <5.4 tons | BOSCH | HRCU-A-CB (Split System: Heat Pump with Remote Outdoor Unit-Air-Source) | BOVA-60HDN1-M20G | ADP |  | H,RG84948 | BGH96M080C4B | 42500 | 17 | 8.8 | 42500 | 31000 | 72.94% | 1.9 | 0 | 11.7 |  |  |  |  | R-410A | 3.5417 | Residential & Commercial | USHP | Ducted CEE Tier 1
212367488 | Central HP <5.4 tons | BOSCH | HRCU-A-CB (Split System: Heat Pump with Remote Outdoor Unit-Air-Source) | BOVA-60HDN1-M20G | ADP |  | H,RG88960 | BGH96M080C4B | 42500 | 17 | 8.8 | 42500 | 31000 | 72.94% | 1.9 | 0 | 11.7 |  |  |  |  | R-410A | 3.5417 | Residential & Commercial | USHP | Ducted CEE Tier 1
212367505 | Central HP <5.4 tons | BOSCH | HRCU-A-CB (Split System: Heat Pump with Remote Outdoor Unit-Air-Source) | BOVB-60HDN1-M20G | ADP |  | H,RG84948 | BGH96M080B3B | 42500 | 17 | 8.8 | 41500 | 30600 | 73.73% | 1.9 | 0 | 11.7 |  |  |  |  | R-410A | 3.5417 | Residential & Commercial | USHP | Ducted CEE Tier 1
216794351 | Central HP <5.4 tons | TRANE | HRCU-A-CB (Split System: Heat Pump with Remote Outdoor Unit-Air-Source) | 5TWV0X36A1 | ASPEN |  | D(A,C,E)48C3J+TDR | *UHMC100CCV4+LRP | 32600 | 20.5 | 9 | 32200 | 30800 | 95.65% | 2.76 | 0 | 12.5 |  |  |  |  | R-454B | 2.7167 | Residential & Commercial | USHP | Ducted CEE Tier 1
213367723 | Central HP <5.4 tons | YORK | HRCU-A-CB (Split System: Heat Pump with Remote Outdoor Unit-Air-Source) | HMH72B341 | ASPEN |  | C(A,C,D,E)36C24+TDR | YPLC100C16MP13 | 29800 | 16.9 | 8.5 | 33800 | 27400 | 81.07% | 2.67 | 0 | 9.5 |  |  |  |  | R-410A | 2.4833 | Residential & Commercial | USHP
216624567 | Central HP <5.4 tons | GE Appliances | HRCU-A-CB (Split System: Heat Pump with Remote Outdoor Unit-Air-Source) | NS18H60HA5*** | ADP |  | FE*TT4*60+TXV | 0 | 47500 | 18 | 9.5 | 46000 | 41500 | 90.22% | 1.75 | 0 | 11.7 |  |  |  |  | R-454B | 3.9583 | Residential & Commercial | USHP | Ducted CEE Tier 1
216768259 | Central HP <5.4 tons | GE Appliances | HRCU-A-CB (Split System: Heat Pump with Remote Outdoor Unit-Air-Source) | NS18H24HA5*** | ADP |  | FC*E33*25+TXV+TD | 0 | 24000 | 16 | 8.95 | 22400 | 22200 | 99.11% | 1.8 | 0 | 11.7 |  |  |  |  | R-454B | 2 | Residential & Commercial | USHP | Ducted CEE Tier 1
215935284 | Central HP <5.4 tons | CARRIER | HRCU-A-CB (Split System: Heat Pump with Remote Outdoor Unit-Air-Source) | 27VNA336A*030* |  |  | CVAMA6021XMA*+UI | 59MN7C080C21**20 | 35600 | 21.5 | 8.5 | 38000 | 28600 | 75.26% | 2.02 | 0 | 12 |  |  |  |  | R-454B | 2.9667 | Residential & Commercial | USHP | Ducted CEE Tier 1
210693344 | Central HP <5.4 tons | Liberty Heating & Air Conditioning | HRCU-A-CB (Split System: Heat Pump with Remote Outdoor Unit-Air-Source) | ASZV903610A* |  |  | CHPF3642C6C*+TXV | G*VC800604B*A* | 33400 | 18 | 8.2 | 34000 | 24400 | 71.76% | 1.8 | 0 | 11 |  |  |  |  | R-410A | 2.7833 | Residential & Commercial | USHP | Ducted CEE Tier 1
210693364 | Central HP <5.4 tons | Liberty Heating & Air Conditioning | HRCU-A-CB (Split System: Heat Pump with Remote Outdoor Unit-Air-Source) | ASZV903610A* |  |  | CHPF3743C6B*+TXV | G*VC800804C*A* | 33400 | 18 | 8.2 | 34000 | 24400 | 71.76% | 1.8 | 0 | 11 |  |  |  |  | R-410A | 2.7833 | Residential & Commercial | USHP | Ducted CEE Tier 1
213821575 | Central HP <5.4 tons | TEMPSTAR | HRCU-A-CB (Split System: Heat Pump with Remote Outdoor Unit-Air-Source) | DLCURAH36ABK | ASPEN |  | D(A,C,E)36C34+TDR | *80MS(N,L)0702116A* | 35000 | 16.5 | 8.1 | 38500 | 32200 | 83.64% | 2.6 | 0 | 9 |  |  |  |  | R-410A | 2.9167 | Residential & Commercial | USHP
213821586 | Central HP <5.4 tons | TEMPSTAR | HRCU-A-CB (Split System: Heat Pump with Remote Outdoor Unit-Air-Source) | DLCURAH36ABK | ASPEN |  | D(A,C,E)36B34+TDR | *80MS(N,L)0902420A* | 34800 | 16.5 | 8.1 | 38500 | 31800 | 82.6% | 2.72 | 0 | 10.5 |  |  |  |  | R-410A | 2.9 | Residential & Commercial | USHP | Ducted CEE Tier 1
213821593 | Central HP <5.4 tons | TEMPSTAR | HRCU-A-CB (Split System: Heat Pump with Remote Outdoor Unit-Air-Source) | DLCURAH36ABK | ASPEN |  | D(A,C,E)36C34+TDR | *80MS(N,L)1102420A* | 35400 | 17 | 8.1 | 38500 | 31800 | 82.6% | 2.71 | 0 | 10.5 |  |  |  |  | R-410A | 2.95 | Residential & Commercial | USHP | Ducted CEE Tier 1
213821625 | Central HP <5.4 tons | TEMPSTAR | HRCU-A-CB (Split System: Heat Pump with Remote Outdoor Unit-Air-Source) | DLCURAH36ABK | ASPEN |  | D(A,C,E)36B34+TDR | *92MSN1002120A* | 35000 | 16.5 | 8.1 | 38500 | 32200 | 83.64% | 2.54 | 0 | 9 |  |  |  |  | R-410A | 2.9167 | Residential & Commercial | USHP
216760251 | Central HP <5.4 tons | BOSCH | HRCU-A-CB (Split System: Heat Pump with Remote Outdoor Unit-Air-Source) | BOVA-36RTB-M20S | ADP |  | H,RG37*36+TXV+AEFE4B* | 0 | 34200 | 19 | 9.5 | 32600 | 24000 | 73.62% | 2 | 0 | 12 |  |  |  |  | R-454B | 2.85 | Residential & Commercial | USHP | Ducted CEE Tier 1
213088723 | Central HP <5.4 tons | BOSCH | HRCU-A-CB (Split System: Heat Pump with Remote Outdoor Unit-Air-Source) | BOVA-60HDN1-M20G | ADP |  | V,R48H175P159+AEFE4B* | 0 | 44500 | 18 | 9.05 | 45500 | 33200 | 72.97% | 1.92 | 0 | 11 |  |  |  |  | R-410A | 3.7083 | Residential & Commercial | USHP | Ducted CEE Tier 1
213088737 | Central HP <5.4 tons | BOSCH | HRCU-A-CB (Split System: Heat Pump with Remote Outdoor Unit-Air-Source) | BOVB-60HDN1-M20G | ADP |  | V,R48H175P159+AEFE4B* | 0 | 44500 | 18 | 9.05 | 45500 | 33200 | 72.97% | 1.92 | 0 | 11 |  |  |  |  | R-410A | 3.7083 | Residential & Commercial | USHP | Ducted CEE Tier 1
216762056 | Central HP <5.4 tons | BOSCH | HRCU-A-CB (Split System: Heat Pump with Remote Outdoor Unit-Air-Source) | BOVA-36RTB-M20S | ADP |  | V36H***D12*+TXV+AEFE3A* | 0 | 23000 | 19 | 9.2 | 22400 | 17000 | 75.89% | 1.96 | 0 | 12.5 |  |  |  |  | R-454B | 1.9167 | Residential & Commercial | USHP | Ducted CEE Tier 1
216788580 | Central HP <5.4 tons | BOSCH | HRCU-A-CB (Split System: Heat Pump with Remote Outdoor Unit-Air-Source) | BOVA-36RTB-M20S | ADP |  | V,R36H***P44*+TXV+AEFE3A* | 0 | 23800 | 20 | 9.5 | 22400 | 17000 | 75.89% | 2 | 0 | 13 |  |  |  |  | R-454B | 1.9833 | Residential & Commercial | USHP | Ducted CEE Tier 1
215654053 | Central HP <5.4 tons | YORK | HRCU-A-CB (Split System: Heat Pump with Remote Outdoor Unit-Air-Source) | HH860E2S11 | ASPEN |  | CH60A3J+TDR | Y81E100C20SMPS1 | 41500 | 18 | 8.5 | 44000 | 33400 | 75.91% | 2 | 0 | 11.7 |  |  |  |  | R-454B | 3.4583 | Residential & Commercial | USHP | Ducted CEE Tier 1
216687215 | Central HP <5.4 tons | FUJITSU | HRCU-A-CB (Split System: Heat Pump with Remote Outdoor Unit-Air-Source) | FOP1960MJAYCA |  |  | FCCA6021SYEA | FF98MV508521UP | 53500 | 17 | 10 | 53500 | 48500 | 90.65% | 2 | 0 | 10 |  |  |  |  | R-454B | 4.4583 | Residential & Commercial | USHP | Ducted CEE Tier 1
215674387 | Central HP <5.4 tons | AIRQUEST | HRCU-A-CB (Split System: Heat Pump with Remote Outdoor Unit-Air-Source) | H5H0V48*K*AAA* |  |  | EA*5X61M21A*+WALLCON | *95CSU0601716B* | 45500 | 17.5 | 9 | 48000 | 34200 | 71.25% | 2.06 | 0 | 9.5 |  |  |  |  | R-454B | 3.7917 | Residential & Commercial | USHP
214396385 | Central HP <5.4 tons | JOHNSON CONTROLS | HRCU-A-CB (Split System: Heat Pump with Remote Outdoor Unit-Air-Source) | HH836E2S11 |  |  | CTM48C5CFS1 | TM8Y080C16MP11 | 33800 | 19 | 9 | 31800 | 25400 | 79.87% | 2 | 0 | 11 |  |  |  |  | R-454B | 2.8167 | Residential & Commercial | USHP | Ducted CEE Tier 1
214396462 | Central HP <5.4 tons | JOHNSON CONTROLS | HRCU-A-CB (Split System: Heat Pump with Remote Outdoor Unit-Air-Source) | HH836E2S11 |  |  | CTF36C5CDS1 | TM8Y120C20MP11 | 33600 | 18 | 8.5 | 31000 | 25200 | 81.29% | 2 | 0 | 11.7 |  |  |  |  | R-454B | 2.8 | Residential & Commercial | USHP | Ducted CEE Tier 1
214396512 | Central HP <5.4 tons | JOHNSON CONTROLS | HRCU-A-CB (Split System: Heat Pump with Remote Outdoor Unit-Air-Source) | HH836E2S11 |  |  | CTM48C5CFS1 | TM8Y120C20MP11 | 34600 | 19 | 9 | 32600 | 25800 | 79.14% | 2 | 0 | 11 |  |  |  |  | R-454B | 2.8833 | Residential & Commercial | USHP | Ducted CEE Tier 1
214396542 | Central HP <5.4 tons | JOHNSON CONTROLS | HRCU-A-CB (Split System: Heat Pump with Remote Outdoor Unit-Air-Source) | HH836E2S11 |  |  | CTM48C5CFS1 | TPLC100C16MP13 | 33000 | 19 | 9 | 31200 | 25200 | 80.77% | 2 | 0 | 11 |  |  |  |  | R-454B | 2.75 | Residential & Commercial | USHP | Ducted CEE Tier 1
214396794 | Central HP <5.4 tons | JOHNSON CONTROLS | HRCU-A-CB (Split System: Heat Pump with Remote Outdoor Unit-Air-Source) | HH836E2S11 |  |  | CTM36C5CDS1 | TM8Y080C16MP11 | 33600 | 18 | 8.5 | 31400 | 25200 | 80.25% | 2 | 0 | 11 |  |  |  |  | R-454B | 2.8 | Residential & Commercial | USHP | Ducted CEE Tier 1
214396935 | Central HP <5.4 tons | JOHNSON CONTROLS | HRCU-A-CB (Split System: Heat Pump with Remote Outdoor Unit-Air-Source) | HH836E2S11 |  |  | CTF48C5CFS1 | TM8E080C16MP11 | 33200 | 19 | 9 | 31200 | 25400 | 81.41% | 2 | 0 | 11 |  |  |  |  | R-454B | 2.7667 | Residential & Commercial | USHP | Ducted CEE Tier 1
215935354 | Central HP <5.4 tons | CARRIER | HRCU-A-CB (Split System: Heat Pump with Remote Outdoor Unit-Air-Source) | 27VNA336A*030* |  |  | CVAMA6024XMA*+UI | 58TN*B110C21**20 | 35600 | 22 | 8.5 | 38000 | 28400 | 74.74% | 2.04 | 0 | 12.5 |  |  |  |  | R-454B | 2.9667 | Residential & Commercial | USHP | Ducted CEE Tier 1
215683603 | Central HP <5.4 tons | CARRIER | HRCU-A-CB (Split System: Heat Pump with Remote Outdoor Unit-Air-Source) | 27VNA024A*030* |  |  | CAA**2517AM*+UI | 58TN*B070C17**16 | 24000 | 17.5 | 9 | 23200 | 16400 | 70.69% | 2 | 0 | 10.5 |  |  |  |  | R-454B | 2 | Residential & Commercial | USHP | Ducted CEE Tier 1
215683619 | Central HP <5.4 tons | CARRIER | HRCU-A-CB (Split System: Heat Pump with Remote Outdoor Unit-Air-Source) | 27VNA024A*030* |  |  | CAA**3014AM*+UI | 59TN6C040C14**10 | 22600 | 15.5 | 8.5 | 24200 | 17100 | 70.66% | 1.84 | 0 | 9 |  |  |  |  | R-454B | 1.8833 | Residential & Commercial | USHP
215683671 | Central HP <5.4 tons | CARRIER | HRCU-A-CB (Split System: Heat Pump with Remote Outdoor Unit-Air-Source) | 27VNA024A*030* |  |  | CAA**3717AM*+UI | 58TN*B070C14**12 | 23800 | 17.5 | 9 | 23400 | 16500 | 70.51% | 2 | 0 | 10.5 |  |  |  |  | R-454B | 1.9833 | Residential & Commercial | USHP | Ducted CEE Tier 1
214568836 | Central HP <5.4 tons | CARRIER | HRCU-A-CB (Split System: Heat Pump with Remote Outdoor Unit-Air-Source) | 25VNA825A*031* | ADP |  | H,PE7J936 | 59TN6B080C17**14 | 23600 | 16 | 8.1 | 19800 | 16300 | 82.32% | 1.94 | 0 | 11 |  |  |  |  | R-410A | 1.9667 | Residential & Commercial | USHP | Ducted CEE Tier 1
216794419 | Central HP <5.4 tons | TRANE | HRCU-A-CB (Split System: Heat Pump with Remote Outdoor Unit-Air-Source) | 5TWV0X36A1 | ASPEN |  | D(A,C,E)48C3J+TDR | S9V2B080D4PSC+LRP | 30200 | 17.5 | 9 | 31800 | 30000 | 94.34% | 2.77 | 0 | 11 |  |  |  |  | R-454B | 2.5167 | Residential & Commercial | USHP | Ducted CEE Tier 1
216794451 | Central HP <5.4 tons | TRANE | HRCU-A-CB (Split System: Heat Pump with Remote Outdoor Unit-Air-Source) | 5TWV0X48A1 | ASPEN |  | D(A,C,E)60B4J+TDR | *DHMC100CCV4+LRP | 42000 | 19.6 | 9 | 46500 | 42500 | 91.4% | 2.67 | 0 | 11.7 |  |  |  |  | R-454B | 3.5 | Residential & Commercial | USHP | Ducted CEE Tier 1
216794471 | Central HP <5.4 tons | TRANE | HRCU-A-CB (Split System: Heat Pump with Remote Outdoor Unit-Air-Source) | 5TWV0X48A1 | ASPEN |  | D(A,C,E)60B4J+TDR | L8V1B080U4VSB+LRP | 41500 | 19 | 9 | 46500 | 42500 | 91.4% | 2.81 | 0 | 11.7 |  |  |  |  | R-454B | 3.4583 | Residential & Commercial | USHP | Ducted CEE Tier 1
216794535 | Central HP <5.4 tons | TRANE | HRCU-A-CB (Split System: Heat Pump with Remote Outdoor Unit-Air-Source) | 5TWV0X48A1 | ASPEN |  | D(A,C,E)60B4J+TDR | S9V2B060U4VSB+LRP | 41500 | 19.2 | 9 | 46500 | 42500 | 91.4% | 2.81 | 0 | 11.7 |  |  |  |  | R-454B | 3.4583 | Residential & Commercial | USHP | Ducted CEE Tier 1
216794537 | Central HP <5.4 tons | TRANE | HRCU-A-CB (Split System: Heat Pump with Remote Outdoor Unit-Air-Source) | 5TWV0X48A1 | ASPEN |  | D(A,C,E)60C3J+TDR | S9V2B060U4VSB+LRP | 41500 | 19.2 | 9 | 46500 | 42500 | 91.4% | 2.76 | 0 | 11.7 |  |  |  |  | R-454B | 3.4583 | Residential & Commercial | USHP | Ducted CEE Tier 1
216794603 | Central HP <5.4 tons | TRANE | HRCU-A-CB (Split System: Heat Pump with Remote Outdoor Unit-Air-Source) | 5TWV0X48A1 | ASPEN |  | D(A,C,E)60B4J+TDR | S9V2D120U5VSB+LRP | 41500 | 20.2 | 9.5 | 46000 | 41500 | 90.22% | 2.81 | 0 | 11.7 |  |  |  |  | R-454B | 3.4583 | Residential & Commercial | USHP | Ducted CEE Tier 1
214393753 | Central HP <5.4 tons | RUUD | HRCU-A-CB (Split System: Heat Pump with Remote Outdoor Unit-Air-Source) | RD17AZ36AJ3N | ASPEN |  | D(A,C,E)48C44+TDR | R951V0403A17M4S | 33200 | 18 | 8.1 | 34200 | 29600 | 86.55% | 1.9 | 0 | 10 |  |  |  |  | R-410A | 2.7667 | Residential & Commercial | USHP | Ducted CEE Tier 1
214393862 | Central HP <5.4 tons | RUUD | HRCU-A-CB (Split System: Heat Pump with Remote Outdoor Unit-Air-Source) | RD17AZ36AJ3N | ASPEN |  | D(A,C,E)42C44+TDR | R951V0703A17M4S | 33200 | 18 | 8.1 | 34200 | 29600 | 86.55% | 1.9 | 0 | 10 |  |  |  |  | R-410A | 2.7667 | Residential & Commercial | USHP | Ducted CEE Tier 1
214391679 | Central HP <5.4 tons | RUUD | HRCU-A-CB (Split System: Heat Pump with Remote Outdoor Unit-Air-Source) | RP15AZ24AJ2N | ASPEN |  | CP37A34+TDR | R951V0403A17M4S | 22400 | 15.6 | 8.3 | 23000 | 16500 | 71.74% | 2.9 | 0 | 11.9 |  |  |  |  | R-410A | 1.8667 | Residential & Commercial | USHP | Ducted CEE Tier 1
216457601 | Central HP <5.4 tons | BOSCH | HRCU-A-CB (Split System: Heat Pump with Remote Outdoor Unit-Air-Source) | BOVD-36HDN1-M20G | ADP |  | H,RG80936+AEFE3A* | 0 | 34200 | 18 | 9.5 | 32600 | 23600 | 72.39% | 1.9 | 0 | 12 |  |  |  |  | R-410A | 2.85 | Residential & Commercial | USHP | Ducted CEE Tier 1
216487876 | Central HP <5.4 tons | BRYANT HEATING AND COOLING SYSTEMS | HRCU-A-CB (Split System: Heat Pump with Remote Outdoor Unit-Air-Source) | 290VAN048**AA* | ADP |  | CE(P,V)6021G48*+TXV | 986TD66100C21*** | 45000 | 18 | 9 | 45500 | 33200 | 72.97% | 2.06 | 0 | 10 |  |  |  |  | R-454B | 3.75 | Residential & Commercial | USHP | Ducted CEE Tier 1
216558395 | Central HP <5.4 tons | YORK | HRCU-A-CB (Split System: Heat Pump with Remote Outdoor Unit-Air-Source) | HMH72B341 | ASPEN |  | AE*S+CM36B36+TDR | 0 | 31400 | 17 | 8.1 | 32200 | 26400 | 81.99% | 2.75 | 0 | 10 |  |  |  |  | R-410A | 2.6167 | Residential & Commercial | USHP | Ducted CEE Tier 1
214394188 | Central HP <5.4 tons | RUUD | HRCU-A-CB (Split System: Heat Pump with Remote Outdoor Unit-Air-Source) | RD17AZ36AJ3N | ASPEN |  | D(A,C,E)36C44+TDR | U802VA050317M | 33000 | 18 | 8.1 | 34200 | 29600 | 86.55% | 1.9 | 0 | 10 |  |  |  |  | R-410A | 2.75 | Residential & Commercial | USHP | Ducted CEE Tier 1
214394195 | Central HP <5.4 tons | RUUD | HRCU-A-CB (Split System: Heat Pump with Remote Outdoor Unit-Air-Source) | RD17AZ36AJ3N | ASPEN |  | D(A,C,E)42B44+TDR | U802VA050317M | 33000 | 18 | 8.1 | 34200 | 29600 | 86.55% | 1.9 | 0 | 10 |  |  |  |  | R-410A | 2.75 | Residential & Commercial | USHP | Ducted CEE Tier 1
214394067 | Central HP <5.4 tons | RUUD | HRCU-A-CB (Split System: Heat Pump with Remote Outdoor Unit-Air-Source) | RD17AZ36AJ3N | ASPEN |  | D(A,C,E)48C44+TDR | R962V0703A17M4S | 33200 | 18 | 8.1 | 34200 | 29600 | 86.55% | 1.9 | 0 | 10 |  |  |  |  | R-410A | 2.7667 | Residential & Commercial | USHP | Ducted CEE Tier 1
213821580 | Central HP <5.4 tons | TEMPSTAR | HRCU-A-CB (Split System: Heat Pump with Remote Outdoor Unit-Air-Source) | DLCURAH36ABK | ASPEN |  | D(A,C,E)36B34+TDR | *80MS(N,L)0902116A* | 34800 | 16.5 | 8.1 | 38500 | 32200 | 83.64% | 2.52 | 0 | 9 |  |  |  |  | R-410A | 2.9 | Residential & Commercial | USHP
213821582 | Central HP <5.4 tons | TEMPSTAR | HRCU-A-CB (Split System: Heat Pump with Remote Outdoor Unit-Air-Source) | DLCURAH36ABK | ASPEN |  | D(A,C,E)42B34+TDR | *80MS(N,L)0902116A* | 34800 | 16.5 | 8.1 | 38500 | 32200 | 83.64% | 2.52 | 0 | 9.5 |  |  |  |  | R-410A | 2.9 | Residential & Commercial | USHP
213821596 | Central HP <5.4 tons | TEMPSTAR | HRCU-A-CB (Split System: Heat Pump with Remote Outdoor Unit-Air-Source) | DLCURAH36ABK | ASPEN |  | D(A,C,E)36C34+TDR | *80MS(N,L)1352420A* | 35200 | 16.5 | 8.1 | 38500 | 31800 | 82.6% | 2.72 | 0 | 10.5 |  |  |  |  | R-410A | 2.9333 | Residential & Commercial | USHP | Ducted CEE Tier 1
213821629 | Central HP <5.4 tons | TEMPSTAR | HRCU-A-CB (Split System: Heat Pump with Remote Outdoor Unit-Air-Source) | DLCURAH36ABK | ASPEN |  | D(A,C,E)36C34+TDR | *92MSN1002122A* | 35200 | 16.5 | 8.1 | 38500 | 31800 | 82.6% | 2.72 | 0 | 10.5 |  |  |  |  | R-410A | 2.9333 | Residential & Commercial | USHP | Ducted CEE Tier 1
213821630 | Central HP <5.4 tons | TEMPSTAR | HRCU-A-CB (Split System: Heat Pump with Remote Outdoor Unit-Air-Source) | DLCURAH36ABK | ASPEN |  | D(A,C,E)42B34+TDR | *92MSN1002122A* | 35200 | 16.5 | 8.1 | 38500 | 31800 | 82.6% | 2.72 | 0 | 10.5 |  |  |  |  | R-410A | 2.9333 | Residential & Commercial | USHP | Ducted CEE Tier 1
213821664 | Central HP <5.4 tons | TEMPSTAR | HRCU-A-CB (Split System: Heat Pump with Remote Outdoor Unit-Air-Source) | DLCURAH36ABK | ASPEN |  | D(A,C,E)36B34+TDR | *96VTN0802120B* | 33400 | 16.4 | 8.1 | 37800 | 31400 | 83.07% | 2.72 | 0 | 9.8 |  |  |  |  | R-410A | 2.7833 | Residential & Commercial | USHP
215037829 | Central HP <5.4 tons | LENNOX | HRCU-A-CB (Split System: Heat Pump with Remote Outdoor Unit-Air-Source) | EL17XP1-048-230A** | ASPEN |  | CH60B34+TDR | ML193UH090XE48C* | 44500 | 15.3 | 8.1 | 44500 | 32000 | 71.91% | 2.77 | 0 | 12.4 |  |  |  |  | R-410A | 3.7083 | Residential & Commercial | USHP | Ducted CEE Tier 1
212977820 | Central HP <5.4 tons | DAY & NIGHT | HRCU-A-CB (Split System: Heat Pump with Remote Outdoor Unit-Air-Source) | DLCURAH18ABK |  |  | EN(A,D)4X30L14** | *80MS(N,L)0451412A* | 17700 | 16.5 | 8.1 | 18200 | 18600 | 102.2% | 2.24 | 0 | 11 |  |  |  |  | R-410A | 1.475 | Residential & Commercial | USHP | Ducted CEE Tier 1
216762908 | Central HP <5.4 tons | BOSCH | HRCU-A-CB (Split System: Heat Pump with Remote Outdoor Unit-Air-Source) | BOVA-60RXB-M15S | ADP |  | HE2K*60+TXV+AEFE5* | 0 | 44500 | 17 | 8.2 | 45000 | 33200 | 73.78% | 1.82 | 0 | 11 |  |  |  |  | R-454B | 3.7083 | Residential & Commercial | USHP | Ducted CEE Tier 1
214392750 | Central HP <5.4 tons | RUUD | HRCU-A-CB (Split System: Heat Pump with Remote Outdoor Unit-Air-Source) | RD17AZ36AJ3N | ASPEN |  | D(A,C,E)48D24+TDR | R801V0504A17UHN | 30800 | 17.6 | 8.1 | 34200 | 29800 | 87.13% | 1.9 | 0 | 9.6 |  |  |  |  | R-410A | 2.5667 | Residential & Commercial | USHP
214392800 | Central HP <5.4 tons | RUUD | HRCU-A-CB (Split System: Heat Pump with Remote Outdoor Unit-Air-Source) | RD17AZ36AJ3N | ASPEN |  | D(A,C,E)42D34+TDR | R801V0504A17UHU | 32800 | 18 | 8.1 | 34200 | 29800 | 87.13% | 1.9 | 0 | 10 |  |  |  |  | R-410A | 2.7333 | Residential & Commercial | USHP | Ducted CEE Tier 1
214392825 | Central HP <5.4 tons | RUUD | HRCU-A-CB (Split System: Heat Pump with Remote Outdoor Unit-Air-Source) | RD17AZ36AJ3N | ASPEN |  | D(A,C,E)42B44+TDR | R801V0704A17UHU | 33000 | 18 | 8.1 | 34200 | 29600 | 86.55% | 1.9 | 0 | 10 |  |  |  |  | R-410A | 2.75 | Residential & Commercial | USHP | Ducted CEE Tier 1
215673987 | Central HP <5.4 tons | AIRQUEST | HRCU-A-CB (Split System: Heat Pump with Remote Outdoor Unit-Air-Source) | H5H0V48*K*AAA* |  |  | EA*5X48M21A*+WALLCON | *80CSU0601716A* | 44000 | 17.5 | 9 | 48500 | 34200 | 70.52% | 2.04 | 0 | 9.5 |  |  |  |  | R-454B | 3.6667 | Residential & Commercial | USHP
216735797 | Central HP <5.4 tons | TEMPSTAR | HRCU-A-CB (Split System: Heat Pump with Remote Outdoor Unit-Air-Source) | D5CUHAH24AAK |  |  | EA*5X37M21A* | *92MSN1002120A* | 23000 | 16.5 | 8.5 | 20600 | 18400 | 89.32% | 1.98 | 0 | 11 |  |  |  |  | R-454B | 1.9167 | Residential & Commercial | USHP | Ducted CEE Tier 1
215674217 | Central HP <5.4 tons | AIRQUEST | HRCU-A-CB (Split System: Heat Pump with Remote Outdoor Unit-Air-Source) | H5H0V48*K*AAA* |  |  | EA*5X60M24A*+WALLCON | *95CSU0802120B* | 45000 | 17.5 | 9 | 47500 | 33600 | 70.74% | 2.08 | 0 | 9.5 |  |  |  |  | R-454B | 3.75 | Residential & Commercial | USHP
216788586 | Central HP <5.4 tons | BOSCH | HRCU-A-CB (Split System: Heat Pump with Remote Outdoor Unit-Air-Source) | BOVA-60RXB-M15S | ADP |  | H,RG84*48+TXV+AEFE5* | 0 | 46000 | 17 | 8.5 | 45000 | 33200 | 73.78% | 1.86 | 0 | 11.7 |  |  |  |  | R-454B | 3.8333 | Residential & Commercial | USHP | Ducted CEE Tier 1
216732367 | Central HP <5.4 tons | BOSCH | HRCU-A-CB (Split System: Heat Pump with Remote Outdoor Unit-Air-Source) | BOVA-60MTB-M19E | ADP |  | PL60H210P19*+TXV+AEFE5* | 0 | 53000 | 19 | 9.5 | 53000 | 53000 | 100% | 2 | 0 | 11.7 |  |  |  |  | R-454B | 4.4167 | Residential & Commercial | USHP | Ducted CEE Tier 1
216788570 | Central HP <5.4 tons | BOSCH | HRCU-A-CB (Split System: Heat Pump with Remote Outdoor Unit-Air-Source) | BOVA-60MTB-M19E | ADP |  | H,RG88*60+TXV+AEFE5* | 0 | 53000 | 19 | 9.5 | 53000 | 53000 | 100% | 2 | 0 | 11.7 |  |  |  |  | R-454B | 4.4167 | Residential & Commercial | USHP | Ducted CEE Tier 1
216734355 | Central HP <5.4 tons | TEMPSTAR | HRCU-A-CB (Split System: Heat Pump with Remote Outdoor Unit-Air-Source) | D5CUHAH24AAK |  |  | EA*5X36M17A* | *80CSU0601716A* | 23000 | 17 | 8.5 | 21200 | 19000 | 89.62% | 1.94 | 0 | 11 |  |  |  |  | R-454B | 1.9167 | Residential & Commercial | USHP | Ducted CEE Tier 1
212984998 | Central HP <5.4 tons | TEMPSTAR | HRCU-A-CB (Split System: Heat Pump with Remote Outdoor Unit-Air-Source) | DLCURAH30ABK |  |  | EA*4X42L24A* | *92MSN0802120A* | 30200 | 15.2 | 8.1 | 34200 | 26400 | 77.19% | 1.86 | 0 | 9 |  |  |  |  | R-410A | 2.5167 | Residential & Commercial | USHP
213821665 | Central HP <5.4 tons | TEMPSTAR | HRCU-A-CB (Split System: Heat Pump with Remote Outdoor Unit-Air-Source) | DLCURAH36ABK | ASPEN |  | D(A,C,E)36C34+TDR | *96VTN0802120B* | 33800 | 16.5 | 8.1 | 37800 | 31400 | 83.07% | 2.72 | 0 | 9.9 |  |  |  |  | R-410A | 2.8167 | Residential & Commercial | USHP
215654017 | Central HP <5.4 tons | YORK | HRCU-A-CB (Split System: Heat Pump with Remote Outdoor Unit-Air-Source) | HH824E2S11 | ASPEN |  | CH24B3J+TDR | Y81E080B12SMPS1 | 21800 | 18 | 8.1 | 22400 | 18500 | 82.59% | 2 | 0 | 12 |  |  |  |  | R-454B | 1.8167 | Residential & Commercial | USHP | Ducted CEE Tier 1
215912361 | Central HP <5.4 tons | YORK | HRCU-A-CB (Split System: Heat Pump with Remote Outdoor Unit-Air-Source) | HH824E2S11 | ASPEN |  | D(A,C,E)36A3K+TDR | TL9E060B12UH11 | 22400 | 17 | 8.1 | 22600 | 18000 | 79.65% | 2 | 0 | 12 |  |  |  |  | R-454B | 1.8667 | Residential & Commercial | USHP | Ducted CEE Tier 1
215912362 | Central HP <5.4 tons | YORK | HRCU-A-CB (Split System: Heat Pump with Remote Outdoor Unit-Air-Source) | HH824E2S11 | ASPEN |  | D(A,C,E)36A4K+TDR | TL9E060B12UH11 | 22600 | 17 | 8.5 | 22800 | 18000 | 78.95% | 2 | 0 | 12 |  |  |  |  | R-454B | 1.8833 | Residential & Commercial | USHP | Ducted CEE Tier 1
215912375 | Central HP <5.4 tons | YORK | HRCU-A-CB (Split System: Heat Pump with Remote Outdoor Unit-Air-Source) | HH824E2S11 | ASPEN |  | D(A,C,E)36A3K+TDR | TM8Y080B12MP11 | 22200 | 17 | 8.1 | 22600 | 18300 | 80.97% | 2 | 0 | 12 |  |  |  |  | R-454B | 1.85 | Residential & Commercial | USHP | Ducted CEE Tier 1
215912427 | Central HP <5.4 tons | YORK | HRCU-A-CB (Split System: Heat Pump with Remote Outdoor Unit-Air-Source) | HH824E2S11 | ASPEN |  | D(A,C,E)36A3K+TDR | Y91E060B12SMPS1 | 22200 | 17 | 8.1 | 22600 | 18600 | 82.3% | 2 | 0 | 11.7 |  |  |  |  | R-454B | 1.85 | Residential & Commercial | USHP | Ducted CEE Tier 1
215912429 | Central HP <5.4 tons | YORK | HRCU-A-CB (Split System: Heat Pump with Remote Outdoor Unit-Air-Source) | HH824E2S11 | ASPEN |  | C(A,C,D,E)24A3K+TDR | Y91E080B12SMPS1 | 21600 | 17 | 8.1 | 22600 | 18100 | 80.09% | 2 | 0 | 12 |  |  |  |  | R-454B | 1.8 | Residential & Commercial | USHP | Ducted CEE Tier 1
215674357 | Central HP <5.4 tons | AIRQUEST | HRCU-A-CB (Split System: Heat Pump with Remote Outdoor Unit-Air-Source) | H5H0V48*K*AAA* |  |  | EA*5X61M21A*+WALLCON | *80CTL0901716B* | 46000 | 18 | 9 | 48000 | 33800 | 70.42% | 2.06 | 0 | 10 |  |  |  |  | R-454B | 3.8333 | Residential & Commercial | USHP | Ducted CEE Tier 1
216054315 | Central HP <5.4 tons | BOSCH | HRCU-A-CB (Split System: Heat Pump with Remote Outdoor Unit-Air-Source) | BOVA-60RTB-M20S | ADP |  | HG86*60+TXV+AEFE5* | 0 | 51500 | 17.75 | 9.45 | 53000 | 38000 | 71.7% | 1.98 | 0 | 11.7 |  |  |  |  | R-454B | 4.2917 | Residential & Commercial | USHP | Ducted CEE Tier 1
215674427 | Central HP <5.4 tons | AIRQUEST | HRCU-A-CB (Split System: Heat Pump with Remote Outdoor Unit-Air-Source) | H5H0V48*K*AAA* |  |  | EA*5X61M21A*+WALLCON | *97CMN1002122B* | 46000 | 18 | 9 | 47500 | 33800 | 71.16% | 2.08 | 0 | 10 |  |  |  |  | R-454B | 3.8333 | Residential & Commercial | USHP | Ducted CEE Tier 1
214394371 | Central HP <5.4 tons | RUUD | HRCU-A-CB (Split System: Heat Pump with Remote Outdoor Unit-Air-Source) | RD17AZ36AJ3N | ASPEN |  | D(A,C,E)36D44+TDR | U97MV0603A17DHS | 33200 | 18 | 8.1 | 34200 | 29600 | 86.55% | 1.9 | 0 | 10 |  |  |  |  | R-410A | 2.7667 | Residential & Commercial | USHP | Ducted CEE Tier 1
216794286 | Central HP <5.4 tons | TRANE | HRCU-A-CB (Split System: Heat Pump with Remote Outdoor Unit-Air-Source) | 5TWV0X24A1 | ASPEN |  | D(A,C,E)30A4J+TDR | S9V2B040D3VSB+LRP | 18600 | 19.2 | 9 | 23000 | 21800 | 94.78% | 2.71 | 0 | 11 |  |  |  |  | R-454B | 1.55 | Residential & Commercial | USHP | Ducted CEE Tier 1
216794304 | Central HP <5.4 tons | TRANE | HRCU-A-CB (Split System: Heat Pump with Remote Outdoor Unit-Air-Source) | 5TWV0X24A1 | ASPEN |  | D(A,C,E)36C3J+TDR | S9V2B060U3VSB+LRP | 18800 | 19.8 | 9 | 22200 | 21200 | 95.5% | 2.64 | 0 | 11.7 |  |  |  |  | R-454B | 1.5667 | Residential & Commercial | USHP | Ducted CEE Tier 1
212577448 | Central HP <5.4 tons | CARRIER | HRCU-A-CB (Split System: Heat Pump with Remote Outdoor Unit-Air-Source) | 25VNA848A*031* | ADP |  | C60A***L189 | 58TN*A090C21**20 | 45500 | 17 | 8.5 | 43500 | 32200 | 74.02% | 2.24 | 0 | 10 |  |  |  |  | R-410A | 3.7917 | Residential & Commercial | USHP | Ducted CEE Tier 1
214243998 | Central HP <5.4 tons | BRYANT HEATING AND COOLING SYSTEMS | HRCU-A-CB (Split System: Heat Pump with Remote Outdoor Unit-Air-Source) | 284ANV024*0**B* |  |  | CNPV*3017AL*+UI | 987MC42080C17*** | 23200 | 19.5 | 9.5 | 26800 | 20000 | 74.63% | 2.36 | 0 | 13 |  |  |  |  | R-410A | 1.9333 | Residential & Commercial | USHP | Ducted CEE Tier 1
216764932 | Central HP <5.4 tons | TRANE | HRCU-A-CB (Split System: Heat Pump with Remote Outdoor Unit-Air-Source) | 5TWX7036A1 |  |  | 5PX*B004AS3 | S8X2B060M4PSC | 32200 | 17.1 | 8.7 | 32200 | 23800 | 73.91% | 2.1 | 0 | 11.7 |  |  |  |  | R-454B | 2.6833 | Residential & Commercial | USHP | Ducted CEE Tier 1
216764945 | Central HP <5.4 tons | TRANE | HRCU-A-CB (Split System: Heat Pump with Remote Outdoor Unit-Air-Source) | 5TWX7036A1 |  |  | 5PX*BD04AS3 | S8X1A040M3PTC | 32400 | 17.1 | 8.2 | 33600 | 24600 | 73.21% | 1.9 | 0 | 11.5 |  |  |  |  | R-454B | 2.7 | Residential & Commercial | USHP | Ducted CEE Tier 1
216764962 | Central HP <5.4 tons | TRANE | HRCU-A-CB (Split System: Heat Pump with Remote Outdoor Unit-Air-Source) | 5TWX7036A1 |  |  | 5PX*C005AS3 | S8X2C100M5PSC | 33000 | 17.1 | 8.7 | 32800 | 24400 | 74.39% | 2.1 | 0 | 11.5 |  |  |  |  | R-454B | 2.75 | Residential & Commercial | USHP | Ducted CEE Tier 1
216764963 | Central HP <5.4 tons | TRANE | HRCU-A-CB (Split System: Heat Pump with Remote Outdoor Unit-Air-Source) | 5TWX7036A1 |  |  | 5PX*C005AS3 | S8X2C080M5PSC | 32600 | 17.1 | 8.7 | 32400 | 24000 | 74.07% | 2.1 | 0 | 11.7 |  |  |  |  | R-454B | 2.7167 | Residential & Commercial | USHP | Ducted CEE Tier 1
216764964 | Central HP <5.4 tons | TRANE | HRCU-A-CB (Split System: Heat Pump with Remote Outdoor Unit-Air-Source) | 5TWX7036A1 |  |  | 5PX*C005AS3 | S8X1C080M5PTC | 32600 | 17.1 | 8.7 | 32400 | 24000 | 74.07% | 2.1 | 0 | 11.7 |  |  |  |  | R-454B | 2.7167 | Residential & Commercial | USHP | Ducted CEE Tier 1
216764999 | Central HP <5.4 tons | TRANE | HRCU-A-CB (Split System: Heat Pump with Remote Outdoor Unit-Air-Source) | 5TWX7036A1 |  |  | 5TXCB004AS3 | S8X1B060M4PTC | 32200 | 17.1 | 8.7 | 32200 | 23800 | 73.91% | 2.1 | 0 | 11.7 |  |  |  |  | R-454B | 2.6833 | Residential & Commercial | USHP | Ducted CEE Tier 1
216765014 | Central HP <5.4 tons | TRANE | HRCU-A-CB (Split System: Heat Pump with Remote Outdoor Unit-Air-Source) | 5TWX7036A1 |  |  | 5TXCC005AS3 | S8X1C100M5PTC | 33000 | 17.1 | 8.7 | 32800 | 24400 | 74.39% | 2.1 | 0 | 11.5 |  |  |  |  | R-454B | 2.75 | Residential & Commercial | USHP | Ducted CEE Tier 1
216765079 | Central HP <5.4 tons | TRANE | HRCU-A-CB (Split System: Heat Pump with Remote Outdoor Unit-Air-Source) | 5TWX7048A1 |  |  | 5TXCD010AS3 | S8X2C100M5PSC | 43500 | 17.1 | 9 | 44000 | 32200 | 73.18% | 2.2 | 0 | 12 |  |  |  |  | R-454B | 3.625 | Residential & Commercial | USHP | Ducted CEE Tier 1
216734557 | Central HP <5.4 tons | TEMPSTAR | HRCU-A-CB (Split System: Heat Pump with Remote Outdoor Unit-Air-Source) | D5CUHAH24AAK |  |  | EA*5X36M17A* | *97CMN0601714B* | 22200 | 16 | 8.1 | 20800 | 18700 | 89.9% | 1.85 | 0 | 10.5 |  |  |  |  | R-454B | 1.85 | Residential & Commercial | USHP | Ducted CEE Tier 1
216736392 | Central HP <5.4 tons | TEMPSTAR | HRCU-A-CB (Split System: Heat Pump with Remote Outdoor Unit-Air-Source) | D5CUHAH24AAK |  |  | ESH5X24M12A* | *80CTL0701412B* | 22200 | 16 | 8.1 | 21000 | 18900 | 90% | 1.85 | 0 | 10.5 |  |  |  |  | R-454B | 1.85 | Residential & Commercial | USHP | Ducted CEE Tier 1
216736980 | Central HP <5.4 tons | TEMPSTAR | HRCU-A-CB (Split System: Heat Pump with Remote Outdoor Unit-Air-Source) | D5CUHAH24AAK |  |  | ESH5X30M12A* | *80CSU0401712A* | 23000 | 17 | 8.5 | 21400 | 19100 | 89.25% | 1.94 | 0 | 11 |  |  |  |  | R-454B | 1.9167 | Residential & Commercial | USHP | Ducted CEE Tier 1
216735258 | Central HP <5.4 tons | TEMPSTAR | HRCU-A-CB (Split System: Heat Pump with Remote Outdoor Unit-Air-Source) | D5CUHAH24AAK |  |  | EA*5X37M17A* | *96VSN0801716B* | 23000 | 16.5 | 8.5 | 20800 | 18500 | 88.94% | 1.96 | 0 | 11 |  |  |  |  | R-454B | 1.9167 | Residential & Commercial | USHP | Ducted CEE Tier 1
216735458 | Central HP <5.4 tons | TEMPSTAR | HRCU-A-CB (Split System: Heat Pump with Remote Outdoor Unit-Air-Source) | D5CUHAH24AAK |  |  | EA*5X37M21A* | *80MS(N,L)0451714A* | 23000 | 15.5 | 8.5 | 20600 | 18400 | 89.32% | 1.98 | 0 | 11 |  |  |  |  | R-454B | 1.9167 | Residential & Commercial | USHP | Ducted CEE Tier 1
216735524 | Central HP <5.4 tons | TEMPSTAR | HRCU-A-CB (Split System: Heat Pump with Remote Outdoor Unit-Air-Source) | D5CUHAH24AAK |  |  | EA*5X37M21A* | *80VSL0701716B* | 23000 | 16.5 | 8.5 | 20600 | 18300 | 88.83% | 1.96 | 0 | 11 |  |  |  |  | R-454B | 1.9167 | Residential & Commercial | USHP | Ducted CEE Tier 1
216735542 | Central HP <5.4 tons | TEMPSTAR | HRCU-A-CB (Split System: Heat Pump with Remote Outdoor Unit-Air-Source) | D5CUHAH24AAK |  |  | EA*5X37M21A* | *80VSL0902120B* | 23400 | 16 | 8.5 | 20800 | 18600 | 89.42% | 1.98 | 0 | 11 |  |  |  |  | R-454B | 1.95 | Residential & Commercial | USHP | Ducted CEE Tier 1
215675215 | Central HP <5.4 tons | HEIL | HRCU-A-CB (Split System: Heat Pump with Remote Outdoor Unit-Air-Source) | H5H0V48*K*AAA* |  |  | ESH5X60M12A*+WALLCON | *80CTL1102120B* | 45500 | 16.5 | 8.5 | 48000 | 33600 | 70% | 2.06 | 0 | 9.5 |  |  |  |  | R-454B | 3.7917 | Residential & Commercial | USHP
215675515 | Central HP <5.4 tons | HEIL | HRCU-A-CB (Split System: Heat Pump with Remote Outdoor Unit-Air-Source) | H5H0V48*K*AAA* |  |  | EVM5X49M21A*+WALLCON | *80CSU1002120A* | 48000 | 18.5 | 9 | 50000 | 36800 | 73.6% | 2 | 0 | 10 |  |  |  |  | R-454B | 4 | Residential & Commercial | USHP | Ducted CEE Tier 1
215675415 | Central HP <5.4 tons | HEIL | HRCU-A-CB (Split System: Heat Pump with Remote Outdoor Unit-Air-Source) | H5H0V48*K*AAA* |  |  | EVM5X48M21A*+WALLCON | *95CSU0802120B* | 47000 | 18 | 9 | 50000 | 36600 | 73.2% | 1.98 | 0 | 9.5 |  |  |  |  | R-454B | 3.9167 | Residential & Commercial | USHP
216762909 | Central HP <5.4 tons | GE Appliances | HRCU-A-CB (Split System: Heat Pump with Remote Outdoor Unit-Air-Source) | NS18H60HA5*** | ADP |  | FC*CC9*60+TXV+TD | 0 | 51000 | 15.2 | 8.5 | 52000 | 41000 | 78.85% | 1.95 | 0 | 10 |  |  |  |  | R-454B | 4.25 | Residential & Commercial | USHP | Ducted CEE Tier 1
216624566 | Central HP <5.4 tons | GE Appliances | HRCU-A-CB (Split System: Heat Pump with Remote Outdoor Unit-Air-Source) | NS18H60HA5*** | ADP |  | FE*TT9*60+TXV | 0 | 47500 | 18 | 9.5 | 46000 | 41500 | 90.22% | 1.75 | 0 | 11.7 |  |  |  |  | R-454B | 3.9583 | Residential & Commercial | USHP | Ducted CEE Tier 1
212983963 | Central HP <5.4 tons | TEMPSTAR | HRCU-A-CB (Split System: Heat Pump with Remote Outdoor Unit-Air-Source) | DLCURAH30ABK |  |  | EA*4X43L21A* | *92MSN0601714A* | 30400 | 15.2 | 8.1 | 33400 | 26400 | 79.04% | 1.84 | 0 | 9 |  |  |  |  | R-410A | 2.5333 | Residential & Commercial | USHP
216056094 | Central HP <5.4 tons | YORK | HRCU-A-CB (Split System: Heat Pump with Remote Outdoor Unit-Air-Source) | HH824E2S11 | ASPEN |  | C(A,C,D,E)24A3K+TDR | TM9E060A10MP12 | 20000 | 16.5 | 8.5 | 22600 | 18100 | 80.09% | 2 | 0 | 9.8 |  |  |  |  | R-454B | 1.6667 | Residential & Commercial | USHP
216056162 | Central HP <5.4 tons | YORK | HRCU-A-CB (Split System: Heat Pump with Remote Outdoor Unit-Air-Source) | HH824E2S11 | ASPEN |  | C(A,C,D,E)24D2K+TDR | TL9E060B12UH11 | 21200 | 17 | 8.5 | 22800 | 18000 | 78.95% | 2 | 0 | 11.7 |  |  |  |  | R-454B | 1.7667 | Residential & Commercial | USHP | Ducted CEE Tier 1
216056228 | Central HP <5.4 tons | YORK | HRCU-A-CB (Split System: Heat Pump with Remote Outdoor Unit-Air-Source) | HH824E2S11 | ASPEN |  | C(A,C,D,E)24D2K+TDR | TP9C060B12MP13 | 21200 | 17 | 8.5 | 22800 | 18000 | 78.95% | 2 | 0 | 11.7 |  |  |  |  | R-454B | 1.7667 | Residential & Commercial | USHP | Ducted CEE Tier 1
216056248 | Central HP <5.4 tons | YORK | HRCU-A-CB (Split System: Heat Pump with Remote Outdoor Unit-Air-Source) | HH824E2S11 | ASPEN |  | C(A,C,D,E)24D2K+TDR | Y82E060A12LMPS1 | 19500 | 18 | 9 | 23000 | 17700 | 76.96% | 2 | 0 | 11.2 |  |  |  |  | R-454B | 1.625 | Residential & Commercial | USHP | Ducted CEE Tier 1
216056295 | Central HP <5.4 tons | YORK | HRCU-A-CB (Split System: Heat Pump with Remote Outdoor Unit-Air-Source) | HH824E2S11 | ASPEN |  | D(A,C,E)24B3K+TDR | TM8V080B12MP12 | 22000 | 17 | 8.1 | 22600 | 17700 | 78.32% | 2 | 0 | 12 |  |  |  |  | R-454B | 1.8333 | Residential & Commercial | USHP | Ducted CEE Tier 1
216056395 | Central HP <5.4 tons | YORK | HRCU-A-CB (Split System: Heat Pump with Remote Outdoor Unit-Air-Source) | HH824E2S11 | ASPEN |  | D(A,C,E)24B3K+TDR | YP9C080B12MP13 | 22000 | 17 | 8.1 | 22600 | 18300 | 80.97% | 2 | 0 | 12 |  |  |  |  | R-454B | 1.8333 | Residential & Commercial | USHP | Ducted CEE Tier 1
213927847 | Central HP <5.4 tons | YORK | HRCU-A-CB (Split System: Heat Pump with Remote Outdoor Unit-Air-Source) | HMH72B341 | ASPEN |  | D(A,C,E)36D3G+TXV+TDR | TM9Y080B12MP11 | 32800 | 18 | 8.1 | 34000 | 28000 | 82.35% | 2.47 | 0 | 9.5 |  |  |  |  | R-410A | 2.7333 | Residential & Commercial | USHP
216056548 | Central HP <5.4 tons | YORK | HRCU-A-CB (Split System: Heat Pump with Remote Outdoor Unit-Air-Source) | HH836E2S11 | ASPEN |  | C(A,C,D,E)36B3K+TDR | TPLC080C16MP13 | 31000 | 18 | 8.5 | 31200 | 25400 | 81.41% | 2 | 0 | 10.5 |  |  |  |  | R-454B | 2.5833 | Residential & Commercial | USHP | Ducted CEE Tier 1
216056598 | Central HP <5.4 tons | YORK | HRCU-A-CB (Split System: Heat Pump with Remote Outdoor Unit-Air-Source) | HH836E2S11 | ASPEN |  | D(A,C,E)36A4K+TDR | TM8Y100C16MP11 | 30800 | 18 | 8.5 | 30400 | 25000 | 82.24% | 2 | 0 | 11 |  |  |  |  | R-454B | 2.5667 | Residential & Commercial | USHP | Ducted CEE Tier 1
214244064 | Central HP <5.4 tons | BRYANT HEATING AND COOLING SYSTEMS | HRCU-A-CB (Split System: Heat Pump with Remote Outdoor Unit-Air-Source) | 284ANV024*0**B* |  |  | CNPV*4221AL*+UI | 88*TB36045C17*** | 23400 | 19.5 | 9.5 | 26800 | 20000 | 74.63% | 2.4 | 0 | 13 |  |  |  |  | R-410A | 1.95 | Residential & Commercial | USHP | Ducted CEE Tier 1
216765081 | Central HP <5.4 tons | TRANE | HRCU-A-CB (Split System: Heat Pump with Remote Outdoor Unit-Air-Source) | 5TWX7060A1 |  |  | 5PX*D008AS3 | S8X2C100M5PSC | 51000 | 16.5 | 8.7 | 52000 | 39000 | 75% | 2.1 | 0 | 10 |  |  |  |  | R-454B | 4.25 | Residential & Commercial | USHP | Ducted CEE Tier 1
215654020 | Central HP <5.4 tons | YORK | HRCU-A-CB (Split System: Heat Pump with Remote Outdoor Unit-Air-Source) | HH824E2S11 | ASPEN |  | CH36A3J+TDR | Y81E040A12SMPS1 | 20800 | 17.5 | 9.5 | 22800 | 18100 | 79.39% | 2 | 0 | 11.2 |  |  |  |  | R-454B | 1.7333 | Residential & Commercial | USHP | Ducted CEE Tier 1
213360248 | Central HP <5.4 tons | LENNOX | HRCU-A-CB (Split System: Heat Pump with Remote Outdoor Unit-Air-Source) | SL25XPV-036-230A** | ADP |  | LH35/36F9 | EL297UH045XV36B* | 33400 | 21 | 8.8 | 33200 | 25800 | 77.71% | 1.82 | 0 | 12.5 |  |  |  |  | R-410A | 2.7833 | Residential & Commercial | USHP | Ducted CEE Tier 1
216765099 | Central HP <5.4 tons | TRANE | HRCU-A-CB (Split System: Heat Pump with Remote Outdoor Unit-Air-Source) | 5TWX7060A1 |  |  | 5PX*DD10AS3 | S8X1C100M5PTC | 51000 | 16 | 8.7 | 51000 | 38500 | 75.49% | 2.1 | 0 | 10 |  |  |  |  | R-454B | 4.25 | Residential & Commercial | USHP | Ducted CEE Tier 1
216056682 | Central HP <5.4 tons | YORK | HRCU-A-CB (Split System: Heat Pump with Remote Outdoor Unit-Air-Source) | HH836E2S11 | ASPEN |  | C(A,C,D,E)48A3K+TDR | TM9Y100C16MP11 | 31000 | 18 | 8.1 | 31000 | 25200 | 81.29% | 2 | 0 | 10.5 |  |  |  |  | R-454B | 2.5833 | Residential & Commercial | USHP | Ducted CEE Tier 1
215912454 | Central HP <5.4 tons | YORK | HRCU-A-CB (Split System: Heat Pump with Remote Outdoor Unit-Air-Source) | HH860E2S11 | ASPEN |  | C(A,C,D,E)60A3K+TDR | Y81E080C16SMPS1 | 41500 | 18 | 8.5 | 44000 | 33400 | 75.91% | 2 | 0 | 11.7 |  |  |  |  | R-454B | 3.4583 | Residential & Commercial | USHP | Ducted CEE Tier 1
216056714 | Central HP <5.4 tons | YORK | HRCU-A-CB (Split System: Heat Pump with Remote Outdoor Unit-Air-Source) | HH860E2S11 | ASPEN |  | C(A,C,D,E)48A3K+TDR | TL8E080C16UH11 | 40000 | 16.5 | 8.1 | 44000 | 33600 | 76.36% | 2 | 0 | 11.2 |  |  |  |  | R-454B | 3.3333 | Residential & Commercial | USHP | Ducted CEE Tier 1
216056733 | Central HP <5.4 tons | YORK | HRCU-A-CB (Split System: Heat Pump with Remote Outdoor Unit-Air-Source) | HH860E2S11 | ASPEN |  | C(A,C,D,E)48A3K+TDR | TM9E080C16MP12 | 40000 | 17.5 | 8.1 | 45000 | 34400 | 76.44% | 2 | 0 | 10.5 |  |  |  |  | R-454B | 3.3333 | Residential & Commercial | USHP | Ducted CEE Tier 1
216056749 | Central HP <5.4 tons | YORK | HRCU-A-CB (Split System: Heat Pump with Remote Outdoor Unit-Air-Source) | HH860E2S11 | ASPEN |  | C(A,C,D,E)48A3K+TDR | TMLE100C20MP11 | 41000 | 16.5 | 8.1 | 46000 | 35000 | 76.09% | 2 | 0 | 10.5 |  |  |  |  | R-454B | 3.4167 | Residential & Commercial | USHP | Ducted CEE Tier 1
216056780 | Central HP <5.4 tons | YORK | HRCU-A-CB (Split System: Heat Pump with Remote Outdoor Unit-Air-Source) | HH860E2S11 | ASPEN |  | C(A,C,D,E)60A3K+TDR | TL8E100C20UH11 | 41500 | 18 | 8.5 | 45000 | 34000 | 75.56% | 2 | 0 | 11.5 |  |  |  |  | R-454B | 3.4583 | Residential & Commercial | USHP | Ducted CEE Tier 1
216056816 | Central HP <5.4 tons | YORK | HRCU-A-CB (Split System: Heat Pump with Remote Outdoor Unit-Air-Source) | HH860E2S11 | ASPEN |  | C(A,C,D,E)60A3K+TDR | TM9E080C16MP12 | 41000 | 18 | 8.5 | 45000 | 34400 | 76.44% | 2 | 0 | 10.5 |  |  |  |  | R-454B | 3.4167 | Residential & Commercial | USHP | Ducted CEE Tier 1
216056832 | Central HP <5.4 tons | YORK | HRCU-A-CB (Split System: Heat Pump with Remote Outdoor Unit-Air-Source) | HH860E2S11 | ASPEN |  | C(A,C,D,E)60A3K+TDR | TM9V120D20MP12 | 41000 | 17.5 | 8.1 | 44000 | 33400 | 75.91% | 2 | 0 | 11.5 |  |  |  |  | R-454B | 3.4167 | Residential & Commercial | USHP | Ducted CEE Tier 1
216765115 | Central HP <5.4 tons | TRANE | HRCU-A-CB (Split System: Heat Pump with Remote Outdoor Unit-Air-Source) | 5TWX7060A1 |  |  | 5TXCD010AS3 | S8X2D120M5PSC | 52000 | 16.5 | 8.7 | 51000 | 38500 | 75.49% | 2.2 | 0 | 11.2 |  |  |  |  | R-454B | 4.3333 | Residential & Commercial | USHP | Ducted CEE Tier 1
216766018 | Central HP <5.4 tons | TRANE | HRCU-A-CB (Split System: Heat Pump with Remote Outdoor Unit-Air-Source) | 5TWR7036A1 |  |  | 5PX*B004AS3 | S8V2B080M4PCB | 32200 | 16 | 8.7 | 32200 | 24000 | 74.53% | 2.11 | 0 | 12 |  |  |  |  | R-454B | 2.6833 | Residential & Commercial | USHP | Ducted CEE Tier 1
216766034 | Central HP <5.4 tons | TRANE | HRCU-A-CB (Split System: Heat Pump with Remote Outdoor Unit-Air-Source) | 5TWR7036A1 |  |  | 5PX*B006AS3 | S9X2B060D3PSB | 31400 | 15.2 | 8.7 | 32000 | 24000 | 75% | 2.15 | 0 | 11 |  |  |  |  | R-454B | 2.6167 | Residential & Commercial | USHP | Ducted CEE Tier 1
216766098 | Central HP <5.4 tons | TRANE | HRCU-A-CB (Split System: Heat Pump with Remote Outdoor Unit-Air-Source) | 5TWR7036A1 |  |  | 5PX*BD06AS3+P0V0A000M30SD | 0 | 32400 | 16 | 8.5 | 33000 | 24200 | 73.33% | 2.05 | 0 | 12 |  |  |  |  | R-454B | 2.7 | Residential & Commercial | USHP | Ducted CEE Tier 1
216766132 | Central HP <5.4 tons | TRANE | HRCU-A-CB (Split System: Heat Pump with Remote Outdoor Unit-Air-Source) | 5TWR7036A1 |  |  | 5PX*C005AS3 | S8V2C100M5PDB | 32600 | 16 | 8.7 | 32400 | 24000 | 74.07% | 2.13 | 0 | 12 |  |  |  |  | R-454B | 2.7167 | Residential & Commercial | USHP | Ducted CEE Tier 1
216766216 | Central HP <5.4 tons | TRANE | HRCU-A-CB (Split System: Heat Pump with Remote Outdoor Unit-Air-Source) | 5TWR7036A1 |  |  | 5PX*CD07AS3 | S9V2C100D5VSB | 33400 | 16.5 | 8.7 | 33200 | 24400 | 73.49% | 2.11 | 0 | 12 |  |  |  |  | R-454B | 2.7833 | Residential & Commercial | USHP | Ducted CEE Tier 1
216056865 | Central HP <5.4 tons | YORK | HRCU-A-CB (Split System: Heat Pump with Remote Outdoor Unit-Air-Source) | HH860E2S11 | ASPEN |  | D(A,C,E)60A3K+TDR | TP9C100C20MP13 | 41000 | 18 | 8.5 | 44500 | 33800 | 75.96% | 2 | 0 | 10.5 |  |  |  |  | R-454B | 3.4167 | Residential & Commercial | USHP | Ducted CEE Tier 1
216056482 | Central HP <5.4 tons | YORK | HRCU-A-CB (Split System: Heat Pump with Remote Outdoor Unit-Air-Source) | HH824E2S11 | ASPEN |  | D(A,C,E)24B4K+TDR | TPLC080B12MP13 | 22400 | 17 | 8.5 | 22800 | 17700 | 77.63% | 2 | 0 | 12 |  |  |  |  | R-454B | 1.8667 | Residential & Commercial | USHP | Ducted CEE Tier 1
216056580 | Central HP <5.4 tons | YORK | HRCU-A-CB (Split System: Heat Pump with Remote Outdoor Unit-Air-Source) | HH824E2S11 | ASPEN |  | D(A,C,E)36A4K+TDR | Y81E100B12SMPS1 | 21000 | 19 | 9.5 | 22800 | 18000 | 78.95% | 2 | 0 | 11.2 |  |  |  |  | R-454B | 1.75 | Residential & Commercial | USHP | Ducted CEE Tier 1
216687224 | Central HP <5.4 tons | FUJITSU | HRCU-A-CB (Split System: Heat Pump with Remote Outdoor Unit-Air-Source) | FOP1960MJAYCA |  |  | FCCA6021SYEA | FF97MV508521DH | 53500 | 17 | 10 | 53500 | 48500 | 90.65% | 2 | 0 | 10 |  |  |  |  | R-454B | 4.4583 | Residential & Commercial | USHP | Ducted CEE Tier 1
216766282 | Central HP <5.4 tons | TRANE | HRCU-A-CB (Split System: Heat Pump with Remote Outdoor Unit-Air-Source) | 5TWR7036A1 |  |  | 5TXCB004AS3 | S9X2B080U4PSB | 32200 | 16 | 8.7 | 32200 | 23800 | 73.91% | 2.11 | 0 | 12 |  |  |  |  | R-454B | 2.6833 | Residential & Commercial | USHP | Ducted CEE Tier 1
216766386 | Central HP <5.4 tons | TRANE | HRCU-A-CB (Split System: Heat Pump with Remote Outdoor Unit-Air-Source) | 5TWR7036A1 |  |  | 5TXCC007AS3 | S9V2C080U5VSB | 33800 | 17.1 | 9 | 32600 | 24200 | 74.23% | 2.21 | 0 | 12 |  |  |  |  | R-454B | 2.8167 | Residential & Commercial | USHP | Ducted CEE Tier 1
216056880 | Central HP <5.4 tons | YORK | HRCU-A-CB (Split System: Heat Pump with Remote Outdoor Unit-Air-Source) | HH860E2S11 | ASPEN |  | C(A,C,D,E)60A3K+TDR | Y91E080C20SMPS1 | 41500 | 17.5 | 8.1 | 46000 | 33400 | 72.61% | 2 | 0 | 11.5 |  |  |  |  | R-454B | 3.4583 | Residential & Commercial | USHP | Ducted CEE Tier 1
216056699 | Central HP <5.4 tons | YORK | HRCU-A-CB (Split System: Heat Pump with Remote Outdoor Unit-Air-Source) | HH836E2S11 | ASPEN |  | C(A,C,D,E)48A3K+TDR | TPLC100C16MP13 | 31200 | 18 | 8.1 | 31200 | 25400 | 81.41% | 2 | 0 | 10.5 |  |  |  |  | R-454B | 2.6 | Residential & Commercial | USHP | Ducted CEE Tier 1
216766434 | Central HP <5.4 tons | TRANE | HRCU-A-CB (Split System: Heat Pump with Remote Outdoor Unit-Air-Source) | 5TWR7036A1 |  |  | 5TXCD010AS3 | S8V2D120M5PDB | 34600 | 17.1 | 9 | 32400 | 24000 | 74.07% | 2.24 | 0 | 12.5 |  |  |  |  | R-454B | 2.8833 | Residential & Commercial | USHP | Ducted CEE Tier 1
213821027 | Central HP <5.4 tons | TEMPSTAR | HRCU-A-CB (Split System: Heat Pump with Remote Outdoor Unit-Air-Source) | DLCURAH24AAK | ASPEN |  | D(A,C,E)30B34+TDR | *80MS(N,L)0701712A* | 23200 | 16.5 | 8.1 | 24600 | 22200 | 90.24% | 2.86 | 0 | 9.5 |  |  |  |  | R-410A | 1.9333 | Residential & Commercial | USHP
216761998 | Central HP <5.4 tons | BOSCH | HRCU-A-CB (Split System: Heat Pump with Remote Outdoor Unit-Air-Source) | BOVA-60RTB-M20S | ADP |  | HE35*48+TXV+AEFE4B* | 0 | 44500 | 18 | 9 | 45500 | 33200 | 72.97% | 1.92 | 0 | 11 |  |  |  |  | R-454B | 3.7083 | Residential & Commercial | USHP | Ducted CEE Tier 1
216760244 | Central HP <5.4 tons | BOSCH | HRCU-A-CB (Split System: Heat Pump with Remote Outdoor Unit-Air-Source) | BOVA-60RTB-M20S | ADP |  | H,GE48*60+TXV+AEFE5* | 0 | 46500 | 18 | 9.35 | 46000 | 33200 | 72.17% | 1.98 | 0 | 11.7 |  |  |  |  | R-454B | 3.875 | Residential & Commercial | USHP | Ducted CEE Tier 1
215683643 | Central HP <5.4 tons | CARRIER | HRCU-A-CB (Split System: Heat Pump with Remote Outdoor Unit-Air-Source) | 27VNA024A*030* |  |  | CAA**3617AM*+UI | 58CU*A040C17**12 | 23200 | 17 | 9 | 23600 | 16600 | 70.34% | 1.98 | 0 | 10 |  |  |  |  | R-454B | 1.9333 | Residential & Commercial | USHP | Ducted CEE Tier 1
215683625 | Central HP <5.4 tons | CARRIER | HRCU-A-CB (Split System: Heat Pump with Remote Outdoor Unit-Air-Source) | 27VNA024A*030* |  |  | CAA**3017AM*+UI | 58TN*B045C17**12 | 23000 | 16.5 | 8.5 | 24000 | 16800 | 70% | 1.86 | 0 | 10 |  |  |  |  | R-454B | 1.9167 | Residential & Commercial | USHP | Ducted CEE Tier 1
215683627 | Central HP <5.4 tons | CARRIER | HRCU-A-CB (Split System: Heat Pump with Remote Outdoor Unit-Air-Source) | 27VNA024A*030* |  |  | CAA**3017AM*+UI | 58TN*B070C14**12 | 23000 | 17 | 9 | 23800 | 16700 | 70.17% | 1.98 | 0 | 10 |  |  |  |  | R-454B | 1.9167 | Residential & Commercial | USHP | Ducted CEE Tier 1
215683707 | Central HP <5.4 tons | CARRIER | HRCU-A-CB (Split System: Heat Pump with Remote Outdoor Unit-Air-Source) | 27VNA024A*030* |  |  | CAA**3721AM*+UI | 59MN7C060C21**20 | 24000 | 17 | 9 | 23400 | 16400 | 70.09% | 2.02 | 0 | 10.5 |  |  |  |  | R-454B | 2 | Residential & Commercial | USHP | Ducted CEE Tier 1
215683709 | Central HP <5.4 tons | CARRIER | HRCU-A-CB (Split System: Heat Pump with Remote Outdoor Unit-Air-Source) | 27VNA024A*030* |  |  | CAA**3721AM*+UI | 59MN7C080C17**14 | 24000 | 17.5 | 9 | 23400 | 16400 | 70.09% | 2 | 0 | 10.5 |  |  |  |  | R-454B | 2 | Residential & Commercial | USHP | Ducted CEE Tier 1
214396960 | Central HP <5.4 tons | JOHNSON CONTROLS | HRCU-A-CB (Split System: Heat Pump with Remote Outdoor Unit-Air-Source) | HH836E2S11 |  |  | CTM48C5CFS1 | TM8E120C16MP11 | 33600 | 19 | 9 | 31400 | 25400 | 80.89% | 2 | 0 | 11 |  |  |  |  | R-454B | 2.8 | Residential & Commercial | USHP | Ducted CEE Tier 1
215675675 | Central HP <5.4 tons | HEIL | HRCU-A-CB (Split System: Heat Pump with Remote Outdoor Unit-Air-Source) | H5H0V48*K*AAA* |  |  | EVM5X60M21A*+WALLCON | *80CSU0802120A* | 48000 | 19 | 9 | 50000 | 36600 | 73.2% | 2.12 | 0 | 10 |  |  |  |  | R-454B | 4 | Residential & Commercial | USHP | Ducted CEE Tier 1
216735746 | Central HP <5.4 tons | DAY & NIGHT | HRCU-A-CB (Split System: Heat Pump with Remote Outdoor Unit-Air-Source) | D5CUHAH24AAK |  |  | EA*5X37M21A* | *97CMN1002122B* | 23400 | 16 | 8.5 | 20800 | 18500 | 88.94% | 1.98 | 0 | 11 |  |  |  |  | R-454B | 1.95 | Residential & Commercial | USHP | Ducted CEE Tier 1
216735503 | Central HP <5.4 tons | DAY & NIGHT | HRCU-A-CB (Split System: Heat Pump with Remote Outdoor Unit-Air-Source) | D5CUHAH24AAK |  |  | EA*5X37M21A* | *80MS(N,L)0902116A* | 23200 | 16 | 8.5 | 20600 | 18400 | 89.32% | 1.96 | 0 | 11 |  |  |  |  | R-454B | 1.9333 | Residential & Commercial | USHP | Ducted CEE Tier 1
216735512 | Central HP <5.4 tons | DAY & NIGHT | HRCU-A-CB (Split System: Heat Pump with Remote Outdoor Unit-Air-Source) | D5CUHAH24AAK |  |  | EA*5X37M21A* | *80MS(N,L)1102120A* | 23600 | 16 | 8.5 | 20800 | 18500 | 88.94% | 1.96 | 0 | 11 |  |  |  |  | R-454B | 1.9667 | Residential & Commercial | USHP | Ducted CEE Tier 1
216735803 | Central HP <5.4 tons | DAY & NIGHT | HRCU-A-CB (Split System: Heat Pump with Remote Outdoor Unit-Air-Source) | D5CUHAH24AAK |  |  | EA*5X37M21A* | *92MSN1002122A* | 23600 | 16 | 8.5 | 21000 | 18600 | 88.57% | 1.96 | 0 | 11 |  |  |  |  | R-454B | 1.9667 | Residential & Commercial | USHP | Ducted CEE Tier 1
213612286 | Central HP <5.4 tons | BOSCH | HRCU-A-CB (Split System: Heat Pump with Remote Outdoor Unit-Air-Source) | BOVB-60HDN1-M20G | ADP |  | H,TG86960+AEFE5* | 0 | 51500 | 17 | 9.45 | 53000 | 38000 | 71.7% | 2.02 | 0 | 11.7 |  |  |  |  | R-410A | 4.2917 | Residential & Commercial | USHP | Ducted CEE Tier 1
215654032 | Central HP <5.4 tons | YORK | HRCU-A-CB (Split System: Heat Pump with Remote Outdoor Unit-Air-Source) | HH836E2S11 | ASPEN |  | CH36B3J+TDR | Y81E100C20SMPS1 | 32000 | 18 | 8.5 | 31800 | 25400 | 79.87% | 2 | 0 | 11 |  |  |  |  | R-454B | 2.6667 | Residential & Commercial | USHP | Ducted CEE Tier 1
213088725 | Central HP <5.4 tons | BOSCH | HRCU-A-CB (Split System: Heat Pump with Remote Outdoor Unit-Air-Source) | BOVA-60HDN1-M20G | ADP |  | V,R60H210P179+AEFE5* | 0 | 46000 | 18 | 9.3 | 46000 | 33200 | 72.17% | 1.96 | 0 | 11.7 |  |  |  |  | R-410A | 3.8333 | Residential & Commercial | USHP | Ducted CEE Tier 1
213088750 | Central HP <5.4 tons | BOSCH | HRCU-A-CB (Split System: Heat Pump with Remote Outdoor Unit-Air-Source) | BOVB-60HDN1-M20G | ADP |  | H,RG88960+AEFE5* | 0 | 51500 | 17 | 9.5 | 53000 | 38000 | 71.7% | 2.02 | 0 | 11.7 |  |  |  |  | R-410A | 4.2917 | Residential & Commercial | USHP | Ducted CEE Tier 1
216762061 | Central HP <5.4 tons | BOSCH | HRCU-A-CB (Split System: Heat Pump with Remote Outdoor Unit-Air-Source) | BOVA-60RXB-M15S | ADP |  | V36H175D14*+TXV+AEFE4B* | 0 | 33600 | 16 | 8.35 | 32600 | 33800 | 103.7% | 1.78 | 0 | 11.5 |  |  |  |  | R-454B | 2.8 | Residential & Commercial | USHP | Ducted CEE Tier 1
214394518 | Central HP <5.4 tons | RUUD | HRCU-A-CB (Split System: Heat Pump with Remote Outdoor Unit-Air-Source) | RD17AZ36AJ3N | ASPEN |  | D(A,C,E)36C44+TDR | U98MV0603A17UPS | 33000 | 18 | 8.1 | 34200 | 29800 | 87.13% | 1.9 | 0 | 10 |  |  |  |  | R-410A | 2.75 | Residential & Commercial | USHP | Ducted CEE Tier 1
216624595 | Central HP <5.4 tons | LENNOX | HRCU-A-CB (Split System: Heat Pump with Remote Outdoor Unit-Air-Source) | EL18KSLV-060-230** | ADP |  | LP40/60R*+TXV+LEFE5* | 0 | 47500 | 15.2 | 8.5 | 46000 | 38500 | 83.7% | 1.75 | 0 | 10 |  |  |  |  | R-454B | 3.9583 | Residential & Commercial | USHP | Ducted CEE Tier 1
214396925 | Central HP <5.4 tons | JOHNSON CONTROLS | HRCU-A-CB (Split System: Heat Pump with Remote Outdoor Unit-Air-Source) | HH836E2S11 |  |  | CTM48C5CFS1 | TM8E080C16MP11 | 33400 | 19 | 9 | 31400 | 25400 | 80.89% | 2 | 0 | 11 |  |  |  |  | R-454B | 2.7833 | Residential & Commercial | USHP | Ducted CEE Tier 1